## Proposed Energy End Use
Proposed Energy end use
End Use | Units | Common Area Meter | Apartment Meter | Total | Plug loads from ERP (do not alter) kWh | Proposed Design Annual Consumption
Electric loads |  |  |  |  | 18651 | From EPR | Control
Ventilation fans | kWh | 6745.4999 | 3747.8473 | 10493.3472 |  | 10493 | 0.34715
Space heating | kWh | 30892.8249 | 0 | 30892.8249 |  | 30893 | -0.17508
Space cooling | kWh | 5210.2303 | 0 | 5210.2303 |  | 5210 | 0.23031
Domestic hot water | kWh | 25798 | 0 | 25798 |  | 25798 | 0
Interior lighting | kWh | 3953.5019 | 15707.8188 | 19661.3207 |  | 19662 | -0.67932
Exterior lighting | kWh | 0 | 0 | 0 |  | 0 | 0
Appliances | kWh | 0 | 50091.2378 | 50091.2378 |  | 50090.6 | 0.63777
Pumps and Aux | kWh | 2578.3388 | 0 | 2578.3388 |  | 2578 | 0.33879
Other exterior | kWh | 0 | 0 | 0 |  | 0 | 0
Plug loads | kWh | 5509.9298 | 13141.0702 | 18651 |  | 18651.4 | -0.4
Gas loads
Space heating | MMbtu | 0 | 0 | 0 |  | 0 | 0
Domestic hot water | MMbtu | 0 | 0 | 0 |  | 0 | 0
Appliances | MMbtu | 0 | 0 | 0 |  | 0 | 0
Other (describe) | MMbtu | 0 | 0 | 0 |  | 0 | 0

## Hourly Report
C:\Users\Nauris\Documents\eQUEST 3-65 Projects\Retrofit NY\Retrofit NY 02.01.2019\Retrofit NY 02.01.2019_300 HP DHW\Retrofit NY 02.01.2019_300 HP DHW - 13
Simulated: 2019-Feb-01 13:04:52
CSV Written: 2019-Feb-01 13:04:53
eQUEST 3.65.7173
Hourly Report
|  |  |  | EM1 Hourly Report Block | [12 empty] | FM1 Hourly Report Block | [12 empty] | EM non-res Hourly Report Block | [12 empty] | FM non-res Hourly Report Block
|  |  |  | ELEC-METER | [12 empty] | FUEL-METER | [12 empty] | ELEC-METER | [12 empty] | FUEL-METER
|  |  |  | EM1 | [12 empty] | FM1 | [12 empty] | EM non-res | [12 empty] | FM non-res
|  |  | Day | Var 1 | Var 2 | Var 3 | Var 4 | Var 5 | Var 6 | Var 7 | Var 8 | Var 9 | Var 10 | Var 11 | Var 12 | Var 20 | Var 1 | Var 2 | Var 3 | Var 4 | Var 5 | Var 6 | Var 7 | Var 8 | Var 9 | Var 10 | Var 11 | Var 12 | Var 20 | Var 1 | Var 2 | Var 3 | Var 4 | Var 5 | Var 6 | Var 7 | Var 8 | Var 9 | Var 10 | Var 11 | Var 12 | Var 20 | Var 1 | Var 2 | Var 3 | Var 4 | Var 5 | Var 6 | Var 7 | Var 8 | Var 9 | Var 10 | Var 11 | Var 12 | Var 20
Month | Day | Hour | Type | Lighting end-use energy | Task lighting end-use energy | Miscellaneous equipment end-use energy | Heating end-use energy | Cooling end-use energy | Heat rejection end-use energy | Auxiliary end-use energy (pumps) | Vent fan end-use energy | Refrigeration systems end-use energy | Supplemental heat pump end-use energy | Domestic hot water end-use energy | Exterior to the building end-use energy | Total end-use energy | Lighting end-use energy | Task lighting end-use energy | Miscellaneous equipment end-use energy | Heating end-use energy | Cooling end-use energy | Heat rejection end-use energy | Auxiliary end-use energy (pumps) | Vent fan end-use energy | Refrigeration systems end-use energy | Supplemental heat pump end-use energy | Domestic hot water end-use energy | Exterior to the building end-use energy | Total end-use energy | Lighting end-use energy | Task lighting end-use energy | Miscellaneous equipment end-use energy | Heating end-use energy | Cooling end-use energy | Heat rejection end-use energy | Auxiliary end-use energy (pumps) | Vent fan end-use energy | Refrigeration systems end-use energy | Supplemental heat pump end-use energy | Domestic hot water end-use energy | Exterior to the building end-use energy | Total end-use energy | Lighting end-use energy | Task lighting end-use energy | Miscellaneous equipment end-use energy | Heating end-use energy | Cooling end-use energy | Heat rejection end-use energy | Auxiliary end-use energy (pumps) | Vent fan end-use energy | Refrigeration systems end-use energy | Supplemental heat pump end-use energy | Domestic hot water end-use energy | Exterior to the building end-use energy | Total end-use energy
1 | 1 | 1 | 8 | 1.7931 | 0 | 2.4769 | 0 | 0 | 0 | 0 | 0.70695 | 0 | 0 | 0.63455 | 0 | 5.6115 | 0 | 0 | 0 | 0 | 0 | 0 | 0 | 0 | 0 | 0 | 0 | 0 | 0 | 0.45131 | 0 | 0.54519 | 9.8427 | 0 | 0 | 0.053706 | 0.90133 | 0 | 0.00075915 | 0 | 0 | 11.795 | 0 | 0 | 0 | 0 | 0 | 0 | 0 | 0 | 0 | 0 | 0 | 0 | 0
1 | 1 | 2 | 8 | 1.7931 | 0 | 2.4769 | 0 | 0 | 0 | 0 | 0.7984 | 0 | 0 | 0.63459 | 0 | 5.703 | 0 | 0 | 0 | 0 | 0 | 0 | 0 | 0 | 0 | 0 | 0 | 0 | 0 | 0.45131 | 0 | 0.32173 | 9.615 | 0 | 0 | 0.053706 | 0.8947 | 0 | 0.00074276 | 0 | 0 | 11.3372 | 0 | 0 | 0 | 0 | 0 | 0 | 0 | 0 | 0 | 0 | 0 | 0 | 0
1 | 1 | 3 | 8 | 1.7931 | 0 | 2.4769 | 0 | 0 | 0 | 0 | 0.84469 | 0 | 0 | 0.63469 | 0 | 5.7494 | 0 | 0 | 0 | 0 | 0 | 0 | 0 | 0 | 0 | 0 | 0 | 0 | 0 | 0.45131 | 0 | 0.32173 | 10.0718 | 0 | 0 | 0.053706 | 0.89968 | 0 | 0.00077882 | 0 | 0 | 11.799 | 0 | 0 | 0 | 0 | 0 | 0 | 0 | 0 | 0 | 0 | 0 | 0 | 0
1 | 1 | 4 | 8 | 1.7931 | 0 | 2.4769 | 0 | 0 | 0 | 0 | 0.84952 | 0 | 0 | 0.63471 | 0 | 5.7542 | 0 | 0 | 0 | 0 | 0 | 0 | 0 | 0 | 0 | 0 | 0 | 0 | 0 | 0.45131 | 0 | 0.32173 | 10.1371 | 0 | 0 | 0.053706 | 0.89903 | 0 | 0.00082006 | 0 | 0 | 11.8637 | 0 | 0 | 0 | 0 | 0 | 0 | 0 | 0 | 0 | 0 | 0 | 0 | 0
1 | 1 | 5 | 8 | 1.7931 | 0 | 2.4769 | 0 | 0 | 0 | 0 | 0.85153 | 0 | 0 | 0.6347 | 0 | 5.7562 | 0 | 0 | 0 | 0 | 0 | 0 | 0 | 0 | 0 | 0 | 0 | 0 | 0 | 0.45131 | 0 | 0.32173 | 10.1249 | 0 | 0 | 0.053706 | 0.89676 | 0 | 0.0008889 | 0 | 0 | 11.8493 | 0 | 0 | 0 | 0 | 0 | 0 | 0 | 0 | 0 | 0 | 0 | 0 | 0
1 | 1 | 6 | 8 | 1.7931 | 0 | 2.4769 | 0 | 0 | 0 | 0 | 0.88211 | 0 | 0 | 0.6347 | 0 | 5.7868 | 0 | 0 | 0 | 0 | 0 | 0 | 0 | 0 | 0 | 0 | 0 | 0 | 0 | 0.45131 | 0 | 0.32173 | 10.4456 | 0 | 0 | 0.053706 | 0.90265 | 0 | 0.00085686 | 0 | 0 | 12.1759 | 0 | 0 | 0 | 0 | 0 | 0 | 0 | 0 | 0 | 0 | 0 | 0 | 0
1 | 1 | 7 | 8 | 1.7931 | 0 | 2.4769 | 0 | 0 | 0 | 0 | 0.90507 | 0 | 0 | 3.5992 | 0 | 8.7743 | 0 | 0 | 0 | 0 | 0 | 0 | 0 | 0 | 0 | 0 | 0 | 0 | 0 | 0.45131 | 0 | 0.54519 | 10.6179 | 0 | 0 | 0.31621 | 0.89846 | 0 | 0.00083887 | 0 | 0 | 12.8299 | 0 | 0 | 0 | 0 | 0 | 0 | 0 | 0 | 0 | 0 | 0 | 0 | 0
1 | 1 | 8 | 8 | 1.7931 | 0 | 2.4769 | 0 | 0 | 0 | 0 | 1.2376 | 0 | 0 | 5.9708 | 0 | 11.4784 | 0 | 0 | 0 | 0 | 0 | 0 | 0 | 0 | 0 | 0 | 0 | 0 | 0 | 0.45131 | 0 | 0.71279 | 13.1377 | 0 | 0 | 0.52621 | 0.89352 | 0 | 0.0010641 | 0 | 0 | 15.7225 | 0 | 0 | 0 | 0 | 0 | 0 | 0 | 0 | 0 | 0 | 0 | 0 | 0
1 | 1 | 9 | 8 | 1.7931 | 0 | 13.6089 | 0 | 0 | 0 | 0 | 1.0876 | 0 | 0 | 3.9589 | 0 | 20.4486 | 0 | 0 | 0 | 0 | 0 | 0 | 0 | 0 | 0 | 0 | 0 | 0 | 0 | 0.45131 | 0 | 0.71279 | 11.2928 | 0 | 0 | 0.42121 | 0.88429 | 0 | 0.001019 | 0 | 0 | 13.7634 | 0 | 0 | 0 | 0 | 0 | 0 | 0 | 0 | 0 | 0 | 0 | 0 | 0
1 | 1 | 10 | 8 | 1.7931 | 0 | 13.6089 | 0 | 0 | 0 | 0 | 0.8713 | 0 | 0 | 4.4155 | 0 | 20.6889 | 0 | 0 | 0 | 0 | 0 | 0 | 0 | 0 | 0 | 0 | 0 | 0 | 0 | 0.45131 | 0 | 0.71279 | 9.1123 | 0 | 0 | 0.31621 | 0.85844 | 0 | 0.0011356 | 0 | 0 | 11.4522 | 0 | 0 | 0 | 0 | 0 | 0 | 0 | 0 | 0 | 0 | 0 | 0 | 0
1 | 1 | 11 | 8 | 1.7931 | 0 | 13.6089 | 0 | 0 | 0 | 0 | 0.80543 | 0 | 0 | 3.5991 | 0 | 19.8066 | 0 | 0 | 0 | 0 | 0 | 0 | 0 | 0 | 0 | 0 | 0 | 0 | 0 | 0.45131 | 0 | 0.71279 | 8.3929 | 0 | 0 | 0.31621 | 0.86578 | 0 | 0.00072675 | 0 | 0 | 10.7397 | 0 | 0 | 0 | 0 | 0 | 0 | 0 | 0 | 0 | 0 | 0 | 0 | 0
1 | 1 | 12 | 8 | 1.7931 | 0 | 13.6089 | 0 | 0 | 0 | 0 | 0.68138 | 0 | 0 | 3.9589 | 0 | 20.0423 | 0 | 0 | 0 | 0 | 0 | 0 | 0 | 0 | 0 | 0 | 0 | 0 | 0 | 0.45131 | 0 | 0.54519 | 7.4506 | 0 | 0 | 0.36871 | 0.86503 | 0 | 0.00062076 | 0 | 0 | 9.6814 | 0 | 0 | 0 | 0 | 0 | 0 | 0 | 0 | 0 | 0 | 0 | 0 | 0
1 | 1 | 13 | 8 | 1.7931 | 0 | 8.6613 | 0 | 0 | 0 | 0 | 0.71212 | 0 | 0 | 3.9589 | 0 | 15.1255 | 0 | 0 | 0 | 0 | 0 | 0 | 0 | 0 | 0 | 0 | 0 | 0 | 0 | 0.45131 | 0 | 0.54519 | 7.7446 | 0 | 0 | 0.42121 | 0.87649 | 0 | 0.00058584 | 0 | 0 | 10.0393 | 0 | 0 | 0 | 0 | 0 | 0 | 0 | 0 | 0 | 0 | 0 | 0 | 0
1 | 1 | 14 | 8 | 1.7931 | 0 | 13.6089 | 0 | 0 | 0 | 0 | 0.59243 | 0 | 0 | 3.959 | 0 | 19.9534 | 0 | 0 | 0 | 0 | 0 | 0 | 0 | 0 | 0 | 0 | 0 | 0 | 0 | 0.45131 | 0 | 0.54519 | 7.0986 | 0 | 0 | 0.36871 | 0.87848 | 0 | 0.00051802 | 0 | 0 | 9.3428 | 0 | 0 | 0 | 0 | 0 | 0 | 0 | 0 | 0 | 0 | 0 | 0 | 0
1 | 1 | 15 | 8 | 1.7931 | 0 | 13.6089 | 0 | 0 | 0 | 0 | 0.56907 | 0 | 0 | 3.959 | 0 | 19.93 | 0 | 0 | 0 | 0 | 0 | 0 | 0 | 0 | 0 | 0 | 0 | 0 | 0 | 0.45131 | 0 | 0.54519 | 6.9973 | 0 | 0 | 0.36871 | 0.88388 | 0 | 0.00050236 | 0 | 0 | 9.2469 | 0 | 0 | 0 | 0 | 0 | 0 | 0 | 0 | 0 | 0 | 0 | 0 | 0
1 | 1 | 16 | 8 | 1.7931 | 0 | 13.6089 | 0 | 0 | 0 | 0 | 0.63587 | 0 | 0 | 5.077 | 0 | 21.1149 | 0 | 0 | 0 | 0 | 0 | 0 | 0 | 0 | 0 | 0 | 0 | 0 | 0 | 0.45131 | 0 | 0.54519 | 7.3038 | 0 | 0 | 0.31621 | 0.88193 | 0 | 0.072291 | 0 | 0 | 9.5708 | 0 | 0 | 0 | 0 | 0 | 0 | 0 | 0 | 0 | 0 | 0 | 0 | 0
1 | 1 | 17 | 8 | 1.7931 | 0 | 13.6089 | 0 | 0 | 0 | 0 | 0.73719 | 0 | 0 | 3.5992 | 0 | 19.7384 | 0 | 0 | 0 | 0 | 0 | 0 | 0 | 0 | 0 | 0 | 0 | 0 | 0 | 0.45131 | 0 | 0.54519 | 8.0615 | 0 | 0 | 0.31621 | 0.88235 | 0 | 0.20403 | 0 | 0 | 10.4606 | 0 | 0 | 0 | 0 | 0 | 0 | 0 | 0 | 0 | 0 | 0 | 0 | 0
1 | 1 | 18 | 8 | 1.7931 | 0 | 13.6089 | 0 | 0 | 0 | 0 | 0.78933 | 0 | 0 | 5.9708 | 0 | 22.1622 | 0 | 0 | 0 | 0 | 0 | 0 | 0 | 0 | 0 | 0 | 0 | 0 | 0 | 0.45131 | 0 | 0.54519 | 8.3076 | 0 | 0 | 0.52621 | 0.87877 | 0 | 0.17149 | 0 | 0 | 10.8806 | 0 | 0 | 0 | 0 | 0 | 0 | 0 | 0 | 0 | 0 | 0 | 0 | 0
1 | 1 | 19 | 8 | 1.7931 | 0 | 9.8982 | 0 | 0 | 0 | 0 | 0.86342 | 0 | 0 | 5.9708 | 0 | 18.5256 | 0 | 0 | 0 | 0 | 0 | 0 | 0 | 0 | 0 | 0 | 0 | 0 | 0 | 0.45131 | 0 | 0.54519 | 8.7276 | 0 | 0 | 0.52621 | 0.87775 | 0 | 0.26944 | 0 | 0 | 11.3975 | 0 | 0 | 0 | 0 | 0 | 0 | 0 | 0 | 0 | 0 | 0 | 0 | 0
1 | 1 | 20 | 8 | 1.7931 | 0 | 2.4769 | 0 | 0 | 0 | 0 | 0.99294 | 0 | 0 | 3.959 | 0 | 9.2219 | 0 | 0 | 0 | 0 | 0 | 0 | 0 | 0 | 0 | 0 | 0 | 0 | 0 | 0.45131 | 0 | 0.88038 | 9.691 | 0 | 0 | 0.42121 | 0.87245 | 0 | 0.48916 | 0 | 0 | 12.8055 | 0 | 0 | 0 | 0 | 0 | 0 | 0 | 0 | 0 | 0 | 0 | 0 | 0
1 | 1 | 21 | 8 | 1.7931 | 0 | 2.4769 | 0 | 0 | 0 | 0 | 1.0066 | 0 | 0 | 3.9589 | 0 | 9.2355 | 0 | 0 | 0 | 0 | 0 | 0 | 0 | 0 | 0 | 0 | 0 | 0 | 0 | 0.45131 | 0 | 1.1038 | 9.5934 | 0 | 0 | 0.36871 | 0.8651 | 0 | 0.68578 | 0 | 0 | 13.0682 | 0 | 0 | 0 | 0 | 0 | 0 | 0 | 0 | 0 | 0 | 0 | 0 | 0
1 | 1 | 22 | 8 | 1.7931 | 0 | 2.4769 | 0 | 0 | 0 | 0 | 1.0363 | 0 | 0 | 6.412 | 0 | 11.7183 | 0 | 0 | 0 | 0 | 0 | 0 | 0 | 0 | 0 | 0 | 0 | 0 | 0 | 0.45131 | 0 | 1.2156 | 9.7939 | 0 | 0 | 0.47371 | 0.86569 | 0 | 0.86796 | 0 | 0 | 13.6681 | 0 | 0 | 0 | 0 | 0 | 0 | 0 | 0 | 0 | 0 | 0 | 0 | 0
1 | 1 | 23 | 8 | 1.7931 | 0 | 2.4769 | 0 | 0 | 0 | 0 | 1.0509 | 0 | 0 | 3.6021 | 0 | 8.9231 | 0 | 0 | 0 | 0 | 0 | 0 | 0 | 0 | 0 | 0 | 0 | 0 | 0 | 0.45131 | 0 | 1.1038 | 9.9621 | 0 | 0 | 0.31621 | 0.869 | 0 | 0.85659 | 0 | 0 | 13.559 | 0 | 0 | 0 | 0 | 0 | 0 | 0 | 0 | 0 | 0 | 0 | 0 | 0
1 | 1 | 24 | 8 | 1.7931 | 0 | 2.4769 | 0 | 0 | 0 | 0 | 0.55485 | 0 | 0 | 0.63465 | 0 | 5.4595 | 0 | 0 | 0 | 0 | 0 | 0 | 0 | 0 | 0 | 0 | 0 | 0 | 0 | 0.45131 | 0 | 0.88038 | 6.7119 | 0 | 0 | 0.053706 | 0.86543 | 0 | 0.61037 | 0 | 0 | 9.5731 | 0 | 0 | 0 | 0 | 0 | 0 | 0 | 0 | 0 | 0 | 0 | 0 | 0
1 | 2 | 1 | 2 | 1.7931 | 0 | 2.4769 | 0 | 0 | 0 | 0 | 0.64857 | 0 | 0 | 0.63465 | 0 | 5.5532 | 0 | 0 | 0 | 0 | 0 | 0 | 0 | 0 | 0 | 0 | 0 | 0 | 0 | 0.45131 | 0 | 0.54519 | 7.5059 | 0 | 0 | 0.053706 | 0.86832 | 0 | 0.85395 | 0 | 0 | 10.2784 | 0 | 0 | 0 | 0 | 0 | 0 | 0 | 0 | 0 | 0 | 0 | 0 | 0
1 | 2 | 2 | 2 | 1.7931 | 0 | 2.4769 | 0 | 0 | 0 | 0 | 0.69966 | 0 | 0 | 0.63466 | 0 | 5.6043 | 0 | 0 | 0 | 0 | 0 | 0 | 0 | 0 | 0 | 0 | 0 | 0 | 0 | 0.45131 | 0 | 0.32173 | 7.9791 | 0 | 0 | 0.053706 | 0.87566 | 0 | 0.93959 | 0 | 0 | 10.6211 | 0 | 0 | 0 | 0 | 0 | 0 | 0 | 0 | 0 | 0 | 0 | 0 | 0
1 | 2 | 3 | 2 | 1.7931 | 0 | 2.4769 | 0 | 0 | 0 | 0 | 0.70984 | 0 | 0 | 0.63469 | 0 | 5.6146 | 0 | 0 | 0 | 0 | 0 | 0 | 0 | 0 | 0 | 0 | 0 | 0 | 0 | 0.45131 | 0 | 0.32173 | 7.3911 | 0 | 0 | 0.053706 | 0.87156 | 0 | 0 | 0 | 0 | 9.0894 | 0 | 0 | 0 | 0 | 0 | 0 | 0 | 0 | 0 | 0 | 0 | 0 | 0
1 | 2 | 4 | 2 | 1.7931 | 0 | 2.4769 | 0 | 0 | 0 | 0 | 0.7283 | 0 | 0 | 0.63469 | 0 | 5.633 | 0 | 0 | 0 | 0 | 0 | 0 | 0 | 0 | 0 | 0 | 0 | 0 | 0 | 0.45131 | 0 | 0.32173 | 8.2123 | 0 | 0 | 0.053706 | 0.87502 | 0 | 1.099 | 0 | 0 | 11.0131 | 0 | 0 | 0 | 0 | 0 | 0 | 0 | 0 | 0 | 0 | 0 | 0 | 0
1 | 2 | 5 | 2 | 1.7931 | 0 | 2.4769 | 0 | 0 | 0 | 0 | 0.70436 | 0 | 0 | 0.63469 | 0 | 5.6091 | 0 | 0 | 0 | 0 | 0 | 0 | 0 | 0 | 0 | 0 | 0 | 0 | 0 | 0.45131 | 0 | 0.32173 | 7.9973 | 0 | 0 | 0.053706 | 0.86844 | 0 | 1.241 | 0 | 0 | 10.9335 | 0 | 0 | 0 | 0 | 0 | 0 | 0 | 0 | 0 | 0 | 0 | 0 | 0
1 | 2 | 6 | 2 | 1.7931 | 0 | 2.4769 | 0 | 0 | 0 | 0 | 0.74942 | 0 | 0 | 0.63467 | 0 | 5.6541 | 0 | 0 | 0 | 0 | 0 | 0 | 0 | 0 | 0 | 0 | 0 | 0 | 0 | 0.45131 | 0 | 0.32173 | 8.3864 | 0 | 0 | 0.053706 | 0.87543 | 0 | 1.3339 | 0 | 0 | 11.4225 | 0 | 0 | 0 | 0 | 0 | 0 | 0 | 0 | 0 | 0 | 0 | 0 | 0
1 | 2 | 7 | 2 | 1.7931 | 0 | 2.4769 | 0 | 0 | 0 | 0 | 0.79476 | 0 | 0 | 3.5992 | 0 | 8.664 | 0 | 0 | 0 | 0 | 0 | 0 | 0 | 0 | 0 | 0 | 0 | 0 | 0 | 0.45131 | 0 | 0.54519 | 8.7595 | 0 | 0 | 0.31621 | 0.87492 | 0 | 1.138 | 0 | 0 | 12.0851 | 0 | 0 | 0 | 0 | 0 | 0 | 0 | 0 | 0 | 0 | 0 | 0 | 0
1 | 2 | 8 | 2 | 1.7931 | 0 | 2.4769 | 0 | 0 | 0 | 0 | 1.1597 | 0 | 0 | 5.9708 | 0 | 11.4005 | 0 | 0 | 0 | 0 | 0 | 0 | 0 | 0 | 0 | 0 | 0 | 0 | 0 | 0.45131 | 0 | 0.71279 | 11.3172 | 0 | 0 | 0.52621 | 0.86714 | 0 | 1.3536 | 0 | 0 | 15.2282 | 0 | 0 | 0 | 0 | 0 | 0 | 0 | 0 | 0 | 0 | 0 | 0 | 0
1 | 2 | 9 | 2 | 1.7931 | 0 | 13.6089 | 0 | 0 | 0 | 0 | 0.99758 | 0 | 0 | 3.9589 | 0 | 20.3585 | 0 | 0 | 0 | 0 | 0 | 0 | 0 | 0 | 0 | 0 | 0 | 0 | 0 | 0.45131 | 0 | 0.71279 | 9.4144 | 0 | 0 | 0.42121 | 0.86253 | 0 | 1.1542 | 0 | 0 | 13.0165 | 0 | 0 | 0 | 0 | 0 | 0 | 0 | 0 | 0 | 0 | 0 | 0 | 0
1 | 2 | 10 | 2 | 1.7931 | 0 | 13.6089 | 0 | 0 | 0 | 0 | 0.86727 | 0 | 0 | 4.4155 | 0 | 20.6848 | 0 | 0 | 0 | 0 | 0 | 0 | 0 | 0 | 0 | 0 | 0 | 0 | 0 | 0.45131 | 0 | 0.71279 | 7.5448 | 0 | 0 | 0.31621 | 0.85609 | 0 | 0 | 0 | 0 | 9.8812 | 0 | 0 | 0 | 0 | 0 | 0 | 0 | 0 | 0 | 0 | 0 | 0 | 0
1 | 2 | 11 | 2 | 1.7931 | 0 | 13.6089 | 0 | 0 | 0 | 0 | 0.76372 | 0 | 0 | 3.5992 | 0 | 19.7649 | 0 | 0 | 0 | 0 | 0 | 0 | 0 | 0 | 0 | 0 | 0 | 0 | 0 | 0.45131 | 0 | 0.71279 | 6.8109 | 0 | 0 | 0.31621 | 0.85596 | 0 | 0 | 0 | 0 | 9.1472 | 0 | 0 | 0 | 0 | 0 | 0 | 0 | 0 | 0 | 0 | 0 | 0 | 0
1 | 2 | 12 | 2 | 1.7931 | 0 | 13.6089 | 0 | 0 | 0 | 0 | 0.64433 | 0 | 0 | 3.9589 | 0 | 20.0053 | 0 | 0 | 0 | 0 | 0 | 0 | 0 | 0 | 0 | 0 | 0 | 0 | 0 | 0.45131 | 0 | 0.54519 | 6.0037 | 0 | 0 | 0.36871 | 0.85687 | 0 | 0 | 0 | 0 | 8.2258 | 0 | 0 | 0 | 0 | 0 | 0 | 0 | 0 | 0 | 0 | 0 | 0 | 0
1 | 2 | 13 | 2 | 1.7931 | 0 | 8.6613 | 0 | 0 | 0 | 0 | 0.60177 | 0 | 0 | 3.9589 | 0 | 15.0152 | 0 | 0 | 0 | 0 | 0 | 0 | 0 | 0 | 0 | 0 | 0 | 0 | 0 | 0.45131 | 0 | 0.54519 | 5.6726 | 0 | 0 | 0.42121 | 0.85531 | 0 | 0 | 0 | 0 | 7.9456 | 0 | 0 | 0 | 0 | 0 | 0 | 0 | 0 | 0 | 0 | 0 | 0 | 0
1 | 2 | 14 | 2 | 1.7931 | 0 | 13.6089 | 0 | 0 | 0 | 0 | 0.43813 | 0 | 0 | 3.9589 | 0 | 19.7991 | 0 | 0 | 0 | 0 | 0 | 0 | 0 | 0 | 0 | 0 | 0 | 0 | 0 | 0.45131 | 0 | 0.54519 | 4.7221 | 0 | 0 | 0.36871 | 0.84919 | 0 | 0 | 0 | 0 | 6.9365 | 0 | 0 | 0 | 0 | 0 | 0 | 0 | 0 | 0 | 0 | 0 | 0 | 0
1 | 2 | 15 | 2 | 1.7931 | 0 | 13.6089 | 0 | 0 | 0 | 0 | 0.33411 | 0 | 0 | 3.9589 | 0 | 19.695 | 0 | 0 | 0 | 0 | 0 | 0 | 0 | 0 | 0 | 0 | 0 | 0 | 0 | 0.45131 | 0 | 0.54519 | 3.9886 | 0 | 0 | 0.36871 | 0.84398 | 0 | 0 | 0 | 0 | 6.1978 | 0 | 0 | 0 | 0 | 0 | 0 | 0 | 0 | 0 | 0 | 0 | 0 | 0
1 | 2 | 16 | 2 | 1.7931 | 0 | 13.6089 | 0 | 0 | 0 | 0 | 0.42446 | 0 | 0 | 5.0769 | 0 | 20.9034 | 0 | 0 | 0 | 0 | 0 | 0 | 0 | 0 | 0 | 0 | 0 | 0 | 0 | 0.45131 | 0 | 0.54519 | 4.4374 | 0 | 0 | 0.31621 | 0.84775 | 0 | 0 | 0 | 0 | 6.5978 | 0 | 0 | 0 | 0 | 0 | 0 | 0 | 0 | 0 | 0 | 0 | 0 | 0
1 | 2 | 17 | 2 | 1.7931 | 0 | 13.6089 | 0 | 0 | 0 | 0 | 0.57791 | 0 | 0 | 3.5992 | 0 | 19.5791 | 0 | 0 | 0 | 0 | 0 | 0 | 0 | 0 | 0 | 0 | 0 | 0 | 0 | 0.45131 | 0 | 0.54519 | 5.3647 | 0 | 0 | 0.31621 | 0.8535 | 0 | 0 | 0 | 0 | 7.5309 | 0 | 0 | 0 | 0 | 0 | 0 | 0 | 0 | 0 | 0 | 0 | 0 | 0
1 | 2 | 18 | 2 | 1.7931 | 0 | 13.6089 | 0 | 0 | 0 | 0 | 0.61873 | 0 | 0 | 5.9708 | 0 | 21.9915 | 0 | 0 | 0 | 0 | 0 | 0 | 0 | 0 | 0 | 0 | 0 | 0 | 0 | 0.45131 | 0 | 0.54519 | 5.6974 | 0 | 0 | 0.52621 | 0.85417 | 0 | 0 | 0 | 0 | 8.0743 | 0 | 0 | 0 | 0 | 0 | 0 | 0 | 0 | 0 | 0 | 0 | 0 | 0
1 | 2 | 19 | 2 | 1.7931 | 0 | 9.8982 | 0 | 0 | 0 | 0 | 0.68668 | 0 | 0 | 5.9708 | 0 | 18.3488 | 0 | 0 | 0 | 0 | 0 | 0 | 0 | 0 | 0 | 0 | 0 | 0 | 0 | 0.45131 | 0 | 0.54519 | 6.1286 | 0 | 0 | 0.52621 | 0.85388 | 0 | 0 | 0 | 0 | 8.5052 | 0 | 0 | 0 | 0 | 0 | 0 | 0 | 0 | 0 | 0 | 0 | 0 | 0
1 | 2 | 20 | 2 | 1.7931 | 0 | 2.4769 | 0 | 0 | 0 | 0 | 0.81166 | 0 | 0 | 3.9589 | 0 | 9.0406 | 0 | 0 | 0 | 0 | 0 | 0 | 0 | 0 | 0 | 0 | 0 | 0 | 0 | 0.45131 | 0 | 0.88038 | 6.8205 | 0 | 0 | 0.42121 | 0.84785 | 0 | 0 | 0 | 0 | 9.4212 | 0 | 0 | 0 | 0 | 0 | 0 | 0 | 0 | 0 | 0 | 0 | 0 | 0
1 | 2 | 21 | 2 | 1.7931 | 0 | 2.4769 | 0 | 0 | 0 | 0 | 0.84505 | 0 | 0 | 3.9589 | 0 | 9.074 | 0 | 0 | 0 | 0 | 0 | 0 | 0 | 0 | 0 | 0 | 0 | 0 | 0 | 0.45131 | 0 | 1.1038 | 7.0001 | 0 | 0 | 0.36871 | 0.84401 | 0 | 0 | 0 | 0 | 9.768 | 0 | 0 | 0 | 0 | 0 | 0 | 0 | 0 | 0 | 0 | 0 | 0 | 0
1 | 2 | 22 | 2 | 1.7931 | 0 | 2.4769 | 0 | 0 | 0 | 0 | 0.85275 | 0 | 0 | 6.412 | 0 | 11.5348 | 0 | 0 | 0 | 0 | 0 | 0 | 0 | 0 | 0 | 0 | 0 | 0 | 0 | 0.45131 | 0 | 1.2156 | 7.0208 | 0 | 0 | 0.47371 | 0.84083 | 0 | 0 | 0 | 0 | 10.0022 | 0 | 0 | 0 | 0 | 0 | 0 | 0 | 0 | 0 | 0 | 0 | 0 | 0
1 | 2 | 23 | 2 | 1.7931 | 0 | 2.4769 | 0 | 0 | 0 | 0 | 0.90635 | 0 | 0 | 3.602 | 0 | 8.7784 | 0 | 0 | 0 | 0 | 0 | 0 | 0 | 0 | 0 | 0 | 0 | 0 | 0 | 0.45131 | 0 | 1.1038 | 7.5013 | 0 | 0 | 0.31621 | 0.84962 | 0 | 0 | 0 | 0 | 10.2223 | 0 | 0 | 0 | 0 | 0 | 0 | 0 | 0 | 0 | 0 | 0 | 0 | 0
1 | 2 | 24 | 2 | 1.7931 | 0 | 2.4769 | 0 | 0 | 0 | 0 | 0.45249 | 0 | 0 | 0.63461 | 0 | 5.3571 | 0 | 0 | 0 | 0 | 0 | 0 | 0 | 0 | 0 | 0 | 0 | 0 | 0 | 0.45131 | 0 | 0.88038 | 5.782 | 0 | 0 | 0.053706 | 0.85521 | 0 | 0.13411 | 0 | 0 | 8.1567 | 0 | 0 | 0 | 0 | 0 | 0 | 0 | 0 | 0 | 0 | 0 | 0 | 0
1 | 3 | 1 | 3 | 1.7931 | 0 | 2.4769 | 0 | 0 | 0 | 0 | 0.61235 | 0 | 0 | 0.63462 | 0 | 5.517 | 0 | 0 | 0 | 0 | 0 | 0 | 0 | 0 | 0 | 0 | 0 | 0 | 0 | 0.45131 | 0 | 0.54519 | 7.3499 | 0 | 0 | 0.053706 | 0.86848 | 0 | 0.41336 | 0 | 0 | 9.682 | 0 | 0 | 0 | 0 | 0 | 0 | 0 | 0 | 0 | 0 | 0 | 0 | 0
1 | 3 | 2 | 3 | 1.7931 | 0 | 2.4769 | 0 | 0 | 0 | 0 | 0.64657 | 0 | 0 | 0.63466 | 0 | 5.5512 | 0 | 0 | 0 | 0 | 0 | 0 | 0 | 0 | 0 | 0 | 0 | 0 | 0 | 0.45131 | 0 | 0.32173 | 7.7579 | 0 | 0 | 0.053706 | 0.87156 | 0 | 0.51495 | 0 | 0 | 9.9711 | 0 | 0 | 0 | 0 | 0 | 0 | 0 | 0 | 0 | 0 | 0 | 0 | 0
1 | 3 | 3 | 3 | 1.7931 | 0 | 2.4769 | 0 | 0 | 0 | 0 | 0.67221 | 0 | 0 | 0.63467 | 0 | 5.5769 | 0 | 0 | 0 | 0 | 0 | 0 | 0 | 0 | 0 | 0 | 0 | 0 | 0 | 0.45131 | 0 | 0.32173 | 7.9443 | 0 | 0 | 0.053706 | 0.87198 | 0 | 0.4104 | 0 | 0 | 10.0534 | 0 | 0 | 0 | 0 | 0 | 0 | 0 | 0 | 0 | 0 | 0 | 0 | 0
1 | 3 | 4 | 3 | 1.7931 | 0 | 2.4769 | 0 | 0 | 0 | 0 | 0.6903 | 0 | 0 | 0.63467 | 0 | 5.595 | 0 | 0 | 0 | 0 | 0 | 0 | 0 | 0 | 0 | 0 | 0 | 0 | 0 | 0.45131 | 0 | 0.32173 | 8.0911 | 0 | 0 | 0.053706 | 0.87219 | 0 | 0.41952 | 0 | 0 | 10.2096 | 0 | 0 | 0 | 0 | 0 | 0 | 0 | 0 | 0 | 0 | 0 | 0 | 0
1 | 3 | 5 | 3 | 1.7931 | 0 | 2.4769 | 0 | 0 | 0 | 0 | 0.70018 | 0 | 0 | 0.63466 | 0 | 5.6049 | 0 | 0 | 0 | 0 | 0 | 0 | 0 | 0 | 0 | 0 | 0 | 0 | 0 | 0.45131 | 0 | 0.32173 | 8.2382 | 0 | 0 | 0.053706 | 0.87161 | 0 | 0.63418 | 0 | 0 | 10.5707 | 0 | 0 | 0 | 0 | 0 | 0 | 0 | 0 | 0 | 0 | 0 | 0 | 0
1 | 3 | 6 | 3 | 1.7931 | 0 | 2.4769 | 0 | 0 | 0 | 0 | 0.72134 | 0 | 0 | 0.63466 | 0 | 5.626 | 0 | 0 | 0 | 0 | 0 | 0 | 0 | 0 | 0 | 0 | 0 | 0 | 0 | 0.45131 | 0 | 0.32173 | 8.422 | 0 | 0 | 0.053706 | 0.87307 | 0 | 0.49096 | 0 | 0 | 10.6128 | 0 | 0 | 0 | 0 | 0 | 0 | 0 | 0 | 0 | 0 | 0 | 0 | 0
1 | 3 | 7 | 3 | 1.7931 | 0 | 2.4769 | 0 | 0 | 0 | 0 | 0.72504 | 0 | 0 | 3.5992 | 0 | 8.5942 | 0 | 0 | 0 | 0 | 0 | 0 | 0 | 0 | 0 | 0 | 0 | 0 | 0 | 0.45131 | 0 | 0.54519 | 8.3556 | 0 | 0 | 0.31621 | 0.86511 | 0 | 0.48259 | 0 | 0 | 11.016 | 0 | 0 | 0 | 0 | 0 | 0 | 0 | 0 | 0 | 0 | 0 | 0 | 0
1 | 3 | 8 | 3 | 1.7931 | 0 | 2.4769 | 0 | 0 | 0 | 0 | 1.1619 | 0 | 0 | 5.9707 | 0 | 11.4026 | 0 | 0 | 0 | 0 | 0 | 0 | 0 | 0 | 0 | 0 | 0 | 0 | 0 | 0.45131 | 0 | 0.71279 | 11.3927 | 0 | 0 | 0.52621 | 0.86813 | 0 | 0.6045 | 0 | 0 | 14.5556 | 0 | 0 | 0 | 0 | 0 | 0 | 0 | 0 | 0 | 0 | 0 | 0 | 0
1 | 3 | 9 | 3 | 1.7931 | 0 | 13.6089 | 0 | 0 | 0 | 0 | 0.98752 | 0 | 0 | 3.9589 | 0 | 20.3484 | 0 | 0 | 0 | 0 | 0 | 0 | 0 | 0 | 0 | 0 | 0 | 0 | 0 | 0.45131 | 0 | 0.71279 | 9.6682 | 0 | 0 | 0.42121 | 0.86134 | 0 | 0.51266 | 0 | 0 | 12.6275 | 0 | 0 | 0 | 0 | 0 | 0 | 0 | 0 | 0 | 0 | 0 | 0 | 0
1 | 3 | 10 | 3 | 1.7931 | 0 | 13.6089 | 0 | 0 | 0 | 0 | 0.84926 | 0 | 0 | 4.4155 | 0 | 20.6667 | 0 | 0 | 0 | 0 | 0 | 0 | 0 | 0 | 0 | 0 | 0 | 0 | 0 | 0.45131 | 0 | 0.71279 | 8.3347 | 0 | 0 | 0.31621 | 0.85503 | 0 | 0.38887 | 0 | 0 | 11.0589 | 0 | 0 | 0 | 0 | 0 | 0 | 0 | 0 | 0 | 0 | 0 | 0 | 0
1 | 3 | 11 | 3 | 1.7931 | 0 | 13.6089 | 0 | 0 | 0 | 0 | 0.75779 | 0 | 0 | 3.5991 | 0 | 19.7589 | 0 | 0 | 0 | 0 | 0 | 0 | 0 | 0 | 0 | 0 | 0 | 0 | 0 | 0.45131 | 0 | 0.71279 | 7.6045 | 0 | 0 | 0.31621 | 0.85619 | 0 | 0.24714 | 0 | 0 | 10.1882 | 0 | 0 | 0 | 0 | 0 | 0 | 0 | 0 | 0 | 0 | 0 | 0 | 0
1 | 3 | 12 | 3 | 1.7931 | 0 | 13.6089 | 0 | 0 | 0 | 0 | 0.64858 | 0 | 0 | 3.9589 | 0 | 20.0095 | 0 | 0 | 0 | 0 | 0 | 0 | 0 | 0 | 0 | 0 | 0 | 0 | 0 | 0.45131 | 0 | 0.54519 | 6.8502 | 0 | 0 | 0.36871 | 0.85665 | 0 | 0.1222 | 0 | 0 | 9.1943 | 0 | 0 | 0 | 0 | 0 | 0 | 0 | 0 | 0 | 0 | 0 | 0 | 0
1 | 3 | 13 | 3 | 1.7931 | 0 | 8.6613 | 0 | 0 | 0 | 0 | 0.60456 | 0 | 0 | 3.9589 | 0 | 15.0179 | 0 | 0 | 0 | 0 | 0 | 0 | 0 | 0 | 0 | 0 | 0 | 0 | 0 | 0.45131 | 0 | 0.54519 | 6.4741 | 0 | 0 | 0.42121 | 0.85321 | 0 | 0.00049 | 0 | 0 | 8.7455 | 0 | 0 | 0 | 0 | 0 | 0 | 0 | 0 | 0 | 0 | 0 | 0 | 0
1 | 3 | 14 | 3 | 1.7931 | 0 | 13.6089 | 0 | 0 | 0 | 0 | 0.49067 | 0 | 0 | 3.9589 | 0 | 19.8516 | 0 | 0 | 0 | 0 | 0 | 0 | 0 | 0 | 0 | 0 | 0 | 0 | 0 | 0.45131 | 0 | 0.54519 | 5.8295 | 0 | 0 | 0.36871 | 0.85303 | 0 | 0.0004209 | 0 | 0 | 8.0481 | 0 | 0 | 0 | 0 | 0 | 0 | 0 | 0 | 0 | 0 | 0 | 0 | 0
1 | 3 | 15 | 3 | 1.7931 | 0 | 13.6089 | 0 | 0 | 0 | 0 | 0.44152 | 0 | 0 | 3.9589 | 0 | 19.8024 | 0 | 0 | 0 | 0 | 0 | 0 | 0 | 0 | 0 | 0 | 0 | 0 | 0 | 0.45131 | 0 | 0.54519 | 5.4232 | 0 | 0 | 0.36871 | 0.85098 | 0 | 0.00038563 | 0 | 0 | 7.6398 | 0 | 0 | 0 | 0 | 0 | 0 | 0 | 0 | 0 | 0 | 0 | 0 | 0
1 | 3 | 16 | 3 | 1.7931 | 0 | 13.6089 | 0 | 0 | 0 | 0 | 0.55402 | 0 | 0 | 5.0768 | 0 | 21.0328 | 0 | 0 | 0 | 0 | 0 | 0 | 0 | 0 | 0 | 0 | 0 | 0 | 0 | 0.45131 | 0 | 0.54519 | 6.1537 | 0 | 0 | 0.31621 | 0.85726 | 0 | 0.00045765 | 0 | 0 | 8.3241 | 0 | 0 | 0 | 0 | 0 | 0 | 0 | 0 | 0 | 0 | 0 | 0 | 0
1 | 3 | 17 | 3 | 1.7931 | 0 | 13.6089 | 0 | 0 | 0 | 0 | 0.6681 | 0 | 0 | 3.5991 | 0 | 19.6693 | 0 | 0 | 0 | 0 | 0 | 0 | 0 | 0 | 0 | 0 | 0 | 0 | 0 | 0.45131 | 0 | 0.54519 | 6.9503 | 0 | 0 | 0.31621 | 0.86041 | 0 | 0.0005351 | 0 | 0 | 9.1239 | 0 | 0 | 0 | 0 | 0 | 0 | 0 | 0 | 0 | 0 | 0 | 0 | 0
1 | 3 | 18 | 3 | 1.7931 | 0 | 13.6089 | 0 | 0 | 0 | 0 | 0.68327 | 0 | 0 | 5.9708 | 0 | 22.056 | 0 | 0 | 0 | 0 | 0 | 0 | 0 | 0 | 0 | 0 | 0 | 0 | 0 | 0.45131 | 0 | 0.54519 | 7.1248 | 0 | 0 | 0.52621 | 0.85834 | 0 | 0.00064967 | 0 | 0 | 9.5064 | 0 | 0 | 0 | 0 | 0 | 0 | 0 | 0 | 0 | 0 | 0 | 0 | 0
1 | 3 | 19 | 3 | 1.7931 | 0 | 9.8982 | 0 | 0 | 0 | 0 | 0.75245 | 0 | 0 | 5.9707 | 0 | 18.4145 | 0 | 0 | 0 | 0 | 0 | 0 | 0 | 0 | 0 | 0 | 0 | 0 | 0 | 0.45131 | 0 | 0.54519 | 7.5404 | 0 | 0 | 0.52621 | 0.85857 | 0 | 0.00066074 | 0 | 0 | 9.9223 | 0 | 0 | 0 | 0 | 0 | 0 | 0 | 0 | 0 | 0 | 0 | 0 | 0
1 | 3 | 20 | 3 | 1.7931 | 0 | 2.4769 | 0 | 0 | 0 | 0 | 0.90314 | 0 | 0 | 3.9589 | 0 | 9.1321 | 0 | 0 | 0 | 0 | 0 | 0 | 0 | 0 | 0 | 0 | 0 | 0 | 0 | 0.45131 | 0 | 0.88038 | 8.6003 | 0 | 0 | 0.42121 | 0.85674 | 0 | 0.00068705 | 0 | 0 | 11.2106 | 0 | 0 | 0 | 0 | 0 | 0 | 0 | 0 | 0 | 0 | 0 | 0 | 0
1 | 3 | 21 | 3 | 1.7931 | 0 | 2.4769 | 0 | 0 | 0 | 0 | 0.90421 | 0 | 0 | 3.9589 | 0 | 9.1331 | 0 | 0 | 0 | 0 | 0 | 0 | 0 | 0 | 0 | 0 | 0 | 0 | 0 | 0.45131 | 0 | 1.1038 | 8.7353 | 0 | 0 | 0.36871 | 0.84789 | 0 | 0.062103 | 0 | 0 | 11.5692 | 0 | 0 | 0 | 0 | 0 | 0 | 0 | 0 | 0 | 0 | 0 | 0 | 0
1 | 3 | 22 | 3 | 1.7931 | 0 | 2.4769 | 0 | 0 | 0 | 0 | 0.91271 | 0 | 0 | 6.412 | 0 | 11.5947 | 0 | 0 | 0 | 0 | 0 | 0 | 0 | 0 | 0 | 0 | 0 | 0 | 0 | 0.45131 | 0 | 1.2156 | 8.7343 | 0 | 0 | 0.47371 | 0.84477 | 0 | 0.062363 | 0 | 0 | 11.782 | 0 | 0 | 0 | 0 | 0 | 0 | 0 | 0 | 0 | 0 | 0 | 0 | 0
1 | 3 | 23 | 3 | 1.7931 | 0 | 2.4769 | 0 | 0 | 0 | 0 | 0.90707 | 0 | 0 | 3.6019 | 0 | 8.779 | 0 | 0 | 0 | 0 | 0 | 0 | 0 | 0 | 0 | 0 | 0 | 0 | 0 | 0.45131 | 0 | 1.1038 | 8.7005 | 0 | 0 | 0.31621 | 0.84444 | 0 | 0.066487 | 0 | 0 | 11.4828 | 0 | 0 | 0 | 0 | 0 | 0 | 0 | 0 | 0 | 0 | 0 | 0 | 0
1 | 3 | 24 | 3 | 1.7931 | 0 | 2.4769 | 0 | 0 | 0 | 0 | 0.39725 | 0 | 0 | 0.63454 | 0 | 5.3018 | 0 | 0 | 0 | 0 | 0 | 0 | 0 | 0 | 0 | 0 | 0 | 0 | 0 | 0.45131 | 0 | 0.88038 | 5.5222 | 0 | 0 | 0.053706 | 0.83827 | 0 | 0.00058547 | 0 | 0 | 7.7465 | 0 | 0 | 0 | 0 | 0 | 0 | 0 | 0 | 0 | 0 | 0 | 0 | 0
1 | 4 | 1 | 4 | 1.7931 | 0 | 2.4769 | 0 | 0 | 0 | 0 | 0.57627 | 0 | 0 | 0.63453 | 0 | 5.4808 | 0 | 0 | 0 | 0 | 0 | 0 | 0 | 0 | 0 | 0 | 0 | 0 | 0 | 0.45131 | 0 | 0.54519 | 6.9443 | 0 | 0 | 0.053706 | 0.85527 | 0 | 0.05075 | 0 | 0 | 8.9005 | 0 | 0 | 0 | 0 | 0 | 0 | 0 | 0 | 0 | 0 | 0 | 0 | 0
1 | 4 | 2 | 4 | 1.7931 | 0 | 2.4769 | 0 | 0 | 0 | 0 | 0.69918 | 0 | 0 | 0.63458 | 0 | 5.6038 | 0 | 0 | 0 | 0 | 0 | 0 | 0 | 0 | 0 | 0 | 0 | 0 | 0 | 0.45131 | 0 | 0.32173 | 8.1865 | 0 | 0 | 0.053706 | 0.87368 | 0 | 0.054533 | 0 | 0 | 9.9415 | 0 | 0 | 0 | 0 | 0 | 0 | 0 | 0 | 0 | 0 | 0 | 0 | 0
1 | 4 | 3 | 4 | 1.7931 | 0 | 2.4769 | 0 | 0 | 0 | 0 | 0.74839 | 0 | 0 | 0.63464 | 0 | 5.6531 | 0 | 0 | 0 | 0 | 0 | 0 | 0 | 0 | 0 | 0 | 0 | 0 | 0 | 0.45131 | 0 | 0.32173 | 8.7488 | 0 | 0 | 0.053706 | 0.87764 | 0 | 0.17318 | 0 | 0 | 10.6264 | 0 | 0 | 0 | 0 | 0 | 0 | 0 | 0 | 0 | 0 | 0 | 0 | 0
1 | 4 | 4 | 4 | 1.7931 | 0 | 2.4769 | 0 | 0 | 0 | 0 | 0.83606 | 0 | 0 | 0.63465 | 0 | 5.7407 | 0 | 0 | 0 | 0 | 0 | 0 | 0 | 0 | 0 | 0 | 0 | 0 | 0 | 0.45131 | 0 | 0.32173 | 9.6685 | 0 | 0 | 0.053706 | 0.88974 | 0 | 0.17566 | 0 | 0 | 11.5606 | 0 | 0 | 0 | 0 | 0 | 0 | 0 | 0 | 0 | 0 | 0 | 0 | 0
1 | 4 | 5 | 4 | 1.7931 | 0 | 2.4769 | 0 | 0 | 0 | 0 | 0.83186 | 0 | 0 | 0.63469 | 0 | 5.7366 | 0 | 0 | 0 | 0 | 0 | 0 | 0 | 0 | 0 | 0 | 0 | 0 | 0 | 0.45131 | 0 | 0.32173 | 9.6812 | 0 | 0 | 0.053706 | 0.88647 | 0 | 0.15688 | 0 | 0 | 11.5513 | 0 | 0 | 0 | 0 | 0 | 0 | 0 | 0 | 0 | 0 | 0 | 0 | 0
1 | 4 | 6 | 4 | 1.7931 | 0 | 2.4769 | 0 | 0 | 0 | 0 | 0.90728 | 0 | 0 | 0.63467 | 0 | 5.812 | 0 | 0 | 0 | 0 | 0 | 0 | 0 | 0 | 0 | 0 | 0 | 0 | 0 | 0.45131 | 0 | 0.32173 | 10.5557 | 0 | 0 | 0.053706 | 0.90037 | 0 | 0.12377 | 0 | 0 | 12.4066 | 0 | 0 | 0 | 0 | 0 | 0 | 0 | 0 | 0 | 0 | 0 | 0 | 0
1 | 4 | 7 | 4 | 1.7931 | 0 | 2.4769 | 0 | 0 | 0 | 0 | 0.90708 | 0 | 0 | 3.5992 | 0 | 8.7763 | 0 | 0 | 0 | 0 | 0 | 0 | 0 | 0 | 0 | 0 | 0 | 0 | 0 | 0.45131 | 0 | 0.54519 | 10.4691 | 0 | 0 | 0.31621 | 0.89124 | 0 | 0.015885 | 0 | 0 | 12.689 | 0 | 0 | 0 | 0 | 0 | 0 | 0 | 0 | 0 | 0 | 0 | 0 | 0
1 | 4 | 8 | 4 | 1.7931 | 0 | 2.4769 | 0 | 0 | 0 | 0 | 1.2485 | 0 | 0 | 5.9708 | 0 | 11.4893 | 0 | 0 | 0 | 0 | 0 | 0 | 0 | 0 | 0 | 0 | 0 | 0 | 0 | 0.45131 | 0 | 0.71279 | 12.9576 | 0 | 0 | 0.52621 | 0.88477 | 0 | 0.020166 | 0 | 0 | 15.5528 | 0 | 0 | 0 | 0 | 0 | 0 | 0 | 0 | 0 | 0 | 0 | 0 | 0
1 | 4 | 9 | 4 | 1.7931 | 0 | 13.6089 | 0 | 0 | 0 | 0 | 1.0897 | 0 | 0 | 3.9589 | 0 | 20.4506 | 0 | 0 | 0 | 0 | 0 | 0 | 0 | 0 | 0 | 0 | 0 | 0 | 0 | 0.45131 | 0 | 0.71279 | 11.0943 | 0 | 0 | 0.42121 | 0.87395 | 0 | 0.00088239 | 0 | 0 | 13.5545 | 0 | 0 | 0 | 0 | 0 | 0 | 0 | 0 | 0 | 0 | 0 | 0 | 0
1 | 4 | 10 | 4 | 1.7931 | 0 | 13.6089 | 0 | 0 | 0 | 0 | 1.0084 | 0 | 0 | 4.4155 | 0 | 20.8259 | 0 | 0 | 0 | 0 | 0 | 0 | 0 | 0 | 0 | 0 | 0 | 0 | 0 | 0.45131 | 0 | 0.71279 | 10.2318 | 0 | 0 | 0.31621 | 0.87279 | 0 | 0.00081116 | 0 | 0 | 12.5857 | 0 | 0 | 0 | 0 | 0 | 0 | 0 | 0 | 0 | 0 | 0 | 0 | 0
1 | 4 | 11 | 4 | 1.7931 | 0 | 13.6089 | 0 | 0 | 0 | 0 | 0.84368 | 0 | 0 | 3.5991 | 0 | 19.8448 | 0 | 0 | 0 | 0 | 0 | 0 | 0 | 0 | 0 | 0 | 0 | 0 | 0 | 0.45131 | 0 | 0.71279 | 8.7281 | 0 | 0 | 0.31621 | 0.86141 | 0 | 0.00068009 | 0 | 0 | 11.0705 | 0 | 0 | 0 | 0 | 0 | 0 | 0 | 0 | 0 | 0 | 0 | 0 | 0
1 | 4 | 12 | 4 | 1.7931 | 0 | 13.6089 | 0 | 0 | 0 | 0 | 0.68485 | 0 | 0 | 3.9589 | 0 | 20.0458 | 0 | 0 | 0 | 0 | 0 | 0 | 0 | 0 | 0 | 0 | 0 | 0 | 0 | 0.45131 | 0 | 0.54519 | 7.4805 | 0 | 0 | 0.36871 | 0.85684 | 0 | 0.00056402 | 0 | 0 | 9.7031 | 0 | 0 | 0 | 0 | 0 | 0 | 0 | 0 | 0 | 0 | 0 | 0 | 0
1 | 4 | 13 | 4 | 1.7931 | 0 | 8.6613 | 0 | 0 | 0 | 0 | 0.67933 | 0 | 0 | 3.9589 | 0 | 15.0927 | 0 | 0 | 0 | 0 | 0 | 0 | 0 | 0 | 0 | 0 | 0 | 0 | 0 | 0.45131 | 0 | 0.54519 | 7.464 | 0 | 0 | 0.42121 | 0.86242 | 0 | 0.0005582 | 0 | 0 | 9.7447 | 0 | 0 | 0 | 0 | 0 | 0 | 0 | 0 | 0 | 0 | 0 | 0 | 0
1 | 4 | 14 | 4 | 1.7931 | 0 | 13.6089 | 0 | 0 | 0 | 0 | 0.51782 | 0 | 0 | 3.9589 | 0 | 19.8787 | 0 | 0 | 0 | 0 | 0 | 0 | 0 | 0 | 0 | 0 | 0 | 0 | 0 | 0.45131 | 0 | 0.54519 | 6.3292 | 0 | 0 | 0.36871 | 0.85737 | 0 | 0.00045141 | 0 | 0 | 8.5522 | 0 | 0 | 0 | 0 | 0 | 0 | 0 | 0 | 0 | 0 | 0 | 0 | 0
1 | 4 | 15 | 4 | 1.7931 | 0 | 13.6089 | 0 | 0 | 0 | 0 | 0.44177 | 0 | 0 | 3.9589 | 0 | 19.8027 | 0 | 0 | 0 | 0 | 0 | 0 | 0 | 0 | 0 | 0 | 0 | 0 | 0 | 0.45131 | 0 | 0.54519 | 5.8388 | 0 | 0 | 0.36871 | 0.86013 | 0 | 0.0004015 | 0 | 0 | 8.0645 | 0 | 0 | 0 | 0 | 0 | 0 | 0 | 0 | 0 | 0 | 0 | 0 | 0
1 | 4 | 16 | 4 | 1.7931 | 0 | 13.6089 | 0 | 0 | 0 | 0 | 0.50343 | 0 | 0 | 5.0768 | 0 | 20.9822 | 0 | 0 | 0 | 0 | 0 | 0 | 0 | 0 | 0 | 0 | 0 | 0 | 0 | 0.45131 | 0 | 0.54519 | 6.1327 | 0 | 0 | 0.31621 | 0.8594 | 0 | 0.00043755 | 0 | 0 | 8.3052 | 0 | 0 | 0 | 0 | 0 | 0 | 0 | 0 | 0 | 0 | 0 | 0 | 0
1 | 4 | 17 | 4 | 1.7931 | 0 | 13.6089 | 0 | 0 | 0 | 0 | 0.66487 | 0 | 0 | 3.5991 | 0 | 19.666 | 0 | 0 | 0 | 0 | 0 | 0 | 0 | 0 | 0 | 0 | 0 | 0 | 0 | 0.45131 | 0 | 0.54519 | 7.2763 | 0 | 0 | 0.31621 | 0.8657 | 0 | 0.00054646 | 0 | 0 | 9.4553 | 0 | 0 | 0 | 0 | 0 | 0 | 0 | 0 | 0 | 0 | 0 | 0 | 0
1 | 4 | 18 | 4 | 1.7931 | 0 | 13.6089 | 0 | 0 | 0 | 0 | 0.7473 | 0 | 0 | 5.9707 | 0 | 22.1201 | 0 | 0 | 0 | 0 | 0 | 0 | 0 | 0 | 0 | 0 | 0 | 0 | 0 | 0.45131 | 0 | 0.54519 | 7.8765 | 0 | 0 | 0.52621 | 0.8681 | 0 | 0.00064971 | 0 | 0 | 10.2679 | 0 | 0 | 0 | 0 | 0 | 0 | 0 | 0 | 0 | 0 | 0 | 0 | 0
1 | 4 | 19 | 4 | 1.7931 | 0 | 9.8982 | 0 | 0 | 0 | 0 | 0.86055 | 0 | 0 | 5.9708 | 0 | 18.5226 | 0 | 0 | 0 | 0 | 0 | 0 | 0 | 0 | 0 | 0 | 0 | 0 | 0 | 0.45131 | 0 | 0.54519 | 8.7227 | 0 | 0 | 0.52621 | 0.8726 | 0 | 0.00068245 | 0 | 0 | 11.1187 | 0 | 0 | 0 | 0 | 0 | 0 | 0 | 0 | 0 | 0 | 0 | 0 | 0
1 | 4 | 20 | 4 | 1.7931 | 0 | 2.4769 | 0 | 0 | 0 | 0 | 1.0378 | 0 | 0 | 3.9589 | 0 | 9.2668 | 0 | 0 | 0 | 0 | 0 | 0 | 0 | 0 | 0 | 0 | 0 | 0 | 0 | 0.45131 | 0 | 0.88038 | 10.1341 | 0 | 0 | 0.42121 | 0.87407 | 0 | 0.00080587 | 0 | 0 | 12.7619 | 0 | 0 | 0 | 0 | 0 | 0 | 0 | 0 | 0 | 0 | 0 | 0 | 0
1 | 4 | 21 | 4 | 1.7931 | 0 | 2.4769 | 0 | 0 | 0 | 0 | 1.0324 | 0 | 0 | 3.9589 | 0 | 9.2613 | 0 | 0 | 0 | 0 | 0 | 0 | 0 | 0 | 0 | 0 | 0 | 0 | 0 | 0.45131 | 0 | 1.1038 | 10.0638 | 0 | 0 | 0.36871 | 0.86349 | 0 | 0.0008021 | 0 | 0 | 12.852 | 0 | 0 | 0 | 0 | 0 | 0 | 0 | 0 | 0 | 0 | 0 | 0 | 0
1 | 4 | 22 | 4 | 1.7931 | 0 | 2.4769 | 0 | 0 | 0 | 0 | 1.0786 | 0 | 0 | 6.412 | 0 | 11.7606 | 0 | 0 | 0 | 0 | 0 | 0 | 0 | 0 | 0 | 0 | 0 | 0 | 0 | 0.45131 | 0 | 1.2156 | 10.514 | 0 | 0 | 0.47371 | 0.86779 | 0 | 0.00083839 | 0 | 0 | 13.5232 | 0 | 0 | 0 | 0 | 0 | 0 | 0 | 0 | 0 | 0 | 0 | 0 | 0
1 | 4 | 23 | 4 | 1.7931 | 0 | 2.4769 | 0 | 0 | 0 | 0 | 1.0809 | 0 | 0 | 3.6021 | 0 | 8.953 | 0 | 0 | 0 | 0 | 0 | 0 | 0 | 0 | 0 | 0 | 0 | 0 | 0 | 0.45131 | 0 | 1.1038 | 10.5828 | 0 | 0 | 0.31621 | 0.86851 | 0 | 0.00084337 | 0 | 0 | 13.3235 | 0 | 0 | 0 | 0 | 0 | 0 | 0 | 0 | 0 | 0 | 0 | 0 | 0
1 | 4 | 24 | 4 | 1.7931 | 0 | 2.4769 | 0 | 0 | 0 | 0 | 0.62385 | 0 | 0 | 0.63461 | 0 | 5.5285 | 0 | 0 | 0 | 0 | 0 | 0 | 0 | 0 | 0 | 0 | 0 | 0 | 0 | 0.45131 | 0 | 0.88038 | 7.5706 | 0 | 0 | 0.053706 | 0.87121 | 0 | 0.0005593 | 0 | 0 | 9.8278 | 0 | 0 | 0 | 0 | 0 | 0 | 0 | 0 | 0 | 0 | 0 | 0 | 0
1 | 5 | 1 | 5 | 1.7931 | 0 | 2.4769 | 0 | 0 | 0 | 0 | 0.74906 | 0 | 0 | 0.63462 | 0 | 5.6537 | 0 | 0 | 0 | 0 | 0 | 0 | 0 | 0 | 0 | 0 | 0 | 0 | 0 | 0.45131 | 0 | 0.54519 | 8.8416 | 0 | 0 | 0.053706 | 0.87968 | 0 | 0.00066837 | 0 | 0 | 10.7722 | 0 | 0 | 0 | 0 | 0 | 0 | 0 | 0 | 0 | 0 | 0 | 0 | 0
1 | 5 | 2 | 5 | 1.7931 | 0 | 2.4769 | 0 | 0 | 0 | 0 | 0.81157 | 0 | 0 | 0.63465 | 0 | 5.7162 | 0 | 0 | 0 | 0 | 0 | 0 | 0 | 0 | 0 | 0 | 0 | 0 | 0 | 0.45131 | 0 | 0.32173 | 9.5143 | 0 | 0 | 0.053706 | 0.88879 | 0 | 0.00072336 | 0 | 0 | 11.2306 | 0 | 0 | 0 | 0 | 0 | 0 | 0 | 0 | 0 | 0 | 0 | 0 | 0
1 | 5 | 3 | 5 | 1.7931 | 0 | 2.4769 | 0 | 0 | 0 | 0 | 0.81594 | 0 | 0 | 0.63468 | 0 | 5.7206 | 0 | 0 | 0 | 0 | 0 | 0 | 0 | 0 | 0 | 0 | 0 | 0 | 0 | 0.45131 | 0 | 0.32173 | 9.5873 | 0 | 0 | 0.053706 | 0.88629 | 0 | 0.0007319 | 0 | 0 | 11.3011 | 0 | 0 | 0 | 0 | 0 | 0 | 0 | 0 | 0 | 0 | 0 | 0 | 0
1 | 5 | 4 | 5 | 1.7931 | 0 | 2.4769 | 0 | 0 | 0 | 0 | 0.84541 | 0 | 0 | 0.63467 | 0 | 5.7501 | 0 | 0 | 0 | 0 | 0 | 0 | 0 | 0 | 0 | 0 | 0 | 0 | 0 | 0.45131 | 0 | 0.32173 | 9.8495 | 0 | 0 | 0.053706 | 0.88888 | 0 | 0.00075385 | 0 | 0 | 11.5659 | 0 | 0 | 0 | 0 | 0 | 0 | 0 | 0 | 0 | 0 | 0 | 0 | 0
1 | 5 | 5 | 5 | 1.7931 | 0 | 2.4769 | 0 | 0 | 0 | 0 | 0.84108 | 0 | 0 | 0.63467 | 0 | 5.7458 | 0 | 0 | 0 | 0 | 0 | 0 | 0 | 0 | 0 | 0 | 0 | 0 | 0 | 0.45131 | 0 | 0.32173 | 9.8019 | 0 | 0 | 0.053706 | 0.88577 | 0 | 0.00075068 | 0 | 0 | 11.5152 | 0 | 0 | 0 | 0 | 0 | 0 | 0 | 0 | 0 | 0 | 0 | 0 | 0
1 | 5 | 6 | 5 | 1.7931 | 0 | 2.4769 | 0 | 0 | 0 | 0 | 0.84704 | 0 | 0 | 0.63466 | 0 | 5.7517 | 0 | 0 | 0 | 0 | 0 | 0 | 0 | 0 | 0 | 0 | 0 | 0 | 0 | 0.45131 | 0 | 0.32173 | 9.8727 | 0 | 0 | 0.053706 | 0.88587 | 0 | 0.00076731 | 0 | 0 | 11.5861 | 0 | 0 | 0 | 0 | 0 | 0 | 0 | 0 | 0 | 0 | 0 | 0 | 0
1 | 5 | 7 | 5 | 1.7931 | 0 | 2.4769 | 0 | 0 | 0 | 0 | 0.84179 | 0 | 0 | 3.5992 | 0 | 8.711 | 0 | 0 | 0 | 0 | 0 | 0 | 0 | 0 | 0 | 0 | 0 | 0 | 0 | 0.45131 | 0 | 0.54519 | 9.6607 | 0 | 0 | 0.31621 | 0.87587 | 0 | 0.00074924 | 0 | 0 | 11.8501 | 0 | 0 | 0 | 0 | 0 | 0 | 0 | 0 | 0 | 0 | 0 | 0 | 0
1 | 5 | 8 | 5 | 1.7931 | 0 | 2.4769 | 0 | 0 | 0 | 0 | 1.221 | 0 | 0 | 5.9707 | 0 | 11.4618 | 0 | 0 | 0 | 0 | 0 | 0 | 0 | 0 | 0 | 0 | 0 | 0 | 0 | 0.45131 | 0 | 0.71279 | 12.4617 | 0 | 0 | 0.52621 | 0.87638 | 0 | 0.00098814 | 0 | 0 | 15.0293 | 0 | 0 | 0 | 0 | 0 | 0 | 0 | 0 | 0 | 0 | 0 | 0 | 0
1 | 5 | 9 | 5 | 1.7931 | 0 | 13.6089 | 0 | 0 | 0 | 0 | 1.0608 | 0 | 0 | 3.9589 | 0 | 20.4217 | 0 | 0 | 0 | 0 | 0 | 0 | 0 | 0 | 0 | 0 | 0 | 0 | 0 | 0.45131 | 0 | 0.71279 | 10.7083 | 0 | 0 | 0.42121 | 0.86765 | 0 | 0.00085775 | 0 | 0 | 13.1621 | 0 | 0 | 0 | 0 | 0 | 0 | 0 | 0 | 0 | 0 | 0 | 0 | 0
1 | 5 | 10 | 5 | 1.7931 | 0 | 13.6089 | 0 | 0 | 0 | 0 | 0.93346 | 0 | 0 | 4.4154 | 0 | 20.7509 | 0 | 0 | 0 | 0 | 0 | 0 | 0 | 0 | 0 | 0 | 0 | 0 | 0 | 0.45131 | 0 | 0.71279 | 9.2889 | 0 | 0 | 0.31621 | 0.85955 | 0 | 0.00074588 | 0 | 0 | 11.6294 | 0 | 0 | 0 | 0 | 0 | 0 | 0 | 0 | 0 | 0 | 0 | 0 | 0
1 | 5 | 11 | 5 | 1.7931 | 0 | 13.6089 | 0 | 0 | 0 | 0 | 0.85055 | 0 | 0 | 3.5991 | 0 | 19.8517 | 0 | 0 | 0 | 0 | 0 | 0 | 0 | 0 | 0 | 0 | 0 | 0 | 0 | 0.45131 | 0 | 0.71279 | 8.4889 | 0 | 0 | 0.31621 | 0.86077 | 0 | 0.00066732 | 0 | 0 | 10.8306 | 0 | 0 | 0 | 0 | 0 | 0 | 0 | 0 | 0 | 0 | 0 | 0 | 0
1 | 5 | 12 | 5 | 1.7931 | 0 | 13.6089 | 0 | 0 | 0 | 0 | 0.78269 | 0 | 0 | 3.9589 | 0 | 20.1436 | 0 | 0 | 0 | 0 | 0 | 0 | 0 | 0 | 0 | 0 | 0 | 0 | 0 | 0.45131 | 0 | 0.54519 | 8.1054 | 0 | 0 | 0.36871 | 0.86728 | 0 | 0.00062761 | 0 | 0 | 10.3385 | 0 | 0 | 0 | 0 | 0 | 0 | 0 | 0 | 0 | 0 | 0 | 0 | 0
1 | 5 | 13 | 5 | 1.7931 | 0 | 8.6613 | 0 | 0 | 0 | 0 | 0.85599 | 0 | 0 | 3.9589 | 0 | 15.2694 | 0 | 0 | 0 | 0 | 0 | 0 | 0 | 0 | 0 | 0 | 0 | 0 | 0 | 0.45131 | 0 | 0.54519 | 8.4139 | 0 | 0 | 0.42121 | 0.86816 | 0 | 0.00066695 | 0 | 0 | 10.7005 | 0 | 0 | 0 | 0 | 0 | 0 | 0 | 0 | 0 | 0 | 0 | 0 | 0
1 | 5 | 14 | 5 | 1.7931 | 0 | 13.6089 | 0 | 0 | 0 | 0 | 0.85015 | 0 | 0 | 3.9589 | 0 | 20.2111 | 0 | 0 | 0 | 0 | 0 | 0 | 0 | 0 | 0 | 0 | 0 | 0 | 0 | 0.45131 | 0 | 0.54519 | 8.3439 | 0 | 0 | 0.36871 | 0.86911 | 0 | 0.0006654 | 0 | 0 | 10.5789 | 0 | 0 | 0 | 0 | 0 | 0 | 0 | 0 | 0 | 0 | 0 | 0 | 0
1 | 5 | 15 | 5 | 1.7931 | 0 | 13.6089 | 0 | 0 | 0 | 0 | 0.87585 | 0 | 0 | 3.9589 | 0 | 20.2368 | 0 | 0 | 0 | 0 | 0 | 0 | 0 | 0 | 0 | 0 | 0 | 0 | 0 | 0.45131 | 0 | 0.54519 | 8.61 | 0 | 0 | 0.36871 | 0.87025 | 0 | 0.00068437 | 0 | 0 | 10.8461 | 0 | 0 | 0 | 0 | 0 | 0 | 0 | 0 | 0 | 0 | 0 | 0 | 0
1 | 5 | 16 | 5 | 1.7931 | 0 | 13.6089 | 0 | 0 | 0 | 0 | 0.88138 | 0 | 0 | 5.0769 | 0 | 21.3603 | 0 | 0 | 0 | 0 | 0 | 0 | 0 | 0 | 0 | 0 | 0 | 0 | 0 | 0.45131 | 0 | 0.54519 | 8.55 | 0 | 0 | 0.31621 | 0.86847 | 0 | 0.00068502 | 0 | 0 | 10.7318 | 0 | 0 | 0 | 0 | 0 | 0 | 0 | 0 | 0 | 0 | 0 | 0 | 0
1 | 5 | 17 | 5 | 1.7931 | 0 | 13.6089 | 0 | 0 | 0 | 0 | 0.88487 | 0 | 0 | 3.5992 | 0 | 19.886 | 0 | 0 | 0 | 0 | 0 | 0 | 0 | 0 | 0 | 0 | 0 | 0 | 0 | 0.45131 | 0 | 0.54519 | 8.4998 | 0 | 0 | 0.31621 | 0.86956 | 0 | 0.00068635 | 0 | 0 | 10.6828 | 0 | 0 | 0 | 0 | 0 | 0 | 0 | 0 | 0 | 0 | 0 | 0 | 0
1 | 5 | 18 | 5 | 1.7931 | 0 | 13.6089 | 0 | 0 | 0 | 0 | 0.85986 | 0 | 0 | 5.9708 | 0 | 22.2326 | 0 | 0 | 0 | 0 | 0 | 0 | 0 | 0 | 0 | 0 | 0 | 0 | 0 | 0.45131 | 0 | 0.54519 | 8.3574 | 0 | 0 | 0.52621 | 0.87014 | 0 | 0.00076242 | 0 | 0 | 10.751 | 0 | 0 | 0 | 0 | 0 | 0 | 0 | 0 | 0 | 0 | 0 | 0 | 0
1 | 5 | 19 | 5 | 1.7931 | 0 | 9.8982 | 0 | 0 | 0 | 0 | 0.85979 | 0 | 0 | 5.9708 | 0 | 18.5219 | 0 | 0 | 0 | 0 | 0 | 0 | 0 | 0 | 0 | 0 | 0 | 0 | 0 | 0.45131 | 0 | 0.54519 | 8.2784 | 0 | 0 | 0.52621 | 0.86404 | 0 | 0.00088216 | 0 | 0 | 10.666 | 0 | 0 | 0 | 0 | 0 | 0 | 0 | 0 | 0 | 0 | 0 | 0 | 0
1 | 5 | 20 | 5 | 1.7931 | 0 | 2.4769 | 0 | 0 | 0 | 0 | 0.97924 | 0 | 0 | 3.9589 | 0 | 9.2082 | 0 | 0 | 0 | 0 | 0 | 0 | 0 | 0 | 0 | 0 | 0 | 0 | 0 | 0.45131 | 0 | 0.88038 | 8.9793 | 0 | 0 | 0.42121 | 0.86038 | 0 | 0.00076204 | 0 | 0 | 11.5934 | 0 | 0 | 0 | 0 | 0 | 0 | 0 | 0 | 0 | 0 | 0 | 0 | 0
1 | 5 | 21 | 5 | 1.7931 | 0 | 2.4769 | 0 | 0 | 0 | 0 | 0.98573 | 0 | 0 | 3.9589 | 0 | 9.2147 | 0 | 0 | 0 | 0 | 0 | 0 | 0 | 0 | 0 | 0 | 0 | 0 | 0 | 0.45131 | 0 | 1.1038 | 9.1214 | 0 | 0 | 0.36871 | 0.85368 | 0 | 0.20934 | 0 | 0 | 12.1083 | 0 | 0 | 0 | 0 | 0 | 0 | 0 | 0 | 0 | 0 | 0 | 0 | 0
1 | 5 | 22 | 5 | 1.7931 | 0 | 2.4769 | 0 | 0 | 0 | 0 | 0.99383 | 0 | 0 | 6.412 | 0 | 11.6758 | 0 | 0 | 0 | 0 | 0 | 0 | 0 | 0 | 0 | 0 | 0 | 0 | 0 | 0.45131 | 0 | 1.2156 | 9.0093 | 0 | 0 | 0.47371 | 0.85132 | 0 | 0.00082721 | 0 | 0 | 12.002 | 0 | 0 | 0 | 0 | 0 | 0 | 0 | 0 | 0 | 0 | 0 | 0 | 0
1 | 5 | 23 | 5 | 1.7931 | 0 | 2.4769 | 0 | 0 | 0 | 0 | 1.024 | 0 | 0 | 3.602 | 0 | 8.896 | 0 | 0 | 0 | 0 | 0 | 0 | 0 | 0 | 0 | 0 | 0 | 0 | 0 | 0.45131 | 0 | 1.1038 | 9.2873 | 0 | 0 | 0.31621 | 0.85752 | 0 | 0.00076455 | 0 | 0 | 12.0169 | 0 | 0 | 0 | 0 | 0 | 0 | 0 | 0 | 0 | 0 | 0 | 0 | 0
1 | 5 | 24 | 5 | 1.7931 | 0 | 2.4769 | 0 | 0 | 0 | 0 | 0.59086 | 0 | 0 | 0.6346 | 0 | 5.4955 | 0 | 0 | 0 | 0 | 0 | 0 | 0 | 0 | 0 | 0 | 0 | 0 | 0 | 0.45131 | 0 | 0.88038 | 6.8121 | 0 | 0 | 0.053706 | 0.86514 | 0 | 0.00050814 | 0 | 0 | 9.0632 | 0 | 0 | 0 | 0 | 0 | 0 | 0 | 0 | 0 | 0 | 0 | 0 | 0
1 | 6 | 1 | 6 | 1.7931 | 0 | 2.4769 | 0 | 0 | 0 | 0 | 0.71721 | 0 | 0 | 0.63463 | 0 | 5.6219 | 0 | 0 | 0 | 0 | 0 | 0 | 0 | 0 | 0 | 0 | 0 | 0 | 0 | 0.45131 | 0 | 0.54519 | 8.1018 | 0 | 0 | 0.053706 | 0.87379 | 0 | 0.023037 | 0 | 0 | 10.0489 | 0 | 0 | 0 | 0 | 0 | 0 | 0 | 0 | 0 | 0 | 0 | 0 | 0
1 | 6 | 2 | 6 | 1.7931 | 0 | 2.4769 | 0 | 0 | 0 | 0 | 0.76016 | 0 | 0 | 0.63466 | 0 | 5.6648 | 0 | 0 | 0 | 0 | 0 | 0 | 0 | 0 | 0 | 0 | 0 | 0 | 0 | 0.45131 | 0 | 0.32173 | 8.4332 | 0 | 0 | 0.053706 | 0.87953 | 0 | 0.086855 | 0 | 0 | 10.2263 | 0 | 0 | 0 | 0 | 0 | 0 | 0 | 0 | 0 | 0 | 0 | 0 | 0
1 | 6 | 3 | 6 | 1.7931 | 0 | 2.4769 | 0 | 0 | 0 | 0 | 0.80101 | 0 | 0 | 0.63468 | 0 | 5.7057 | 0 | 0 | 0 | 0 | 0 | 0 | 0 | 0 | 0 | 0 | 0 | 0 | 0 | 0.45131 | 0 | 0.32173 | 8.7998 | 0 | 0 | 0.053706 | 0.88339 | 0 | 0.15726 | 0 | 0 | 10.6672 | 0 | 0 | 0 | 0 | 0 | 0 | 0 | 0 | 0 | 0 | 0 | 0 | 0
1 | 6 | 4 | 6 | 1.7931 | 0 | 2.4769 | 0 | 0 | 0 | 0 | 0.78154 | 0 | 0 | 0.6347 | 0 | 5.6863 | 0 | 0 | 0 | 0 | 0 | 0 | 0 | 0 | 0 | 0 | 0 | 0 | 0 | 0.45131 | 0 | 0.32173 | 8.7148 | 0 | 0 | 0.053706 | 0.87797 | 0 | 0.29082 | 0 | 0 | 10.7104 | 0 | 0 | 0 | 0 | 0 | 0 | 0 | 0 | 0 | 0 | 0 | 0 | 0
1 | 6 | 5 | 6 | 1.7931 | 0 | 2.4769 | 0 | 0 | 0 | 0 | 0.80958 | 0 | 0 | 0.63468 | 0 | 5.7143 | 0 | 0 | 0 | 0 | 0 | 0 | 0 | 0 | 0 | 0 | 0 | 0 | 0 | 0.45131 | 0 | 0.32173 | 8.8355 | 0 | 0 | 0.053706 | 0.88123 | 0 | 0.15818 | 0 | 0 | 10.7017 | 0 | 0 | 0 | 0 | 0 | 0 | 0 | 0 | 0 | 0 | 0 | 0 | 0
1 | 6 | 6 | 6 | 1.7931 | 0 | 2.4769 | 0 | 0 | 0 | 0 | 0.7946 | 0 | 0 | 0.63469 | 0 | 5.6993 | 0 | 0 | 0 | 0 | 0 | 0 | 0 | 0 | 0 | 0 | 0 | 0 | 0 | 0.45131 | 0 | 0.32173 | 8.7138 | 0 | 0 | 0.053706 | 0.87721 | 0 | 0.23047 | 0 | 0 | 10.6482 | 0 | 0 | 0 | 0 | 0 | 0 | 0 | 0 | 0 | 0 | 0 | 0 | 0
1 | 6 | 7 | 6 | 1.7931 | 0 | 2.4769 | 0 | 0 | 0 | 0 | 0.79639 | 0 | 0 | 3.5992 | 0 | 8.6656 | 0 | 0 | 0 | 0 | 0 | 0 | 0 | 0 | 0 | 0 | 0 | 0 | 0 | 0.45131 | 0 | 0.54519 | 8.656 | 0 | 0 | 0.31621 | 0.87254 | 0 | 0.43859 | 0 | 0 | 11.2798 | 0 | 0 | 0 | 0 | 0 | 0 | 0 | 0 | 0 | 0 | 0 | 0 | 0
1 | 6 | 8 | 6 | 1.7931 | 0 | 2.4769 | 0 | 0 | 0 | 0 | 1.1441 | 0 | 0 | 5.9708 | 0 | 11.3849 | 0 | 0 | 0 | 0 | 0 | 0 | 0 | 0 | 0 | 0 | 0 | 0 | 0 | 0.45131 | 0 | 0.71279 | 10.9207 | 0 | 0 | 0.52621 | 0.86536 | 0 | 0.77379 | 0 | 0 | 14.2501 | 0 | 0 | 0 | 0 | 0 | 0 | 0 | 0 | 0 | 0 | 0 | 0 | 0
1 | 6 | 9 | 6 | 1.7931 | 0 | 13.6089 | 0 | 0 | 0 | 0 | 0.9569 | 0 | 0 | 3.9589 | 0 | 20.3178 | 0 | 0 | 0 | 0 | 0 | 0 | 0 | 0 | 0 | 0 | 0 | 0 | 0 | 0.45131 | 0 | 0.71279 | 8.174 | 0 | 0 | 0.42121 | 0.85833 | 0 | 0 | 0 | 0 | 10.6176 | 0 | 0 | 0 | 0 | 0 | 0 | 0 | 0 | 0 | 0 | 0 | 0 | 0
1 | 6 | 10 | 6 | 1.7931 | 0 | 13.6089 | 0 | 0 | 0 | 0 | 0.85949 | 0 | 0 | 4.4154 | 0 | 20.677 | 0 | 0 | 0 | 0 | 0 | 0 | 0 | 0 | 0 | 0 | 0 | 0 | 0 | 0.45131 | 0 | 0.71279 | 7.4005 | 0 | 0 | 0.31621 | 0.85556 | 0 | 0 | 0 | 0 | 9.7363 | 0 | 0 | 0 | 0 | 0 | 0 | 0 | 0 | 0 | 0 | 0 | 0 | 0
1 | 6 | 11 | 6 | 1.7931 | 0 | 13.6089 | 0 | 0 | 0 | 0 | 0.82737 | 0 | 0 | 3.5991 | 0 | 19.8285 | 0 | 0 | 0 | 0 | 0 | 0 | 0 | 0 | 0 | 0 | 0 | 0 | 0 | 0.45131 | 0 | 0.71279 | 7.0708 | 0 | 0 | 0.31621 | 0.85586 | 0 | 0 | 0 | 0 | 9.407 | 0 | 0 | 0 | 0 | 0 | 0 | 0 | 0 | 0 | 0 | 0 | 0 | 0
1 | 6 | 12 | 6 | 1.7931 | 0 | 13.6089 | 0 | 0 | 0 | 0 | 0.82493 | 0 | 0 | 3.9589 | 0 | 20.1858 | 0 | 0 | 0 | 0 | 0 | 0 | 0 | 0 | 0 | 0 | 0 | 0 | 0 | 0.45131 | 0 | 0.54519 | 7.1205 | 0 | 0 | 0.36871 | 0.86223 | 0 | 0 | 0 | 0 | 9.3479 | 0 | 0 | 0 | 0 | 0 | 0 | 0 | 0 | 0 | 0 | 0 | 0 | 0
1 | 6 | 13 | 6 | 1.7931 | 0 | 8.6613 | 0 | 0 | 0 | 0 | 0.86033 | 0 | 0 | 3.9589 | 0 | 15.2737 | 0 | 0 | 0 | 0 | 0 | 0 | 0 | 0 | 0 | 0 | 0 | 0 | 0 | 0.45131 | 0 | 0.54519 | 7.1952 | 0 | 0 | 0.42121 | 0.85986 | 0 | 0 | 0 | 0 | 9.4728 | 0 | 0 | 0 | 0 | 0 | 0 | 0 | 0 | 0 | 0 | 0 | 0 | 0
1 | 6 | 14 | 6 | 1.7931 | 0 | 13.6089 | 0 | 0 | 0 | 0 | 0.79441 | 0 | 0 | 3.9589 | 0 | 20.1553 | 0 | 0 | 0 | 0 | 0 | 0 | 0 | 0 | 0 | 0 | 0 | 0 | 0 | 0.45131 | 0 | 0.54519 | 7.0614 | 0 | 0 | 0.36871 | 0.8603 | 0 | 0 | 0 | 0 | 9.2869 | 0 | 0 | 0 | 0 | 0 | 0 | 0 | 0 | 0 | 0 | 0 | 0 | 0
1 | 6 | 15 | 6 | 1.7931 | 0 | 13.6089 | 0 | 0 | 0 | 0 | 0.78228 | 0 | 0 | 3.9589 | 0 | 20.1432 | 0 | 0 | 0 | 0 | 0 | 0 | 0 | 0 | 0 | 0 | 0 | 0 | 0 | 0.45131 | 0 | 0.54519 | 6.9809 | 0 | 0 | 0.36871 | 0.86171 | 0 | 0 | 0 | 0 | 9.2079 | 0 | 0 | 0 | 0 | 0 | 0 | 0 | 0 | 0 | 0 | 0 | 0 | 0
1 | 6 | 16 | 6 | 1.7931 | 0 | 13.6089 | 0 | 0 | 0 | 0 | 0.78189 | 0 | 0 | 5.0769 | 0 | 21.2608 | 0 | 0 | 0 | 0 | 0 | 0 | 0 | 0 | 0 | 0 | 0 | 0 | 0 | 0.45131 | 0 | 0.54519 | 7.0864 | 0 | 0 | 0.31621 | 0.86308 | 0 | 0 | 0 | 0 | 9.2622 | 0 | 0 | 0 | 0 | 0 | 0 | 0 | 0 | 0 | 0 | 0 | 0 | 0
1 | 6 | 17 | 6 | 1.7931 | 0 | 13.6089 | 0 | 0 | 0 | 0 | 0.76787 | 0 | 0 | 3.5992 | 0 | 19.769 | 0 | 0 | 0 | 0 | 0 | 0 | 0 | 0 | 0 | 0 | 0 | 0 | 0 | 0.45131 | 0 | 0.54519 | 6.8947 | 0 | 0 | 0.31621 | 0.86101 | 0 | 0 | 0 | 0 | 9.0684 | 0 | 0 | 0 | 0 | 0 | 0 | 0 | 0 | 0 | 0 | 0 | 0 | 0
1 | 6 | 18 | 6 | 1.7931 | 0 | 13.6089 | 0 | 0 | 0 | 0 | 0.75967 | 0 | 0 | 5.9708 | 0 | 22.1324 | 0 | 0 | 0 | 0 | 0 | 0 | 0 | 0 | 0 | 0 | 0 | 0 | 0 | 0.45131 | 0 | 0.54519 | 6.9258 | 0 | 0 | 0.52621 | 0.8604 | 0 | 0 | 0 | 0 | 9.3089 | 0 | 0 | 0 | 0 | 0 | 0 | 0 | 0 | 0 | 0 | 0 | 0 | 0
1 | 6 | 19 | 6 | 1.7931 | 0 | 9.8982 | 0 | 0 | 0 | 0 | 0.8055 | 0 | 0 | 5.9708 | 0 | 18.4676 | 0 | 0 | 0 | 0 | 0 | 0 | 0 | 0 | 0 | 0 | 0 | 0 | 0 | 0.45131 | 0 | 0.54519 | 7.168 | 0 | 0 | 0.52621 | 0.86015 | 0 | 0 | 0 | 0 | 9.5509 | 0 | 0 | 0 | 0 | 0 | 0 | 0 | 0 | 0 | 0 | 0 | 0 | 0
1 | 6 | 20 | 6 | 1.7931 | 0 | 2.4769 | 0 | 0 | 0 | 0 | 0.92139 | 0 | 0 | 3.9589 | 0 | 9.1503 | 0 | 0 | 0 | 0 | 0 | 0 | 0 | 0 | 0 | 0 | 0 | 0 | 0 | 0.45131 | 0 | 0.88038 | 7.7972 | 0 | 0 | 0.42121 | 0.85462 | 0 | 0 | 0 | 0 | 10.4047 | 0 | 0 | 0 | 0 | 0 | 0 | 0 | 0 | 0 | 0 | 0 | 0 | 0
1 | 6 | 21 | 6 | 1.7931 | 0 | 2.4769 | 0 | 0 | 0 | 0 | 0.95155 | 0 | 0 | 3.9589 | 0 | 9.1805 | 0 | 0 | 0 | 0 | 0 | 0 | 0 | 0 | 0 | 0 | 0 | 0 | 0 | 0.45131 | 0 | 1.1038 | 7.9881 | 0 | 0 | 0.36871 | 0.85115 | 0 | 0 | 0 | 0 | 10.7631 | 0 | 0 | 0 | 0 | 0 | 0 | 0 | 0 | 0 | 0 | 0 | 0 | 0
1 | 6 | 22 | 6 | 1.7931 | 0 | 2.4769 | 0 | 0 | 0 | 0 | 0.95642 | 0 | 0 | 6.412 | 0 | 11.6384 | 0 | 0 | 0 | 0 | 0 | 0 | 0 | 0 | 0 | 0 | 0 | 0 | 0 | 0.45131 | 0 | 1.2156 | 8.7856 | 0 | 0 | 0.47371 | 0.85007 | 0 | 0.85322 | 0 | 0 | 12.6294 | 0 | 0 | 0 | 0 | 0 | 0 | 0 | 0 | 0 | 0 | 0 | 0 | 0
1 | 6 | 23 | 6 | 1.7931 | 0 | 2.4769 | 0 | 0 | 0 | 0 | 0.95871 | 0 | 0 | 3.602 | 0 | 8.8307 | 0 | 0 | 0 | 0 | 0 | 0 | 0 | 0 | 0 | 0 | 0 | 0 | 0 | 0.45131 | 0 | 1.1038 | 8.8093 | 0 | 0 | 0.31621 | 0.85116 | 0 | 0.70335 | 0 | 0 | 12.2352 | 0 | 0 | 0 | 0 | 0 | 0 | 0 | 0 | 0 | 0 | 0 | 0 | 0
1 | 6 | 24 | 6 | 1.7931 | 0 | 2.4769 | 0 | 0 | 0 | 0 | 0.5033 | 0 | 0 | 0.63457 | 0 | 5.4079 | 0 | 0 | 0 | 0 | 0 | 0 | 0 | 0 | 0 | 0 | 0 | 0 | 0 | 0.45131 | 0 | 0.88038 | 6.1536 | 0 | 0 | 0.053706 | 0.85507 | 0 | 0.4668 | 0 | 0 | 8.8609 | 0 | 0 | 0 | 0 | 0 | 0 | 0 | 0 | 0 | 0 | 0 | 0 | 0
1 | 7 | 1 | 7 | 1.7931 | 0 | 2.4769 | 0 | 0 | 0 | 0 | 0.64713 | 0 | 0 | 0.63459 | 0 | 5.5517 | 0 | 0 | 0 | 0 | 0 | 0 | 0 | 0 | 0 | 0 | 0 | 0 | 0 | 0.45131 | 0 | 0.54519 | 7.5091 | 0 | 0 | 0.053706 | 0.86636 | 0 | 0.60971 | 0 | 0 | 10.0354 | 0 | 0 | 0 | 0 | 0 | 0 | 0 | 0 | 0 | 0 | 0 | 0 | 0
1 | 7 | 2 | 7 | 1.7931 | 0 | 2.4769 | 0 | 0 | 0 | 0 | 0.72432 | 0 | 0 | 0.63462 | 0 | 5.629 | 0 | 0 | 0 | 0 | 0 | 0 | 0 | 0 | 0 | 0 | 0 | 0 | 0 | 0.45131 | 0 | 0.32173 | 8.3343 | 0 | 0 | 0.053706 | 0.87785 | 0 | 0.4965 | 0 | 0 | 10.5354 | 0 | 0 | 0 | 0 | 0 | 0 | 0 | 0 | 0 | 0 | 0 | 0 | 0
1 | 7 | 3 | 7 | 1.7931 | 0 | 2.4769 | 0 | 0 | 0 | 0 | 0.72382 | 0 | 0 | 0.63466 | 0 | 5.6285 | 0 | 0 | 0 | 0 | 0 | 0 | 0 | 0 | 0 | 0 | 0 | 0 | 0 | 0.45131 | 0 | 0.32173 | 8.398 | 0 | 0 | 0.053706 | 0.87401 | 0 | 0.45689 | 0 | 0 | 10.5557 | 0 | 0 | 0 | 0 | 0 | 0 | 0 | 0 | 0 | 0 | 0 | 0 | 0
1 | 7 | 4 | 7 | 1.7931 | 0 | 2.4769 | 0 | 0 | 0 | 0 | 0.75783 | 0 | 0 | 0.63464 | 0 | 5.6625 | 0 | 0 | 0 | 0 | 0 | 0 | 0 | 0 | 0 | 0 | 0 | 0 | 0 | 0.45131 | 0 | 0.32173 | 8.675 | 0 | 0 | 0.053706 | 0.87766 | 0 | 0.33129 | 0 | 0 | 10.7107 | 0 | 0 | 0 | 0 | 0 | 0 | 0 | 0 | 0 | 0 | 0 | 0 | 0
1 | 7 | 5 | 7 | 1.7931 | 0 | 2.4769 | 0 | 0 | 0 | 0 | 0.7931 | 0 | 0 | 0.63465 | 0 | 5.6978 | 0 | 0 | 0 | 0 | 0 | 0 | 0 | 0 | 0 | 0 | 0 | 0 | 0 | 0.45131 | 0 | 0.32173 | 9.0006 | 0 | 0 | 0.053706 | 0.88158 | 0 | 0.15051 | 0 | 0 | 10.8594 | 0 | 0 | 0 | 0 | 0 | 0 | 0 | 0 | 0 | 0 | 0 | 0 | 0
1 | 7 | 6 | 7 | 1.7931 | 0 | 2.4769 | 0 | 0 | 0 | 0 | 0.80567 | 0 | 0 | 0.63466 | 0 | 5.7104 | 0 | 0 | 0 | 0 | 0 | 0 | 0 | 0 | 0 | 0 | 0 | 0 | 0 | 0.45131 | 0 | 0.32173 | 9.1914 | 0 | 0 | 0.053706 | 0.88203 | 0 | 0.074805 | 0 | 0 | 10.9749 | 0 | 0 | 0 | 0 | 0 | 0 | 0 | 0 | 0 | 0 | 0 | 0 | 0
1 | 7 | 7 | 7 | 1.7931 | 0 | 2.4769 | 0 | 0 | 0 | 0 | 0.83644 | 0 | 0 | 3.5992 | 0 | 8.7056 | 0 | 0 | 0 | 0 | 0 | 0 | 0 | 0 | 0 | 0 | 0 | 0 | 0 | 0.45131 | 0 | 0.54519 | 9.4234 | 0 | 0 | 0.31621 | 0.88186 | 0 | 0.0056867 | 0 | 0 | 11.6237 | 0 | 0 | 0 | 0 | 0 | 0 | 0 | 0 | 0 | 0 | 0 | 0 | 0
1 | 7 | 8 | 7 | 1.7931 | 0 | 2.4769 | 0 | 0 | 0 | 0 | 1.2002 | 0 | 0 | 5.9708 | 0 | 11.441 | 0 | 0 | 0 | 0 | 0 | 0 | 0 | 0 | 0 | 0 | 0 | 0 | 0 | 0.45131 | 0 | 0.71279 | 12.0004 | 0 | 0 | 0.52621 | 0.88053 | 0 | 0.0009523 | 0 | 0 | 14.5722 | 0 | 0 | 0 | 0 | 0 | 0 | 0 | 0 | 0 | 0 | 0 | 0 | 0
1 | 7 | 9 | 7 | 1.7931 | 0 | 13.6089 | 0 | 0 | 0 | 0 | 1.0576 | 0 | 0 | 3.9589 | 0 | 20.4186 | 0 | 0 | 0 | 0 | 0 | 0 | 0 | 0 | 0 | 0 | 0 | 0 | 0 | 0.45131 | 0 | 0.71279 | 10.531 | 0 | 0 | 0.42121 | 0.87889 | 0 | 0.00083598 | 0 | 0 | 12.996 | 0 | 0 | 0 | 0 | 0 | 0 | 0 | 0 | 0 | 0 | 0 | 0 | 0
1 | 7 | 10 | 7 | 1.7931 | 0 | 13.6089 | 0 | 0 | 0 | 0 | 0.95685 | 0 | 0 | 4.4155 | 0 | 20.7743 | 0 | 0 | 0 | 0 | 0 | 0 | 0 | 0 | 0 | 0 | 0 | 0 | 0 | 0.45131 | 0 | 0.71279 | 9.5063 | 0 | 0 | 0.31621 | 0.87197 | 0 | 0.00075224 | 0 | 0 | 11.8593 | 0 | 0 | 0 | 0 | 0 | 0 | 0 | 0 | 0 | 0 | 0 | 0 | 0
1 | 7 | 11 | 7 | 1.7931 | 0 | 13.6089 | 0 | 0 | 0 | 0 | 0.88599 | 0 | 0 | 3.5991 | 0 | 19.8871 | 0 | 0 | 0 | 0 | 0 | 0 | 0 | 0 | 0 | 0 | 0 | 0 | 0 | 0.45131 | 0 | 0.71279 | 8.87 | 0 | 0 | 0.31621 | 0.8673 | 0 | 0.00069826 | 0 | 0 | 11.2183 | 0 | 0 | 0 | 0 | 0 | 0 | 0 | 0 | 0 | 0 | 0 | 0 | 0
1 | 7 | 12 | 7 | 1.7931 | 0 | 13.6089 | 0 | 0 | 0 | 0 | 0.86072 | 0 | 0 | 3.9589 | 0 | 20.2216 | 0 | 0 | 0 | 0 | 0 | 0 | 0 | 0 | 0 | 0 | 0 | 0 | 0 | 0.45131 | 0 | 0.54519 | 8.7013 | 0 | 0 | 0.36871 | 0.87061 | 0 | 0.00068203 | 0 | 0 | 10.9378 | 0 | 0 | 0 | 0 | 0 | 0 | 0 | 0 | 0 | 0 | 0 | 0 | 0
1 | 7 | 13 | 7 | 1.7931 | 0 | 8.6613 | 0 | 0 | 0 | 0 | 0.92042 | 0 | 0 | 3.9589 | 0 | 15.3338 | 0 | 0 | 0 | 0 | 0 | 0 | 0 | 0 | 0 | 0 | 0 | 0 | 0 | 0.45131 | 0 | 0.54519 | 9.1275 | 0 | 0 | 0.42121 | 0.87224 | 0 | 0.00072115 | 0 | 0 | 11.4181 | 0 | 0 | 0 | 0 | 0 | 0 | 0 | 0 | 0 | 0 | 0 | 0 | 0
1 | 7 | 14 | 7 | 1.7931 | 0 | 13.6089 | 0 | 0 | 0 | 0 | 0.88849 | 0 | 0 | 3.9589 | 0 | 20.2494 | 0 | 0 | 0 | 0 | 0 | 0 | 0 | 0 | 0 | 0 | 0 | 0 | 0 | 0.45131 | 0 | 0.54519 | 9.0857 | 0 | 0 | 0.36871 | 0.87756 | 0 | 0.067858 | 0 | 0 | 11.3963 | 0 | 0 | 0 | 0 | 0 | 0 | 0 | 0 | 0 | 0 | 0 | 0 | 0
1 | 7 | 15 | 7 | 1.7931 | 0 | 13.6089 | 0 | 0 | 0 | 0 | 0.90268 | 0 | 0 | 3.9589 | 0 | 20.2636 | 0 | 0 | 0 | 0 | 0 | 0 | 0 | 0 | 0 | 0 | 0 | 0 | 0 | 0.45131 | 0 | 0.54519 | 9.2371 | 0 | 0 | 0.36871 | 0.88198 | 0 | 0.068998 | 0 | 0 | 11.5533 | 0 | 0 | 0 | 0 | 0 | 0 | 0 | 0 | 0 | 0 | 0 | 0 | 0
1 | 7 | 16 | 7 | 1.7931 | 0 | 13.6089 | 0 | 0 | 0 | 0 | 0.89842 | 0 | 0 | 5.0769 | 0 | 21.3773 | 0 | 0 | 0 | 0 | 0 | 0 | 0 | 0 | 0 | 0 | 0 | 0 | 0 | 0.45131 | 0 | 0.54519 | 9.2207 | 0 | 0 | 0.31621 | 0.8814 | 0 | 0.13938 | 0 | 0 | 11.5542 | 0 | 0 | 0 | 0 | 0 | 0 | 0 | 0 | 0 | 0 | 0 | 0 | 0
1 | 7 | 17 | 7 | 1.7931 | 0 | 13.6089 | 0 | 0 | 0 | 0 | 0.93154 | 0 | 0 | 3.5992 | 0 | 19.9327 | 0 | 0 | 0 | 0 | 0 | 0 | 0 | 0 | 0 | 0 | 0 | 0 | 0 | 0.45131 | 0 | 0.54519 | 9.5577 | 0 | 0 | 0.31621 | 0.88575 | 0 | 0.00074729 | 0 | 0 | 11.7569 | 0 | 0 | 0 | 0 | 0 | 0 | 0 | 0 | 0 | 0 | 0 | 0 | 0
1 | 7 | 18 | 7 | 1.7931 | 0 | 13.6089 | 0 | 0 | 0 | 0 | 0.97177 | 0 | 0 | 5.9708 | 0 | 22.3446 | 0 | 0 | 0 | 0 | 0 | 0 | 0 | 0 | 0 | 0 | 0 | 0 | 0 | 0.45131 | 0 | 0.54519 | 10.0704 | 0 | 0 | 0.52621 | 0.89274 | 0 | 0.00078755 | 0 | 0 | 12.4867 | 0 | 0 | 0 | 0 | 0 | 0 | 0 | 0 | 0 | 0 | 0 | 0 | 0
1 | 7 | 19 | 7 | 1.7931 | 0 | 9.8982 | 0 | 0 | 0 | 0 | 1.028 | 0 | 0 | 5.9708 | 0 | 18.6902 | 0 | 0 | 0 | 0 | 0 | 0 | 0 | 0 | 0 | 0 | 0 | 0 | 0 | 0.45131 | 0 | 0.54519 | 10.5936 | 0 | 0 | 0.52621 | 0.89435 | 0 | 0.000833 | 0 | 0 | 13.0115 | 0 | 0 | 0 | 0 | 0 | 0 | 0 | 0 | 0 | 0 | 0 | 0 | 0
1 | 7 | 20 | 7 | 1.7931 | 0 | 2.4769 | 0 | 0 | 0 | 0 | 1.1248 | 0 | 0 | 3.9589 | 0 | 9.3538 | 0 | 0 | 0 | 0 | 0 | 0 | 0 | 0 | 0 | 0 | 0 | 0 | 0 | 0.45131 | 0 | 0.88038 | 11.4576 | 0 | 0 | 0.42121 | 0.89132 | 0 | 0.00091287 | 0 | 0 | 14.1027 | 0 | 0 | 0 | 0 | 0 | 0 | 0 | 0 | 0 | 0 | 0 | 0 | 0
1 | 7 | 21 | 7 | 1.7931 | 0 | 2.4769 | 0 | 0 | 0 | 0 | 1.1768 | 0 | 0 | 3.9589 | 0 | 9.4057 | 0 | 0 | 0 | 0 | 0 | 0 | 0 | 0 | 0 | 0 | 0 | 0 | 0 | 0.45131 | 0 | 1.1038 | 12.0592 | 0 | 0 | 0.36871 | 0.89608 | 0 | 0.00096489 | 0 | 0 | 14.8801 | 0 | 0 | 0 | 0 | 0 | 0 | 0 | 0 | 0 | 0 | 0 | 0 | 0
1 | 7 | 22 | 7 | 1.7931 | 0 | 2.4769 | 0 | 0 | 0 | 0 | 1.1738 | 0 | 0 | 6.412 | 0 | 11.8558 | 0 | 0 | 0 | 0 | 0 | 0 | 0 | 0 | 0 | 0 | 0 | 0 | 0 | 0.45131 | 0 | 1.2156 | 12.0593 | 0 | 0 | 0.47371 | 0.89163 | 0 | 0.00097076 | 0 | 0 | 15.0925 | 0 | 0 | 0 | 0 | 0 | 0 | 0 | 0 | 0 | 0 | 0 | 0 | 0
1 | 7 | 23 | 7 | 1.7931 | 0 | 2.4769 | 0 | 0 | 0 | 0 | 1.1678 | 0 | 0 | 3.6021 | 0 | 9.0399 | 0 | 0 | 0 | 0 | 0 | 0 | 0 | 0 | 0 | 0 | 0 | 0 | 0 | 0.45131 | 0 | 1.1038 | 12.0193 | 0 | 0 | 0.31621 | 0.8921 | 0 | 0.00097337 | 0 | 0 | 14.7837 | 0 | 0 | 0 | 0 | 0 | 0 | 0 | 0 | 0 | 0 | 0 | 0 | 0
1 | 7 | 24 | 7 | 1.7931 | 0 | 2.4769 | 0 | 0 | 0 | 0 | 0.82148 | 0 | 0 | 0.63462 | 0 | 5.7261 | 0 | 0 | 0 | 0 | 0 | 0 | 0 | 0 | 0 | 0 | 0 | 0 | 0 | 0.45131 | 0 | 0.88038 | 9.6834 | 0 | 0 | 0.053706 | 0.90703 | 0 | 0.00076338 | 0 | 0 | 11.9766 | 0 | 0 | 0 | 0 | 0 | 0 | 0 | 0 | 0 | 0 | 0 | 0 | 0
1 | 8 | 1 | 1 | 1.7931 | 0 | 2.4769 | 0 | 0 | 0 | 0 | 0.95344 | 0 | 0 | 0.63466 | 0 | 5.8581 | 0 | 0 | 0 | 0 | 0 | 0 | 0 | 0 | 0 | 0 | 0 | 0 | 0 | 0.45131 | 0 | 0.54519 | 11.2955 | 0 | 0 | 0.053706 | 0.92268 | 0 | 0.018309 | 0 | 0 | 13.2867 | 0 | 0 | 0 | 0 | 0 | 0 | 0 | 0 | 0 | 0 | 0 | 0 | 0
1 | 8 | 2 | 1 | 1.7931 | 0 | 2.4769 | 0 | 0 | 0 | 0 | 1.0279 | 0 | 0 | 0.6347 | 0 | 5.9326 | 0 | 0 | 0 | 0 | 0 | 0 | 0 | 0 | 0 | 0 | 0 | 0 | 0 | 0.45131 | 0 | 0.32173 | 12.1928 | 0 | 0 | 0.053706 | 0.93752 | 0 | 0.00098642 | 0 | 0 | 13.958 | 0 | 0 | 0 | 0 | 0 | 0 | 0 | 0 | 0 | 0 | 0 | 0 | 0
1 | 8 | 3 | 1 | 1.7931 | 0 | 2.4769 | 0 | 0 | 0 | 0 | 1.0773 | 0 | 0 | 0.63473 | 0 | 5.982 | 0 | 0 | 0 | 0 | 0 | 0 | 0 | 0 | 0 | 0 | 0 | 0 | 0 | 0.45131 | 0 | 0.32173 | 12.7839 | 0 | 0 | 0.053706 | 0.94724 | 0 | 0.022565 | 0 | 0 | 14.5804 | 0 | 0 | 0 | 0 | 0 | 0 | 0 | 0 | 0 | 0 | 0 | 0 | 0
1 | 8 | 4 | 1 | 1.7931 | 0 | 2.4769 | 0 | 0 | 0 | 0 | 1.0791 | 0 | 0 | 0.63475 | 0 | 5.9839 | 0 | 0 | 0 | 0 | 0 | 0 | 0 | 0 | 0 | 0 | 0 | 0 | 0 | 0.45131 | 0 | 0.32173 | 12.7836 | 0 | 0 | 0.053706 | 0.94372 | 0 | 0.001047 | 0 | 0 | 14.5551 | 0 | 0 | 0 | 0 | 0 | 0 | 0 | 0 | 0 | 0 | 0 | 0 | 0
1 | 8 | 5 | 1 | 1.7931 | 0 | 2.4769 | 0 | 0 | 0 | 0 | 1.0882 | 0 | 0 | 0.63474 | 0 | 5.993 | 0 | 0 | 0 | 0 | 0 | 0 | 0 | 0 | 0 | 0 | 0 | 0 | 0 | 0.45131 | 0 | 0.32173 | 12.8937 | 0 | 0 | 0.053706 | 0.94711 | 0 | 0.0010695 | 0 | 0 | 14.6687 | 0 | 0 | 0 | 0 | 0 | 0 | 0 | 0 | 0 | 0 | 0 | 0 | 0
1 | 8 | 6 | 1 | 1.7931 | 0 | 2.4769 | 0 | 0 | 0 | 0 | 1.0814 | 0 | 0 | 0.63473 | 0 | 5.9861 | 0 | 0 | 0 | 0 | 0 | 0 | 0 | 0 | 0 | 0 | 0 | 0 | 0 | 0.45131 | 0 | 0.32173 | 12.7382 | 0 | 0 | 0.053706 | 0.94161 | 0 | 0.0010581 | 0 | 0 | 14.5076 | 0 | 0 | 0 | 0 | 0 | 0 | 0 | 0 | 0 | 0 | 0 | 0 | 0
1 | 8 | 7 | 1 | 1.7931 | 0 | 2.4769 | 0 | 0 | 0 | 0 | 1.1277 | 0 | 0 | 3.5992 | 0 | 8.9969 | 0 | 0 | 0 | 0 | 0 | 0 | 0 | 0 | 0 | 0 | 0 | 0 | 0 | 0.45131 | 0 | 0.54519 | 13.2508 | 0 | 0 | 0.31621 | 0.9468 | 0 | 0.0011009 | 0 | 0 | 15.5114 | 0 | 0 | 0 | 0 | 0 | 0 | 0 | 0 | 0 | 0 | 0 | 0 | 0
1 | 8 | 8 | 1 | 1.7931 | 0 | 2.4769 | 0 | 0 | 0 | 0 | 1.4085 | 0 | 0 | 5.9709 | 0 | 11.6494 | 0 | 0 | 0 | 0 | 0 | 0 | 0 | 0 | 0 | 0 | 0 | 0 | 0 | 0.45131 | 0 | 0.71279 | 15.978 | 0 | 0 | 0.52621 | 0.95432 | 0 | 0.28937 | 0 | 0 | 18.9119 | 0 | 0 | 0 | 0 | 0 | 0 | 0 | 0 | 0 | 0 | 0 | 0 | 0
1 | 8 | 9 | 1 | 1.7931 | 0 | 13.6089 | 0 | 0 | 0 | 0 | 1.3231 | 0 | 0 | 3.959 | 0 | 20.6841 | 0 | 0 | 0 | 0 | 0 | 0 | 0 | 0 | 0 | 0 | 0 | 0 | 0 | 0.45131 | 0 | 0.71279 | 14.6768 | 0 | 0 | 0.42121 | 0.94495 | 0 | 0.44177 | 0 | 0 | 17.6488 | 0 | 0 | 0 | 0 | 0 | 0 | 0 | 0 | 0 | 0 | 0 | 0 | 0
1 | 8 | 10 | 1 | 1.7931 | 0 | 13.6089 | 0 | 0 | 0 | 0 | 1.2719 | 0 | 0 | 4.4156 | 0 | 21.0896 | 0 | 0 | 0 | 0 | 0 | 0 | 0 | 0 | 0 | 0 | 0 | 0 | 0 | 0.45131 | 0 | 0.71279 | 13.9033 | 0 | 0 | 0.31621 | 0.93906 | 0 | 0.47073 | 0 | 0 | 16.7934 | 0 | 0 | 0 | 0 | 0 | 0 | 0 | 0 | 0 | 0 | 0 | 0 | 0
1 | 8 | 11 | 1 | 1.7931 | 0 | 13.6089 | 0 | 0 | 0 | 0 | 1.2159 | 0 | 0 | 3.5993 | 0 | 20.2172 | 0 | 0 | 0 | 0 | 0 | 0 | 0 | 0 | 0 | 0 | 0 | 0 | 0 | 0.45131 | 0 | 0.71279 | 13.2995 | 0 | 0 | 0.31621 | 0.93668 | 0 | 0.39538 | 0 | 0 | 16.1119 | 0 | 0 | 0 | 0 | 0 | 0 | 0 | 0 | 0 | 0 | 0 | 0 | 0
1 | 8 | 12 | 1 | 1.7931 | 0 | 13.6089 | 0 | 0 | 0 | 0 | 1.2457 | 0 | 0 | 3.959 | 0 | 20.6067 | 0 | 0 | 0 | 0 | 0 | 0 | 0 | 0 | 0 | 0 | 0 | 0 | 0 | 0.45131 | 0 | 0.54519 | 13.6984 | 0 | 0 | 0.36871 | 0.94342 | 0 | 0.55496 | 0 | 0 | 16.562 | 0 | 0 | 0 | 0 | 0 | 0 | 0 | 0 | 0 | 0 | 0 | 0 | 0
1 | 8 | 13 | 1 | 1.7931 | 0 | 8.6613 | 0 | 0 | 0 | 0 | 1.2447 | 0 | 0 | 3.959 | 0 | 15.6582 | 0 | 0 | 0 | 0 | 0 | 0 | 0 | 0 | 0 | 0 | 0 | 0 | 0 | 0.45131 | 0 | 0.54519 | 13.6107 | 0 | 0 | 0.42121 | 0.93661 | 0 | 0.53473 | 0 | 0 | 16.4998 | 0 | 0 | 0 | 0 | 0 | 0 | 0 | 0 | 0 | 0 | 0 | 0 | 0
1 | 8 | 14 | 1 | 1.7931 | 0 | 13.6089 | 0 | 0 | 0 | 0 | 1.1831 | 0 | 0 | 3.959 | 0 | 20.5441 | 0 | 0 | 0 | 0 | 0 | 0 | 0 | 0 | 0 | 0 | 0 | 0 | 0 | 0.45131 | 0 | 0.54519 | 13.0234 | 0 | 0 | 0.36871 | 0.93365 | 0 | 0.45286 | 0 | 0 | 15.7751 | 0 | 0 | 0 | 0 | 0 | 0 | 0 | 0 | 0 | 0 | 0 | 0 | 0
1 | 8 | 15 | 1 | 1.7931 | 0 | 13.6089 | 0 | 0 | 0 | 0 | 1.1926 | 0 | 0 | 3.959 | 0 | 20.5536 | 0 | 0 | 0 | 0 | 0 | 0 | 0 | 0 | 0 | 0 | 0 | 0 | 0 | 0.45131 | 0 | 0.54519 | 12.9504 | 0 | 0 | 0.36871 | 0.92866 | 0 | 0.57583 | 0 | 0 | 15.8201 | 0 | 0 | 0 | 0 | 0 | 0 | 0 | 0 | 0 | 0 | 0 | 0 | 0
1 | 8 | 16 | 1 | 1.7931 | 0 | 13.6089 | 0 | 0 | 0 | 0 | 1.1453 | 0 | 0 | 5.0773 | 0 | 21.6246 | 0 | 0 | 0 | 0 | 0 | 0 | 0 | 0 | 0 | 0 | 0 | 0 | 0 | 0.45131 | 0 | 0.54519 | 12.3546 | 0 | 0 | 0.31621 | 0.91958 | 0 | 0.43796 | 0 | 0 | 15.0248 | 0 | 0 | 0 | 0 | 0 | 0 | 0 | 0 | 0 | 0 | 0 | 0 | 0
1 | 8 | 17 | 1 | 1.7931 | 0 | 13.6089 | 0 | 0 | 0 | 0 | 1.1849 | 0 | 0 | 3.5993 | 0 | 20.1862 | 0 | 0 | 0 | 0 | 0 | 0 | 0 | 0 | 0 | 0 | 0 | 0 | 0 | 0.45131 | 0 | 0.54519 | 12.6492 | 0 | 0 | 0.31621 | 0.92329 | 0 | 0.35157 | 0 | 0 | 15.2367 | 0 | 0 | 0 | 0 | 0 | 0 | 0 | 0 | 0 | 0 | 0 | 0 | 0
1 | 8 | 18 | 1 | 1.7931 | 0 | 13.6089 | 0 | 0 | 0 | 0 | 1.1993 | 0 | 0 | 5.9709 | 0 | 22.5722 | 0 | 0 | 0 | 0 | 0 | 0 | 0 | 0 | 0 | 0 | 0 | 0 | 0 | 0.45131 | 0 | 0.54519 | 12.9333 | 0 | 0 | 0.52621 | 0.92947 | 0 | 0.45321 | 0 | 0 | 15.8387 | 0 | 0 | 0 | 0 | 0 | 0 | 0 | 0 | 0 | 0 | 0 | 0 | 0
1 | 8 | 19 | 1 | 1.7931 | 0 | 9.8982 | 0 | 0 | 0 | 0 | 1.2217 | 0 | 0 | 5.9709 | 0 | 18.884 | 0 | 0 | 0 | 0 | 0 | 0 | 0 | 0 | 0 | 0 | 0 | 0 | 0 | 0.45131 | 0 | 0.54519 | 13.1157 | 0 | 0 | 0.52621 | 0.9269 | 0 | 0.55474 | 0 | 0 | 16.1201 | 0 | 0 | 0 | 0 | 0 | 0 | 0 | 0 | 0 | 0 | 0 | 0 | 0
1 | 8 | 20 | 1 | 1.7931 | 0 | 2.4769 | 0 | 0 | 0 | 0 | 1.3125 | 0 | 0 | 3.959 | 0 | 9.5415 | 0 | 0 | 0 | 0 | 0 | 0 | 0 | 0 | 0 | 0 | 0 | 0 | 0 | 0.45131 | 0 | 0.88038 | 13.8535 | 0 | 0 | 0.42121 | 0.92484 | 0 | 0.61859 | 0 | 0 | 17.1498 | 0 | 0 | 0 | 0 | 0 | 0 | 0 | 0 | 0 | 0 | 0 | 0 | 0
1 | 8 | 21 | 1 | 1.7931 | 0 | 2.4769 | 0 | 0 | 0 | 0 | 1.3455 | 0 | 0 | 3.959 | 0 | 9.5745 | 0 | 0 | 0 | 0 | 0 | 0 | 0 | 0 | 0 | 0 | 0 | 0 | 0 | 0.45131 | 0 | 1.1038 | 14.3889 | 0 | 0 | 0.36871 | 0.92703 | 0 | 0.71087 | 0 | 0 | 17.9507 | 0 | 0 | 0 | 0 | 0 | 0 | 0 | 0 | 0 | 0 | 0 | 0 | 0
1 | 8 | 22 | 1 | 1.7931 | 0 | 2.4769 | 0 | 0 | 0 | 0 | 1.319 | 0 | 0 | 6.4121 | 0 | 12.0011 | 0 | 0 | 0 | 0 | 0 | 0 | 0 | 0 | 0 | 0 | 0 | 0 | 0 | 0.45131 | 0 | 1.2156 | 14.0686 | 0 | 0 | 0.47371 | 0.91487 | 0 | 0.89259 | 0 | 0 | 18.0167 | 0 | 0 | 0 | 0 | 0 | 0 | 0 | 0 | 0 | 0 | 0 | 0 | 0
1 | 8 | 23 | 1 | 1.7931 | 0 | 2.4769 | 0 | 0 | 0 | 0 | 1.3341 | 0 | 0 | 3.6024 | 0 | 9.2065 | 0 | 0 | 0 | 0 | 0 | 0 | 0 | 0 | 0 | 0 | 0 | 0 | 0 | 0.45131 | 0 | 1.1038 | 14.3 | 0 | 0 | 0.31621 | 0.92102 | 0 | 1.0979 | 0 | 0 | 18.1903 | 0 | 0 | 0 | 0 | 0 | 0 | 0 | 0 | 0 | 0 | 0 | 0 | 0
1 | 8 | 24 | 1 | 1.7931 | 0 | 2.4769 | 0 | 0 | 0 | 0 | 1.075 | 0 | 0 | 0.63475 | 0 | 5.9797 | 0 | 0 | 0 | 0 | 0 | 0 | 0 | 0 | 0 | 0 | 0 | 0 | 0 | 0.45131 | 0 | 0.88038 | 12.6424 | 0 | 0 | 0.053706 | 0.93278 | 0 | 1.0324 | 0 | 0 | 15.9929 | 0 | 0 | 0 | 0 | 0 | 0 | 0 | 0 | 0 | 0 | 0 | 0 | 0
1 | 9 | 1 | 2 | 1.7931 | 0 | 2.4769 | 0 | 0 | 0 | 0 | 1.132 | 0 | 0 | 0.63479 | 0 | 6.0369 | 0 | 0 | 0 | 0 | 0 | 0 | 0 | 0 | 0 | 0 | 0 | 0 | 0 | 0.45131 | 0 | 0.54519 | 13.7791 | 0 | 0 | 0.053706 | 0.94651 | 0 | 1.1786 | 0 | 0 | 16.9544 | 0 | 0 | 0 | 0 | 0 | 0 | 0 | 0 | 0 | 0 | 0 | 0 | 0
1 | 9 | 2 | 2 | 1.7931 | 0 | 2.4769 | 0 | 0 | 0 | 0 | 1.1497 | 0 | 0 | 0.63482 | 0 | 6.0545 | 0 | 0 | 0 | 0 | 0 | 0 | 0 | 0 | 0 | 0 | 0 | 0 | 0 | 0.45131 | 0 | 0.32173 | 14.1434 | 0 | 0 | 0.053706 | 0.95164 | 0 | 1.2906 | 0 | 0 | 17.2124 | 0 | 0 | 0 | 0 | 0 | 0 | 0 | 0 | 0 | 0 | 0 | 0 | 0
1 | 9 | 3 | 2 | 1.7931 | 0 | 2.4769 | 0 | 0 | 0 | 0 | 1.1658 | 0 | 0 | 0.63483 | 0 | 6.0706 | 0 | 0 | 0 | 0 | 0 | 0 | 0 | 0 | 0 | 0 | 0 | 0 | 0 | 0.45131 | 0 | 0.32173 | 14.2529 | 0 | 0 | 0.053706 | 0.95063 | 0 | 1.3203 | 0 | 0 | 17.3506 | 0 | 0 | 0 | 0 | 0 | 0 | 0 | 0 | 0 | 0 | 0 | 0 | 0
1 | 9 | 4 | 2 | 1.7931 | 0 | 2.4769 | 0 | 0 | 0 | 0 | 1.2059 | 0 | 0 | 0.63484 | 0 | 6.1108 | 0 | 0 | 0 | 0 | 0 | 0 | 0 | 0 | 0 | 0 | 0 | 0 | 0 | 0.45131 | 0 | 0.32173 | 14.8386 | 0 | 0 | 0.053706 | 0.96074 | 0 | 1.6327 | 0 | 0 | 18.2588 | 0 | 0 | 0 | 0 | 0 | 0 | 0 | 0 | 0 | 0 | 0 | 0 | 0
1 | 9 | 5 | 2 | 1.7931 | 0 | 2.4769 | 0 | 0 | 0 | 0 | 1.2267 | 0 | 0 | 0.63487 | 0 | 6.1315 | 0 | 0 | 0 | 0 | 0 | 0 | 0 | 0 | 0 | 0 | 0 | 0 | 0 | 0.45131 | 0 | 0.32173 | 15.119 | 0 | 0 | 0.053706 | 0.96473 | 0 | 1.4775 | 0 | 0 | 18.388 | 0 | 0 | 0 | 0 | 0 | 0 | 0 | 0 | 0 | 0 | 0 | 0 | 0
1 | 9 | 6 | 2 | 1.7931 | 0 | 2.4769 | 0 | 0 | 0 | 0 | 1.2026 | 0 | 0 | 0.63489 | 0 | 6.1075 | 0 | 0 | 0 | 0 | 0 | 0 | 0 | 0 | 0 | 0 | 0 | 0 | 0 | 0.45131 | 0 | 0.32173 | 14.714 | 0 | 0 | 0.053706 | 0.95439 | 0 | 1.5062 | 0 | 0 | 18.0013 | 0 | 0 | 0 | 0 | 0 | 0 | 0 | 0 | 0 | 0 | 0 | 0 | 0
1 | 9 | 7 | 2 | 1.7931 | 0 | 2.4769 | 0 | 0 | 0 | 0 | 1.1983 | 0 | 0 | 3.5994 | 0 | 9.0677 | 0 | 0 | 0 | 0 | 0 | 0 | 0 | 0 | 0 | 0 | 0 | 0 | 0 | 0.45131 | 0 | 0.54519 | 14.4304 | 0 | 0 | 0.31621 | 0.94514 | 0 | 1.3665 | 0 | 0 | 18.0548 | 0 | 0 | 0 | 0 | 0 | 0 | 0 | 0 | 0 | 0 | 0 | 0 | 0
1 | 9 | 8 | 2 | 1.7931 | 0 | 2.4769 | 0 | 0 | 0 | 0 | 1.4064 | 0 | 0 | 5.971 | 0 | 11.6474 | 0 | 0 | 0 | 0 | 0 | 0 | 0 | 0 | 0 | 0 | 0 | 0 | 0 | 0.45131 | 0 | 0.71279 | 16.0311 | 0 | 0 | 0.52621 | 0.93959 | 0 | 1.6287 | 0 | 0 | 20.2897 | 0 | 0 | 0 | 0 | 0 | 0 | 0 | 0 | 0 | 0 | 0 | 0 | 0
1 | 9 | 9 | 2 | 1.7931 | 0 | 13.6089 | 0 | 0 | 0 | 0 | 1.3425 | 0 | 0 | 3.959 | 0 | 20.7035 | 0 | 0 | 0 | 0 | 0 | 0 | 0 | 0 | 0 | 0 | 0 | 0 | 0 | 0.45131 | 0 | 0.71279 | 14.8891 | 0 | 0 | 0.42121 | 0.93282 | 0 | 1.5265 | 0 | 0 | 18.9337 | 0 | 0 | 0 | 0 | 0 | 0 | 0 | 0 | 0 | 0 | 0 | 0 | 0
1 | 9 | 10 | 2 | 1.7931 | 0 | 13.6089 | 0 | 0 | 0 | 0 | 1.2512 | 0 | 0 | 4.4157 | 0 | 21.069 | 0 | 0 | 0 | 0 | 0 | 0 | 0 | 0 | 0 | 0 | 0 | 0 | 0 | 0.45131 | 0 | 0.71279 | 13.5633 | 0 | 0 | 0.31621 | 0.9171 | 0 | 1.5685 | 0 | 0 | 17.5292 | 0 | 0 | 0 | 0 | 0 | 0 | 0 | 0 | 0 | 0 | 0 | 0 | 0
1 | 9 | 11 | 2 | 1.7931 | 0 | 13.6089 | 0 | 0 | 0 | 0 | 1.2061 | 0 | 0 | 3.5993 | 0 | 20.2073 | 0 | 0 | 0 | 0 | 0 | 0 | 0 | 0 | 0 | 0 | 0 | 0 | 0 | 0.45131 | 0 | 0.71279 | 12.7318 | 0 | 0 | 0.31621 | 0.91285 | 0 | 1.3688 | 0 | 0 | 16.4938 | 0 | 0 | 0 | 0 | 0 | 0 | 0 | 0 | 0 | 0 | 0 | 0 | 0
1 | 9 | 12 | 2 | 1.7931 | 0 | 13.6089 | 0 | 0 | 0 | 0 | 1.1549 | 0 | 0 | 3.959 | 0 | 20.5159 | 0 | 0 | 0 | 0 | 0 | 0 | 0 | 0 | 0 | 0 | 0 | 0 | 0 | 0.45131 | 0 | 0.54519 | 12.2054 | 0 | 0 | 0.36871 | 0.90982 | 0 | 1.3124 | 0 | 0 | 15.7928 | 0 | 0 | 0 | 0 | 0 | 0 | 0 | 0 | 0 | 0 | 0 | 0 | 0
1 | 9 | 13 | 2 | 1.7931 | 0 | 8.6613 | 0 | 0 | 0 | 0 | 1.1632 | 0 | 0 | 3.959 | 0 | 15.5766 | 0 | 0 | 0 | 0 | 0 | 0 | 0 | 0 | 0 | 0 | 0 | 0 | 0 | 0.45131 | 0 | 0.54519 | 12.1177 | 0 | 0 | 0.42121 | 0.9053 | 0 | 1.4517 | 0 | 0 | 15.8924 | 0 | 0 | 0 | 0 | 0 | 0 | 0 | 0 | 0 | 0 | 0 | 0 | 0
1 | 9 | 14 | 2 | 1.7931 | 0 | 13.6089 | 0 | 0 | 0 | 0 | 1.1092 | 0 | 0 | 3.959 | 0 | 20.4702 | 0 | 0 | 0 | 0 | 0 | 0 | 0 | 0 | 0 | 0 | 0 | 0 | 0 | 0.45131 | 0 | 0.54519 | 11.5809 | 0 | 0 | 0.36871 | 0.90367 | 0 | 1.436 | 0 | 0 | 15.2858 | 0 | 0 | 0 | 0 | 0 | 0 | 0 | 0 | 0 | 0 | 0 | 0 | 0
1 | 9 | 15 | 2 | 1.7931 | 0 | 13.6089 | 0 | 0 | 0 | 0 | 1.0977 | 0 | 0 | 3.959 | 0 | 20.4587 | 0 | 0 | 0 | 0 | 0 | 0 | 0 | 0 | 0 | 0 | 0 | 0 | 0 | 0.45131 | 0 | 0.54519 | 11.4099 | 0 | 0 | 0.36871 | 0.90343 | 0 | 1.4176 | 0 | 0 | 15.0961 | 0 | 0 | 0 | 0 | 0 | 0 | 0 | 0 | 0 | 0 | 0 | 0 | 0
1 | 9 | 16 | 2 | 1.7931 | 0 | 13.6089 | 0 | 0 | 0 | 0 | 1.0986 | 0 | 0 | 5.0772 | 0 | 21.5778 | 0 | 0 | 0 | 0 | 0 | 0 | 0 | 0 | 0 | 0 | 0 | 0 | 0 | 0.45131 | 0 | 0.54519 | 11.3144 | 0 | 0 | 0.31621 | 0.90407 | 0 | 1.4037 | 0 | 0 | 14.9349 | 0 | 0 | 0 | 0 | 0 | 0 | 0 | 0 | 0 | 0 | 0 | 0 | 0
1 | 9 | 17 | 2 | 1.7931 | 0 | 13.6089 | 0 | 0 | 0 | 0 | 1.099 | 0 | 0 | 3.5993 | 0 | 20.1003 | 0 | 0 | 0 | 0 | 0 | 0 | 0 | 0 | 0 | 0 | 0 | 0 | 0 | 0.45131 | 0 | 0.54519 | 11.3671 | 0 | 0 | 0.31621 | 0.90641 | 0 | 1.4862 | 0 | 0 | 15.0723 | 0 | 0 | 0 | 0 | 0 | 0 | 0 | 0 | 0 | 0 | 0 | 0 | 0
1 | 9 | 18 | 2 | 1.7931 | 0 | 13.6089 | 0 | 0 | 0 | 0 | 1.0866 | 0 | 0 | 5.9709 | 0 | 22.4595 | 0 | 0 | 0 | 0 | 0 | 0 | 0 | 0 | 0 | 0 | 0 | 0 | 0 | 0.45131 | 0 | 0.54519 | 11.2653 | 0 | 0 | 0.52621 | 0.90892 | 0 | 1.5028 | 0 | 0 | 15.1997 | 0 | 0 | 0 | 0 | 0 | 0 | 0 | 0 | 0 | 0 | 0 | 0 | 0
1 | 9 | 19 | 2 | 1.7931 | 0 | 9.8982 | 0 | 0 | 0 | 0 | 1.1312 | 0 | 0 | 5.9709 | 0 | 18.7935 | 0 | 0 | 0 | 0 | 0 | 0 | 0 | 0 | 0 | 0 | 0 | 0 | 0 | 0.45131 | 0 | 0.54519 | 11.6352 | 0 | 0 | 0.52621 | 0.91266 | 0 | 1.4715 | 0 | 0 | 15.5421 | 0 | 0 | 0 | 0 | 0 | 0 | 0 | 0 | 0 | 0 | 0 | 0 | 0
1 | 9 | 20 | 2 | 1.7931 | 0 | 2.4769 | 0 | 0 | 0 | 0 | 1.1912 | 0 | 0 | 3.959 | 0 | 9.4202 | 0 | 0 | 0 | 0 | 0 | 0 | 0 | 0 | 0 | 0 | 0 | 0 | 0 | 0.45131 | 0 | 0.88038 | 12.1635 | 0 | 0 | 0.42121 | 0.90487 | 0 | 1.5248 | 0 | 0 | 16.3461 | 0 | 0 | 0 | 0 | 0 | 0 | 0 | 0 | 0 | 0 | 0 | 0 | 0
1 | 9 | 21 | 2 | 1.7931 | 0 | 2.4769 | 0 | 0 | 0 | 0 | 1.1639 | 0 | 0 | 3.959 | 0 | 9.3929 | 0 | 0 | 0 | 0 | 0 | 0 | 0 | 0 | 0 | 0 | 0 | 0 | 0 | 0.45131 | 0 | 1.1038 | 11.8464 | 0 | 0 | 0.36871 | 0.89105 | 0 | 1.8524 | 0 | 0 | 16.5137 | 0 | 0 | 0 | 0 | 0 | 0 | 0 | 0 | 0 | 0 | 0 | 0 | 0
1 | 9 | 22 | 2 | 1.7931 | 0 | 2.4769 | 0 | 0 | 0 | 0 | 1.1926 | 0 | 0 | 6.4121 | 0 | 11.8747 | 0 | 0 | 0 | 0 | 0 | 0 | 0 | 0 | 0 | 0 | 0 | 0 | 0 | 0.45131 | 0 | 1.2156 | 11.9565 | 0 | 0 | 0.47371 | 0.89497 | 0 | 1.4538 | 0 | 0 | 16.4459 | 0 | 0 | 0 | 0 | 0 | 0 | 0 | 0 | 0 | 0 | 0 | 0 | 0
1 | 9 | 23 | 2 | 1.7931 | 0 | 2.4769 | 0 | 0 | 0 | 0 | 1.1737 | 0 | 0 | 3.6023 | 0 | 9.046 | 0 | 0 | 0 | 0 | 0 | 0 | 0 | 0 | 0 | 0 | 0 | 0 | 0 | 0.45131 | 0 | 1.1038 | 11.5661 | 0 | 0 | 0.31621 | 0.89105 | 0 | 1.3874 | 0 | 0 | 15.7159 | 0 | 0 | 0 | 0 | 0 | 0 | 0 | 0 | 0 | 0 | 0 | 0 | 0
1 | 9 | 24 | 2 | 1.7931 | 0 | 2.4769 | 0 | 0 | 0 | 0 | 0.82566 | 0 | 0 | 0.6347 | 0 | 5.7304 | 0 | 0 | 0 | 0 | 0 | 0 | 0 | 0 | 0 | 0 | 0 | 0 | 0 | 0.45131 | 0 | 0.88038 | 9.1326 | 0 | 0 | 0.053706 | 0.89974 | 0 | 0.48482 | 0 | 0 | 11.9025 | 0 | 0 | 0 | 0 | 0 | 0 | 0 | 0 | 0 | 0 | 0 | 0 | 0
1 | 10 | 1 | 3 | 1.7931 | 0 | 2.4769 | 0 | 0 | 0 | 0 | 0.90467 | 0 | 0 | 0.63474 | 0 | 5.8094 | 0 | 0 | 0 | 0 | 0 | 0 | 0 | 0 | 0 | 0 | 0 | 0 | 0 | 0.45131 | 0 | 0.54519 | 9.9515 | 0 | 0 | 0.053706 | 0.90224 | 0 | 0.39643 | 0 | 0 | 12.3004 | 0 | 0 | 0 | 0 | 0 | 0 | 0 | 0 | 0 | 0 | 0 | 0 | 0
1 | 10 | 2 | 3 | 1.7931 | 0 | 2.4769 | 0 | 0 | 0 | 0 | 0.9601 | 0 | 0 | 0.63476 | 0 | 5.8649 | 0 | 0 | 0 | 0 | 0 | 0 | 0 | 0 | 0 | 0 | 0 | 0 | 0 | 0.45131 | 0 | 0.32173 | 10.72 | 0 | 0 | 0.053706 | 0.91251 | 0 | 0.6503 | 0 | 0 | 13.1096 | 0 | 0 | 0 | 0 | 0 | 0 | 0 | 0 | 0 | 0 | 0 | 0 | 0
1 | 10 | 3 | 3 | 1.7931 | 0 | 2.4769 | 0 | 0 | 0 | 0 | 0.97963 | 0 | 0 | 0.63479 | 0 | 5.8844 | 0 | 0 | 0 | 0 | 0 | 0 | 0 | 0 | 0 | 0 | 0 | 0 | 0 | 0.45131 | 0 | 0.32173 | 10.9707 | 0 | 0 | 0.053706 | 0.91337 | 0 | 0.95553 | 0 | 0 | 13.6664 | 0 | 0 | 0 | 0 | 0 | 0 | 0 | 0 | 0 | 0 | 0 | 0 | 0
1 | 10 | 4 | 3 | 1.7931 | 0 | 2.4769 | 0 | 0 | 0 | 0 | 1.0392 | 0 | 0 | 0.63479 | 0 | 5.944 | 0 | 0 | 0 | 0 | 0 | 0 | 0 | 0 | 0 | 0 | 0 | 0 | 0 | 0.45131 | 0 | 0.32173 | 11.6265 | 0 | 0 | 0.053706 | 0.92545 | 0 | 1.0129 | 0 | 0 | 14.3916 | 0 | 0 | 0 | 0 | 0 | 0 | 0 | 0 | 0 | 0 | 0 | 0 | 0
1 | 10 | 5 | 3 | 1.7931 | 0 | 2.4769 | 0 | 0 | 0 | 0 | 1.0249 | 0 | 0 | 0.63483 | 0 | 5.9297 | 0 | 0 | 0 | 0 | 0 | 0 | 0 | 0 | 0 | 0 | 0 | 0 | 0 | 0.45131 | 0 | 0.32173 | 11.641 | 0 | 0 | 0.053706 | 0.92031 | 0 | 0.93218 | 0 | 0 | 14.3202 | 0 | 0 | 0 | 0 | 0 | 0 | 0 | 0 | 0 | 0 | 0 | 0 | 0
1 | 10 | 6 | 3 | 1.7931 | 0 | 2.4769 | 0 | 0 | 0 | 0 | 1.0276 | 0 | 0 | 0.63481 | 0 | 5.9324 | 0 | 0 | 0 | 0 | 0 | 0 | 0 | 0 | 0 | 0 | 0 | 0 | 0 | 0.45131 | 0 | 0.32173 | 11.6404 | 0 | 0 | 0.053706 | 0.92005 | 0 | 0.93282 | 0 | 0 | 14.3201 | 0 | 0 | 0 | 0 | 0 | 0 | 0 | 0 | 0 | 0 | 0 | 0 | 0
1 | 10 | 7 | 3 | 1.7931 | 0 | 2.4769 | 0 | 0 | 0 | 0 | 1.0772 | 0 | 0 | 3.5993 | 0 | 8.9466 | 0 | 0 | 0 | 0 | 0 | 0 | 0 | 0 | 0 | 0 | 0 | 0 | 0 | 0.45131 | 0 | 0.54519 | 12.0756 | 0 | 0 | 0.31621 | 0.92382 | 0 | 0.72876 | 0 | 0 | 15.0408 | 0 | 0 | 0 | 0 | 0 | 0 | 0 | 0 | 0 | 0 | 0 | 0 | 0
1 | 10 | 8 | 3 | 1.7931 | 0 | 2.4769 | 0 | 0 | 0 | 0 | 1.3405 | 0 | 0 | 5.9709 | 0 | 11.5814 | 0 | 0 | 0 | 0 | 0 | 0 | 0 | 0 | 0 | 0 | 0 | 0 | 0 | 0.45131 | 0 | 0.71279 | 13.8309 | 0 | 0 | 0.52621 | 0.91456 | 0 | 0.8546 | 0 | 0 | 17.2904 | 0 | 0 | 0 | 0 | 0 | 0 | 0 | 0 | 0 | 0 | 0 | 0 | 0
1 | 10 | 9 | 3 | 1.7931 | 0 | 13.6089 | 0 | 0 | 0 | 0 | 1.1969 | 0 | 0 | 3.959 | 0 | 20.5579 | 0 | 0 | 0 | 0 | 0 | 0 | 0 | 0 | 0 | 0 | 0 | 0 | 0 | 0.45131 | 0 | 0.71279 | 11.9165 | 0 | 0 | 0.42121 | 0.9034 | 0 | 0.67314 | 0 | 0 | 15.0784 | 0 | 0 | 0 | 0 | 0 | 0 | 0 | 0 | 0 | 0 | 0 | 0 | 0
1 | 10 | 10 | 3 | 1.7931 | 0 | 13.6089 | 0 | 0 | 0 | 0 | 1.1215 | 0 | 0 | 4.4157 | 0 | 20.9392 | 0 | 0 | 0 | 0 | 0 | 0 | 0 | 0 | 0 | 0 | 0 | 0 | 0 | 0.45131 | 0 | 0.71279 | 10.9696 | 0 | 0 | 0.31621 | 0.90103 | 0 | 0.55755 | 0 | 0 | 13.9085 | 0 | 0 | 0 | 0 | 0 | 0 | 0 | 0 | 0 | 0 | 0 | 0 | 0
1 | 10 | 11 | 3 | 1.7931 | 0 | 13.6089 | 0 | 0 | 0 | 0 | 1.0821 | 0 | 0 | 3.5993 | 0 | 20.0834 | 0 | 0 | 0 | 0 | 0 | 0 | 0 | 0 | 0 | 0 | 0 | 0 | 0 | 0.45131 | 0 | 0.71279 | 10.6285 | 0 | 0 | 0.31621 | 0.90409 | 0 | 0.38089 | 0 | 0 | 13.3938 | 0 | 0 | 0 | 0 | 0 | 0 | 0 | 0 | 0 | 0 | 0 | 0 | 0
1 | 10 | 12 | 3 | 1.7931 | 0 | 13.6089 | 0 | 0 | 0 | 0 | 1.0025 | 0 | 0 | 3.959 | 0 | 20.3635 | 0 | 0 | 0 | 0 | 0 | 0 | 0 | 0 | 0 | 0 | 0 | 0 | 0 | 0.45131 | 0 | 0.54519 | 10.0189 | 0 | 0 | 0.36871 | 0.90415 | 0 | 0.35648 | 0 | 0 | 12.6447 | 0 | 0 | 0 | 0 | 0 | 0 | 0 | 0 | 0 | 0 | 0 | 0 | 0
1 | 10 | 13 | 3 | 1.7931 | 0 | 8.6613 | 0 | 0 | 0 | 0 | 1.0378 | 0 | 0 | 3.959 | 0 | 15.4513 | 0 | 0 | 0 | 0 | 0 | 0 | 0 | 0 | 0 | 0 | 0 | 0 | 0 | 0.45131 | 0 | 0.54519 | 10.2 | 0 | 0 | 0.42121 | 0.90591 | 0 | 0.35844 | 0 | 0 | 12.8821 | 0 | 0 | 0 | 0 | 0 | 0 | 0 | 0 | 0 | 0 | 0 | 0 | 0
1 | 10 | 14 | 3 | 1.7931 | 0 | 13.6089 | 0 | 0 | 0 | 0 | 0.82764 | 0 | 0 | 3.959 | 0 | 20.1887 | 0 | 0 | 0 | 0 | 0 | 0 | 0 | 0 | 0 | 0 | 0 | 0 | 0 | 0.45131 | 0 | 0.54519 | 8.7479 | 0 | 0 | 0.36871 | 0.89924 | 0 | 0.23915 | 0 | 0 | 11.2515 | 0 | 0 | 0 | 0 | 0 | 0 | 0 | 0 | 0 | 0 | 0 | 0 | 0
1 | 10 | 15 | 3 | 1.7931 | 0 | 13.6089 | 0 | 0 | 0 | 0 | 0.694 | 0 | 0 | 3.959 | 0 | 20.055 | 0 | 0 | 0 | 0 | 0 | 0 | 0 | 0 | 0 | 0 | 0 | 0 | 0 | 0.45131 | 0 | 0.54519 | 7.8227 | 0 | 0 | 0.36871 | 0.90072 | 0 | 0.15081 | 0 | 0 | 10.2394 | 0 | 0 | 0 | 0 | 0 | 0 | 0 | 0 | 0 | 0 | 0 | 0 | 0
1 | 10 | 16 | 3 | 1.7931 | 0 | 13.6089 | 0 | 0 | 0 | 0 | 0.79828 | 0 | 0 | 5.0773 | 0 | 21.2776 | 0 | 0 | 0 | 0 | 0 | 0 | 0 | 0 | 0 | 0 | 0 | 0 | 0 | 0.45131 | 0 | 0.54519 | 8.4257 | 0 | 0 | 0.31621 | 0.90193 | 0 | 0.00065591 | 0 | 0 | 10.641 | 0 | 0 | 0 | 0 | 0 | 0 | 0 | 0 | 0 | 0 | 0 | 0 | 0
1 | 10 | 17 | 3 | 1.7931 | 0 | 13.6089 | 0 | 0 | 0 | 0 | 0.87945 | 0 | 0 | 3.5993 | 0 | 19.8807 | 0 | 0 | 0 | 0 | 0 | 0 | 0 | 0 | 0 | 0 | 0 | 0 | 0 | 0.45131 | 0 | 0.54519 | 8.9258 | 0 | 0 | 0.31621 | 0.89835 | 0 | 0.00070801 | 0 | 0 | 11.1376 | 0 | 0 | 0 | 0 | 0 | 0 | 0 | 0 | 0 | 0 | 0 | 0 | 0
1 | 10 | 18 | 3 | 1.7931 | 0 | 13.6089 | 0 | 0 | 0 | 0 | 0.94642 | 0 | 0 | 5.9709 | 0 | 22.3193 | 0 | 0 | 0 | 0 | 0 | 0 | 0 | 0 | 0 | 0 | 0 | 0 | 0 | 0.45131 | 0 | 0.54519 | 9.7937 | 0 | 0 | 0.52621 | 0.90494 | 0 | 0.099108 | 0 | 0 | 12.3205 | 0 | 0 | 0 | 0 | 0 | 0 | 0 | 0 | 0 | 0 | 0 | 0 | 0
1 | 10 | 19 | 3 | 1.7931 | 0 | 9.8982 | 0 | 0 | 0 | 0 | 1.0129 | 0 | 0 | 5.9709 | 0 | 18.6751 | 0 | 0 | 0 | 0 | 0 | 0 | 0 | 0 | 0 | 0 | 0 | 0 | 0 | 0.45131 | 0 | 0.54519 | 10.4044 | 0 | 0 | 0.52621 | 0.90512 | 0 | 0.017626 | 0 | 0 | 12.8498 | 0 | 0 | 0 | 0 | 0 | 0 | 0 | 0 | 0 | 0 | 0 | 0 | 0
1 | 10 | 20 | 3 | 1.7931 | 0 | 2.4769 | 0 | 0 | 0 | 0 | 1.0873 | 0 | 0 | 3.959 | 0 | 9.3163 | 0 | 0 | 0 | 0 | 0 | 0 | 0 | 0 | 0 | 0 | 0 | 0 | 0 | 0.45131 | 0 | 0.88038 | 11.0603 | 0 | 0 | 0.42121 | 0.89522 | 0 | 0.32213 | 0 | 0 | 14.0306 | 0 | 0 | 0 | 0 | 0 | 0 | 0 | 0 | 0 | 0 | 0 | 0 | 0
1 | 10 | 21 | 3 | 1.7931 | 0 | 2.4769 | 0 | 0 | 0 | 0 | 1.1209 | 0 | 0 | 3.959 | 0 | 9.3499 | 0 | 0 | 0 | 0 | 0 | 0 | 0 | 0 | 0 | 0 | 0 | 0 | 0 | 0.45131 | 0 | 1.1038 | 11.4478 | 0 | 0 | 0.36871 | 0.89558 | 0 | 0.024976 | 0 | 0 | 14.2922 | 0 | 0 | 0 | 0 | 0 | 0 | 0 | 0 | 0 | 0 | 0 | 0 | 0
1 | 10 | 22 | 3 | 1.7931 | 0 | 2.4769 | 0 | 0 | 0 | 0 | 1.1596 | 0 | 0 | 6.4121 | 0 | 11.8417 | 0 | 0 | 0 | 0 | 0 | 0 | 0 | 0 | 0 | 0 | 0 | 0 | 0 | 0.45131 | 0 | 1.2156 | 11.917 | 0 | 0 | 0.47371 | 0.90064 | 0 | 0.00094116 | 0 | 0 | 14.9591 | 0 | 0 | 0 | 0 | 0 | 0 | 0 | 0 | 0 | 0 | 0 | 0 | 0
1 | 10 | 23 | 3 | 1.7931 | 0 | 2.4769 | 0 | 0 | 0 | 0 | 1.1569 | 0 | 0 | 3.6023 | 0 | 9.0292 | 0 | 0 | 0 | 0 | 0 | 0 | 0 | 0 | 0 | 0 | 0 | 0 | 0 | 0.45131 | 0 | 1.1038 | 12.0327 | 0 | 0 | 0.31621 | 0.90094 | 0 | 0.00095152 | 0 | 0 | 14.806 | 0 | 0 | 0 | 0 | 0 | 0 | 0 | 0 | 0 | 0 | 0 | 0 | 0
1 | 10 | 24 | 3 | 1.7931 | 0 | 2.4769 | 0 | 0 | 0 | 0 | 0.77018 | 0 | 0 | 0.63471 | 0 | 5.6749 | 0 | 0 | 0 | 0 | 0 | 0 | 0 | 0 | 0 | 0 | 0 | 0 | 0 | 0.45131 | 0 | 0.88038 | 9.3911 | 0 | 0 | 0.053706 | 0.90737 | 0 | 0.00071558 | 0 | 0 | 11.6846 | 0 | 0 | 0 | 0 | 0 | 0 | 0 | 0 | 0 | 0 | 0 | 0 | 0
1 | 11 | 1 | 4 | 1.7931 | 0 | 2.4769 | 0 | 0 | 0 | 0 | 0.91689 | 0 | 0 | 0.63472 | 0 | 5.8216 | 0 | 0 | 0 | 0 | 0 | 0 | 0 | 0 | 0 | 0 | 0 | 0 | 0 | 0.45131 | 0 | 0.54519 | 11.0752 | 0 | 0 | 0.053706 | 0.92301 | 0 | 0.00085827 | 0 | 0 | 13.0493 | 0 | 0 | 0 | 0 | 0 | 0 | 0 | 0 | 0 | 0 | 0 | 0 | 0
1 | 11 | 2 | 4 | 1.7931 | 0 | 2.4769 | 0 | 0 | 0 | 0 | 0.97546 | 0 | 0 | 0.63476 | 0 | 5.8802 | 0 | 0 | 0 | 0 | 0 | 0 | 0 | 0 | 0 | 0 | 0 | 0 | 0 | 0.45131 | 0 | 0.32173 | 11.8208 | 0 | 0 | 0.053706 | 0.93543 | 0 | 0.00092393 | 0 | 0 | 13.5839 | 0 | 0 | 0 | 0 | 0 | 0 | 0 | 0 | 0 | 0 | 0 | 0 | 0
1 | 11 | 3 | 4 | 1.7931 | 0 | 2.4769 | 0 | 0 | 0 | 0 | 0.97885 | 0 | 0 | 0.63479 | 0 | 5.8837 | 0 | 0 | 0 | 0 | 0 | 0 | 0 | 0 | 0 | 0 | 0 | 0 | 0 | 0.45131 | 0 | 0.32173 | 11.8156 | 0 | 0 | 0.053706 | 0.93084 | 0 | 0.0009253 | 0 | 0 | 13.5741 | 0 | 0 | 0 | 0 | 0 | 0 | 0 | 0 | 0 | 0 | 0 | 0 | 0
1 | 11 | 4 | 4 | 1.7931 | 0 | 2.4769 | 0 | 0 | 0 | 0 | 1.0151 | 0 | 0 | 0.63478 | 0 | 5.9199 | 0 | 0 | 0 | 0 | 0 | 0 | 0 | 0 | 0 | 0 | 0 | 0 | 0 | 0.45131 | 0 | 0.32173 | 12.2195 | 0 | 0 | 0.053706 | 0.93847 | 0 | 0.00096541 | 0 | 0 | 13.9857 | 0 | 0 | 0 | 0 | 0 | 0 | 0 | 0 | 0 | 0 | 0 | 0 | 0
1 | 11 | 5 | 4 | 1.7931 | 0 | 2.4769 | 0 | 0 | 0 | 0 | 1.0519 | 0 | 0 | 0.63478 | 0 | 5.9567 | 0 | 0 | 0 | 0 | 0 | 0 | 0 | 0 | 0 | 0 | 0 | 0 | 0 | 0.45131 | 0 | 0.32173 | 12.6454 | 0 | 0 | 0.053706 | 0.94473 | 0 | 0.0010088 | 0 | 0 | 14.4179 | 0 | 0 | 0 | 0 | 0 | 0 | 0 | 0 | 0 | 0 | 0 | 0 | 0
1 | 11 | 6 | 4 | 1.7931 | 0 | 2.4769 | 0 | 0 | 0 | 0 | 1.0569 | 0 | 0 | 0.63479 | 0 | 5.9617 | 0 | 0 | 0 | 0 | 0 | 0 | 0 | 0 | 0 | 0 | 0 | 0 | 0 | 0.45131 | 0 | 0.32173 | 12.6902 | 0 | 0 | 0.053706 | 0.9431 | 0 | 0.0010132 | 0 | 0 | 14.4611 | 0 | 0 | 0 | 0 | 0 | 0 | 0 | 0 | 0 | 0 | 0 | 0 | 0
1 | 11 | 7 | 4 | 1.7931 | 0 | 2.4769 | 0 | 0 | 0 | 0 | 1.0879 | 0 | 0 | 3.5993 | 0 | 8.9573 | 0 | 0 | 0 | 0 | 0 | 0 | 0 | 0 | 0 | 0 | 0 | 0 | 0 | 0.45131 | 0 | 0.54519 | 12.9377 | 0 | 0 | 0.31621 | 0.9413 | 0 | 0.0010352 | 0 | 0 | 15.1928 | 0 | 0 | 0 | 0 | 0 | 0 | 0 | 0 | 0 | 0 | 0 | 0 | 0
1 | 11 | 8 | 4 | 1.7931 | 0 | 2.4769 | 0 | 0 | 0 | 0 | 1.37 | 0 | 0 | 5.9709 | 0 | 11.6109 | 0 | 0 | 0 | 0 | 0 | 0 | 0 | 0 | 0 | 0 | 0 | 0 | 0 | 0.45131 | 0 | 0.71279 | 15.252 | 0 | 0 | 0.52621 | 0.93963 | 0 | 0.0012204 | 0 | 0 | 17.8832 | 0 | 0 | 0 | 0 | 0 | 0 | 0 | 0 | 0 | 0 | 0 | 0 | 0
1 | 11 | 9 | 4 | 1.7931 | 0 | 13.6089 | 0 | 0 | 0 | 0 | 1.2919 | 0 | 0 | 3.959 | 0 | 20.6529 | 0 | 0 | 0 | 0 | 0 | 0 | 0 | 0 | 0 | 0 | 0 | 0 | 0 | 0.45131 | 0 | 0.71279 | 14.1946 | 0 | 0 | 0.42121 | 0.94022 | 0 | 0.0011381 | 0 | 0 | 16.7212 | 0 | 0 | 0 | 0 | 0 | 0 | 0 | 0 | 0 | 0 | 0 | 0 | 0
1 | 11 | 10 | 4 | 1.7931 | 0 | 13.6089 | 0 | 0 | 0 | 0 | 1.2397 | 0 | 0 | 4.4157 | 0 | 21.0574 | 0 | 0 | 0 | 0 | 0 | 0 | 0 | 0 | 0 | 0 | 0 | 0 | 0 | 0.45131 | 0 | 0.71279 | 13.525 | 0 | 0 | 0.31621 | 0.93953 | 0 | 0.0010945 | 0 | 0 | 15.9459 | 0 | 0 | 0 | 0 | 0 | 0 | 0 | 0 | 0 | 0 | 0 | 0 | 0
1 | 11 | 11 | 4 | 1.7931 | 0 | 13.6089 | 0 | 0 | 0 | 0 | 1.2501 | 0 | 0 | 3.5993 | 0 | 20.2514 | 0 | 0 | 0 | 0 | 0 | 0 | 0 | 0 | 0 | 0 | 0 | 0 | 0 | 0.45131 | 0 | 0.71279 | 13.9326 | 0 | 0 | 0.31621 | 0.9512 | 0 | 0.83462 | 0 | 0 | 17.1987 | 0 | 0 | 0 | 0 | 0 | 0 | 0 | 0 | 0 | 0 | 0 | 0 | 0
1 | 11 | 12 | 4 | 1.7931 | 0 | 13.6089 | 0 | 0 | 0 | 0 | 1.1805 | 0 | 0 | 3.959 | 0 | 20.5415 | 0 | 0 | 0 | 0 | 0 | 0 | 0 | 0 | 0 | 0 | 0 | 0 | 0 | 0.45131 | 0 | 0.54519 | 13.0675 | 0 | 0 | 0.36871 | 0.94191 | 0 | 0.78268 | 0 | 0 | 16.1572 | 0 | 0 | 0 | 0 | 0 | 0 | 0 | 0 | 0 | 0 | 0 | 0 | 0
1 | 11 | 13 | 4 | 1.7931 | 0 | 8.6613 | 0 | 0 | 0 | 0 | 1.2691 | 0 | 0 | 3.959 | 0 | 15.6825 | 0 | 0 | 0 | 0 | 0 | 0 | 0 | 0 | 0 | 0 | 0 | 0 | 0 | 0.45131 | 0 | 0.54519 | 13.9936 | 0 | 0 | 0.42121 | 0.95108 | 0 | 0.94724 | 0 | 0 | 17.3097 | 0 | 0 | 0 | 0 | 0 | 0 | 0 | 0 | 0 | 0 | 0 | 0 | 0
1 | 11 | 14 | 4 | 1.7931 | 0 | 13.6089 | 0 | 0 | 0 | 0 | 1.2537 | 0 | 0 | 3.959 | 0 | 20.6147 | 0 | 0 | 0 | 0 | 0 | 0 | 0 | 0 | 0 | 0 | 0 | 0 | 0 | 0.45131 | 0 | 0.54519 | 14.0697 | 0 | 0 | 0.36871 | 0.9548 | 0 | 1.1206 | 0 | 0 | 17.5103 | 0 | 0 | 0 | 0 | 0 | 0 | 0 | 0 | 0 | 0 | 0 | 0 | 0
1 | 11 | 15 | 4 | 1.7931 | 0 | 13.6089 | 0 | 0 | 0 | 0 | 1.2785 | 0 | 0 | 3.959 | 0 | 20.6395 | 0 | 0 | 0 | 0 | 0 | 0 | 0 | 0 | 0 | 0 | 0 | 0 | 0 | 0.45131 | 0 | 0.54519 | 14.3384 | 0 | 0 | 0.36871 | 0.96109 | 0 | 1.2776 | 0 | 0 | 17.9423 | 0 | 0 | 0 | 0 | 0 | 0 | 0 | 0 | 0 | 0 | 0 | 0 | 0
1 | 11 | 16 | 4 | 1.7931 | 0 | 13.6089 | 0 | 0 | 0 | 0 | 1.2502 | 0 | 0 | 5.0774 | 0 | 21.7296 | 0 | 0 | 0 | 0 | 0 | 0 | 0 | 0 | 0 | 0 | 0 | 0 | 0 | 0.45131 | 0 | 0.54519 | 13.9159 | 0 | 0 | 0.31621 | 0.94626 | 0 | 1.2323 | 0 | 0 | 17.4071 | 0 | 0 | 0 | 0 | 0 | 0 | 0 | 0 | 0 | 0 | 0 | 0 | 0
1 | 11 | 17 | 4 | 1.7931 | 0 | 13.6089 | 0 | 0 | 0 | 0 | 1.2352 | 0 | 0 | 3.5993 | 0 | 20.2366 | 0 | 0 | 0 | 0 | 0 | 0 | 0 | 0 | 0 | 0 | 0 | 0 | 0 | 0.45131 | 0 | 0.54519 | 13.6505 | 0 | 0 | 0.31621 | 0.93886 | 0 | 1.239 | 0 | 0 | 17.1412 | 0 | 0 | 0 | 0 | 0 | 0 | 0 | 0 | 0 | 0 | 0 | 0 | 0
1 | 11 | 18 | 4 | 1.7931 | 0 | 13.6089 | 0 | 0 | 0 | 0 | 1.1951 | 0 | 0 | 5.971 | 0 | 22.5681 | 0 | 0 | 0 | 0 | 0 | 0 | 0 | 0 | 0 | 0 | 0 | 0 | 0 | 0.45131 | 0 | 0.54519 | 13.1555 | 0 | 0 | 0.52621 | 0.93223 | 0 | 1.2229 | 0 | 0 | 16.8334 | 0 | 0 | 0 | 0 | 0 | 0 | 0 | 0 | 0 | 0 | 0 | 0 | 0
1 | 11 | 19 | 4 | 1.7931 | 0 | 9.8982 | 0 | 0 | 0 | 0 | 1.2059 | 0 | 0 | 5.9709 | 0 | 18.8682 | 0 | 0 | 0 | 0 | 0 | 0 | 0 | 0 | 0 | 0 | 0 | 0 | 0 | 0.45131 | 0 | 0.54519 | 13.0978 | 0 | 0 | 0.52621 | 0.92754 | 0 | 1.4098 | 0 | 0 | 16.9578 | 0 | 0 | 0 | 0 | 0 | 0 | 0 | 0 | 0 | 0 | 0 | 0 | 0
1 | 11 | 20 | 4 | 1.7931 | 0 | 2.4769 | 0 | 0 | 0 | 0 | 1.2994 | 0 | 0 | 3.959 | 0 | 9.5284 | 0 | 0 | 0 | 0 | 0 | 0 | 0 | 0 | 0 | 0 | 0 | 0 | 0 | 0.45131 | 0 | 0.88038 | 13.9439 | 0 | 0 | 0.42121 | 0.92848 | 0 | 1.4726 | 0 | 0 | 18.0979 | 0 | 0 | 0 | 0 | 0 | 0 | 0 | 0 | 0 | 0 | 0 | 0 | 0
1 | 11 | 21 | 4 | 1.7931 | 0 | 2.4769 | 0 | 0 | 0 | 0 | 1.2743 | 0 | 0 | 3.959 | 0 | 9.5034 | 0 | 0 | 0 | 0 | 0 | 0 | 0 | 0 | 0 | 0 | 0 | 0 | 0 | 0.45131 | 0 | 1.1038 | 13.523 | 0 | 0 | 0.36871 | 0.91178 | 0 | 1.731 | 0 | 0 | 18.0897 | 0 | 0 | 0 | 0 | 0 | 0 | 0 | 0 | 0 | 0 | 0 | 0 | 0
1 | 11 | 22 | 4 | 1.7931 | 0 | 2.4769 | 0 | 0 | 0 | 0 | 1.2689 | 0 | 0 | 6.4121 | 0 | 11.951 | 0 | 0 | 0 | 0 | 0 | 0 | 0 | 0 | 0 | 0 | 0 | 0 | 0 | 0.45131 | 0 | 1.2156 | 13.3161 | 0 | 0 | 0.47371 | 0.90733 | 0 | 1.7042 | 0 | 0 | 18.0683 | 0 | 0 | 0 | 0 | 0 | 0 | 0 | 0 | 0 | 0 | 0 | 0 | 0
1 | 11 | 23 | 4 | 1.7931 | 0 | 2.4769 | 0 | 0 | 0 | 0 | 1.2665 | 0 | 0 | 3.6024 | 0 | 9.1389 | 0 | 0 | 0 | 0 | 0 | 0 | 0 | 0 | 0 | 0 | 0 | 0 | 0 | 0.45131 | 0 | 1.1038 | 13.0922 | 0 | 0 | 0.31621 | 0.90689 | 0 | 1.5653 | 0 | 0 | 17.4357 | 0 | 0 | 0 | 0 | 0 | 0 | 0 | 0 | 0 | 0 | 0 | 0 | 0
1 | 11 | 24 | 4 | 1.7931 | 0 | 2.4769 | 0 | 0 | 0 | 0 | 0.92575 | 0 | 0 | 0.63473 | 0 | 5.8305 | 0 | 0 | 0 | 0 | 0 | 0 | 0 | 0 | 0 | 0 | 0 | 0 | 0 | 0.45131 | 0 | 0.88038 | 10.6059 | 0 | 0 | 0.053706 | 0.90845 | 0 | 1.4874 | 0 | 0 | 14.3871 | 0 | 0 | 0 | 0 | 0 | 0 | 0 | 0 | 0 | 0 | 0 | 0 | 0
1 | 12 | 1 | 5 | 1.7931 | 0 | 2.4769 | 0 | 0 | 0 | 0 | 1.0272 | 0 | 0 | 0.63474 | 0 | 5.932 | 0 | 0 | 0 | 0 | 0 | 0 | 0 | 0 | 0 | 0 | 0 | 0 | 0 | 0.45131 | 0 | 0.54519 | 11.7927 | 0 | 0 | 0.053706 | 0.92055 | 0 | 1.6603 | 0 | 0 | 15.4237 | 0 | 0 | 0 | 0 | 0 | 0 | 0 | 0 | 0 | 0 | 0 | 0 | 0
1 | 12 | 2 | 5 | 1.7931 | 0 | 2.4769 | 0 | 0 | 0 | 0 | 1.0784 | 0 | 0 | 0.63479 | 0 | 5.9832 | 0 | 0 | 0 | 0 | 0 | 0 | 0 | 0 | 0 | 0 | 0 | 0 | 0 | 0.45131 | 0 | 0.32173 | 12.4704 | 0 | 0 | 0.053706 | 0.93232 | 0 | 1.8146 | 0 | 0 | 16.044 | 0 | 0 | 0 | 0 | 0 | 0 | 0 | 0 | 0 | 0 | 0 | 0 | 0
1 | 12 | 3 | 5 | 1.7931 | 0 | 2.4769 | 0 | 0 | 0 | 0 | 1.0642 | 0 | 0 | 0.63483 | 0 | 5.9691 | 0 | 0 | 0 | 0 | 0 | 0 | 0 | 0 | 0 | 0 | 0 | 0 | 0 | 0.45131 | 0 | 0.32173 | 12.009 | 0 | 0 | 0.053706 | 0.92467 | 0 | 1.5753 | 0 | 0 | 15.3357 | 0 | 0 | 0 | 0 | 0 | 0 | 0 | 0 | 0 | 0 | 0 | 0 | 0
1 | 12 | 4 | 5 | 1.7931 | 0 | 2.4769 | 0 | 0 | 0 | 0 | 1.0704 | 0 | 0 | 0.63482 | 0 | 5.9753 | 0 | 0 | 0 | 0 | 0 | 0 | 0 | 0 | 0 | 0 | 0 | 0 | 0 | 0.45131 | 0 | 0.32173 | 11.9542 | 0 | 0 | 0.053706 | 0.92551 | 0 | 1.6523 | 0 | 0 | 15.3588 | 0 | 0 | 0 | 0 | 0 | 0 | 0 | 0 | 0 | 0 | 0 | 0 | 0
1 | 12 | 5 | 5 | 1.7931 | 0 | 2.4769 | 0 | 0 | 0 | 0 | 1.1323 | 0 | 0 | 0.63482 | 0 | 6.0372 | 0 | 0 | 0 | 0 | 0 | 0 | 0 | 0 | 0 | 0 | 0 | 0 | 0 | 0.45131 | 0 | 0.32173 | 12.8246 | 0 | 0 | 0.053706 | 0.94108 | 0 | 1.959 | 0 | 0 | 16.5514 | 0 | 0 | 0 | 0 | 0 | 0 | 0 | 0 | 0 | 0 | 0 | 0 | 0
1 | 12 | 6 | 5 | 1.7931 | 0 | 2.4769 | 0 | 0 | 0 | 0 | 1.1287 | 0 | 0 | 0.63487 | 0 | 6.0336 | 0 | 0 | 0 | 0 | 0 | 0 | 0 | 0 | 0 | 0 | 0 | 0 | 0 | 0.45131 | 0 | 0.32173 | 12.8418 | 0 | 0 | 0.053706 | 0.93803 | 0 | 2.0296 | 0 | 0 | 16.6362 | 0 | 0 | 0 | 0 | 0 | 0 | 0 | 0 | 0 | 0 | 0 | 0 | 0
1 | 12 | 7 | 5 | 1.7931 | 0 | 2.4769 | 0 | 0 | 0 | 0 | 1.1059 | 0 | 0 | 3.5994 | 0 | 8.9753 | 0 | 0 | 0 | 0 | 0 | 0 | 0 | 0 | 0 | 0 | 0 | 0 | 0 | 0.45131 | 0 | 0.54519 | 12.4151 | 0 | 0 | 0.31621 | 0.92379 | 0 | 1.9712 | 0 | 0 | 16.6228 | 0 | 0 | 0 | 0 | 0 | 0 | 0 | 0 | 0 | 0 | 0 | 0 | 0
1 | 12 | 8 | 5 | 1.7931 | 0 | 2.4769 | 0 | 0 | 0 | 0 | 1.3864 | 0 | 0 | 5.9709 | 0 | 11.6273 | 0 | 0 | 0 | 0 | 0 | 0 | 0 | 0 | 0 | 0 | 0 | 0 | 0 | 0.45131 | 0 | 0.71279 | 14.8867 | 0 | 0 | 0.52621 | 0.92906 | 0 | 1.718 | 0 | 0 | 19.224 | 0 | 0 | 0 | 0 | 0 | 0 | 0 | 0 | 0 | 0 | 0 | 0 | 0
1 | 12 | 9 | 5 | 1.7931 | 0 | 13.6089 | 0 | 0 | 0 | 0 | 1.3271 | 0 | 0 | 3.959 | 0 | 20.6881 | 0 | 0 | 0 | 0 | 0 | 0 | 0 | 0 | 0 | 0 | 0 | 0 | 0 | 0.45131 | 0 | 0.71279 | 14.179 | 0 | 0 | 0.42121 | 0.93263 | 0 | 1.6203 | 0 | 0 | 18.3172 | 0 | 0 | 0 | 0 | 0 | 0 | 0 | 0 | 0 | 0 | 0 | 0 | 0
1 | 12 | 10 | 5 | 1.7931 | 0 | 13.6089 | 0 | 0 | 0 | 0 | 1.24 | 0 | 0 | 4.4158 | 0 | 21.0578 | 0 | 0 | 0 | 0 | 0 | 0 | 0 | 0 | 0 | 0 | 0 | 0 | 0 | 0.45131 | 0 | 0.71279 | 12.9925 | 0 | 0 | 0.31621 | 0.92073 | 0 | 1.2544 | 0 | 0 | 16.6479 | 0 | 0 | 0 | 0 | 0 | 0 | 0 | 0 | 0 | 0 | 0 | 0 | 0
1 | 12 | 11 | 5 | 1.7931 | 0 | 13.6089 | 0 | 0 | 0 | 0 | 1.1967 | 0 | 0 | 3.5993 | 0 | 20.198 | 0 | 0 | 0 | 0 | 0 | 0 | 0 | 0 | 0 | 0 | 0 | 0 | 0 | 0.45131 | 0 | 0.71279 | 12.3927 | 0 | 0 | 0.31621 | 0.91771 | 0 | 1.2192 | 0 | 0 | 16.0099 | 0 | 0 | 0 | 0 | 0 | 0 | 0 | 0 | 0 | 0 | 0 | 0 | 0
1 | 12 | 12 | 5 | 1.7931 | 0 | 13.6089 | 0 | 0 | 0 | 0 | 1.1843 | 0 | 0 | 3.959 | 0 | 20.5453 | 0 | 0 | 0 | 0 | 0 | 0 | 0 | 0 | 0 | 0 | 0 | 0 | 0 | 0.45131 | 0 | 0.54519 | 12.3674 | 0 | 0 | 0.36871 | 0.9236 | 0 | 1.0348 | 0 | 0 | 15.6909 | 0 | 0 | 0 | 0 | 0 | 0 | 0 | 0 | 0 | 0 | 0 | 0 | 0
1 | 12 | 13 | 5 | 1.7931 | 0 | 8.6613 | 0 | 0 | 0 | 0 | 1.1703 | 0 | 0 | 3.959 | 0 | 15.5838 | 0 | 0 | 0 | 0 | 0 | 0 | 0 | 0 | 0 | 0 | 0 | 0 | 0 | 0.45131 | 0 | 0.54519 | 12.0264 | 0 | 0 | 0.42121 | 0.91253 | 0 | 1.1089 | 0 | 0 | 15.4655 | 0 | 0 | 0 | 0 | 0 | 0 | 0 | 0 | 0 | 0 | 0 | 0 | 0
1 | 12 | 14 | 5 | 1.7931 | 0 | 13.6089 | 0 | 0 | 0 | 0 | 1.0925 | 0 | 0 | 3.959 | 0 | 20.4535 | 0 | 0 | 0 | 0 | 0 | 0 | 0 | 0 | 0 | 0 | 0 | 0 | 0 | 0.45131 | 0 | 0.54519 | 11.31 | 0 | 0 | 0.36871 | 0.90589 | 0 | 1.0733 | 0 | 0 | 14.6544 | 0 | 0 | 0 | 0 | 0 | 0 | 0 | 0 | 0 | 0 | 0 | 0 | 0
1 | 12 | 15 | 5 | 1.7931 | 0 | 13.6089 | 0 | 0 | 0 | 0 | 1.0912 | 0 | 0 | 3.959 | 0 | 20.4522 | 0 | 0 | 0 | 0 | 0 | 0 | 0 | 0 | 0 | 0 | 0 | 0 | 0 | 0.45131 | 0 | 0.54519 | 11.0924 | 0 | 0 | 0.36871 | 0.90911 | 0 | 0.96245 | 0 | 0 | 14.3292 | 0 | 0 | 0 | 0 | 0 | 0 | 0 | 0 | 0 | 0 | 0 | 0 | 0
1 | 12 | 16 | 5 | 1.7931 | 0 | 13.6089 | 0 | 0 | 0 | 0 | 1.0724 | 0 | 0 | 5.0773 | 0 | 21.5517 | 0 | 0 | 0 | 0 | 0 | 0 | 0 | 0 | 0 | 0 | 0 | 0 | 0 | 0.45131 | 0 | 0.54519 | 10.989 | 0 | 0 | 0.31621 | 0.90547 | 0 | 1.1922 | 0 | 0 | 14.3993 | 0 | 0 | 0 | 0 | 0 | 0 | 0 | 0 | 0 | 0 | 0 | 0 | 0
1 | 12 | 17 | 5 | 1.7931 | 0 | 13.6089 | 0 | 0 | 0 | 0 | 1.0572 | 0 | 0 | 3.5993 | 0 | 20.0585 | 0 | 0 | 0 | 0 | 0 | 0 | 0 | 0 | 0 | 0 | 0 | 0 | 0 | 0.45131 | 0 | 0.54519 | 10.8546 | 0 | 0 | 0.31621 | 0.90526 | 0 | 1.3174 | 0 | 0 | 14.39 | 0 | 0 | 0 | 0 | 0 | 0 | 0 | 0 | 0 | 0 | 0 | 0 | 0
1 | 12 | 18 | 5 | 1.7931 | 0 | 13.6089 | 0 | 0 | 0 | 0 | 1.0213 | 0 | 0 | 5.9709 | 0 | 22.3942 | 0 | 0 | 0 | 0 | 0 | 0 | 0 | 0 | 0 | 0 | 0 | 0 | 0 | 0.45131 | 0 | 0.54519 | 10.576 | 0 | 0 | 0.52621 | 0.90326 | 0 | 1.5771 | 0 | 0 | 14.579 | 0 | 0 | 0 | 0 | 0 | 0 | 0 | 0 | 0 | 0 | 0 | 0 | 0
1 | 12 | 19 | 5 | 1.7931 | 0 | 9.8982 | 0 | 0 | 0 | 0 | 1.0393 | 0 | 0 | 5.9709 | 0 | 18.7015 | 0 | 0 | 0 | 0 | 0 | 0 | 0 | 0 | 0 | 0 | 0 | 0 | 0 | 0.45131 | 0 | 0.54519 | 10.6196 | 0 | 0 | 0.52621 | 0.90088 | 0 | 1.6955 | 0 | 0 | 14.7387 | 0 | 0 | 0 | 0 | 0 | 0 | 0 | 0 | 0 | 0 | 0 | 0 | 0
1 | 12 | 20 | 5 | 1.7931 | 0 | 2.4769 | 0 | 0 | 0 | 0 | 1.1112 | 0 | 0 | 3.959 | 0 | 9.3402 | 0 | 0 | 0 | 0 | 0 | 0 | 0 | 0 | 0 | 0 | 0 | 0 | 0 | 0.45131 | 0 | 0.88038 | 11.0352 | 0 | 0 | 0.42121 | 0.89198 | 0 | 1.705 | 0 | 0 | 15.385 | 0 | 0 | 0 | 0 | 0 | 0 | 0 | 0 | 0 | 0 | 0 | 0 | 0
1 | 12 | 21 | 5 | 1.7931 | 0 | 2.4769 | 0 | 0 | 0 | 0 | 1.1211 | 0 | 0 | 3.959 | 0 | 9.3501 | 0 | 0 | 0 | 0 | 0 | 0 | 0 | 0 | 0 | 0 | 0 | 0 | 0 | 0.45131 | 0 | 1.1038 | 11.0993 | 0 | 0 | 0.36871 | 0.88693 | 0 | 1.7185 | 0 | 0 | 15.6285 | 0 | 0 | 0 | 0 | 0 | 0 | 0 | 0 | 0 | 0 | 0 | 0 | 0
1 | 12 | 22 | 5 | 1.7931 | 0 | 2.4769 | 0 | 0 | 0 | 0 | 1.119 | 0 | 0 | 6.412 | 0 | 11.8011 | 0 | 0 | 0 | 0 | 0 | 0 | 0 | 0 | 0 | 0 | 0 | 0 | 0 | 0.45131 | 0 | 1.2156 | 10.9346 | 0 | 0 | 0.47371 | 0.8826 | 0 | 1.6274 | 0 | 0 | 15.5852 | 0 | 0 | 0 | 0 | 0 | 0 | 0 | 0 | 0 | 0 | 0 | 0 | 0
1 | 12 | 23 | 5 | 1.7931 | 0 | 2.4769 | 0 | 0 | 0 | 0 | 1.0765 | 0 | 0 | 3.6023 | 0 | 8.9488 | 0 | 0 | 0 | 0 | 0 | 0 | 0 | 0 | 0 | 0 | 0 | 0 | 0 | 0.45131 | 0 | 1.1038 | 10.6075 | 0 | 0 | 0.31621 | 0.87571 | 0 | 1.8638 | 0 | 0 | 15.2183 | 0 | 0 | 0 | 0 | 0 | 0 | 0 | 0 | 0 | 0 | 0 | 0 | 0
1 | 12 | 24 | 5 | 1.7931 | 0 | 2.4769 | 0 | 0 | 0 | 0 | 0.64645 | 0 | 0 | 0.63466 | 0 | 5.5511 | 0 | 0 | 0 | 0 | 0 | 0 | 0 | 0 | 0 | 0 | 0 | 0 | 0 | 0.45131 | 0 | 0.88038 | 7.6572 | 0 | 0 | 0.053706 | 0.87799 | 0 | 1.166 | 0 | 0 | 11.0866 | 0 | 0 | 0 | 0 | 0 | 0 | 0 | 0 | 0 | 0 | 0 | 0 | 0
1 | 13 | 1 | 6 | 1.7931 | 0 | 2.4769 | 0 | 0 | 0 | 0 | 0.75862 | 0 | 0 | 0.63468 | 0 | 5.6633 | 0 | 0 | 0 | 0 | 0 | 0 | 0 | 0 | 0 | 0 | 0 | 0 | 0 | 0.45131 | 0 | 0.54519 | 8.7503 | 0 | 0 | 0.053706 | 0.88448 | 0 | 1.5143 | 0 | 0 | 12.1994 | 0 | 0 | 0 | 0 | 0 | 0 | 0 | 0 | 0 | 0 | 0 | 0 | 0
1 | 13 | 2 | 6 | 1.7931 | 0 | 2.4769 | 0 | 0 | 0 | 0 | 0.87833 | 0 | 0 | 0.6347 | 0 | 5.7831 | 0 | 0 | 0 | 0 | 0 | 0 | 0 | 0 | 0 | 0 | 0 | 0 | 0 | 0.45131 | 0 | 0.32173 | 9.7845 | 0 | 0 | 0.053706 | 0.90445 | 0 | 1.0021 | 0 | 0 | 12.5178 | 0 | 0 | 0 | 0 | 0 | 0 | 0 | 0 | 0 | 0 | 0 | 0 | 0
1 | 13 | 3 | 6 | 1.7931 | 0 | 2.4769 | 0 | 0 | 0 | 0 | 0.93068 | 0 | 0 | 0.63476 | 0 | 5.8355 | 0 | 0 | 0 | 0 | 0 | 0 | 0 | 0 | 0 | 0 | 0 | 0 | 0 | 0.45131 | 0 | 0.32173 | 10.3225 | 0 | 0 | 0.053706 | 0.90917 | 0 | 0.92358 | 0 | 0 | 12.982 | 0 | 0 | 0 | 0 | 0 | 0 | 0 | 0 | 0 | 0 | 0 | 0 | 0
1 | 13 | 4 | 6 | 1.7931 | 0 | 2.4769 | 0 | 0 | 0 | 0 | 0.94103 | 0 | 0 | 0.63479 | 0 | 5.8458 | 0 | 0 | 0 | 0 | 0 | 0 | 0 | 0 | 0 | 0 | 0 | 0 | 0 | 0.45131 | 0 | 0.32173 | 10.4579 | 0 | 0 | 0.053706 | 0.90878 | 0 | 1.0868 | 0 | 0 | 13.2802 | 0 | 0 | 0 | 0 | 0 | 0 | 0 | 0 | 0 | 0 | 0 | 0 | 0
1 | 13 | 5 | 6 | 1.7931 | 0 | 2.4769 | 0 | 0 | 0 | 0 | 1.0075 | 0 | 0 | 0.63479 | 0 | 5.9123 | 0 | 0 | 0 | 0 | 0 | 0 | 0 | 0 | 0 | 0 | 0 | 0 | 0 | 0.45131 | 0 | 0.32173 | 11.3159 | 0 | 0 | 0.053706 | 0.92053 | 0 | 0.8424 | 0 | 0 | 13.9055 | 0 | 0 | 0 | 0 | 0 | 0 | 0 | 0 | 0 | 0 | 0 | 0 | 0
1 | 13 | 6 | 6 | 1.7931 | 0 | 2.4769 | 0 | 0 | 0 | 0 | 1.0436 | 0 | 0 | 0.63482 | 0 | 5.9484 | 0 | 0 | 0 | 0 | 0 | 0 | 0 | 0 | 0 | 0 | 0 | 0 | 0 | 0.45131 | 0 | 0.32173 | 11.9877 | 0 | 0 | 0.053706 | 0.92776 | 0 | 0.86565 | 0 | 0 | 14.6079 | 0 | 0 | 0 | 0 | 0 | 0 | 0 | 0 | 0 | 0 | 0 | 0 | 0
1 | 13 | 7 | 6 | 1.7931 | 0 | 2.4769 | 0 | 0 | 0 | 0 | 1.0219 | 0 | 0 | 3.5993 | 0 | 8.8912 | 0 | 0 | 0 | 0 | 0 | 0 | 0 | 0 | 0 | 0 | 0 | 0 | 0 | 0.45131 | 0 | 0.54519 | 11.7189 | 0 | 0 | 0.31621 | 0.91624 | 0 | 0.6754 | 0 | 0 | 14.6233 | 0 | 0 | 0 | 0 | 0 | 0 | 0 | 0 | 0 | 0 | 0 | 0 | 0
1 | 13 | 8 | 6 | 1.7931 | 0 | 2.4769 | 0 | 0 | 0 | 0 | 1.323 | 0 | 0 | 5.9709 | 0 | 11.5639 | 0 | 0 | 0 | 0 | 0 | 0 | 0 | 0 | 0 | 0 | 0 | 0 | 0 | 0.45131 | 0 | 0.71279 | 13.9955 | 0 | 0 | 0.52621 | 0.91802 | 0 | 0.79922 | 0 | 0 | 17.4031 | 0 | 0 | 0 | 0 | 0 | 0 | 0 | 0 | 0 | 0 | 0 | 0 | 0
1 | 13 | 9 | 6 | 1.7931 | 0 | 13.6089 | 0 | 0 | 0 | 0 | 1.2205 | 0 | 0 | 3.959 | 0 | 20.5815 | 0 | 0 | 0 | 0 | 0 | 0 | 0 | 0 | 0 | 0 | 0 | 0 | 0 | 0.45131 | 0 | 0.71279 | 12.8677 | 0 | 0 | 0.42121 | 0.92189 | 0 | 0.71228 | 0 | 0 | 16.0872 | 0 | 0 | 0 | 0 | 0 | 0 | 0 | 0 | 0 | 0 | 0 | 0 | 0
1 | 13 | 10 | 6 | 1.7931 | 0 | 13.6089 | 0 | 0 | 0 | 0 | 1.134 | 0 | 0 | 4.4157 | 0 | 20.9518 | 0 | 0 | 0 | 0 | 0 | 0 | 0 | 0 | 0 | 0 | 0 | 0 | 0 | 0.45131 | 0 | 0.71279 | 11.9174 | 0 | 0 | 0.31621 | 0.91592 | 0 | 0.58132 | 0 | 0 | 14.8949 | 0 | 0 | 0 | 0 | 0 | 0 | 0 | 0 | 0 | 0 | 0 | 0 | 0
1 | 13 | 11 | 6 | 1.7931 | 0 | 13.6089 | 0 | 0 | 0 | 0 | 1.1024 | 0 | 0 | 3.5993 | 0 | 20.1037 | 0 | 0 | 0 | 0 | 0 | 0 | 0 | 0 | 0 | 0 | 0 | 0 | 0 | 0.45131 | 0 | 0.71279 | 11.5451 | 0 | 0 | 0.31621 | 0.91813 | 0 | 0.31297 | 0 | 0 | 14.2565 | 0 | 0 | 0 | 0 | 0 | 0 | 0 | 0 | 0 | 0 | 0 | 0 | 0
1 | 13 | 12 | 6 | 1.7931 | 0 | 13.6089 | 0 | 0 | 0 | 0 | 1.0067 | 0 | 0 | 3.959 | 0 | 20.3677 | 0 | 0 | 0 | 0 | 0 | 0 | 0 | 0 | 0 | 0 | 0 | 0 | 0 | 0.45131 | 0 | 0.54519 | 10.705 | 0 | 0 | 0.36871 | 0.91549 | 0 | 0.23133 | 0 | 0 | 13.217 | 0 | 0 | 0 | 0 | 0 | 0 | 0 | 0 | 0 | 0 | 0 | 0 | 0
1 | 13 | 13 | 6 | 1.7931 | 0 | 8.6613 | 0 | 0 | 0 | 0 | 0.93688 | 0 | 0 | 3.959 | 0 | 15.3503 | 0 | 0 | 0 | 0 | 0 | 0 | 0 | 0 | 0 | 0 | 0 | 0 | 0 | 0.45131 | 0 | 0.54519 | 10.0228 | 0 | 0 | 0.42121 | 0.90785 | 0 | 0.14125 | 0 | 0 | 12.4896 | 0 | 0 | 0 | 0 | 0 | 0 | 0 | 0 | 0 | 0 | 0 | 0 | 0
1 | 13 | 14 | 6 | 1.7931 | 0 | 13.6089 | 0 | 0 | 0 | 0 | 0.79455 | 0 | 0 | 3.959 | 0 | 20.1556 | 0 | 0 | 0 | 0 | 0 | 0 | 0 | 0 | 0 | 0 | 0 | 0 | 0 | 0.45131 | 0 | 0.54519 | 9.1036 | 0 | 0 | 0.36871 | 0.91152 | 0 | 0.1901 | 0 | 0 | 11.5704 | 0 | 0 | 0 | 0 | 0 | 0 | 0 | 0 | 0 | 0 | 0 | 0 | 0
1 | 13 | 15 | 6 | 1.7931 | 0 | 13.6089 | 0 | 0 | 0 | 0 | 0.70456 | 0 | 0 | 3.959 | 0 | 20.0656 | 0 | 0 | 0 | 0 | 0 | 0 | 0 | 0 | 0 | 0 | 0 | 0 | 0 | 0.45131 | 0 | 0.54519 | 8.4883 | 0 | 0 | 0.36871 | 0.91588 | 0 | 0.11374 | 0 | 0 | 10.8832 | 0 | 0 | 0 | 0 | 0 | 0 | 0 | 0 | 0 | 0 | 0 | 0 | 0
1 | 13 | 16 | 6 | 1.7931 | 0 | 13.6089 | 0 | 0 | 0 | 0 | 0.71566 | 0 | 0 | 5.0773 | 0 | 21.195 | 0 | 0 | 0 | 0 | 0 | 0 | 0 | 0 | 0 | 0 | 0 | 0 | 0 | 0.45131 | 0 | 0.54519 | 8.4154 | 0 | 0 | 0.31621 | 0.91047 | 0 | 0.068652 | 0 | 0 | 10.7072 | 0 | 0 | 0 | 0 | 0 | 0 | 0 | 0 | 0 | 0 | 0 | 0 | 0
1 | 13 | 17 | 6 | 1.7931 | 0 | 13.6089 | 0 | 0 | 0 | 0 | 0.85296 | 0 | 0 | 3.5993 | 0 | 19.8543 | 0 | 0 | 0 | 0 | 0 | 0 | 0 | 0 | 0 | 0 | 0 | 0 | 0 | 0.45131 | 0 | 0.54519 | 9.4268 | 0 | 0 | 0.31621 | 0.91562 | 0 | 0.065396 | 0 | 0 | 11.7205 | 0 | 0 | 0 | 0 | 0 | 0 | 0 | 0 | 0 | 0 | 0 | 0 | 0
1 | 13 | 18 | 6 | 1.7931 | 0 | 13.6089 | 0 | 0 | 0 | 0 | 0.95881 | 0 | 0 | 5.9709 | 0 | 22.3317 | 0 | 0 | 0 | 0 | 0 | 0 | 0 | 0 | 0 | 0 | 0 | 0 | 0 | 0.45131 | 0 | 0.54519 | 10.2627 | 0 | 0 | 0.52621 | 0.91627 | 0 | 0.050037 | 0 | 0 | 12.7518 | 0 | 0 | 0 | 0 | 0 | 0 | 0 | 0 | 0 | 0 | 0 | 0 | 0
1 | 13 | 19 | 6 | 1.7931 | 0 | 9.8982 | 0 | 0 | 0 | 0 | 1.0646 | 0 | 0 | 5.9709 | 0 | 18.7269 | 0 | 0 | 0 | 0 | 0 | 0 | 0 | 0 | 0 | 0 | 0 | 0 | 0 | 0.45131 | 0 | 0.54519 | 11.1248 | 0 | 0 | 0.52621 | 0.91875 | 0 | 0.054731 | 0 | 0 | 13.621 | 0 | 0 | 0 | 0 | 0 | 0 | 0 | 0 | 0 | 0 | 0 | 0 | 0
1 | 13 | 20 | 6 | 1.7931 | 0 | 2.4769 | 0 | 0 | 0 | 0 | 1.1575 | 0 | 0 | 3.959 | 0 | 9.3865 | 0 | 0 | 0 | 0 | 0 | 0 | 0 | 0 | 0 | 0 | 0 | 0 | 0 | 0.45131 | 0 | 0.88038 | 11.9253 | 0 | 0 | 0.42121 | 0.9134 | 0 | 0.12805 | 0 | 0 | 14.7197 | 0 | 0 | 0 | 0 | 0 | 0 | 0 | 0 | 0 | 0 | 0 | 0 | 0
1 | 13 | 21 | 6 | 1.7931 | 0 | 2.4769 | 0 | 0 | 0 | 0 | 1.1705 | 0 | 0 | 3.959 | 0 | 9.3995 | 0 | 0 | 0 | 0 | 0 | 0 | 0 | 0 | 0 | 0 | 0 | 0 | 0 | 0.45131 | 0 | 1.1038 | 12.0883 | 0 | 0 | 0.36871 | 0.9072 | 0 | 0.19187 | 0 | 0 | 15.1112 | 0 | 0 | 0 | 0 | 0 | 0 | 0 | 0 | 0 | 0 | 0 | 0 | 0
1 | 13 | 22 | 6 | 1.7931 | 0 | 2.4769 | 0 | 0 | 0 | 0 | 1.1859 | 0 | 0 | 6.4121 | 0 | 11.868 | 0 | 0 | 0 | 0 | 0 | 0 | 0 | 0 | 0 | 0 | 0 | 0 | 0 | 0.45131 | 0 | 1.2156 | 12.2565 | 0 | 0 | 0.47371 | 0.90644 | 0 | 0.25492 | 0 | 0 | 15.5584 | 0 | 0 | 0 | 0 | 0 | 0 | 0 | 0 | 0 | 0 | 0 | 0 | 0
1 | 13 | 23 | 6 | 1.7931 | 0 | 2.4769 | 0 | 0 | 0 | 0 | 1.185 | 0 | 0 | 3.6023 | 0 | 9.0574 | 0 | 0 | 0 | 0 | 0 | 0 | 0 | 0 | 0 | 0 | 0 | 0 | 0 | 0.45131 | 0 | 1.1038 | 12.2663 | 0 | 0 | 0.31621 | 0.90594 | 0 | 0.2551 | 0 | 0 | 15.2987 | 0 | 0 | 0 | 0 | 0 | 0 | 0 | 0 | 0 | 0 | 0 | 0 | 0
1 | 13 | 24 | 6 | 1.7931 | 0 | 2.4769 | 0 | 0 | 0 | 0 | 0.80193 | 0 | 0 | 0.63472 | 0 | 5.7067 | 0 | 0 | 0 | 0 | 0 | 0 | 0 | 0 | 0 | 0 | 0 | 0 | 0 | 0.45131 | 0 | 0.88038 | 9.5971 | 0 | 0 | 0.053706 | 0.91017 | 0 | 0.23587 | 0 | 0 | 12.1285 | 0 | 0 | 0 | 0 | 0 | 0 | 0 | 0 | 0 | 0 | 0 | 0 | 0
1 | 14 | 1 | 7 | 1.7931 | 0 | 2.4769 | 0 | 0 | 0 | 0 | 0.87693 | 0 | 0 | 0.63473 | 0 | 5.7817 | 0 | 0 | 0 | 0 | 0 | 0 | 0 | 0 | 0 | 0 | 0 | 0 | 0 | 0.45131 | 0 | 0.54519 | 10.4406 | 0 | 0 | 0.053706 | 0.91044 | 0 | 0.18144 | 0 | 0 | 12.5827 | 0 | 0 | 0 | 0 | 0 | 0 | 0 | 0 | 0 | 0 | 0 | 0 | 0
1 | 14 | 2 | 7 | 1.7931 | 0 | 2.4769 | 0 | 0 | 0 | 0 | 0.86608 | 0 | 0 | 0.63474 | 0 | 5.7708 | 0 | 0 | 0 | 0 | 0 | 0 | 0 | 0 | 0 | 0 | 0 | 0 | 0 | 0.45131 | 0 | 0.32173 | 10.372 | 0 | 0 | 0.053706 | 0.90752 | 0 | 0.22829 | 0 | 0 | 12.3345 | 0 | 0 | 0 | 0 | 0 | 0 | 0 | 0 | 0 | 0 | 0 | 0 | 0
1 | 14 | 3 | 7 | 1.7931 | 0 | 2.4769 | 0 | 0 | 0 | 0 | 0.90855 | 0 | 0 | 0.63472 | 0 | 5.8133 | 0 | 0 | 0 | 0 | 0 | 0 | 0 | 0 | 0 | 0 | 0 | 0 | 0 | 0.45131 | 0 | 0.32173 | 10.7435 | 0 | 0 | 0.053706 | 0.91239 | 0 | 0.20213 | 0 | 0 | 12.6847 | 0 | 0 | 0 | 0 | 0 | 0 | 0 | 0 | 0 | 0 | 0 | 0 | 0
1 | 14 | 4 | 7 | 1.7931 | 0 | 2.4769 | 0 | 0 | 0 | 0 | 0.93422 | 0 | 0 | 0.63474 | 0 | 5.839 | 0 | 0 | 0 | 0 | 0 | 0 | 0 | 0 | 0 | 0 | 0 | 0 | 0 | 0.45131 | 0 | 0.32173 | 11.0607 | 0 | 0 | 0.053706 | 0.91599 | 0 | 0.26224 | 0 | 0 | 13.0657 | 0 | 0 | 0 | 0 | 0 | 0 | 0 | 0 | 0 | 0 | 0 | 0 | 0
1 | 14 | 5 | 7 | 1.7931 | 0 | 2.4769 | 0 | 0 | 0 | 0 | 0.96409 | 0 | 0 | 0.63474 | 0 | 5.8689 | 0 | 0 | 0 | 0 | 0 | 0 | 0 | 0 | 0 | 0 | 0 | 0 | 0 | 0.45131 | 0 | 0.32173 | 11.3491 | 0 | 0 | 0.053706 | 0.9192 | 0 | 0.16761 | 0 | 0 | 13.2626 | 0 | 0 | 0 | 0 | 0 | 0 | 0 | 0 | 0 | 0 | 0 | 0 | 0
1 | 14 | 6 | 7 | 1.7931 | 0 | 2.4769 | 0 | 0 | 0 | 0 | 0.93999 | 0 | 0 | 0.63475 | 0 | 5.8448 | 0 | 0 | 0 | 0 | 0 | 0 | 0 | 0 | 0 | 0 | 0 | 0 | 0 | 0.45131 | 0 | 0.32173 | 11.1215 | 0 | 0 | 0.053706 | 0.9119 | 0 | 0.31091 | 0 | 0 | 13.1711 | 0 | 0 | 0 | 0 | 0 | 0 | 0 | 0 | 0 | 0 | 0 | 0 | 0
1 | 14 | 7 | 7 | 1.7931 | 0 | 2.4769 | 0 | 0 | 0 | 0 | 0.905 | 0 | 0 | 3.5992 | 0 | 8.7743 | 0 | 0 | 0 | 0 | 0 | 0 | 0 | 0 | 0 | 0 | 0 | 0 | 0 | 0.45131 | 0 | 0.54519 | 10.6902 | 0 | 0 | 0.31621 | 0.89894 | 0 | 0.4893 | 0 | 0 | 13.3912 | 0 | 0 | 0 | 0 | 0 | 0 | 0 | 0 | 0 | 0 | 0 | 0 | 0
1 | 14 | 8 | 7 | 1.7931 | 0 | 2.4769 | 0 | 0 | 0 | 0 | 1.2647 | 0 | 0 | 5.9708 | 0 | 11.5055 | 0 | 0 | 0 | 0 | 0 | 0 | 0 | 0 | 0 | 0 | 0 | 0 | 0 | 0.45131 | 0 | 0.71279 | 13.3089 | 0 | 0 | 0.52621 | 0.90553 | 0 | 0.3763 | 0 | 0 | 16.281 | 0 | 0 | 0 | 0 | 0 | 0 | 0 | 0 | 0 | 0 | 0 | 0 | 0
1 | 14 | 9 | 7 | 1.7931 | 0 | 13.6089 | 0 | 0 | 0 | 0 | 1.127 | 0 | 0 | 3.959 | 0 | 20.488 | 0 | 0 | 0 | 0 | 0 | 0 | 0 | 0 | 0 | 0 | 0 | 0 | 0 | 0.45131 | 0 | 0.71279 | 11.7879 | 0 | 0 | 0.42121 | 0.89916 | 0 | 0.28074 | 0 | 0 | 14.5531 | 0 | 0 | 0 | 0 | 0 | 0 | 0 | 0 | 0 | 0 | 0 | 0 | 0
1 | 14 | 10 | 7 | 1.7931 | 0 | 13.6089 | 0 | 0 | 0 | 0 | 1.0804 | 0 | 0 | 4.4156 | 0 | 20.898 | 0 | 0 | 0 | 0 | 0 | 0 | 0 | 0 | 0 | 0 | 0 | 0 | 0 | 0.45131 | 0 | 0.71279 | 11.1248 | 0 | 0 | 0.31621 | 0.90023 | 0 | 0.065923 | 0 | 0 | 13.5713 | 0 | 0 | 0 | 0 | 0 | 0 | 0 | 0 | 0 | 0 | 0 | 0 | 0
1 | 14 | 11 | 7 | 1.7931 | 0 | 13.6089 | 0 | 0 | 0 | 0 | 1.0744 | 0 | 0 | 3.5992 | 0 | 20.0757 | 0 | 0 | 0 | 0 | 0 | 0 | 0 | 0 | 0 | 0 | 0 | 0 | 0 | 0.45131 | 0 | 0.71279 | 11.016 | 0 | 0 | 0.31621 | 0.90437 | 0 | 0.00086229 | 0 | 0 | 13.4016 | 0 | 0 | 0 | 0 | 0 | 0 | 0 | 0 | 0 | 0 | 0 | 0 | 0
1 | 14 | 12 | 7 | 1.7931 | 0 | 13.6089 | 0 | 0 | 0 | 0 | 1.0509 | 0 | 0 | 3.959 | 0 | 20.4119 | 0 | 0 | 0 | 0 | 0 | 0 | 0 | 0 | 0 | 0 | 0 | 0 | 0 | 0.45131 | 0 | 0.54519 | 10.8123 | 0 | 0 | 0.36871 | 0.9051 | 0 | 0.020723 | 0 | 0 | 13.1033 | 0 | 0 | 0 | 0 | 0 | 0 | 0 | 0 | 0 | 0 | 0 | 0 | 0
1 | 14 | 13 | 7 | 1.7931 | 0 | 8.6613 | 0 | 0 | 0 | 0 | 1.1082 | 0 | 0 | 3.959 | 0 | 15.5217 | 0 | 0 | 0 | 0 | 0 | 0 | 0 | 0 | 0 | 0 | 0 | 0 | 0 | 0.45131 | 0 | 0.54519 | 11.2916 | 0 | 0 | 0.42121 | 0.90928 | 0 | 0.1092 | 0 | 0 | 13.7278 | 0 | 0 | 0 | 0 | 0 | 0 | 0 | 0 | 0 | 0 | 0 | 0 | 0
1 | 14 | 14 | 7 | 1.7931 | 0 | 13.6089 | 0 | 0 | 0 | 0 | 0.95388 | 0 | 0 | 3.959 | 0 | 20.3149 | 0 | 0 | 0 | 0 | 0 | 0 | 0 | 0 | 0 | 0 | 0 | 0 | 0 | 0.45131 | 0 | 0.54519 | 9.9197 | 0 | 0 | 0.36871 | 0.90482 | 0 | 0.066596 | 0 | 0 | 12.2563 | 0 | 0 | 0 | 0 | 0 | 0 | 0 | 0 | 0 | 0 | 0 | 0 | 0
1 | 14 | 15 | 7 | 1.7931 | 0 | 13.6089 | 0 | 0 | 0 | 0 | 0.72578 | 0 | 0 | 3.959 | 0 | 20.0868 | 0 | 0 | 0 | 0 | 0 | 0 | 0 | 0 | 0 | 0 | 0 | 0 | 0 | 0.45131 | 0 | 0.54519 | 8.1441 | 0 | 0 | 0.36871 | 0.89981 | 0 | 0.11705 | 0 | 0 | 10.5262 | 0 | 0 | 0 | 0 | 0 | 0 | 0 | 0 | 0 | 0 | 0 | 0 | 0
1 | 14 | 16 | 7 | 1.7931 | 0 | 13.6089 | 0 | 0 | 0 | 0 | 0.744 | 0 | 0 | 5.0772 | 0 | 21.2232 | 0 | 0 | 0 | 0 | 0 | 0 | 0 | 0 | 0 | 0 | 0 | 0 | 0 | 0.45131 | 0 | 0.54519 | 8.2128 | 0 | 0 | 0.31621 | 0.90206 | 0 | 0.1185 | 0 | 0 | 10.5461 | 0 | 0 | 0 | 0 | 0 | 0 | 0 | 0 | 0 | 0 | 0 | 0 | 0
1 | 14 | 17 | 7 | 1.7931 | 0 | 13.6089 | 0 | 0 | 0 | 0 | 0.82184 | 0 | 0 | 3.5993 | 0 | 19.8231 | 0 | 0 | 0 | 0 | 0 | 0 | 0 | 0 | 0 | 0 | 0 | 0 | 0 | 0.45131 | 0 | 0.54519 | 8.6728 | 0 | 0 | 0.31621 | 0.89966 | 0 | 0.13681 | 0 | 0 | 11.022 | 0 | 0 | 0 | 0 | 0 | 0 | 0 | 0 | 0 | 0 | 0 | 0 | 0
1 | 14 | 18 | 7 | 1.7931 | 0 | 13.6089 | 0 | 0 | 0 | 0 | 0.90019 | 0 | 0 | 5.9709 | 0 | 22.2731 | 0 | 0 | 0 | 0 | 0 | 0 | 0 | 0 | 0 | 0 | 0 | 0 | 0 | 0.45131 | 0 | 0.54519 | 9.2346 | 0 | 0 | 0.52621 | 0.89909 | 0 | 0.23931 | 0 | 0 | 11.8957 | 0 | 0 | 0 | 0 | 0 | 0 | 0 | 0 | 0 | 0 | 0 | 0 | 0
1 | 14 | 19 | 7 | 1.7931 | 0 | 9.8982 | 0 | 0 | 0 | 0 | 0.9423 | 0 | 0 | 5.9709 | 0 | 18.6045 | 0 | 0 | 0 | 0 | 0 | 0 | 0 | 0 | 0 | 0 | 0 | 0 | 0 | 0.45131 | 0 | 0.54519 | 9.4955 | 0 | 0 | 0.52621 | 0.89296 | 0 | 0.37505 | 0 | 0 | 12.2862 | 0 | 0 | 0 | 0 | 0 | 0 | 0 | 0 | 0 | 0 | 0 | 0 | 0
1 | 14 | 20 | 7 | 1.7931 | 0 | 2.4769 | 0 | 0 | 0 | 0 | 1.0626 | 0 | 0 | 3.959 | 0 | 9.2915 | 0 | 0 | 0 | 0 | 0 | 0 | 0 | 0 | 0 | 0 | 0 | 0 | 0 | 0.45131 | 0 | 0.88038 | 10.2644 | 0 | 0 | 0.42121 | 0.8878 | 0 | 0.42806 | 0 | 0 | 13.3331 | 0 | 0 | 0 | 0 | 0 | 0 | 0 | 0 | 0 | 0 | 0 | 0 | 0
1 | 14 | 21 | 7 | 1.7931 | 0 | 2.4769 | 0 | 0 | 0 | 0 | 1.0916 | 0 | 0 | 3.959 | 0 | 9.3206 | 0 | 0 | 0 | 0 | 0 | 0 | 0 | 0 | 0 | 0 | 0 | 0 | 0 | 0.45131 | 0 | 1.1038 | 10.5361 | 0 | 0 | 0.36871 | 0.88508 | 0 | 0.50198 | 0 | 0 | 13.847 | 0 | 0 | 0 | 0 | 0 | 0 | 0 | 0 | 0 | 0 | 0 | 0 | 0
1 | 14 | 22 | 7 | 1.7931 | 0 | 2.4769 | 0 | 0 | 0 | 0 | 1.0803 | 0 | 0 | 6.412 | 0 | 11.7624 | 0 | 0 | 0 | 0 | 0 | 0 | 0 | 0 | 0 | 0 | 0 | 0 | 0 | 0.45131 | 0 | 1.2156 | 10.5162 | 0 | 0 | 0.47371 | 0.87843 | 0 | 0.66771 | 0 | 0 | 14.2029 | 0 | 0 | 0 | 0 | 0 | 0 | 0 | 0 | 0 | 0 | 0 | 0 | 0
1 | 14 | 23 | 7 | 1.7931 | 0 | 2.4769 | 0 | 0 | 0 | 0 | 1.0937 | 0 | 0 | 3.6022 | 0 | 8.9659 | 0 | 0 | 0 | 0 | 0 | 0 | 0 | 0 | 0 | 0 | 0 | 0 | 0 | 0.45131 | 0 | 1.1038 | 10.7418 | 0 | 0 | 0.31621 | 0.88258 | 0 | 0.89994 | 0 | 0 | 14.3957 | 0 | 0 | 0 | 0 | 0 | 0 | 0 | 0 | 0 | 0 | 0 | 0 | 0
1 | 14 | 24 | 7 | 1.7931 | 0 | 2.4769 | 0 | 0 | 0 | 0 | 0.65712 | 0 | 0 | 0.63467 | 0 | 5.5618 | 0 | 0 | 0 | 0 | 0 | 0 | 0 | 0 | 0 | 0 | 0 | 0 | 0 | 0.45131 | 0 | 0.88038 | 7.9119 | 0 | 0 | 0.053706 | 0.88491 | 0 | 0.63087 | 0 | 0 | 10.8131 | 0 | 0 | 0 | 0 | 0 | 0 | 0 | 0 | 0 | 0 | 0 | 0 | 0
1 | 15 | 1 | 8 | 1.7931 | 0 | 2.4769 | 0 | 0 | 0 | 0 | 0.77621 | 0 | 0 | 0.63469 | 0 | 5.6809 | 0 | 0 | 0 | 0 | 0 | 0 | 0 | 0 | 0 | 0 | 0 | 0 | 0 | 0.45131 | 0 | 0.54519 | 9.0996 | 0 | 0 | 0.053706 | 0.89208 | 0 | 0.73858 | 0 | 0 | 11.7805 | 0 | 0 | 0 | 0 | 0 | 0 | 0 | 0 | 0 | 0 | 0 | 0 | 0
1 | 15 | 2 | 8 | 1.7931 | 0 | 2.4769 | 0 | 0 | 0 | 0 | 0.82115 | 0 | 0 | 0.63471 | 0 | 5.7259 | 0 | 0 | 0 | 0 | 0 | 0 | 0 | 0 | 0 | 0 | 0 | 0 | 0 | 0.45131 | 0 | 0.32173 | 9.6002 | 0 | 0 | 0.053706 | 0.89858 | 0 | 0.86174 | 0 | 0 | 12.1872 | 0 | 0 | 0 | 0 | 0 | 0 | 0 | 0 | 0 | 0 | 0 | 0 | 0
1 | 15 | 3 | 8 | 1.7931 | 0 | 2.4769 | 0 | 0 | 0 | 0 | 0.85843 | 0 | 0 | 0.63473 | 0 | 5.7632 | 0 | 0 | 0 | 0 | 0 | 0 | 0 | 0 | 0 | 0 | 0 | 0 | 0 | 0.45131 | 0 | 0.32173 | 9.866 | 0 | 0 | 0.053706 | 0.90139 | 0 | 0.73933 | 0 | 0 | 12.3335 | 0 | 0 | 0 | 0 | 0 | 0 | 0 | 0 | 0 | 0 | 0 | 0 | 0
1 | 15 | 4 | 8 | 1.7931 | 0 | 2.4769 | 0 | 0 | 0 | 0 | 0.83946 | 0 | 0 | 0.63475 | 0 | 5.7442 | 0 | 0 | 0 | 0 | 0 | 0 | 0 | 0 | 0 | 0 | 0 | 0 | 0 | 0.45131 | 0 | 0.32173 | 9.784 | 0 | 0 | 0.053706 | 0.89581 | 0 | 0.99404 | 0 | 0 | 12.5006 | 0 | 0 | 0 | 0 | 0 | 0 | 0 | 0 | 0 | 0 | 0 | 0 | 0
1 | 15 | 5 | 8 | 1.7931 | 0 | 2.4769 | 0 | 0 | 0 | 0 | 0.81606 | 0 | 0 | 0.63473 | 0 | 5.7208 | 0 | 0 | 0 | 0 | 0 | 0 | 0 | 0 | 0 | 0 | 0 | 0 | 0 | 0.45131 | 0 | 0.32173 | 9.615 | 0 | 0 | 0.053706 | 0.89034 | 0 | 1.188 | 0 | 0 | 12.52 | 0 | 0 | 0 | 0 | 0 | 0 | 0 | 0 | 0 | 0 | 0 | 0 | 0
1 | 15 | 6 | 8 | 1.7931 | 0 | 2.4769 | 0 | 0 | 0 | 0 | 0.8581 | 0 | 0 | 0.63471 | 0 | 5.7628 | 0 | 0 | 0 | 0 | 0 | 0 | 0 | 0 | 0 | 0 | 0 | 0 | 0 | 0.45131 | 0 | 0.32173 | 9.7941 | 0 | 0 | 0.053706 | 0.89674 | 0 | 0.85775 | 0 | 0 | 12.3753 | 0 | 0 | 0 | 0 | 0 | 0 | 0 | 0 | 0 | 0 | 0 | 0 | 0
1 | 15 | 7 | 8 | 1.7931 | 0 | 2.4769 | 0 | 0 | 0 | 0 | 0.88918 | 0 | 0 | 3.5992 | 0 | 8.7584 | 0 | 0 | 0 | 0 | 0 | 0 | 0 | 0 | 0 | 0 | 0 | 0 | 0 | 0.45131 | 0 | 0.54519 | 10.1495 | 0 | 0 | 0.31621 | 0.89604 | 0 | 0.79172 | 0 | 0 | 13.15 | 0 | 0 | 0 | 0 | 0 | 0 | 0 | 0 | 0 | 0 | 0 | 0 | 0
1 | 15 | 8 | 8 | 1.7931 | 0 | 2.4769 | 0 | 0 | 0 | 0 | 1.1918 | 0 | 0 | 5.9709 | 0 | 11.4327 | 0 | 0 | 0 | 0 | 0 | 0 | 0 | 0 | 0 | 0 | 0 | 0 | 0 | 0.45131 | 0 | 0.71279 | 12.1402 | 0 | 0 | 0.52621 | 0.88567 | 0 | 1.2288 | 0 | 0 | 15.9449 | 0 | 0 | 0 | 0 | 0 | 0 | 0 | 0 | 0 | 0 | 0 | 0 | 0
1 | 15 | 9 | 8 | 1.7931 | 0 | 13.6089 | 0 | 0 | 0 | 0 | 0.98466 | 0 | 0 | 3.959 | 0 | 20.3456 | 0 | 0 | 0 | 0 | 0 | 0 | 0 | 0 | 0 | 0 | 0 | 0 | 0 | 0.45131 | 0 | 0.71279 | 9.6384 | 0 | 0 | 0.42121 | 0.87135 | 0 | 0.8519 | 0 | 0 | 12.9469 | 0 | 0 | 0 | 0 | 0 | 0 | 0 | 0 | 0 | 0 | 0 | 0 | 0
1 | 15 | 10 | 8 | 1.7931 | 0 | 13.6089 | 0 | 0 | 0 | 0 | 0.86926 | 0 | 0 | 4.4155 | 0 | 20.6868 | 0 | 0 | 0 | 0 | 0 | 0 | 0 | 0 | 0 | 0 | 0 | 0 | 0 | 0.45131 | 0 | 0.71279 | 7.645 | 0 | 0 | 0.31621 | 0.86583 | 0 | 0 | 0 | 0 | 9.9911 | 0 | 0 | 0 | 0 | 0 | 0 | 0 | 0 | 0 | 0 | 0 | 0 | 0
1 | 15 | 11 | 8 | 1.7931 | 0 | 13.6089 | 0 | 0 | 0 | 0 | 0.7749 | 0 | 0 | 3.5992 | 0 | 19.7761 | 0 | 0 | 0 | 0 | 0 | 0 | 0 | 0 | 0 | 0 | 0 | 0 | 0 | 0.45131 | 0 | 0.71279 | 6.8649 | 0 | 0 | 0.31621 | 0.86404 | 0 | 0 | 0 | 0 | 9.2093 | 0 | 0 | 0 | 0 | 0 | 0 | 0 | 0 | 0 | 0 | 0 | 0 | 0
1 | 15 | 12 | 8 | 1.7931 | 0 | 13.6089 | 0 | 0 | 0 | 0 | 0.67489 | 0 | 0 | 3.9589 | 0 | 20.0358 | 0 | 0 | 0 | 0 | 0 | 0 | 0 | 0 | 0 | 0 | 0 | 0 | 0 | 0.45131 | 0 | 0.54519 | 6.2612 | 0 | 0 | 0.36871 | 0.86674 | 0 | 0 | 0 | 0 | 8.4932 | 0 | 0 | 0 | 0 | 0 | 0 | 0 | 0 | 0 | 0 | 0 | 0 | 0
1 | 15 | 13 | 8 | 1.7931 | 0 | 8.6613 | 0 | 0 | 0 | 0 | 0.68471 | 0 | 0 | 3.959 | 0 | 15.0981 | 0 | 0 | 0 | 0 | 0 | 0 | 0 | 0 | 0 | 0 | 0 | 0 | 0 | 0.45131 | 0 | 0.54519 | 6.095 | 0 | 0 | 0.42121 | 0.86662 | 0 | 0 | 0 | 0 | 8.3793 | 0 | 0 | 0 | 0 | 0 | 0 | 0 | 0 | 0 | 0 | 0 | 0 | 0
1 | 15 | 14 | 8 | 1.7931 | 0 | 13.6089 | 0 | 0 | 0 | 0 | 0.52026 | 0 | 0 | 3.959 | 0 | 19.8812 | 0 | 0 | 0 | 0 | 0 | 0 | 0 | 0 | 0 | 0 | 0 | 0 | 0 | 0.45131 | 0 | 0.54519 | 5.1265 | 0 | 0 | 0.36871 | 0.86387 | 0 | 0 | 0 | 0 | 7.3556 | 0 | 0 | 0 | 0 | 0 | 0 | 0 | 0 | 0 | 0 | 0 | 0 | 0
1 | 15 | 15 | 8 | 1.7931 | 0 | 13.6089 | 0 | 0 | 0 | 0 | 0.43792 | 0 | 0 | 3.959 | 0 | 19.7989 | 0 | 0 | 0 | 0 | 0 | 0 | 0 | 0 | 0 | 0 | 0 | 0 | 0 | 0.45131 | 0 | 0.54519 | 4.6579 | 0 | 0 | 0.36871 | 0.86601 | 0 | 0 | 0 | 0 | 6.8892 | 0 | 0 | 0 | 0 | 0 | 0 | 0 | 0 | 0 | 0 | 0 | 0 | 0
1 | 15 | 16 | 8 | 1.7931 | 0 | 13.6089 | 0 | 0 | 0 | 0 | 0.51884 | 0 | 0 | 5.077 | 0 | 20.9979 | 0 | 0 | 0 | 0 | 0 | 0 | 0 | 0 | 0 | 0 | 0 | 0 | 0 | 0.45131 | 0 | 0.54519 | 4.9862 | 0 | 0 | 0.31621 | 0.86683 | 0 | 0 | 0 | 0 | 7.1657 | 0 | 0 | 0 | 0 | 0 | 0 | 0 | 0 | 0 | 0 | 0 | 0 | 0
1 | 15 | 17 | 8 | 1.7931 | 0 | 13.6089 | 0 | 0 | 0 | 0 | 0.62698 | 0 | 0 | 3.5992 | 0 | 19.6282 | 0 | 0 | 0 | 0 | 0 | 0 | 0 | 0 | 0 | 0 | 0 | 0 | 0 | 0.45131 | 0 | 0.54519 | 5.9136 | 0 | 0 | 0.31621 | 0.86924 | 0 | 0 | 0 | 0 | 8.0955 | 0 | 0 | 0 | 0 | 0 | 0 | 0 | 0 | 0 | 0 | 0 | 0 | 0
1 | 15 | 18 | 8 | 1.7931 | 0 | 13.6089 | 0 | 0 | 0 | 0 | 0.68242 | 0 | 0 | 5.9708 | 0 | 22.0552 | 0 | 0 | 0 | 0 | 0 | 0 | 0 | 0 | 0 | 0 | 0 | 0 | 0 | 0.45131 | 0 | 0.54519 | 6.405 | 0 | 0 | 0.52621 | 0.86913 | 0 | 0 | 0 | 0 | 8.7969 | 0 | 0 | 0 | 0 | 0 | 0 | 0 | 0 | 0 | 0 | 0 | 0 | 0
1 | 15 | 19 | 8 | 1.7931 | 0 | 9.8982 | 0 | 0 | 0 | 0 | 0.77876 | 0 | 0 | 5.9708 | 0 | 18.4409 | 0 | 0 | 0 | 0 | 0 | 0 | 0 | 0 | 0 | 0 | 0 | 0 | 0 | 0.45131 | 0 | 0.54519 | 7.1208 | 0 | 0 | 0.52621 | 0.87236 | 0 | 0 | 0 | 0 | 9.5158 | 0 | 0 | 0 | 0 | 0 | 0 | 0 | 0 | 0 | 0 | 0 | 0 | 0
1 | 15 | 20 | 8 | 1.7931 | 0 | 2.4769 | 0 | 0 | 0 | 0 | 0.91414 | 0 | 0 | 3.959 | 0 | 9.1431 | 0 | 0 | 0 | 0 | 0 | 0 | 0 | 0 | 0 | 0 | 0 | 0 | 0 | 0.45131 | 0 | 0.88038 | 8.6428 | 0 | 0 | 0.42121 | 0.87063 | 0 | 0.93476 | 0 | 0 | 12.2011 | 0 | 0 | 0 | 0 | 0 | 0 | 0 | 0 | 0 | 0 | 0 | 0 | 0
1 | 15 | 21 | 8 | 1.7931 | 0 | 2.4769 | 0 | 0 | 0 | 0 | 0.96419 | 0 | 0 | 3.9589 | 0 | 9.1931 | 0 | 0 | 0 | 0 | 0 | 0 | 0 | 0 | 0 | 0 | 0 | 0 | 0 | 0.45131 | 0 | 1.1038 | 9.2583 | 0 | 0 | 0.36871 | 0.86966 | 0 | 1.0745 | 0 | 0 | 13.1264 | 0 | 0 | 0 | 0 | 0 | 0 | 0 | 0 | 0 | 0 | 0 | 0 | 0
1 | 15 | 22 | 8 | 1.7931 | 0 | 2.4769 | 0 | 0 | 0 | 0 | 0.99327 | 0 | 0 | 6.412 | 0 | 11.6753 | 0 | 0 | 0 | 0 | 0 | 0 | 0 | 0 | 0 | 0 | 0 | 0 | 0 | 0.45131 | 0 | 1.2156 | 9.5967 | 0 | 0 | 0.47371 | 0.86968 | 0 | 1.2001 | 0 | 0 | 13.807 | 0 | 0 | 0 | 0 | 0 | 0 | 0 | 0 | 0 | 0 | 0 | 0 | 0
1 | 15 | 23 | 8 | 1.7931 | 0 | 2.4769 | 0 | 0 | 0 | 0 | 0.97957 | 0 | 0 | 3.6022 | 0 | 8.8517 | 0 | 0 | 0 | 0 | 0 | 0 | 0 | 0 | 0 | 0 | 0 | 0 | 0 | 0.45131 | 0 | 1.1038 | 9.4955 | 0 | 0 | 0.31621 | 0.86758 | 0 | 1.2894 | 0 | 0 | 13.5239 | 0 | 0 | 0 | 0 | 0 | 0 | 0 | 0 | 0 | 0 | 0 | 0 | 0
1 | 15 | 24 | 8 | 1.7931 | 0 | 2.4769 | 0 | 0 | 0 | 0 | 0.53206 | 0 | 0 | 0.63464 | 0 | 5.4367 | 0 | 0 | 0 | 0 | 0 | 0 | 0 | 0 | 0 | 0 | 0 | 0 | 0 | 0.45131 | 0 | 0.88038 | 6.7564 | 0 | 0 | 0.053706 | 0.87233 | 0 | 0.95869 | 0 | 0 | 9.9728 | 0 | 0 | 0 | 0 | 0 | 0 | 0 | 0 | 0 | 0 | 0 | 0 | 0
1 | 16 | 1 | 2 | 1.7931 | 0 | 2.4769 | 0 | 0 | 0 | 0 | 0.63678 | 0 | 0 | 0.63466 | 0 | 5.5415 | 0 | 0 | 0 | 0 | 0 | 0 | 0 | 0 | 0 | 0 | 0 | 0 | 0 | 0.45131 | 0 | 0.54519 | 7.7266 | 0 | 0 | 0.053706 | 0.87577 | 0 | 1.4603 | 0 | 0 | 11.1128 | 0 | 0 | 0 | 0 | 0 | 0 | 0 | 0 | 0 | 0 | 0 | 0 | 0
1 | 16 | 2 | 2 | 1.7931 | 0 | 2.4769 | 0 | 0 | 0 | 0 | 0.67479 | 0 | 0 | 0.63467 | 0 | 5.5795 | 0 | 0 | 0 | 0 | 0 | 0 | 0 | 0 | 0 | 0 | 0 | 0 | 0 | 0.45131 | 0 | 0.32173 | 8.0159 | 0 | 0 | 0.053706 | 0.88017 | 0 | 1.6137 | 0 | 0 | 11.3366 | 0 | 0 | 0 | 0 | 0 | 0 | 0 | 0 | 0 | 0 | 0 | 0 | 0
1 | 16 | 3 | 2 | 1.7931 | 0 | 2.4769 | 0 | 0 | 0 | 0 | 0.69379 | 0 | 0 | 0.63469 | 0 | 5.5985 | 0 | 0 | 0 | 0 | 0 | 0 | 0 | 0 | 0 | 0 | 0 | 0 | 0 | 0.45131 | 0 | 0.32173 | 8.2151 | 0 | 0 | 0.053706 | 0.87986 | 0 | 1.6387 | 0 | 0 | 11.5604 | 0 | 0 | 0 | 0 | 0 | 0 | 0 | 0 | 0 | 0 | 0 | 0 | 0
1 | 16 | 4 | 2 | 1.7931 | 0 | 2.4769 | 0 | 0 | 0 | 0 | 0.73258 | 0 | 0 | 0.63469 | 0 | 5.6373 | 0 | 0 | 0 | 0 | 0 | 0 | 0 | 0 | 0 | 0 | 0 | 0 | 0 | 0.45131 | 0 | 0.32173 | 8.4656 | 0 | 0 | 0.053706 | 0.88354 | 0 | 1.6033 | 0 | 0 | 11.7792 | 0 | 0 | 0 | 0 | 0 | 0 | 0 | 0 | 0 | 0 | 0 | 0 | 0
1 | 16 | 5 | 2 | 1.7931 | 0 | 2.4769 | 0 | 0 | 0 | 0 | 0.73907 | 0 | 0 | 0.6347 | 0 | 5.6438 | 0 | 0 | 0 | 0 | 0 | 0 | 0 | 0 | 0 | 0 | 0 | 0 | 0 | 0.45131 | 0 | 0.32173 | 8.5293 | 0 | 0 | 0.053706 | 0.88222 | 0 | 1.6759 | 0 | 0 | 11.9142 | 0 | 0 | 0 | 0 | 0 | 0 | 0 | 0 | 0 | 0 | 0 | 0 | 0
1 | 16 | 6 | 2 | 1.7931 | 0 | 2.4769 | 0 | 0 | 0 | 0 | 0.75872 | 0 | 0 | 0.6347 | 0 | 5.6634 | 0 | 0 | 0 | 0 | 0 | 0 | 0 | 0 | 0 | 0 | 0 | 0 | 0 | 0.45131 | 0 | 0.32173 | 8.6897 | 0 | 0 | 0.053706 | 0.88364 | 0 | 1.6536 | 0 | 0 | 12.0537 | 0 | 0 | 0 | 0 | 0 | 0 | 0 | 0 | 0 | 0 | 0 | 0 | 0
1 | 16 | 7 | 2 | 1.7931 | 0 | 2.4769 | 0 | 0 | 0 | 0 | 0.81167 | 0 | 0 | 3.5992 | 0 | 8.6809 | 0 | 0 | 0 | 0 | 0 | 0 | 0 | 0 | 0 | 0 | 0 | 0 | 0 | 0.45131 | 0 | 0.54519 | 9.067 | 0 | 0 | 0.31621 | 0.8844 | 0 | 1.4682 | 0 | 0 | 12.7323 | 0 | 0 | 0 | 0 | 0 | 0 | 0 | 0 | 0 | 0 | 0 | 0 | 0
1 | 16 | 8 | 2 | 1.7931 | 0 | 2.4769 | 0 | 0 | 0 | 0 | 1.1944 | 0 | 0 | 5.9708 | 0 | 11.4352 | 0 | 0 | 0 | 0 | 0 | 0 | 0 | 0 | 0 | 0 | 0 | 0 | 0 | 0.45131 | 0 | 0.71279 | 11.7405 | 0 | 0 | 0.52621 | 0.88108 | 0 | 1.9788 | 0 | 0 | 16.2907 | 0 | 0 | 0 | 0 | 0 | 0 | 0 | 0 | 0 | 0 | 0 | 0 | 0
1 | 16 | 9 | 2 | 1.7931 | 0 | 13.6089 | 0 | 0 | 0 | 0 | 1.0854 | 0 | 0 | 3.9589 | 0 | 20.4464 | 0 | 0 | 0 | 0 | 0 | 0 | 0 | 0 | 0 | 0 | 0 | 0 | 0 | 0.45131 | 0 | 0.71279 | 10.4687 | 0 | 0 | 0.42121 | 0.88404 | 0 | 1.848 | 0 | 0 | 14.7861 | 0 | 0 | 0 | 0 | 0 | 0 | 0 | 0 | 0 | 0 | 0 | 0 | 0
1 | 16 | 10 | 2 | 1.7931 | 0 | 13.6089 | 0 | 0 | 0 | 0 | 0.99409 | 0 | 0 | 4.4156 | 0 | 20.8117 | 0 | 0 | 0 | 0 | 0 | 0 | 0 | 0 | 0 | 0 | 0 | 0 | 0 | 0.45131 | 0 | 0.71279 | 9.4105 | 0 | 0 | 0.31621 | 0.87735 | 0 | 1.7387 | 0 | 0 | 13.5069 | 0 | 0 | 0 | 0 | 0 | 0 | 0 | 0 | 0 | 0 | 0 | 0 | 0
1 | 16 | 11 | 2 | 1.7931 | 0 | 13.6089 | 0 | 0 | 0 | 0 | 0.94474 | 0 | 0 | 3.5992 | 0 | 19.9459 | 0 | 0 | 0 | 0 | 0 | 0 | 0 | 0 | 0 | 0 | 0 | 0 | 0 | 0.45131 | 0 | 0.71279 | 8.0053 | 0 | 0 | 0.31621 | 0.87403 | 0 | 0 | 0 | 0 | 10.3597 | 0 | 0 | 0 | 0 | 0 | 0 | 0 | 0 | 0 | 0 | 0 | 0 | 0
1 | 16 | 12 | 2 | 1.7931 | 0 | 13.6089 | 0 | 0 | 0 | 0 | 0.85052 | 0 | 0 | 3.959 | 0 | 20.2115 | 0 | 0 | 0 | 0 | 0 | 0 | 0 | 0 | 0 | 0 | 0 | 0 | 0 | 0.45131 | 0 | 0.54519 | 6.294 | 0 | 0 | 0.36871 | 0.86652 | 0 | 0 | 0 | 0 | 8.5257 | 0 | 0 | 0 | 0 | 0 | 0 | 0 | 0 | 0 | 0 | 0 | 0 | 0
1 | 16 | 13 | 2 | 1.7931 | 0 | 8.6613 | 0 | 0 | 0 | 0 | 0.84779 | 0 | 0 | 3.9589 | 0 | 15.2612 | 0 | 0 | 0 | 0 | 0 | 0 | 0 | 0 | 0 | 0 | 0 | 0 | 0 | 0.45131 | 0 | 0.54519 | 5.8511 | 0 | 0 | 0.42121 | 0.85968 | 0 | 0 | 0 | 0 | 8.1285 | 0 | 0 | 0 | 0 | 0 | 0 | 0 | 0 | 0 | 0 | 0 | 0 | 0
1 | 16 | 14 | 2 | 1.7931 | 0 | 13.6089 | 0 | 0 | 0 | 0 | 0.79583 | 0 | 0 | 3.9589 | 0 | 20.1568 | 0 | 0 | 0 | 0 | 0 | 0 | 0 | 0 | 0 | 0 | 0 | 0 | 0 | 0.45131 | 0 | 0.54519 | 5.6269 | 0 | 0 | 0.36871 | 0.86119 | 0 | 0 | 0 | 0 | 7.8533 | 0 | 0 | 0 | 0 | 0 | 0 | 0 | 0 | 0 | 0 | 0 | 0 | 0
1 | 16 | 15 | 2 | 1.7931 | 0 | 13.6089 | 0 | 0 | 0 | 0 | 0.75283 | 0 | 0 | 3.9589 | 0 | 20.1138 | 0 | 0 | 0 | 0 | 0 | 0 | 0 | 0 | 0 | 0 | 0 | 0 | 0 | 0.45131 | 0 | 0.54519 | 5.5104 | 0 | 0 | 0.36871 | 0.85682 | 0 | 0 | 0 | 0 | 7.7325 | 0 | 0 | 0 | 0 | 0 | 0 | 0 | 0 | 0 | 0 | 0 | 0 | 0
1 | 16 | 16 | 2 | 1.7931 | 0 | 13.6089 | 0 | 0 | 0 | 0 | 0.71324 | 0 | 0 | 5.077 | 0 | 21.1922 | 0 | 0 | 0 | 0 | 0 | 0 | 0 | 0 | 0 | 0 | 0 | 0 | 0 | 0.45131 | 0 | 0.54519 | 5.1569 | 0 | 0 | 0.31621 | 0.85173 | 0 | 0 | 0 | 0 | 7.3213 | 0 | 0 | 0 | 0 | 0 | 0 | 0 | 0 | 0 | 0 | 0 | 0 | 0
1 | 16 | 17 | 2 | 1.7931 | 0 | 13.6089 | 0 | 0 | 0 | 0 | 0.68095 | 0 | 0 | 3.5992 | 0 | 19.6821 | 0 | 0 | 0 | 0 | 0 | 0 | 0 | 0 | 0 | 0 | 0 | 0 | 0 | 0.45131 | 0 | 0.54519 | 5.1183 | 0 | 0 | 0.31621 | 0.84913 | 0 | 0 | 0 | 0 | 7.2801 | 0 | 0 | 0 | 0 | 0 | 0 | 0 | 0 | 0 | 0 | 0 | 0 | 0
1 | 16 | 18 | 2 | 1.7931 | 0 | 13.6089 | 0 | 0 | 0 | 0 | 0.66068 | 0 | 0 | 5.9708 | 0 | 22.0334 | 0 | 0 | 0 | 0 | 0 | 0 | 0 | 0 | 0 | 0 | 0 | 0 | 0 | 0.45131 | 0 | 0.54519 | 4.8977 | 0 | 0 | 0.52621 | 0.85107 | 0 | 0 | 0 | 0 | 7.2715 | 0 | 0 | 0 | 0 | 0 | 0 | 0 | 0 | 0 | 0 | 0 | 0 | 0
1 | 16 | 19 | 2 | 1.7931 | 0 | 9.8982 | 0 | 0 | 0 | 0 | 0.66376 | 0 | 0 | 5.9708 | 0 | 18.3259 | 0 | 0 | 0 | 0 | 0 | 0 | 0 | 0 | 0 | 0 | 0 | 0 | 0 | 0.45131 | 0 | 0.54519 | 4.862 | 0 | 0 | 0.52621 | 0.84638 | 0 | 0 | 0 | 0 | 7.2311 | 0 | 0 | 0 | 0 | 0 | 0 | 0 | 0 | 0 | 0 | 0 | 0 | 0
1 | 16 | 20 | 2 | 1.7931 | 0 | 2.4769 | 0 | 0 | 0 | 0 | 0.75856 | 0 | 0 | 3.9589 | 0 | 8.9875 | 0 | 0 | 0 | 0 | 0 | 0 | 0 | 0 | 0 | 0 | 0 | 0 | 0 | 0.45131 | 0 | 0.88038 | 5.3167 | 0 | 0 | 0.42121 | 0.8384 | 0 | 0 | 0 | 0 | 7.9079 | 0 | 0 | 0 | 0 | 0 | 0 | 0 | 0 | 0 | 0 | 0 | 0 | 0
1 | 16 | 21 | 2 | 1.7931 | 0 | 2.4769 | 0 | 0 | 0 | 0 | 0.82398 | 0 | 0 | 3.9589 | 0 | 9.0529 | 0 | 0 | 0 | 0 | 0 | 0 | 0 | 0 | 0 | 0 | 0 | 0 | 0 | 0.45131 | 0 | 1.1038 | 5.8826 | 0 | 0 | 0.36871 | 0.83967 | 0 | 0 | 0 | 0 | 8.6462 | 0 | 0 | 0 | 0 | 0 | 0 | 0 | 0 | 0 | 0 | 0 | 0 | 0
1 | 16 | 22 | 2 | 1.7931 | 0 | 2.4769 | 0 | 0 | 0 | 0 | 0.79391 | 0 | 0 | 6.412 | 0 | 11.4759 | 0 | 0 | 0 | 0 | 0 | 0 | 0 | 0 | 0 | 0 | 0 | 0 | 0 | 0.45131 | 0 | 1.2156 | 5.5847 | 0 | 0 | 0.47371 | 0.83164 | 0 | 0 | 0 | 0 | 8.5569 | 0 | 0 | 0 | 0 | 0 | 0 | 0 | 0 | 0 | 0 | 0 | 0 | 0
1 | 16 | 23 | 2 | 1.7931 | 0 | 2.4769 | 0 | 0 | 0 | 0 | 0.82324 | 0 | 0 | 3.602 | 0 | 8.6952 | 0 | 0 | 0 | 0 | 0 | 0 | 0 | 0 | 0 | 0 | 0 | 0 | 0 | 0.45131 | 0 | 1.1038 | 5.8641 | 0 | 0 | 0.31621 | 0.83723 | 0 | 0 | 0 | 0 | 8.5727 | 0 | 0 | 0 | 0 | 0 | 0 | 0 | 0 | 0 | 0 | 0 | 0 | 0
1 | 16 | 24 | 2 | 1.7931 | 0 | 2.4769 | 0 | 0 | 0 | 0 | 0.3718 | 0 | 0 | 0.63458 | 0 | 5.2764 | 0 | 0 | 0 | 0 | 0 | 0 | 0 | 0 | 0 | 0 | 0 | 0 | 0 | 0.45131 | 0 | 0.88038 | 4.1332 | 0 | 0 | 0.053706 | 0.84298 | 0 | 0 | 0 | 0 | 6.3616 | 0 | 0 | 0 | 0 | 0 | 0 | 0 | 0 | 0 | 0 | 0 | 0 | 0
1 | 17 | 1 | 3 | 1.7931 | 0 | 2.4769 | 0 | 0 | 0 | 0 | 0.49601 | 0 | 0 | 0.6346 | 0 | 5.4006 | 0 | 0 | 0 | 0 | 0 | 0 | 0 | 0 | 0 | 0 | 0 | 0 | 0 | 0.45131 | 0 | 0.54519 | 4.9965 | 0 | 0 | 0.053706 | 0.85018 | 0 | 0 | 0 | 0 | 6.8968 | 0 | 0 | 0 | 0 | 0 | 0 | 0 | 0 | 0 | 0 | 0 | 0 | 0
1 | 17 | 2 | 3 | 1.7931 | 0 | 2.4769 | 0 | 0 | 0 | 0 | 0.57234 | 0 | 0 | 0.63462 | 0 | 5.477 | 0 | 0 | 0 | 0 | 0 | 0 | 0 | 0 | 0 | 0 | 0 | 0 | 0 | 0.45131 | 0 | 0.32173 | 5.7005 | 0 | 0 | 0.053706 | 0.86037 | 0 | 0 | 0 | 0 | 7.3876 | 0 | 0 | 0 | 0 | 0 | 0 | 0 | 0 | 0 | 0 | 0 | 0 | 0
1 | 17 | 3 | 3 | 1.7931 | 0 | 2.4769 | 0 | 0 | 0 | 0 | 0.62772 | 0 | 0 | 0.63465 | 0 | 5.5324 | 0 | 0 | 0 | 0 | 0 | 0 | 0 | 0 | 0 | 0 | 0 | 0 | 0 | 0.45131 | 0 | 0.32173 | 6.0727 | 0 | 0 | 0.053706 | 0.86556 | 0 | 0 | 0 | 0 | 7.765 | 0 | 0 | 0 | 0 | 0 | 0 | 0 | 0 | 0 | 0 | 0 | 0 | 0
1 | 17 | 4 | 3 | 1.7931 | 0 | 2.4769 | 0 | 0 | 0 | 0 | 0.65773 | 0 | 0 | 0.63467 | 0 | 5.5624 | 0 | 0 | 0 | 0 | 0 | 0 | 0 | 0 | 0 | 0 | 0 | 0 | 0 | 0.45131 | 0 | 0.32173 | 6.168 | 0 | 0 | 0.053706 | 0.86776 | 0 | 0 | 0 | 0 | 7.8625 | 0 | 0 | 0 | 0 | 0 | 0 | 0 | 0 | 0 | 0 | 0 | 0 | 0
1 | 17 | 5 | 3 | 1.7931 | 0 | 2.4769 | 0 | 0 | 0 | 0 | 0.65906 | 0 | 0 | 0.63468 | 0 | 5.5638 | 0 | 0 | 0 | 0 | 0 | 0 | 0 | 0 | 0 | 0 | 0 | 0 | 0 | 0.45131 | 0 | 0.32173 | 6.2741 | 0 | 0 | 0.053706 | 0.86615 | 0 | 0 | 0 | 0 | 7.967 | 0 | 0 | 0 | 0 | 0 | 0 | 0 | 0 | 0 | 0 | 0 | 0 | 0
1 | 17 | 6 | 3 | 1.7931 | 0 | 2.4769 | 0 | 0 | 0 | 0 | 0.65922 | 0 | 0 | 0.63467 | 0 | 5.5639 | 0 | 0 | 0 | 0 | 0 | 0 | 0 | 0 | 0 | 0 | 0 | 0 | 0 | 0.45131 | 0 | 0.32173 | 6.2645 | 0 | 0 | 0.053706 | 0.86475 | 0 | 0 | 0 | 0 | 7.956 | 0 | 0 | 0 | 0 | 0 | 0 | 0 | 0 | 0 | 0 | 0 | 0 | 0
1 | 17 | 7 | 3 | 1.7931 | 0 | 2.4769 | 0 | 0 | 0 | 0 | 0.7152 | 0 | 0 | 3.5992 | 0 | 8.5844 | 0 | 0 | 0 | 0 | 0 | 0 | 0 | 0 | 0 | 0 | 0 | 0 | 0 | 0.45131 | 0 | 0.54519 | 6.5722 | 0 | 0 | 0.31621 | 0.86608 | 0 | 0 | 0 | 0 | 8.7509 | 0 | 0 | 0 | 0 | 0 | 0 | 0 | 0 | 0 | 0 | 0 | 0 | 0
1 | 17 | 8 | 3 | 1.7931 | 0 | 2.4769 | 0 | 0 | 0 | 0 | 1.1467 | 0 | 0 | 5.9708 | 0 | 11.3875 | 0 | 0 | 0 | 0 | 0 | 0 | 0 | 0 | 0 | 0 | 0 | 0 | 0 | 0.45131 | 0 | 0.71279 | 8.9259 | 0 | 0 | 0.52621 | 0.86522 | 0 | 0 | 0 | 0 | 11.4814 | 0 | 0 | 0 | 0 | 0 | 0 | 0 | 0 | 0 | 0 | 0 | 0 | 0
1 | 17 | 9 | 3 | 1.7931 | 0 | 13.6089 | 0 | 0 | 0 | 0 | 0.95878 | 0 | 0 | 3.9589 | 0 | 20.3197 | 0 | 0 | 0 | 0 | 0 | 0 | 0 | 0 | 0 | 0 | 0 | 0 | 0 | 0.45131 | 0 | 0.71279 | 7.5326 | 0 | 0 | 0.42121 | 0.86023 | 0 | 0 | 0 | 0 | 9.9782 | 0 | 0 | 0 | 0 | 0 | 0 | 0 | 0 | 0 | 0 | 0 | 0 | 0
1 | 17 | 10 | 3 | 1.7931 | 0 | 13.6089 | 0 | 0 | 0 | 0 | 0.83928 | 0 | 0 | 4.4155 | 0 | 20.6568 | 0 | 0 | 0 | 0 | 0 | 0 | 0 | 0 | 0 | 0 | 0 | 0 | 0 | 0.45131 | 0 | 0.71279 | 6.574 | 0 | 0 | 0.31621 | 0.85354 | 0 | 0 | 0 | 0 | 8.9078 | 0 | 0 | 0 | 0 | 0 | 0 | 0 | 0 | 0 | 0 | 0 | 0 | 0
1 | 17 | 11 | 3 | 1.7931 | 0 | 13.6089 | 0 | 0 | 0 | 0 | 0.76101 | 0 | 0 | 3.5991 | 0 | 19.7622 | 0 | 0 | 0 | 0 | 0 | 0 | 0 | 0 | 0 | 0 | 0 | 0 | 0 | 0.45131 | 0 | 0.71279 | 6.1679 | 0 | 0 | 0.31621 | 0.85802 | 0 | 0 | 0 | 0 | 8.5063 | 0 | 0 | 0 | 0 | 0 | 0 | 0 | 0 | 0 | 0 | 0 | 0 | 0
1 | 17 | 12 | 3 | 1.7931 | 0 | 13.6089 | 0 | 0 | 0 | 0 | 0.75904 | 0 | 0 | 3.9589 | 0 | 20.12 | 0 | 0 | 0 | 0 | 0 | 0 | 0 | 0 | 0 | 0 | 0 | 0 | 0 | 0.45131 | 0 | 0.54519 | 6.2901 | 0 | 0 | 0.36871 | 0.8618 | 0 | 0 | 0 | 0 | 8.5171 | 0 | 0 | 0 | 0 | 0 | 0 | 0 | 0 | 0 | 0 | 0 | 0 | 0
1 | 17 | 13 | 3 | 1.7931 | 0 | 8.6613 | 0 | 0 | 0 | 0 | 0.79358 | 0 | 0 | 3.9589 | 0 | 15.207 | 0 | 0 | 0 | 0 | 0 | 0 | 0 | 0 | 0 | 0 | 0 | 0 | 0 | 0.45131 | 0 | 0.54519 | 6.513 | 0 | 0 | 0.42121 | 0.8557 | 0 | 0 | 0 | 0 | 8.7864 | 0 | 0 | 0 | 0 | 0 | 0 | 0 | 0 | 0 | 0 | 0 | 0 | 0
1 | 17 | 14 | 3 | 1.7931 | 0 | 13.6089 | 0 | 0 | 0 | 0 | 0.6681 | 0 | 0 | 3.9589 | 0 | 20.029 | 0 | 0 | 0 | 0 | 0 | 0 | 0 | 0 | 0 | 0 | 0 | 0 | 0 | 0.45131 | 0 | 0.54519 | 5.93 | 0 | 0 | 0.36871 | 0.85788 | 0 | 0 | 0 | 0 | 8.1531 | 0 | 0 | 0 | 0 | 0 | 0 | 0 | 0 | 0 | 0 | 0 | 0 | 0
1 | 17 | 15 | 3 | 1.7931 | 0 | 13.6089 | 0 | 0 | 0 | 0 | 0.51453 | 0 | 0 | 3.9589 | 0 | 19.8755 | 0 | 0 | 0 | 0 | 0 | 0 | 0 | 0 | 0 | 0 | 0 | 0 | 0 | 0.45131 | 0 | 0.54519 | 5.1964 | 0 | 0 | 0.36871 | 0.85845 | 0 | 0 | 0 | 0 | 7.4201 | 0 | 0 | 0 | 0 | 0 | 0 | 0 | 0 | 0 | 0 | 0 | 0 | 0
1 | 17 | 16 | 3 | 1.7931 | 0 | 13.6089 | 0 | 0 | 0 | 0 | 0.47473 | 0 | 0 | 5.0769 | 0 | 20.9536 | 0 | 0 | 0 | 0 | 0 | 0 | 0 | 0 | 0 | 0 | 0 | 0 | 0 | 0.45131 | 0 | 0.54519 | 5.0551 | 0 | 0 | 0.31621 | 0.85563 | 0 | 0 | 0 | 0 | 7.2234 | 0 | 0 | 0 | 0 | 0 | 0 | 0 | 0 | 0 | 0 | 0 | 0 | 0
1 | 17 | 17 | 3 | 1.7931 | 0 | 13.6089 | 0 | 0 | 0 | 0 | 0.58752 | 0 | 0 | 3.5991 | 0 | 19.5887 | 0 | 0 | 0 | 0 | 0 | 0 | 0 | 0 | 0 | 0 | 0 | 0 | 0 | 0.45131 | 0 | 0.54519 | 5.5431 | 0 | 0 | 0.31621 | 0.85365 | 0 | 0 | 0 | 0 | 7.7094 | 0 | 0 | 0 | 0 | 0 | 0 | 0 | 0 | 0 | 0 | 0 | 0 | 0
1 | 17 | 18 | 3 | 1.7931 | 0 | 13.6089 | 0 | 0 | 0 | 0 | 0.60353 | 0 | 0 | 5.9707 | 0 | 21.9763 | 0 | 0 | 0 | 0 | 0 | 0 | 0 | 0 | 0 | 0 | 0 | 0 | 0 | 0.45131 | 0 | 0.54519 | 5.6871 | 0 | 0 | 0.52621 | 0.85027 | 0 | 0 | 0 | 0 | 8.0601 | 0 | 0 | 0 | 0 | 0 | 0 | 0 | 0 | 0 | 0 | 0 | 0 | 0
1 | 17 | 19 | 3 | 1.7931 | 0 | 9.8982 | 0 | 0 | 0 | 0 | 0.70158 | 0 | 0 | 5.9707 | 0 | 18.3636 | 0 | 0 | 0 | 0 | 0 | 0 | 0 | 0 | 0 | 0 | 0 | 0 | 0 | 0.45131 | 0 | 0.54519 | 6.1977 | 0 | 0 | 0.52621 | 0.85363 | 0 | 0 | 0 | 0 | 8.574 | 0 | 0 | 0 | 0 | 0 | 0 | 0 | 0 | 0 | 0 | 0 | 0 | 0
1 | 17 | 20 | 3 | 1.7931 | 0 | 2.4769 | 0 | 0 | 0 | 0 | 0.86807 | 0 | 0 | 3.9589 | 0 | 9.097 | 0 | 0 | 0 | 0 | 0 | 0 | 0 | 0 | 0 | 0 | 0 | 0 | 0 | 0.45131 | 0 | 0.88038 | 7.2899 | 0 | 0 | 0.42121 | 0.85283 | 0 | 0 | 0 | 0 | 9.8956 | 0 | 0 | 0 | 0 | 0 | 0 | 0 | 0 | 0 | 0 | 0 | 0 | 0
1 | 17 | 21 | 3 | 1.7931 | 0 | 2.4769 | 0 | 0 | 0 | 0 | 0.8853 | 0 | 0 | 3.9589 | 0 | 9.1142 | 0 | 0 | 0 | 0 | 0 | 0 | 0 | 0 | 0 | 0 | 0 | 0 | 0 | 0.45131 | 0 | 1.1038 | 7.3846 | 0 | 0 | 0.36871 | 0.84562 | 0 | 0 | 0 | 0 | 10.1541 | 0 | 0 | 0 | 0 | 0 | 0 | 0 | 0 | 0 | 0 | 0 | 0 | 0
1 | 17 | 22 | 3 | 1.7931 | 0 | 2.4769 | 0 | 0 | 0 | 0 | 0.89732 | 0 | 0 | 6.412 | 0 | 11.5793 | 0 | 0 | 0 | 0 | 0 | 0 | 0 | 0 | 0 | 0 | 0 | 0 | 0 | 0.45131 | 0 | 1.2156 | 8.1081 | 0 | 0 | 0.47371 | 0.84403 | 0 | 0.00066272 | 0 | 0 | 11.0934 | 0 | 0 | 0 | 0 | 0 | 0 | 0 | 0 | 0 | 0 | 0 | 0 | 0
1 | 17 | 23 | 3 | 1.7931 | 0 | 2.4769 | 0 | 0 | 0 | 0 | 0.90464 | 0 | 0 | 3.6019 | 0 | 8.7766 | 0 | 0 | 0 | 0 | 0 | 0 | 0 | 0 | 0 | 0 | 0 | 0 | 0 | 0.45131 | 0 | 1.1038 | 8.175 | 0 | 0 | 0.31621 | 0.8454 | 0 | 0.00066851 | 0 | 0 | 10.8924 | 0 | 0 | 0 | 0 | 0 | 0 | 0 | 0 | 0 | 0 | 0 | 0 | 0
1 | 17 | 24 | 3 | 1.7931 | 0 | 2.4769 | 0 | 0 | 0 | 0 | 0.40965 | 0 | 0 | 0.63454 | 0 | 5.3142 | 0 | 0 | 0 | 0 | 0 | 0 | 0 | 0 | 0 | 0 | 0 | 0 | 0 | 0.45131 | 0 | 0.88038 | 5.3432 | 0 | 0 | 0.053706 | 0.8436 | 0 | 0.00036777 | 0 | 0 | 7.5726 | 0 | 0 | 0 | 0 | 0 | 0 | 0 | 0 | 0 | 0 | 0 | 0 | 0
1 | 18 | 1 | 4 | 1.7931 | 0 | 2.4769 | 0 | 0 | 0 | 0 | 0.55519 | 0 | 0 | 0.63454 | 0 | 5.4597 | 0 | 0 | 0 | 0 | 0 | 0 | 0 | 0 | 0 | 0 | 0 | 0 | 0 | 0.45131 | 0 | 0.54519 | 6.5046 | 0 | 0 | 0.053706 | 0.85428 | 0 | 0.00047831 | 0 | 0 | 8.4096 | 0 | 0 | 0 | 0 | 0 | 0 | 0 | 0 | 0 | 0 | 0 | 0 | 0
1 | 18 | 2 | 4 | 1.7931 | 0 | 2.4769 | 0 | 0 | 0 | 0 | 0.65386 | 0 | 0 | 0.63457 | 0 | 5.5584 | 0 | 0 | 0 | 0 | 0 | 0 | 0 | 0 | 0 | 0 | 0 | 0 | 0 | 0.45131 | 0 | 0.32173 | 7.4541 | 0 | 0 | 0.053706 | 0.86831 | 0 | 0.0032235 | 0 | 0 | 9.1524 | 0 | 0 | 0 | 0 | 0 | 0 | 0 | 0 | 0 | 0 | 0 | 0 | 0
1 | 18 | 3 | 4 | 1.7931 | 0 | 2.4769 | 0 | 0 | 0 | 0 | 0.6831 | 0 | 0 | 0.63462 | 0 | 5.5877 | 0 | 0 | 0 | 0 | 0 | 0 | 0 | 0 | 0 | 0 | 0 | 0 | 0 | 0.45131 | 0 | 0.32173 | 7.7781 | 0 | 0 | 0.053706 | 0.86881 | 0 | 0.11404 | 0 | 0 | 9.5877 | 0 | 0 | 0 | 0 | 0 | 0 | 0 | 0 | 0 | 0 | 0 | 0 | 0
1 | 18 | 4 | 4 | 1.7931 | 0 | 2.4769 | 0 | 0 | 0 | 0 | 0.669 | 0 | 0 | 0.63462 | 0 | 5.5736 | 0 | 0 | 0 | 0 | 0 | 0 | 0 | 0 | 0 | 0 | 0 | 0 | 0 | 0.45131 | 0 | 0.32173 | 7.6247 | 0 | 0 | 0.053706 | 0.8634 | 0 | 0.16688 | 0 | 0 | 9.4817 | 0 | 0 | 0 | 0 | 0 | 0 | 0 | 0 | 0 | 0 | 0 | 0 | 0
1 | 18 | 5 | 4 | 1.7931 | 0 | 2.4769 | 0 | 0 | 0 | 0 | 0.728 | 0 | 0 | 0.6346 | 0 | 5.6326 | 0 | 0 | 0 | 0 | 0 | 0 | 0 | 0 | 0 | 0 | 0 | 0 | 0 | 0.45131 | 0 | 0.32173 | 8.1064 | 0 | 0 | 0.053706 | 0.87136 | 0 | 0.23316 | 0 | 0 | 10.0376 | 0 | 0 | 0 | 0 | 0 | 0 | 0 | 0 | 0 | 0 | 0 | 0 | 0
1 | 18 | 6 | 4 | 1.7931 | 0 | 2.4769 | 0 | 0 | 0 | 0 | 0.70312 | 0 | 0 | 0.63462 | 0 | 5.6078 | 0 | 0 | 0 | 0 | 0 | 0 | 0 | 0 | 0 | 0 | 0 | 0 | 0 | 0.45131 | 0 | 0.32173 | 7.8813 | 0 | 0 | 0.053706 | 0.86478 | 0 | 0.22603 | 0 | 0 | 9.7989 | 0 | 0 | 0 | 0 | 0 | 0 | 0 | 0 | 0 | 0 | 0 | 0 | 0
1 | 18 | 7 | 4 | 1.7931 | 0 | 2.4769 | 0 | 0 | 0 | 0 | 0.733 | 0 | 0 | 3.5991 | 0 | 8.6021 | 0 | 0 | 0 | 0 | 0 | 0 | 0 | 0 | 0 | 0 | 0 | 0 | 0 | 0.45131 | 0 | 0.54519 | 8.0356 | 0 | 0 | 0.31621 | 0.86181 | 0 | 0.34634 | 0 | 0 | 10.5565 | 0 | 0 | 0 | 0 | 0 | 0 | 0 | 0 | 0 | 0 | 0 | 0 | 0
1 | 18 | 8 | 4 | 1.7931 | 0 | 2.4769 | 0 | 0 | 0 | 0 | 1.1728 | 0 | 0 | 5.9707 | 0 | 11.4135 | 0 | 0 | 0 | 0 | 0 | 0 | 0 | 0 | 0 | 0 | 0 | 0 | 0 | 0.45131 | 0 | 0.71279 | 11.0486 | 0 | 0 | 0.52621 | 0.86473 | 0 | 0.33758 | 0 | 0 | 13.9413 | 0 | 0 | 0 | 0 | 0 | 0 | 0 | 0 | 0 | 0 | 0 | 0 | 0
1 | 18 | 9 | 4 | 1.7931 | 0 | 13.6089 | 0 | 0 | 0 | 0 | 1.0488 | 0 | 0 | 3.9589 | 0 | 20.4097 | 0 | 0 | 0 | 0 | 0 | 0 | 0 | 0 | 0 | 0 | 0 | 0 | 0 | 0.45131 | 0 | 0.71279 | 9.8304 | 0 | 0 | 0.42121 | 0.86759 | 0 | 0.070898 | 0 | 0 | 12.3542 | 0 | 0 | 0 | 0 | 0 | 0 | 0 | 0 | 0 | 0 | 0 | 0 | 0
1 | 18 | 10 | 4 | 1.7931 | 0 | 13.6089 | 0 | 0 | 0 | 0 | 0.9226 | 0 | 0 | 4.4154 | 0 | 20.74 | 0 | 0 | 0 | 0 | 0 | 0 | 0 | 0 | 0 | 0 | 0 | 0 | 0 | 0.45131 | 0 | 0.71279 | 8.7451 | 0 | 0 | 0.31621 | 0.862 | 0 | 0.0006998 | 0 | 0 | 11.0881 | 0 | 0 | 0 | 0 | 0 | 0 | 0 | 0 | 0 | 0 | 0 | 0 | 0
1 | 18 | 11 | 4 | 1.7931 | 0 | 13.6089 | 0 | 0 | 0 | 0 | 0.87543 | 0 | 0 | 3.5991 | 0 | 19.8765 | 0 | 0 | 0 | 0 | 0 | 0 | 0 | 0 | 0 | 0 | 0 | 0 | 0 | 0.45131 | 0 | 0.71279 | 8.3956 | 0 | 0 | 0.31621 | 0.86605 | 0 | 0.00066725 | 0 | 0 | 10.7427 | 0 | 0 | 0 | 0 | 0 | 0 | 0 | 0 | 0 | 0 | 0 | 0 | 0
1 | 18 | 12 | 4 | 1.7931 | 0 | 13.6089 | 0 | 0 | 0 | 0 | 0.80755 | 0 | 0 | 3.9589 | 0 | 20.1685 | 0 | 0 | 0 | 0 | 0 | 0 | 0 | 0 | 0 | 0 | 0 | 0 | 0 | 0.45131 | 0 | 0.54519 | 7.9095 | 0 | 0 | 0.36871 | 0.8692 | 0 | 0.00062422 | 0 | 0 | 10.1446 | 0 | 0 | 0 | 0 | 0 | 0 | 0 | 0 | 0 | 0 | 0 | 0 | 0
1 | 18 | 13 | 4 | 1.7931 | 0 | 8.6613 | 0 | 0 | 0 | 0 | 0.75552 | 0 | 0 | 3.9589 | 0 | 15.1689 | 0 | 0 | 0 | 0 | 0 | 0 | 0 | 0 | 0 | 0 | 0 | 0 | 0 | 0.45131 | 0 | 0.54519 | 7.5774 | 0 | 0 | 0.42121 | 0.86735 | 0 | 0.00058989 | 0 | 0 | 9.863 | 0 | 0 | 0 | 0 | 0 | 0 | 0 | 0 | 0 | 0 | 0 | 0 | 0
1 | 18 | 14 | 4 | 1.7931 | 0 | 13.6089 | 0 | 0 | 0 | 0 | 0.64893 | 0 | 0 | 3.9589 | 0 | 20.0099 | 0 | 0 | 0 | 0 | 0 | 0 | 0 | 0 | 0 | 0 | 0 | 0 | 0 | 0.45131 | 0 | 0.54519 | 6.842 | 0 | 0 | 0.36871 | 0.8662 | 0 | 0.0005212 | 0 | 0 | 9.0739 | 0 | 0 | 0 | 0 | 0 | 0 | 0 | 0 | 0 | 0 | 0 | 0 | 0
1 | 18 | 15 | 4 | 1.7931 | 0 | 13.6089 | 0 | 0 | 0 | 0 | 0.5365 | 0 | 0 | 3.9589 | 0 | 19.8974 | 0 | 0 | 0 | 0 | 0 | 0 | 0 | 0 | 0 | 0 | 0 | 0 | 0 | 0.45131 | 0 | 0.54519 | 6.1383 | 0 | 0 | 0.36871 | 0.86407 | 0 | 0.00044861 | 0 | 0 | 8.3681 | 0 | 0 | 0 | 0 | 0 | 0 | 0 | 0 | 0 | 0 | 0 | 0 | 0
1 | 18 | 16 | 4 | 1.7931 | 0 | 13.6089 | 0 | 0 | 0 | 0 | 0.58123 | 0 | 0 | 5.0768 | 0 | 21.0601 | 0 | 0 | 0 | 0 | 0 | 0 | 0 | 0 | 0 | 0 | 0 | 0 | 0 | 0.45131 | 0 | 0.54519 | 5.9034 | 0 | 0 | 0.31621 | 0.86385 | 0 | 0 | 0 | 0 | 8.0799 | 0 | 0 | 0 | 0 | 0 | 0 | 0 | 0 | 0 | 0 | 0 | 0 | 0
1 | 18 | 17 | 4 | 1.7931 | 0 | 13.6089 | 0 | 0 | 0 | 0 | 0.69331 | 0 | 0 | 3.5991 | 0 | 19.6945 | 0 | 0 | 0 | 0 | 0 | 0 | 0 | 0 | 0 | 0 | 0 | 0 | 0 | 0.45131 | 0 | 0.54519 | 7.1134 | 0 | 0 | 0.31621 | 0.86716 | 0 | 0.00054755 | 0 | 0 | 9.2938 | 0 | 0 | 0 | 0 | 0 | 0 | 0 | 0 | 0 | 0 | 0 | 0 | 0
1 | 18 | 18 | 4 | 1.7931 | 0 | 13.6089 | 0 | 0 | 0 | 0 | 0.81511 | 0 | 0 | 5.9707 | 0 | 22.1879 | 0 | 0 | 0 | 0 | 0 | 0 | 0 | 0 | 0 | 0 | 0 | 0 | 0 | 0.45131 | 0 | 0.54519 | 7.9985 | 0 | 0 | 0.52621 | 0.87616 | 0 | 0.00063161 | 0 | 0 | 10.398 | 0 | 0 | 0 | 0 | 0 | 0 | 0 | 0 | 0 | 0 | 0 | 0 | 0
1 | 18 | 19 | 4 | 1.7931 | 0 | 9.8982 | 0 | 0 | 0 | 0 | 0.85211 | 0 | 0 | 5.9708 | 0 | 18.5142 | 0 | 0 | 0 | 0 | 0 | 0 | 0 | 0 | 0 | 0 | 0 | 0 | 0 | 0.45131 | 0 | 0.54519 | 8.1849 | 0 | 0 | 0.52621 | 0.86928 | 0 | 0.00065205 | 0 | 0 | 10.5776 | 0 | 0 | 0 | 0 | 0 | 0 | 0 | 0 | 0 | 0 | 0 | 0 | 0
1 | 18 | 20 | 4 | 1.7931 | 0 | 2.4769 | 0 | 0 | 0 | 0 | 1.0125 | 0 | 0 | 3.9589 | 0 | 9.2414 | 0 | 0 | 0 | 0 | 0 | 0 | 0 | 0 | 0 | 0 | 0 | 0 | 0 | 0.45131 | 0 | 0.88038 | 9.2496 | 0 | 0 | 0.42121 | 0.86859 | 0 | 0.00075252 | 0 | 0 | 11.8719 | 0 | 0 | 0 | 0 | 0 | 0 | 0 | 0 | 0 | 0 | 0 | 0 | 0
1 | 18 | 21 | 4 | 1.7931 | 0 | 2.4769 | 0 | 0 | 0 | 0 | 1.0129 | 0 | 0 | 3.9589 | 0 | 9.2419 | 0 | 0 | 0 | 0 | 0 | 0 | 0 | 0 | 0 | 0 | 0 | 0 | 0 | 0.45131 | 0 | 1.1038 | 9.215 | 0 | 0 | 0.36871 | 0.85912 | 0 | 0.00075114 | 0 | 0 | 11.9987 | 0 | 0 | 0 | 0 | 0 | 0 | 0 | 0 | 0 | 0 | 0 | 0 | 0
1 | 18 | 22 | 4 | 1.7931 | 0 | 2.4769 | 0 | 0 | 0 | 0 | 1.0235 | 0 | 0 | 6.412 | 0 | 11.7055 | 0 | 0 | 0 | 0 | 0 | 0 | 0 | 0 | 0 | 0 | 0 | 0 | 0 | 0.45131 | 0 | 1.2156 | 9.1372 | 0 | 0 | 0.47371 | 0.85599 | 0 | 0.00075256 | 0 | 0 | 12.1345 | 0 | 0 | 0 | 0 | 0 | 0 | 0 | 0 | 0 | 0 | 0 | 0 | 0
1 | 18 | 23 | 4 | 1.7931 | 0 | 2.4769 | 0 | 0 | 0 | 0 | 1.0586 | 0 | 0 | 3.602 | 0 | 8.9307 | 0 | 0 | 0 | 0 | 0 | 0 | 0 | 0 | 0 | 0 | 0 | 0 | 0 | 0.45131 | 0 | 1.1038 | 9.5668 | 0 | 0 | 0.31621 | 0.86253 | 0 | 0.00078192 | 0 | 0 | 12.3014 | 0 | 0 | 0 | 0 | 0 | 0 | 0 | 0 | 0 | 0 | 0 | 0 | 0
1 | 18 | 24 | 4 | 1.7931 | 0 | 2.4769 | 0 | 0 | 0 | 0 | 0.56677 | 0 | 0 | 0.63459 | 0 | 5.4714 | 0 | 0 | 0 | 0 | 0 | 0 | 0 | 0 | 0 | 0 | 0 | 0 | 0 | 0.45131 | 0 | 0.88038 | 6.6768 | 0 | 0 | 0.053706 | 0.86165 | 0 | 0.00048815 | 0 | 0 | 8.9243 | 0 | 0 | 0 | 0 | 0 | 0 | 0 | 0 | 0 | 0 | 0 | 0 | 0
1 | 19 | 1 | 5 | 1.7931 | 0 | 2.4769 | 0 | 0 | 0 | 0 | 0.71031 | 0 | 0 | 0.63459 | 0 | 5.6149 | 0 | 0 | 0 | 0 | 0 | 0 | 0 | 0 | 0 | 0 | 0 | 0 | 0 | 0.45131 | 0 | 0.54519 | 7.9824 | 0 | 0 | 0.053706 | 0.87276 | 0 | 0.00060316 | 0 | 0 | 9.9059 | 0 | 0 | 0 | 0 | 0 | 0 | 0 | 0 | 0 | 0 | 0 | 0 | 0
1 | 19 | 2 | 5 | 1.7931 | 0 | 2.4769 | 0 | 0 | 0 | 0 | 0.75647 | 0 | 0 | 0.63462 | 0 | 5.6611 | 0 | 0 | 0 | 0 | 0 | 0 | 0 | 0 | 0 | 0 | 0 | 0 | 0 | 0.45131 | 0 | 0.32173 | 8.4482 | 0 | 0 | 0.053706 | 0.8785 | 0 | 0.00064226 | 0 | 0 | 10.154 | 0 | 0 | 0 | 0 | 0 | 0 | 0 | 0 | 0 | 0 | 0 | 0 | 0
1 | 19 | 3 | 5 | 1.7931 | 0 | 2.4769 | 0 | 0 | 0 | 0 | 0.78422 | 0 | 0 | 0.63465 | 0 | 5.6889 | 0 | 0 | 0 | 0 | 0 | 0 | 0 | 0 | 0 | 0 | 0 | 0 | 0 | 0.45131 | 0 | 0.32173 | 8.7145 | 0 | 0 | 0.053706 | 0.87951 | 0 | 0.00066539 | 0 | 0 | 10.4214 | 0 | 0 | 0 | 0 | 0 | 0 | 0 | 0 | 0 | 0 | 0 | 0 | 0
1 | 19 | 4 | 5 | 1.7931 | 0 | 2.4769 | 0 | 0 | 0 | 0 | 0.75102 | 0 | 0 | 0.63465 | 0 | 5.6557 | 0 | 0 | 0 | 0 | 0 | 0 | 0 | 0 | 0 | 0 | 0 | 0 | 0 | 0.45131 | 0 | 0.32173 | 8.3062 | 0 | 0 | 0.053706 | 0.87132 | 0 | 0.00063539 | 0 | 0 | 10.0049 | 0 | 0 | 0 | 0 | 0 | 0 | 0 | 0 | 0 | 0 | 0 | 0 | 0
1 | 19 | 5 | 5 | 1.7931 | 0 | 2.4769 | 0 | 0 | 0 | 0 | 0.7481 | 0 | 0 | 0.63462 | 0 | 5.6527 | 0 | 0 | 0 | 0 | 0 | 0 | 0 | 0 | 0 | 0 | 0 | 0 | 0 | 0.45131 | 0 | 0.32173 | 8.3183 | 0 | 0 | 0.053706 | 0.86943 | 0 | 0.00063359 | 0 | 0 | 10.0152 | 0 | 0 | 0 | 0 | 0 | 0 | 0 | 0 | 0 | 0 | 0 | 0 | 0
1 | 19 | 6 | 5 | 1.7931 | 0 | 2.4769 | 0 | 0 | 0 | 0 | 0.7587 | 0 | 0 | 0.63461 | 0 | 5.6633 | 0 | 0 | 0 | 0 | 0 | 0 | 0 | 0 | 0 | 0 | 0 | 0 | 0 | 0.45131 | 0 | 0.32173 | 8.3989 | 0 | 0 | 0.053706 | 0.86964 | 0 | 0.067145 | 0 | 0 | 10.1624 | 0 | 0 | 0 | 0 | 0 | 0 | 0 | 0 | 0 | 0 | 0 | 0 | 0
1 | 19 | 7 | 5 | 1.7931 | 0 | 2.4769 | 0 | 0 | 0 | 0 | 0.808 | 0 | 0 | 3.5991 | 0 | 8.6771 | 0 | 0 | 0 | 0 | 0 | 0 | 0 | 0 | 0 | 0 | 0 | 0 | 0 | 0.45131 | 0 | 0.54519 | 8.8234 | 0 | 0 | 0.31621 | 0.87025 | 0 | 0.00067598 | 0 | 0 | 11.007 | 0 | 0 | 0 | 0 | 0 | 0 | 0 | 0 | 0 | 0 | 0 | 0 | 0
1 | 19 | 8 | 5 | 1.7931 | 0 | 2.4769 | 0 | 0 | 0 | 0 | 1.2065 | 0 | 0 | 5.9707 | 0 | 11.4472 | 0 | 0 | 0 | 0 | 0 | 0 | 0 | 0 | 0 | 0 | 0 | 0 | 0 | 0.45131 | 0 | 0.71279 | 11.4829 | 0 | 0 | 0.52621 | 0.86917 | 0 | 0.00092403 | 0 | 0 | 14.0433 | 0 | 0 | 0 | 0 | 0 | 0 | 0 | 0 | 0 | 0 | 0 | 0 | 0
1 | 19 | 9 | 5 | 1.7931 | 0 | 13.6089 | 0 | 0 | 0 | 0 | 1.0377 | 0 | 0 | 3.9589 | 0 | 20.3986 | 0 | 0 | 0 | 0 | 0 | 0 | 0 | 0 | 0 | 0 | 0 | 0 | 0 | 0.45131 | 0 | 0.71279 | 9.6532 | 0 | 0 | 0.42121 | 0.85922 | 0 | 0.00078407 | 0 | 0 | 12.0985 | 0 | 0 | 0 | 0 | 0 | 0 | 0 | 0 | 0 | 0 | 0 | 0 | 0
1 | 19 | 10 | 5 | 1.7931 | 0 | 13.6089 | 0 | 0 | 0 | 0 | 0.89921 | 0 | 0 | 4.4154 | 0 | 20.7166 | 0 | 0 | 0 | 0 | 0 | 0 | 0 | 0 | 0 | 0 | 0 | 0 | 0 | 0.45131 | 0 | 0.71279 | 8.3171 | 0 | 0 | 0.31621 | 0.85275 | 0 | 0.00067642 | 0 | 0 | 10.6509 | 0 | 0 | 0 | 0 | 0 | 0 | 0 | 0 | 0 | 0 | 0 | 0 | 0
1 | 19 | 11 | 5 | 1.7931 | 0 | 13.6089 | 0 | 0 | 0 | 0 | 0.76309 | 0 | 0 | 3.5991 | 0 | 19.7642 | 0 | 0 | 0 | 0 | 0 | 0 | 0 | 0 | 0 | 0 | 0 | 0 | 0 | 0.45131 | 0 | 0.71279 | 6.6595 | 0 | 0 | 0.31621 | 0.84748 | 0 | 0 | 0 | 0 | 8.9873 | 0 | 0 | 0 | 0 | 0 | 0 | 0 | 0 | 0 | 0 | 0 | 0 | 0
1 | 19 | 12 | 5 | 1.7931 | 0 | 13.6089 | 0 | 0 | 0 | 0 | 0.64709 | 0 | 0 | 3.9589 | 0 | 20.008 | 0 | 0 | 0 | 0 | 0 | 0 | 0 | 0 | 0 | 0 | 0 | 0 | 0 | 0.45131 | 0 | 0.54519 | 5.8896 | 0 | 0 | 0.36871 | 0.85141 | 0 | 0 | 0 | 0 | 8.1063 | 0 | 0 | 0 | 0 | 0 | 0 | 0 | 0 | 0 | 0 | 0 | 0 | 0
1 | 19 | 13 | 5 | 1.7931 | 0 | 8.6613 | 0 | 0 | 0 | 0 | 0.58299 | 0 | 0 | 3.9589 | 0 | 14.9963 | 0 | 0 | 0 | 0 | 0 | 0 | 0 | 0 | 0 | 0 | 0 | 0 | 0 | 0.45131 | 0 | 0.54519 | 5.437 | 0 | 0 | 0.42121 | 0.847 | 0 | 0 | 0 | 0 | 7.7017 | 0 | 0 | 0 | 0 | 0 | 0 | 0 | 0 | 0 | 0 | 0 | 0 | 0
1 | 19 | 14 | 5 | 1.7931 | 0 | 13.6089 | 0 | 0 | 0 | 0 | 0.45413 | 0 | 0 | 3.9589 | 0 | 19.815 | 0 | 0 | 0 | 0 | 0 | 0 | 0 | 0 | 0 | 0 | 0 | 0 | 0 | 0.45131 | 0 | 0.54519 | 4.5223 | 0 | 0 | 0.36871 | 0.84924 | 0 | 0 | 0 | 0 | 6.7368 | 0 | 0 | 0 | 0 | 0 | 0 | 0 | 0 | 0 | 0 | 0 | 0 | 0
1 | 19 | 15 | 5 | 1.7931 | 0 | 13.6089 | 0 | 0 | 0 | 0 | 0.34462 | 0 | 0 | 3.9589 | 0 | 19.7055 | 0 | 0 | 0 | 0 | 0 | 0 | 0 | 0 | 0 | 0 | 0 | 0 | 0 | 0.45131 | 0 | 0.54519 | 3.8649 | 0 | 0 | 0.36871 | 0.8473 | 0 | 0 | 0 | 0 | 6.0774 | 0 | 0 | 0 | 0 | 0 | 0 | 0 | 0 | 0 | 0 | 0 | 0 | 0
1 | 19 | 16 | 5 | 1.7931 | 0 | 13.6089 | 0 | 0 | 0 | 0 | 0.38541 | 0 | 0 | 5.0767 | 0 | 20.8641 | 0 | 0 | 0 | 0 | 0 | 0 | 0 | 0 | 0 | 0 | 0 | 0 | 0 | 0.45131 | 0 | 0.54519 | 4.0803 | 0 | 0 | 0.31621 | 0.84389 | 0 | 0 | 0 | 0 | 6.2369 | 0 | 0 | 0 | 0 | 0 | 0 | 0 | 0 | 0 | 0 | 0 | 0 | 0
1 | 19 | 17 | 5 | 1.7931 | 0 | 13.6089 | 0 | 0 | 0 | 0 | 0.49321 | 0 | 0 | 3.5991 | 0 | 19.4943 | 0 | 0 | 0 | 0 | 0 | 0 | 0 | 0 | 0 | 0 | 0 | 0 | 0 | 0.45131 | 0 | 0.54519 | 4.7974 | 0 | 0 | 0.31621 | 0.84759 | 0 | 0 | 0 | 0 | 6.9577 | 0 | 0 | 0 | 0 | 0 | 0 | 0 | 0 | 0 | 0 | 0 | 0 | 0
1 | 19 | 18 | 5 | 1.7931 | 0 | 13.6089 | 0 | 0 | 0 | 0 | 0.57439 | 0 | 0 | 5.9707 | 0 | 21.9471 | 0 | 0 | 0 | 0 | 0 | 0 | 0 | 0 | 0 | 0 | 0 | 0 | 0 | 0.45131 | 0 | 0.54519 | 5.1636 | 0 | 0 | 0.52621 | 0.84728 | 0 | 0 | 0 | 0 | 7.5335 | 0 | 0 | 0 | 0 | 0 | 0 | 0 | 0 | 0 | 0 | 0 | 0 | 0
1 | 19 | 19 | 5 | 1.7931 | 0 | 9.8982 | 0 | 0 | 0 | 0 | 0.64357 | 0 | 0 | 5.9707 | 0 | 18.3056 | 0 | 0 | 0 | 0 | 0 | 0 | 0 | 0 | 0 | 0 | 0 | 0 | 0 | 0.45131 | 0 | 0.54519 | 5.3451 | 0 | 0 | 0.52621 | 0.84472 | 0 | 0 | 0 | 0 | 7.7126 | 0 | 0 | 0 | 0 | 0 | 0 | 0 | 0 | 0 | 0 | 0 | 0 | 0
1 | 19 | 20 | 5 | 1.7931 | 0 | 2.4769 | 0 | 0 | 0 | 0 | 0.82463 | 0 | 0 | 3.9589 | 0 | 9.0535 | 0 | 0 | 0 | 0 | 0 | 0 | 0 | 0 | 0 | 0 | 0 | 0 | 0 | 0.45131 | 0 | 0.88038 | 6.4591 | 0 | 0 | 0.42121 | 0.8453 | 0 | 0 | 0 | 0 | 9.0572 | 0 | 0 | 0 | 0 | 0 | 0 | 0 | 0 | 0 | 0 | 0 | 0 | 0
1 | 19 | 21 | 5 | 1.7931 | 0 | 2.4769 | 0 | 0 | 0 | 0 | 0.86453 | 0 | 0 | 3.9589 | 0 | 9.0934 | 0 | 0 | 0 | 0 | 0 | 0 | 0 | 0 | 0 | 0 | 0 | 0 | 0 | 0.45131 | 0 | 1.1038 | 6.6754 | 0 | 0 | 0.36871 | 0.84143 | 0 | 0 | 0 | 0 | 9.4407 | 0 | 0 | 0 | 0 | 0 | 0 | 0 | 0 | 0 | 0 | 0 | 0 | 0
1 | 19 | 22 | 5 | 1.7931 | 0 | 2.4769 | 0 | 0 | 0 | 0 | 0.8694 | 0 | 0 | 6.412 | 0 | 11.5514 | 0 | 0 | 0 | 0 | 0 | 0 | 0 | 0 | 0 | 0 | 0 | 0 | 0 | 0.45131 | 0 | 1.2156 | 6.7944 | 0 | 0 | 0.47371 | 0.83763 | 0 | 0 | 0 | 0 | 9.7727 | 0 | 0 | 0 | 0 | 0 | 0 | 0 | 0 | 0 | 0 | 0 | 0 | 0
1 | 19 | 23 | 5 | 1.7931 | 0 | 2.4769 | 0 | 0 | 0 | 0 | 0.86369 | 0 | 0 | 3.6019 | 0 | 8.7356 | 0 | 0 | 0 | 0 | 0 | 0 | 0 | 0 | 0 | 0 | 0 | 0 | 0 | 0.45131 | 0 | 1.1038 | 6.7613 | 0 | 0 | 0.31621 | 0.83774 | 0 | 0 | 0 | 0 | 9.4704 | 0 | 0 | 0 | 0 | 0 | 0 | 0 | 0 | 0 | 0 | 0 | 0 | 0
1 | 19 | 24 | 5 | 1.7931 | 0 | 2.4769 | 0 | 0 | 0 | 0 | 0.39314 | 0 | 0 | 0.63454 | 0 | 5.2977 | 0 | 0 | 0 | 0 | 0 | 0 | 0 | 0 | 0 | 0 | 0 | 0 | 0 | 0.45131 | 0 | 0.88038 | 4.6188 | 0 | 0 | 0.053706 | 0.84031 | 0 | 0 | 0 | 0 | 6.8445 | 0 | 0 | 0 | 0 | 0 | 0 | 0 | 0 | 0 | 0 | 0 | 0 | 0
1 | 20 | 1 | 6 | 1.7931 | 0 | 2.4769 | 0 | 0 | 0 | 0 | 0.53525 | 0 | 0 | 0.63455 | 0 | 5.4398 | 0 | 0 | 0 | 0 | 0 | 0 | 0 | 0 | 0 | 0 | 0 | 0 | 0 | 0.45131 | 0 | 0.54519 | 5.5705 | 0 | 0 | 0.053706 | 0.85072 | 0 | 0 | 0 | 0 | 7.4715 | 0 | 0 | 0 | 0 | 0 | 0 | 0 | 0 | 0 | 0 | 0 | 0 | 0
1 | 20 | 2 | 6 | 1.7931 | 0 | 2.4769 | 0 | 0 | 0 | 0 | 0.59528 | 0 | 0 | 0.63459 | 0 | 5.4999 | 0 | 0 | 0 | 0 | 0 | 0 | 0 | 0 | 0 | 0 | 0 | 0 | 0 | 0.45131 | 0 | 0.32173 | 6.1861 | 0 | 0 | 0.053706 | 0.85822 | 0 | 0 | 0 | 0 | 7.8711 | 0 | 0 | 0 | 0 | 0 | 0 | 0 | 0 | 0 | 0 | 0 | 0 | 0
1 | 20 | 3 | 6 | 1.7931 | 0 | 2.4769 | 0 | 0 | 0 | 0 | 0.60698 | 0 | 0 | 0.63462 | 0 | 5.5116 | 0 | 0 | 0 | 0 | 0 | 0 | 0 | 0 | 0 | 0 | 0 | 0 | 0 | 0.45131 | 0 | 0.32173 | 6.3302 | 0 | 0 | 0.053706 | 0.85635 | 0 | 0 | 0 | 0 | 8.0133 | 0 | 0 | 0 | 0 | 0 | 0 | 0 | 0 | 0 | 0 | 0 | 0 | 0
1 | 20 | 4 | 6 | 1.7931 | 0 | 2.4769 | 0 | 0 | 0 | 0 | 0.65573 | 0 | 0 | 0.63461 | 0 | 5.5604 | 0 | 0 | 0 | 0 | 0 | 0 | 0 | 0 | 0 | 0 | 0 | 0 | 0 | 0.45131 | 0 | 0.32173 | 6.6487 | 0 | 0 | 0.053706 | 0.86208 | 0 | 0 | 0 | 0 | 8.3375 | 0 | 0 | 0 | 0 | 0 | 0 | 0 | 0 | 0 | 0 | 0 | 0 | 0
1 | 20 | 5 | 6 | 1.7931 | 0 | 2.4769 | 0 | 0 | 0 | 0 | 0.65883 | 0 | 0 | 0.63463 | 0 | 5.5635 | 0 | 0 | 0 | 0 | 0 | 0 | 0 | 0 | 0 | 0 | 0 | 0 | 0 | 0.45131 | 0 | 0.32173 | 6.6749 | 0 | 0 | 0.053706 | 0.86019 | 0 | 0 | 0 | 0 | 8.3618 | 0 | 0 | 0 | 0 | 0 | 0 | 0 | 0 | 0 | 0 | 0 | 0 | 0
1 | 20 | 6 | 6 | 1.7931 | 0 | 2.4769 | 0 | 0 | 0 | 0 | 0.63409 | 0 | 0 | 0.63462 | 0 | 5.5387 | 0 | 0 | 0 | 0 | 0 | 0 | 0 | 0 | 0 | 0 | 0 | 0 | 0 | 0.45131 | 0 | 0.32173 | 6.477 | 0 | 0 | 0.053706 | 0.85458 | 0 | 0 | 0 | 0 | 8.1583 | 0 | 0 | 0 | 0 | 0 | 0 | 0 | 0 | 0 | 0 | 0 | 0 | 0
1 | 20 | 7 | 6 | 1.7931 | 0 | 2.4769 | 0 | 0 | 0 | 0 | 0.64708 | 0 | 0 | 3.5991 | 0 | 8.5162 | 0 | 0 | 0 | 0 | 0 | 0 | 0 | 0 | 0 | 0 | 0 | 0 | 0 | 0.45131 | 0 | 0.54519 | 6.4913 | 0 | 0 | 0.31621 | 0.85105 | 0 | 0 | 0 | 0 | 8.655 | 0 | 0 | 0 | 0 | 0 | 0 | 0 | 0 | 0 | 0 | 0 | 0 | 0
1 | 20 | 8 | 6 | 1.7931 | 0 | 2.4769 | 0 | 0 | 0 | 0 | 1.055 | 0 | 0 | 5.9707 | 0 | 11.2957 | 0 | 0 | 0 | 0 | 0 | 0 | 0 | 0 | 0 | 0 | 0 | 0 | 0 | 0.45131 | 0 | 0.71279 | 8.775 | 0 | 0 | 0.52621 | 0.84506 | 0 | 0 | 0 | 0 | 11.3103 | 0 | 0 | 0 | 0 | 0 | 0 | 0 | 0 | 0 | 0 | 0 | 0 | 0
1 | 20 | 9 | 6 | 1.7931 | 0 | 13.6089 | 0 | 0 | 0 | 0 | 0.75132 | 0 | 0 | 3.9589 | 0 | 20.1122 | 0 | 0 | 0 | 0 | 0 | 0 | 0 | 0 | 0 | 0 | 0 | 0 | 0 | 0.45131 | 0 | 0.71279 | 6.5012 | 0 | 0 | 0.42121 | 0.83223 | 0 | 0 | 0 | 0 | 8.9187 | 0 | 0 | 0 | 0 | 0 | 0 | 0 | 0 | 0 | 0 | 0 | 0 | 0
1 | 20 | 10 | 6 | 1.7931 | 0 | 13.6089 | 0 | 0 | 0 | 0 | 0.68628 | 0 | 0 | 4.4153 | 0 | 20.5036 | 0 | 0 | 0 | 0 | 0 | 0 | 0 | 0 | 0 | 0 | 0 | 0 | 0 | 0.45131 | 0 | 0.71279 | 5.7047 | 0 | 0 | 0.31621 | 0.83619 | 0 | 0 | 0 | 0 | 8.0212 | 0 | 0 | 0 | 0 | 0 | 0 | 0 | 0 | 0 | 0 | 0 | 0 | 0
1 | 20 | 11 | 6 | 1.7931 | 0 | 13.6089 | 0 | 0 | 0 | 0 | 0.57982 | 0 | 0 | 3.5991 | 0 | 19.5809 | 0 | 0 | 0 | 0 | 0 | 0 | 0 | 0 | 0 | 0 | 0 | 0 | 0 | 0.45131 | 0 | 0.71279 | 5.0016 | 0 | 0 | 0.31621 | 0.83186 | 0 | 0 | 0 | 0 | 7.3138 | 0 | 0 | 0 | 0 | 0 | 0 | 0 | 0 | 0 | 0 | 0 | 0 | 0
1 | 20 | 12 | 6 | 1.7931 | 0 | 13.6089 | 0 | 0 | 0 | 0 | 0.45045 | 0 | 0 | 3.9589 | 0 | 19.8113 | 0 | 0 | 0 | 0 | 0 | 0 | 0 | 0 | 0 | 0 | 0 | 0 | 0 | 0.45131 | 0 | 0.54519 | 4.1417 | 0 | 0 | 0.36871 | 0.83259 | 0 | 0 | 0 | 0 | 6.3395 | 0 | 0 | 0 | 0 | 0 | 0 | 0 | 0 | 0 | 0 | 0 | 0 | 0
1 | 20 | 13 | 6 | 1.7931 | 0 | 8.6613 | 0 | 0 | 0 | 0 | 0.45119 | 0 | 0 | 3.9589 | 0 | 14.8645 | 0 | 0 | 0 | 0 | 0 | 0 | 0 | 0 | 0 | 0 | 0 | 0 | 0 | 0.45131 | 0 | 0.54519 | 4.0332 | 0 | 0 | 0.42121 | 0.83221 | 0 | 0 | 0 | 0 | 6.2831 | 0 | 0 | 0 | 0 | 0 | 0 | 0 | 0 | 0 | 0 | 0 | 0 | 0
1 | 20 | 14 | 6 | 1.7931 | 0 | 13.6089 | 0 | 0 | 0 | 0 | 0.34673 | 0 | 0 | 3.9589 | 0 | 19.7076 | 0 | 0 | 0 | 0 | 0 | 0 | 0 | 0 | 0 | 0 | 0 | 0 | 0 | 0.45131 | 0 | 0.54519 | 3.422 | 0 | 0 | 0.36871 | 0.83542 | 0 | 0 | 0 | 0 | 5.6227 | 0 | 0 | 0 | 0 | 0 | 0 | 0 | 0 | 0 | 0 | 0 | 0 | 0
1 | 20 | 15 | 6 | 1.7931 | 0 | 13.6089 | 0 | 0 | 0 | 0 | 0.2672 | 0 | 0 | 3.9589 | 0 | 19.6281 | 0 | 0 | 0 | 0 | 0 | 0 | 0 | 0 | 0 | 0 | 0 | 0 | 0 | 0.45131 | 0 | 0.54519 | 3.0632 | 0 | 0 | 0.36871 | 0.8348 | 0 | 0 | 0 | 0 | 5.2632 | 0 | 0 | 0 | 0 | 0 | 0 | 0 | 0 | 0 | 0 | 0 | 0 | 0
1 | 20 | 16 | 6 | 1.7931 | 0 | 13.6089 | 0 | 0 | 0 | 0 | 0.32624 | 0 | 0 | 5.0766 | 0 | 20.8049 | 0 | 0 | 0 | 0 | 0 | 0 | 0 | 0 | 0 | 0 | 0 | 0 | 0 | 0.45131 | 0 | 0.54519 | 3.652 | 0 | 0 | 0.31621 | 0.8396 | 0 | 0 | 0 | 0 | 5.8043 | 0 | 0 | 0 | 0 | 0 | 0 | 0 | 0 | 0 | 0 | 0 | 0 | 0
1 | 20 | 17 | 6 | 1.7931 | 0 | 13.6089 | 0 | 0 | 0 | 0 | 0.44304 | 0 | 0 | 3.5991 | 0 | 19.4441 | 0 | 0 | 0 | 0 | 0 | 0 | 0 | 0 | 0 | 0 | 0 | 0 | 0 | 0.45131 | 0 | 0.54519 | 4.2461 | 0 | 0 | 0.31621 | 0.84042 | 0 | 0 | 0 | 0 | 6.3993 | 0 | 0 | 0 | 0 | 0 | 0 | 0 | 0 | 0 | 0 | 0 | 0 | 0
1 | 20 | 18 | 6 | 1.7931 | 0 | 13.6089 | 0 | 0 | 0 | 0 | 0.48977 | 0 | 0 | 5.9707 | 0 | 21.8625 | 0 | 0 | 0 | 0 | 0 | 0 | 0 | 0 | 0 | 0 | 0 | 0 | 0 | 0.45131 | 0 | 0.54519 | 4.5265 | 0 | 0 | 0.52621 | 0.83705 | 0 | 0 | 0 | 0 | 6.8863 | 0 | 0 | 0 | 0 | 0 | 0 | 0 | 0 | 0 | 0 | 0 | 0 | 0
1 | 20 | 19 | 6 | 1.7931 | 0 | 9.8982 | 0 | 0 | 0 | 0 | 0.56072 | 0 | 0 | 5.9707 | 0 | 18.2228 | 0 | 0 | 0 | 0 | 0 | 0 | 0 | 0 | 0 | 0 | 0 | 0 | 0 | 0.45131 | 0 | 0.54519 | 4.9178 | 0 | 0 | 0.52621 | 0.83557 | 0 | 0 | 0 | 0 | 7.276 | 0 | 0 | 0 | 0 | 0 | 0 | 0 | 0 | 0 | 0 | 0 | 0 | 0
1 | 20 | 20 | 6 | 1.7931 | 0 | 2.4769 | 0 | 0 | 0 | 0 | 0.69398 | 0 | 0 | 3.9589 | 0 | 8.9229 | 0 | 0 | 0 | 0 | 0 | 0 | 0 | 0 | 0 | 0 | 0 | 0 | 0 | 0.45131 | 0 | 0.88038 | 5.4775 | 0 | 0 | 0.42121 | 0.82968 | 0 | 0 | 0 | 0 | 8.0601 | 0 | 0 | 0 | 0 | 0 | 0 | 0 | 0 | 0 | 0 | 0 | 0 | 0
1 | 20 | 21 | 6 | 1.7931 | 0 | 2.4769 | 0 | 0 | 0 | 0 | 0.73013 | 0 | 0 | 3.9589 | 0 | 8.959 | 0 | 0 | 0 | 0 | 0 | 0 | 0 | 0 | 0 | 0 | 0 | 0 | 0 | 0.45131 | 0 | 1.1038 | 5.7507 | 0 | 0 | 0.36871 | 0.82551 | 0 | 0 | 0 | 0 | 8.5001 | 0 | 0 | 0 | 0 | 0 | 0 | 0 | 0 | 0 | 0 | 0 | 0 | 0
1 | 20 | 22 | 6 | 1.7931 | 0 | 2.4769 | 0 | 0 | 0 | 0 | 0.73333 | 0 | 0 | 6.4119 | 0 | 11.4153 | 0 | 0 | 0 | 0 | 0 | 0 | 0 | 0 | 0 | 0 | 0 | 0 | 0 | 0.45131 | 0 | 1.2156 | 5.7365 | 0 | 0 | 0.47371 | 0.8213 | 0 | 0 | 0 | 0 | 8.6983 | 0 | 0 | 0 | 0 | 0 | 0 | 0 | 0 | 0 | 0 | 0 | 0 | 0
1 | 20 | 23 | 6 | 1.7931 | 0 | 2.4769 | 0 | 0 | 0 | 0 | 0.72514 | 0 | 0 | 3.6018 | 0 | 8.597 | 0 | 0 | 0 | 0 | 0 | 0 | 0 | 0 | 0 | 0 | 0 | 0 | 0 | 0.45131 | 0 | 1.1038 | 5.7957 | 0 | 0 | 0.31621 | 0.82083 | 0 | 0 | 0 | 0 | 8.4879 | 0 | 0 | 0 | 0 | 0 | 0 | 0 | 0 | 0 | 0 | 0 | 0 | 0
1 | 20 | 24 | 6 | 1.7931 | 0 | 2.4769 | 0 | 0 | 0 | 0 | 0.29582 | 0 | 0 | 0.63448 | 0 | 5.2003 | 0 | 0 | 0 | 0 | 0 | 0 | 0 | 0 | 0 | 0 | 0 | 0 | 0 | 0.45131 | 0 | 0.88038 | 4.0509 | 0 | 0 | 0.053706 | 0.82919 | 0 | 0 | 0 | 0 | 6.2655 | 0 | 0 | 0 | 0 | 0 | 0 | 0 | 0 | 0 | 0 | 0 | 0 | 0
1 | 21 | 1 | 7 | 1.7931 | 0 | 2.4769 | 0 | 0 | 0 | 0 | 0.45975 | 0 | 0 | 0.63451 | 0 | 5.3643 | 0 | 0 | 0 | 0 | 0 | 0 | 0 | 0 | 0 | 0 | 0 | 0 | 0 | 0.45131 | 0 | 0.54519 | 5.2309 | 0 | 0 | 0.053706 | 0.84176 | 0 | 0 | 0 | 0 | 7.1229 | 0 | 0 | 0 | 0 | 0 | 0 | 0 | 0 | 0 | 0 | 0 | 0 | 0
1 | 21 | 2 | 7 | 1.7931 | 0 | 2.4769 | 0 | 0 | 0 | 0 | 0.49821 | 0 | 0 | 0.63455 | 0 | 5.4028 | 0 | 0 | 0 | 0 | 0 | 0 | 0 | 0 | 0 | 0 | 0 | 0 | 0 | 0.45131 | 0 | 0.32173 | 5.999 | 0 | 0 | 0.053706 | 0.84623 | 0 | 0.89264 | 0 | 0 | 8.5646 | 0 | 0 | 0 | 0 | 0 | 0 | 0 | 0 | 0 | 0 | 0 | 0 | 0
1 | 21 | 3 | 7 | 1.7931 | 0 | 2.4769 | 0 | 0 | 0 | 0 | 0.56094 | 0 | 0 | 0.63456 | 0 | 5.4655 | 0 | 0 | 0 | 0 | 0 | 0 | 0 | 0 | 0 | 0 | 0 | 0 | 0 | 0.45131 | 0 | 0.32173 | 6.5442 | 0 | 0 | 0.053706 | 0.85273 | 0 | 1.0268 | 0 | 0 | 9.2505 | 0 | 0 | 0 | 0 | 0 | 0 | 0 | 0 | 0 | 0 | 0 | 0 | 0
1 | 21 | 4 | 7 | 1.7931 | 0 | 2.4769 | 0 | 0 | 0 | 0 | 0.61176 | 0 | 0 | 0.63458 | 0 | 5.5164 | 0 | 0 | 0 | 0 | 0 | 0 | 0 | 0 | 0 | 0 | 0 | 0 | 0 | 0.45131 | 0 | 0.32173 | 7.1007 | 0 | 0 | 0.053706 | 0.85797 | 0 | 1.0069 | 0 | 0 | 9.7923 | 0 | 0 | 0 | 0 | 0 | 0 | 0 | 0 | 0 | 0 | 0 | 0 | 0
1 | 21 | 5 | 7 | 1.7931 | 0 | 2.4769 | 0 | 0 | 0 | 0 | 0.6226 | 0 | 0 | 0.63459 | 0 | 5.5272 | 0 | 0 | 0 | 0 | 0 | 0 | 0 | 0 | 0 | 0 | 0 | 0 | 0 | 0.45131 | 0 | 0.32173 | 7.244 | 0 | 0 | 0.053706 | 0.85693 | 0 | 1.0328 | 0 | 0 | 9.9605 | 0 | 0 | 0 | 0 | 0 | 0 | 0 | 0 | 0 | 0 | 0 | 0 | 0
1 | 21 | 6 | 7 | 1.7931 | 0 | 2.4769 | 0 | 0 | 0 | 0 | 0.65505 | 0 | 0 | 0.63458 | 0 | 5.5597 | 0 | 0 | 0 | 0 | 0 | 0 | 0 | 0 | 0 | 0 | 0 | 0 | 0 | 0.45131 | 0 | 0.32173 | 7.581 | 0 | 0 | 0.053706 | 0.86028 | 0 | 1.1974 | 0 | 0 | 10.4654 | 0 | 0 | 0 | 0 | 0 | 0 | 0 | 0 | 0 | 0 | 0 | 0 | 0
1 | 21 | 7 | 7 | 1.7931 | 0 | 2.4769 | 0 | 0 | 0 | 0 | 0.69302 | 0 | 0 | 3.5991 | 0 | 8.5621 | 0 | 0 | 0 | 0 | 0 | 0 | 0 | 0 | 0 | 0 | 0 | 0 | 0 | 0.45131 | 0 | 0.54519 | 7.8608 | 0 | 0 | 0.31621 | 0.86008 | 0 | 1.1712 | 0 | 0 | 11.2049 | 0 | 0 | 0 | 0 | 0 | 0 | 0 | 0 | 0 | 0 | 0 | 0 | 0
1 | 21 | 8 | 7 | 1.7931 | 0 | 2.4769 | 0 | 0 | 0 | 0 | 1.1569 | 0 | 0 | 5.9707 | 0 | 11.3976 | 0 | 0 | 0 | 0 | 0 | 0 | 0 | 0 | 0 | 0 | 0 | 0 | 0 | 0.45131 | 0 | 0.71279 | 11.1267 | 0 | 0 | 0.52621 | 0.86736 | 0 | 1.5039 | 0 | 0 | 15.1883 | 0 | 0 | 0 | 0 | 0 | 0 | 0 | 0 | 0 | 0 | 0 | 0 | 0
1 | 21 | 9 | 7 | 1.7931 | 0 | 13.6089 | 0 | 0 | 0 | 0 | 1.042 | 0 | 0 | 3.9589 | 0 | 20.4029 | 0 | 0 | 0 | 0 | 0 | 0 | 0 | 0 | 0 | 0 | 0 | 0 | 0 | 0.45131 | 0 | 0.71279 | 10.4964 | 0 | 0 | 0.42121 | 0.87566 | 0 | 1.1861 | 0 | 0 | 14.1435 | 0 | 0 | 0 | 0 | 0 | 0 | 0 | 0 | 0 | 0 | 0 | 0 | 0
1 | 21 | 10 | 7 | 1.7931 | 0 | 13.6089 | 0 | 0 | 0 | 0 | 1.0466 | 0 | 0 | 4.4154 | 0 | 20.864 | 0 | 0 | 0 | 0 | 0 | 0 | 0 | 0 | 0 | 0 | 0 | 0 | 0 | 0.45131 | 0 | 0.71279 | 10.6422 | 0 | 0 | 0.31621 | 0.88774 | 0 | 1.0015 | 0 | 0 | 14.0118 | 0 | 0 | 0 | 0 | 0 | 0 | 0 | 0 | 0 | 0 | 0 | 0 | 0
1 | 21 | 11 | 7 | 1.7931 | 0 | 13.6089 | 0 | 0 | 0 | 0 | 1.0446 | 0 | 0 | 3.5992 | 0 | 20.0458 | 0 | 0 | 0 | 0 | 0 | 0 | 0 | 0 | 0 | 0 | 0 | 0 | 0 | 0.45131 | 0 | 0.71279 | 10.7019 | 0 | 0 | 0.31621 | 0.89213 | 0 | 0.88705 | 0 | 0 | 13.9614 | 0 | 0 | 0 | 0 | 0 | 0 | 0 | 0 | 0 | 0 | 0 | 0 | 0
1 | 21 | 12 | 7 | 1.7931 | 0 | 13.6089 | 0 | 0 | 0 | 0 | 0.99536 | 0 | 0 | 3.9589 | 0 | 20.3563 | 0 | 0 | 0 | 0 | 0 | 0 | 0 | 0 | 0 | 0 | 0 | 0 | 0 | 0.45131 | 0 | 0.54519 | 10.2823 | 0 | 0 | 0.36871 | 0.8893 | 0 | 0.85054 | 0 | 0 | 13.3873 | 0 | 0 | 0 | 0 | 0 | 0 | 0 | 0 | 0 | 0 | 0 | 0 | 0
1 | 21 | 13 | 7 | 1.7931 | 0 | 8.6613 | 0 | 0 | 0 | 0 | 1.1241 | 0 | 0 | 3.9589 | 0 | 15.5374 | 0 | 0 | 0 | 0 | 0 | 0 | 0 | 0 | 0 | 0 | 0 | 0 | 0 | 0.45131 | 0 | 0.54519 | 11.4955 | 0 | 0 | 0.42121 | 0.90613 | 0 | 0.76413 | 0 | 0 | 14.5834 | 0 | 0 | 0 | 0 | 0 | 0 | 0 | 0 | 0 | 0 | 0 | 0 | 0
1 | 21 | 14 | 7 | 1.7931 | 0 | 13.6089 | 0 | 0 | 0 | 0 | 0.83442 | 0 | 0 | 3.959 | 0 | 20.1954 | 0 | 0 | 0 | 0 | 0 | 0 | 0 | 0 | 0 | 0 | 0 | 0 | 0 | 0.45131 | 0 | 0.54519 | 9.1213 | 0 | 0 | 0.36871 | 0.89065 | 0 | 0.38744 | 0 | 0 | 11.7646 | 0 | 0 | 0 | 0 | 0 | 0 | 0 | 0 | 0 | 0 | 0 | 0 | 0
1 | 21 | 15 | 7 | 1.7931 | 0 | 13.6089 | 0 | 0 | 0 | 0 | 0.89576 | 0 | 0 | 3.9589 | 0 | 20.2567 | 0 | 0 | 0 | 0 | 0 | 0 | 0 | 0 | 0 | 0 | 0 | 0 | 0 | 0.45131 | 0 | 0.54519 | 9.4233 | 0 | 0 | 0.36871 | 0.88895 | 0 | 0.44819 | 0 | 0 | 12.1257 | 0 | 0 | 0 | 0 | 0 | 0 | 0 | 0 | 0 | 0 | 0 | 0 | 0
1 | 21 | 16 | 7 | 1.7931 | 0 | 13.6089 | 0 | 0 | 0 | 0 | 0.88685 | 0 | 0 | 5.0769 | 0 | 21.3658 | 0 | 0 | 0 | 0 | 0 | 0 | 0 | 0 | 0 | 0 | 0 | 0 | 0 | 0.45131 | 0 | 0.54519 | 9.2848 | 0 | 0 | 0.31621 | 0.88294 | 0 | 0.4429 | 0 | 0 | 11.9233 | 0 | 0 | 0 | 0 | 0 | 0 | 0 | 0 | 0 | 0 | 0 | 0 | 0
1 | 21 | 17 | 7 | 1.7931 | 0 | 13.6089 | 0 | 0 | 0 | 0 | 0.95549 | 0 | 0 | 3.5991 | 0 | 19.9566 | 0 | 0 | 0 | 0 | 0 | 0 | 0 | 0 | 0 | 0 | 0 | 0 | 0 | 0.45131 | 0 | 0.54519 | 9.8965 | 0 | 0 | 0.31621 | 0.89064 | 0 | 0.40464 | 0 | 0 | 12.5045 | 0 | 0 | 0 | 0 | 0 | 0 | 0 | 0 | 0 | 0 | 0 | 0 | 0
1 | 21 | 18 | 7 | 1.7931 | 0 | 13.6089 | 0 | 0 | 0 | 0 | 0.96422 | 0 | 0 | 5.9708 | 0 | 22.337 | 0 | 0 | 0 | 0 | 0 | 0 | 0 | 0 | 0 | 0 | 0 | 0 | 0 | 0.45131 | 0 | 0.54519 | 9.9778 | 0 | 0 | 0.52621 | 0.89119 | 0 | 0.30294 | 0 | 0 | 12.6947 | 0 | 0 | 0 | 0 | 0 | 0 | 0 | 0 | 0 | 0 | 0 | 0 | 0
1 | 21 | 19 | 7 | 1.7931 | 0 | 9.8982 | 0 | 0 | 0 | 0 | 1.0397 | 0 | 0 | 5.9707 | 0 | 18.7018 | 0 | 0 | 0 | 0 | 0 | 0 | 0 | 0 | 0 | 0 | 0 | 0 | 0 | 0.45131 | 0 | 0.54519 | 10.595 | 0 | 0 | 0.52621 | 0.8959 | 0 | 0.28739 | 0 | 0 | 13.301 | 0 | 0 | 0 | 0 | 0 | 0 | 0 | 0 | 0 | 0 | 0 | 0 | 0
1 | 21 | 20 | 7 | 1.7931 | 0 | 2.4769 | 0 | 0 | 0 | 0 | 1.2477 | 0 | 0 | 3.9589 | 0 | 9.4766 | 0 | 0 | 0 | 0 | 0 | 0 | 0 | 0 | 0 | 0 | 0 | 0 | 0 | 0.45131 | 0 | 0.88038 | 12.6294 | 0 | 0 | 0.42121 | 0.92019 | 0 | 0.2975 | 0 | 0 | 15.6 | 0 | 0 | 0 | 0 | 0 | 0 | 0 | 0 | 0 | 0 | 0 | 0 | 0
1 | 21 | 21 | 7 | 1.7931 | 0 | 2.4769 | 0 | 0 | 0 | 0 | 1.2529 | 0 | 0 | 3.959 | 0 | 9.4819 | 0 | 0 | 0 | 0 | 0 | 0 | 0 | 0 | 0 | 0 | 0 | 0 | 0 | 0.45131 | 0 | 1.1038 | 12.6759 | 0 | 0 | 0.36871 | 0.91846 | 0 | 0.14367 | 0 | 0 | 15.6619 | 0 | 0 | 0 | 0 | 0 | 0 | 0 | 0 | 0 | 0 | 0 | 0 | 0
1 | 21 | 22 | 7 | 1.7931 | 0 | 2.4769 | 0 | 0 | 0 | 0 | 1.2667 | 0 | 0 | 6.412 | 0 | 11.9487 | 0 | 0 | 0 | 0 | 0 | 0 | 0 | 0 | 0 | 0 | 0 | 0 | 0 | 0.45131 | 0 | 1.2156 | 12.7684 | 0 | 0 | 0.47371 | 0.91817 | 0 | 0.089015 | 0 | 0 | 15.9162 | 0 | 0 | 0 | 0 | 0 | 0 | 0 | 0 | 0 | 0 | 0 | 0 | 0
1 | 21 | 23 | 7 | 1.7931 | 0 | 2.4769 | 0 | 0 | 0 | 0 | 1.2883 | 0 | 0 | 3.6021 | 0 | 9.1605 | 0 | 0 | 0 | 0 | 0 | 0 | 0 | 0 | 0 | 0 | 0 | 0 | 0 | 0.45131 | 0 | 1.1038 | 12.9848 | 0 | 0 | 0.31621 | 0.92675 | 0 | 0.0011576 | 0 | 0 | 15.7841 | 0 | 0 | 0 | 0 | 0 | 0 | 0 | 0 | 0 | 0 | 0 | 0 | 0
1 | 21 | 24 | 7 | 1.7931 | 0 | 2.4769 | 0 | 0 | 0 | 0 | 0.99831 | 0 | 0 | 0.63464 | 0 | 5.903 | 0 | 0 | 0 | 0 | 0 | 0 | 0 | 0 | 0 | 0 | 0 | 0 | 0 | 0.45131 | 0 | 0.88038 | 11.0197 | 0 | 0 | 0.053706 | 0.94559 | 0 | 0.0009895 | 0 | 0 | 13.3516 | 0 | 0 | 0 | 0 | 0 | 0 | 0 | 0 | 0 | 0 | 0 | 0 | 0
1 | 22 | 1 | 1 | 1.7931 | 0 | 2.4769 | 0 | 0 | 0 | 0 | 1.1175 | 0 | 0 | 0.63469 | 0 | 6.0222 | 0 | 0 | 0 | 0 | 0 | 0 | 0 | 0 | 0 | 0 | 0 | 0 | 0 | 0.45131 | 0 | 0.54519 | 12.5648 | 0 | 0 | 0.053706 | 0.96859 | 0 | 0.015212 | 0 | 0 | 14.5988 | 0 | 0 | 0 | 0 | 0 | 0 | 0 | 0 | 0 | 0 | 0 | 0 | 0
1 | 22 | 2 | 1 | 1.7931 | 0 | 2.4769 | 0 | 0 | 0 | 0 | 1.084 | 0 | 0 | 0.63474 | 0 | 5.9888 | 0 | 0 | 0 | 0 | 0 | 0 | 0 | 0 | 0 | 0 | 0 | 0 | 0 | 0.45131 | 0 | 0.32173 | 12.0298 | 0 | 0 | 0.053706 | 0.96375 | 0 | 0.042204 | 0 | 0 | 13.8625 | 0 | 0 | 0 | 0 | 0 | 0 | 0 | 0 | 0 | 0 | 0 | 0 | 0
1 | 22 | 3 | 1 | 1.7931 | 0 | 2.4769 | 0 | 0 | 0 | 0 | 1.1796 | 0 | 0 | 0.6347 | 0 | 6.0843 | 0 | 0 | 0 | 0 | 0 | 0 | 0 | 0 | 0 | 0 | 0 | 0 | 0 | 0.45131 | 0 | 0.32173 | 13.1139 | 0 | 0 | 0.053706 | 0.98928 | 0 | 0.16123 | 0 | 0 | 15.0912 | 0 | 0 | 0 | 0 | 0 | 0 | 0 | 0 | 0 | 0 | 0 | 0 | 0
1 | 22 | 4 | 1 | 1.7931 | 0 | 2.4769 | 0 | 0 | 0 | 0 | 1.1669 | 0 | 0 | 0.63476 | 0 | 6.0717 | 0 | 0 | 0 | 0 | 0 | 0 | 0 | 0 | 0 | 0 | 0 | 0 | 0 | 0.45131 | 0 | 0.32173 | 13.0118 | 0 | 0 | 0.053706 | 0.97983 | 0 | 0.11068 | 0 | 0 | 14.929 | 0 | 0 | 0 | 0 | 0 | 0 | 0 | 0 | 0 | 0 | 0 | 0 | 0
1 | 22 | 5 | 1 | 1.7931 | 0 | 2.4769 | 0 | 0 | 0 | 0 | 1.1593 | 0 | 0 | 0.63474 | 0 | 6.0641 | 0 | 0 | 0 | 0 | 0 | 0 | 0 | 0 | 0 | 0 | 0 | 0 | 0 | 0.45131 | 0 | 0.32173 | 12.669 | 0 | 0 | 0.053706 | 0.98322 | 0 | 0.25524 | 0 | 0 | 14.7342 | 0 | 0 | 0 | 0 | 0 | 0 | 0 | 0 | 0 | 0 | 0 | 0 | 0
1 | 22 | 6 | 1 | 1.7931 | 0 | 2.4769 | 0 | 0 | 0 | 0 | 1.2205 | 0 | 0 | 0.63472 | 0 | 6.1253 | 0 | 0 | 0 | 0 | 0 | 0 | 0 | 0 | 0 | 0 | 0 | 0 | 0 | 0.45131 | 0 | 0.32173 | 13.3397 | 0 | 0 | 0.053706 | 0.99689 | 0 | 0.30686 | 0 | 0 | 15.4702 | 0 | 0 | 0 | 0 | 0 | 0 | 0 | 0 | 0 | 0 | 0 | 0 | 0
1 | 22 | 7 | 1 | 1.7931 | 0 | 2.4769 | 0 | 0 | 0 | 0 | 1.2701 | 0 | 0 | 3.5993 | 0 | 9.1394 | 0 | 0 | 0 | 0 | 0 | 0 | 0 | 0 | 0 | 0 | 0 | 0 | 0 | 0.45131 | 0 | 0.54519 | 13.833 | 0 | 0 | 0.31621 | 1.0042 | 0 | 0.56874 | 0 | 0 | 16.7187 | 0 | 0 | 0 | 0 | 0 | 0 | 0 | 0 | 0 | 0 | 0 | 0 | 0
1 | 22 | 8 | 1 | 1.7931 | 0 | 2.4769 | 0 | 0 | 0 | 0 | 1.4382 | 0 | 0 | 5.9709 | 0 | 11.6791 | 0 | 0 | 0 | 0 | 0 | 0 | 0 | 0 | 0 | 0 | 0 | 0 | 0 | 0.45131 | 0 | 0.71279 | 15.1929 | 0 | 0 | 0.52621 | 0.9978 | 0 | 0.42134 | 0 | 0 | 18.3023 | 0 | 0 | 0 | 0 | 0 | 0 | 0 | 0 | 0 | 0 | 0 | 0 | 0
1 | 22 | 9 | 1 | 1.7931 | 0 | 13.6089 | 0 | 0 | 0 | 0 | 1.3893 | 0 | 0 | 3.959 | 0 | 20.7503 | 0 | 0 | 0 | 0 | 0 | 0 | 0 | 0 | 0 | 0 | 0 | 0 | 0 | 0.45131 | 0 | 0.71279 | 14.4976 | 0 | 0 | 0.42121 | 0.98332 | 0 | 0.27757 | 0 | 0 | 17.3438 | 0 | 0 | 0 | 0 | 0 | 0 | 0 | 0 | 0 | 0 | 0 | 0 | 0
1 | 22 | 10 | 1 | 1.7931 | 0 | 13.6089 | 0 | 0 | 0 | 0 | 1.3546 | 0 | 0 | 4.4156 | 0 | 21.1722 | 0 | 0 | 0 | 0 | 0 | 0 | 0 | 0 | 0 | 0 | 0 | 0 | 0 | 0.45131 | 0 | 0.71279 | 14.0045 | 0 | 0 | 0.31621 | 0.97394 | 0 | 0.14126 | 0 | 0 | 16.6 | 0 | 0 | 0 | 0 | 0 | 0 | 0 | 0 | 0 | 0 | 0 | 0 | 0
1 | 22 | 11 | 1 | 1.7931 | 0 | 13.6089 | 0 | 0 | 0 | 0 | 1.2954 | 0 | 0 | 3.5993 | 0 | 20.2967 | 0 | 0 | 0 | 0 | 0 | 0 | 0 | 0 | 0 | 0 | 0 | 0 | 0 | 0.45131 | 0 | 0.71279 | 13.419 | 0 | 0 | 0.31621 | 0.96575 | 0 | 0.048104 | 0 | 0 | 15.9132 | 0 | 0 | 0 | 0 | 0 | 0 | 0 | 0 | 0 | 0 | 0 | 0 | 0
1 | 22 | 12 | 1 | 1.7931 | 0 | 13.6089 | 0 | 0 | 0 | 0 | 1.2087 | 0 | 0 | 3.959 | 0 | 20.5697 | 0 | 0 | 0 | 0 | 0 | 0 | 0 | 0 | 0 | 0 | 0 | 0 | 0 | 0.45131 | 0 | 0.54519 | 12.7178 | 0 | 0 | 0.36871 | 0.9568 | 0 | 0.0011593 | 0 | 0 | 15.0409 | 0 | 0 | 0 | 0 | 0 | 0 | 0 | 0 | 0 | 0 | 0 | 0 | 0
1 | 22 | 13 | 1 | 1.7931 | 0 | 8.6613 | 0 | 0 | 0 | 0 | 1.1733 | 0 | 0 | 3.959 | 0 | 15.5867 | 0 | 0 | 0 | 0 | 0 | 0 | 0 | 0 | 0 | 0 | 0 | 0 | 0 | 0.45131 | 0 | 0.54519 | 12.4233 | 0 | 0 | 0.42121 | 0.95576 | 0 | 0.0011084 | 0 | 0 | 14.7979 | 0 | 0 | 0 | 0 | 0 | 0 | 0 | 0 | 0 | 0 | 0 | 0 | 0
1 | 22 | 14 | 1 | 1.7931 | 0 | 13.6089 | 0 | 0 | 0 | 0 | 1.0802 | 0 | 0 | 3.959 | 0 | 20.4412 | 0 | 0 | 0 | 0 | 0 | 0 | 0 | 0 | 0 | 0 | 0 | 0 | 0 | 0.45131 | 0 | 0.54519 | 11.8466 | 0 | 0 | 0.36871 | 0.95579 | 0 | 0.0010148 | 0 | 0 | 14.1686 | 0 | 0 | 0 | 0 | 0 | 0 | 0 | 0 | 0 | 0 | 0 | 0 | 0
1 | 22 | 15 | 1 | 1.7931 | 0 | 13.6089 | 0 | 0 | 0 | 0 | 0.95065 | 0 | 0 | 3.959 | 0 | 20.3116 | 0 | 0 | 0 | 0 | 0 | 0 | 0 | 0 | 0 | 0 | 0 | 0 | 0 | 0.45131 | 0 | 0.54519 | 10.6022 | 0 | 0 | 0.36871 | 0.94017 | 0 | 0.00088943 | 0 | 0 | 12.9085 | 0 | 0 | 0 | 0 | 0 | 0 | 0 | 0 | 0 | 0 | 0 | 0 | 0
1 | 22 | 16 | 1 | 1.7931 | 0 | 13.6089 | 0 | 0 | 0 | 0 | 1.0422 | 0 | 0 | 5.0772 | 0 | 21.5215 | 0 | 0 | 0 | 0 | 0 | 0 | 0 | 0 | 0 | 0 | 0 | 0 | 0 | 0.45131 | 0 | 0.54519 | 11.4159 | 0 | 0 | 0.31621 | 0.95066 | 0 | 0.000949 | 0 | 0 | 13.6803 | 0 | 0 | 0 | 0 | 0 | 0 | 0 | 0 | 0 | 0 | 0 | 0 | 0
1 | 22 | 17 | 1 | 1.7931 | 0 | 13.6089 | 0 | 0 | 0 | 0 | 1.1402 | 0 | 0 | 3.5993 | 0 | 20.1416 | 0 | 0 | 0 | 0 | 0 | 0 | 0 | 0 | 0 | 0 | 0 | 0 | 0 | 0.45131 | 0 | 0.54519 | 12.3056 | 0 | 0 | 0.31621 | 0.95482 | 0 | 0.0010308 | 0 | 0 | 14.5742 | 0 | 0 | 0 | 0 | 0 | 0 | 0 | 0 | 0 | 0 | 0 | 0 | 0
1 | 22 | 18 | 1 | 1.7931 | 0 | 13.6089 | 0 | 0 | 0 | 0 | 1.217 | 0 | 0 | 5.9709 | 0 | 22.5899 | 0 | 0 | 0 | 0 | 0 | 0 | 0 | 0 | 0 | 0 | 0 | 0 | 0 | 0.45131 | 0 | 0.54519 | 13.0369 | 0 | 0 | 0.52621 | 0.95707 | 0 | 0.0010969 | 0 | 0 | 15.5178 | 0 | 0 | 0 | 0 | 0 | 0 | 0 | 0 | 0 | 0 | 0 | 0 | 0
1 | 22 | 19 | 1 | 1.7931 | 0 | 9.8982 | 0 | 0 | 0 | 0 | 1.2904 | 0 | 0 | 5.9709 | 0 | 18.9526 | 0 | 0 | 0 | 0 | 0 | 0 | 0 | 0 | 0 | 0 | 0 | 0 | 0 | 0.45131 | 0 | 0.54519 | 13.7694 | 0 | 0 | 0.52621 | 0.96567 | 0 | 0.042496 | 0 | 0 | 16.3003 | 0 | 0 | 0 | 0 | 0 | 0 | 0 | 0 | 0 | 0 | 0 | 0 | 0
1 | 22 | 20 | 1 | 1.7931 | 0 | 2.4769 | 0 | 0 | 0 | 0 | 1.3572 | 0 | 0 | 3.959 | 0 | 9.5862 | 0 | 0 | 0 | 0 | 0 | 0 | 0 | 0 | 0 | 0 | 0 | 0 | 0 | 0.45131 | 0 | 0.88038 | 14.3271 | 0 | 0 | 0.42121 | 0.95969 | 0 | 0.047586 | 0 | 0 | 17.0873 | 0 | 0 | 0 | 0 | 0 | 0 | 0 | 0 | 0 | 0 | 0 | 0 | 0
1 | 22 | 21 | 1 | 1.7931 | 0 | 2.4769 | 0 | 0 | 0 | 0 | 1.3602 | 0 | 0 | 3.959 | 0 | 9.5892 | 0 | 0 | 0 | 0 | 0 | 0 | 0 | 0 | 0 | 0 | 0 | 0 | 0 | 0.45131 | 0 | 1.1038 | 14.3762 | 0 | 0 | 0.36871 | 0.94982 | 0 | 0.018649 | 0 | 0 | 17.2686 | 0 | 0 | 0 | 0 | 0 | 0 | 0 | 0 | 0 | 0 | 0 | 0 | 0
1 | 22 | 22 | 1 | 1.7931 | 0 | 2.4769 | 0 | 0 | 0 | 0 | 1.356 | 0 | 0 | 6.4121 | 0 | 12.0381 | 0 | 0 | 0 | 0 | 0 | 0 | 0 | 0 | 0 | 0 | 0 | 0 | 0 | 0.45131 | 0 | 1.2156 | 14.2131 | 0 | 0 | 0.47371 | 0.94613 | 0 | 0.02752 | 0 | 0 | 17.3273 | 0 | 0 | 0 | 0 | 0 | 0 | 0 | 0 | 0 | 0 | 0 | 0 | 0
1 | 22 | 23 | 1 | 1.7931 | 0 | 2.4769 | 0 | 0 | 0 | 0 | 1.3676 | 0 | 0 | 3.6023 | 0 | 9.2399 | 0 | 0 | 0 | 0 | 0 | 0 | 0 | 0 | 0 | 0 | 0 | 0 | 0 | 0.45131 | 0 | 1.1038 | 14.3938 | 0 | 0 | 0.31621 | 0.95162 | 0 | 0.040195 | 0 | 0 | 17.257 | 0 | 0 | 0 | 0 | 0 | 0 | 0 | 0 | 0 | 0 | 0 | 0 | 0
1 | 22 | 24 | 1 | 1.7931 | 0 | 2.4769 | 0 | 0 | 0 | 0 | 1.0983 | 0 | 0 | 0.63473 | 0 | 6.0031 | 0 | 0 | 0 | 0 | 0 | 0 | 0 | 0 | 0 | 0 | 0 | 0 | 0 | 0.45131 | 0 | 0.88038 | 12.3695 | 0 | 0 | 0.053706 | 0.95194 | 0 | 0.029473 | 0 | 0 | 14.7363 | 0 | 0 | 0 | 0 | 0 | 0 | 0 | 0 | 0 | 0 | 0 | 0 | 0
1 | 23 | 1 | 2 | 1.7931 | 0 | 2.4769 | 0 | 0 | 0 | 0 | 1.128 | 0 | 0 | 0.63474 | 0 | 6.0327 | 0 | 0 | 0 | 0 | 0 | 0 | 0 | 0 | 0 | 0 | 0 | 0 | 0 | 0.45131 | 0 | 0.54519 | 13.0085 | 0 | 0 | 0.053706 | 0.96332 | 0 | 0.048677 | 0 | 0 | 15.0707 | 0 | 0 | 0 | 0 | 0 | 0 | 0 | 0 | 0 | 0 | 0 | 0 | 0
1 | 23 | 2 | 2 | 1.7931 | 0 | 2.4769 | 0 | 0 | 0 | 0 | 1.139 | 0 | 0 | 0.63477 | 0 | 6.0438 | 0 | 0 | 0 | 0 | 0 | 0 | 0 | 0 | 0 | 0 | 0 | 0 | 0 | 0.45131 | 0 | 0.32173 | 13.2197 | 0 | 0 | 0.053706 | 0.96527 | 0 | 0.056409 | 0 | 0 | 15.0682 | 0 | 0 | 0 | 0 | 0 | 0 | 0 | 0 | 0 | 0 | 0 | 0 | 0
1 | 23 | 3 | 2 | 1.7931 | 0 | 2.4769 | 0 | 0 | 0 | 0 | 1.095 | 0 | 0 | 0.63478 | 0 | 5.9998 | 0 | 0 | 0 | 0 | 0 | 0 | 0 | 0 | 0 | 0 | 0 | 0 | 0 | 0.45131 | 0 | 0.32173 | 12.7935 | 0 | 0 | 0.053706 | 0.9483 | 0 | 0.0017354 | 0 | 0 | 14.5703 | 0 | 0 | 0 | 0 | 0 | 0 | 0 | 0 | 0 | 0 | 0 | 0 | 0
1 | 23 | 4 | 2 | 1.7931 | 0 | 2.4769 | 0 | 0 | 0 | 0 | 1.166 | 0 | 0 | 0.63474 | 0 | 6.0708 | 0 | 0 | 0 | 0 | 0 | 0 | 0 | 0 | 0 | 0 | 0 | 0 | 0 | 0.45131 | 0 | 0.32173 | 13.3032 | 0 | 0 | 0.053706 | 0.97192 | 0 | 0.058313 | 0 | 0 | 15.1601 | 0 | 0 | 0 | 0 | 0 | 0 | 0 | 0 | 0 | 0 | 0 | 0 | 0
1 | 23 | 5 | 2 | 1.7931 | 0 | 2.4769 | 0 | 0 | 0 | 0 | 1.1954 | 0 | 0 | 0.63479 | 0 | 6.1002 | 0 | 0 | 0 | 0 | 0 | 0 | 0 | 0 | 0 | 0 | 0 | 0 | 0 | 0.45131 | 0 | 0.32173 | 13.8641 | 0 | 0 | 0.053706 | 0.9756 | 0 | 0.12015 | 0 | 0 | 15.7866 | 0 | 0 | 0 | 0 | 0 | 0 | 0 | 0 | 0 | 0 | 0 | 0 | 0
1 | 23 | 6 | 2 | 1.7931 | 0 | 2.4769 | 0 | 0 | 0 | 0 | 1.1828 | 0 | 0 | 0.63482 | 0 | 6.0877 | 0 | 0 | 0 | 0 | 0 | 0 | 0 | 0 | 0 | 0 | 0 | 0 | 0 | 0.45131 | 0 | 0.32173 | 13.8394 | 0 | 0 | 0.053706 | 0.96738 | 0 | 0.051954 | 0 | 0 | 15.6855 | 0 | 0 | 0 | 0 | 0 | 0 | 0 | 0 | 0 | 0 | 0 | 0 | 0
1 | 23 | 7 | 2 | 1.7931 | 0 | 2.4769 | 0 | 0 | 0 | 0 | 1.2477 | 0 | 0 | 3.5993 | 0 | 9.1171 | 0 | 0 | 0 | 0 | 0 | 0 | 0 | 0 | 0 | 0 | 0 | 0 | 0 | 0.45131 | 0 | 0.54519 | 14.61 | 0 | 0 | 0.31621 | 0.97252 | 0 | 0.052868 | 0 | 0 | 16.9482 | 0 | 0 | 0 | 0 | 0 | 0 | 0 | 0 | 0 | 0 | 0 | 0 | 0
1 | 23 | 8 | 2 | 1.7931 | 0 | 2.4769 | 0 | 0 | 0 | 0 | 1.4259 | 0 | 0 | 5.971 | 0 | 11.6669 | 0 | 0 | 0 | 0 | 0 | 0 | 0 | 0 | 0 | 0 | 0 | 0 | 0 | 0.45131 | 0 | 0.71279 | 16.1986 | 0 | 0 | 0.52621 | 0.96506 | 0 | 0.015215 | 0 | 0 | 18.8691 | 0 | 0 | 0 | 0 | 0 | 0 | 0 | 0 | 0 | 0 | 0 | 0 | 0
1 | 23 | 9 | 2 | 1.7931 | 0 | 13.6089 | 0 | 0 | 0 | 0 | 1.3708 | 0 | 0 | 3.959 | 0 | 20.7318 | 0 | 0 | 0 | 0 | 0 | 0 | 0 | 0 | 0 | 0 | 0 | 0 | 0 | 0.45131 | 0 | 0.71279 | 15.2365 | 0 | 0 | 0.42121 | 0.94696 | 0 | 0.0012257 | 0 | 0 | 17.7699 | 0 | 0 | 0 | 0 | 0 | 0 | 0 | 0 | 0 | 0 | 0 | 0 | 0
1 | 23 | 10 | 2 | 1.7931 | 0 | 13.6089 | 0 | 0 | 0 | 0 | 1.3488 | 0 | 0 | 4.4158 | 0 | 21.1666 | 0 | 0 | 0 | 0 | 0 | 0 | 0 | 0 | 0 | 0 | 0 | 0 | 0 | 0.45131 | 0 | 0.71279 | 14.6808 | 0 | 0 | 0.31621 | 0.94232 | 0 | 0.0011573 | 0 | 0 | 17.1046 | 0 | 0 | 0 | 0 | 0 | 0 | 0 | 0 | 0 | 0 | 0 | 0 | 0
1 | 23 | 11 | 2 | 1.7931 | 0 | 13.6089 | 0 | 0 | 0 | 0 | 1.2562 | 0 | 0 | 3.5994 | 0 | 20.2575 | 0 | 0 | 0 | 0 | 0 | 0 | 0 | 0 | 0 | 0 | 0 | 0 | 0 | 0.45131 | 0 | 0.71279 | 13.3817 | 0 | 0 | 0.31621 | 0.9271 | 0 | 0.001045 | 0 | 0 | 15.7902 | 0 | 0 | 0 | 0 | 0 | 0 | 0 | 0 | 0 | 0 | 0 | 0 | 0
1 | 23 | 12 | 2 | 1.7931 | 0 | 13.6089 | 0 | 0 | 0 | 0 | 1.2057 | 0 | 0 | 3.959 | 0 | 20.5667 | 0 | 0 | 0 | 0 | 0 | 0 | 0 | 0 | 0 | 0 | 0 | 0 | 0 | 0.45131 | 0 | 0.54519 | 12.921 | 0 | 0 | 0.36871 | 0.93834 | 0 | 0.0010014 | 0 | 0 | 15.2256 | 0 | 0 | 0 | 0 | 0 | 0 | 0 | 0 | 0 | 0 | 0 | 0 | 0
1 | 23 | 13 | 2 | 1.7931 | 0 | 8.6613 | 0 | 0 | 0 | 0 | 1.151 | 0 | 0 | 3.959 | 0 | 15.5645 | 0 | 0 | 0 | 0 | 0 | 0 | 0 | 0 | 0 | 0 | 0 | 0 | 0 | 0.45131 | 0 | 0.54519 | 12.1412 | 0 | 0 | 0.42121 | 0.92631 | 0 | 0.00094157 | 0 | 0 | 14.4862 | 0 | 0 | 0 | 0 | 0 | 0 | 0 | 0 | 0 | 0 | 0 | 0 | 0
1 | 23 | 14 | 2 | 1.7931 | 0 | 13.6089 | 0 | 0 | 0 | 0 | 1.1724 | 0 | 0 | 3.959 | 0 | 20.5335 | 0 | 0 | 0 | 0 | 0 | 0 | 0 | 0 | 0 | 0 | 0 | 0 | 0 | 0.45131 | 0 | 0.54519 | 12.2588 | 0 | 0 | 0.36871 | 0.9341 | 0 | 0.00095067 | 0 | 0 | 14.5591 | 0 | 0 | 0 | 0 | 0 | 0 | 0 | 0 | 0 | 0 | 0 | 0 | 0
1 | 23 | 15 | 2 | 1.7931 | 0 | 13.6089 | 0 | 0 | 0 | 0 | 1.0792 | 0 | 0 | 3.959 | 0 | 20.4402 | 0 | 0 | 0 | 0 | 0 | 0 | 0 | 0 | 0 | 0 | 0 | 0 | 0 | 0.45131 | 0 | 0.54519 | 11.3995 | 0 | 0 | 0.36871 | 0.93088 | 0 | 0.00088088 | 0 | 0 | 13.6965 | 0 | 0 | 0 | 0 | 0 | 0 | 0 | 0 | 0 | 0 | 0 | 0 | 0
1 | 23 | 16 | 2 | 1.7931 | 0 | 13.6089 | 0 | 0 | 0 | 0 | 1.1313 | 0 | 0 | 5.0775 | 0 | 21.6108 | 0 | 0 | 0 | 0 | 0 | 0 | 0 | 0 | 0 | 0 | 0 | 0 | 0 | 0.45131 | 0 | 0.54519 | 11.6781 | 0 | 0 | 0.31621 | 0.92855 | 0 | 0.00090963 | 0 | 0 | 13.9203 | 0 | 0 | 0 | 0 | 0 | 0 | 0 | 0 | 0 | 0 | 0 | 0 | 0
1 | 23 | 17 | 2 | 1.7931 | 0 | 13.6089 | 0 | 0 | 0 | 0 | 1.1696 | 0 | 0 | 3.5994 | 0 | 20.171 | 0 | 0 | 0 | 0 | 0 | 0 | 0 | 0 | 0 | 0 | 0 | 0 | 0 | 0.45131 | 0 | 0.54519 | 12.0236 | 0 | 0 | 0.31621 | 0.92971 | 0 | 0.0009388 | 0 | 0 | 14.267 | 0 | 0 | 0 | 0 | 0 | 0 | 0 | 0 | 0 | 0 | 0 | 0 | 0
1 | 23 | 18 | 2 | 1.7931 | 0 | 13.6089 | 0 | 0 | 0 | 0 | 1.1594 | 0 | 0 | 5.971 | 0 | 22.5324 | 0 | 0 | 0 | 0 | 0 | 0 | 0 | 0 | 0 | 0 | 0 | 0 | 0 | 0.45131 | 0 | 0.54519 | 11.9781 | 0 | 0 | 0.52621 | 0.92747 | 0 | 0.0009533 | 0 | 0 | 14.4292 | 0 | 0 | 0 | 0 | 0 | 0 | 0 | 0 | 0 | 0 | 0 | 0 | 0
1 | 23 | 19 | 2 | 1.7931 | 0 | 9.8982 | 0 | 0 | 0 | 0 | 1.1917 | 0 | 0 | 5.971 | 0 | 18.854 | 0 | 0 | 0 | 0 | 0 | 0 | 0 | 0 | 0 | 0 | 0 | 0 | 0 | 0.45131 | 0 | 0.54519 | 12.1789 | 0 | 0 | 0.52621 | 0.92749 | 0 | 0.00095246 | 0 | 0 | 14.63 | 0 | 0 | 0 | 0 | 0 | 0 | 0 | 0 | 0 | 0 | 0 | 0 | 0
1 | 23 | 20 | 2 | 1.7931 | 0 | 2.4769 | 0 | 0 | 0 | 0 | 1.2934 | 0 | 0 | 3.959 | 0 | 9.5225 | 0 | 0 | 0 | 0 | 0 | 0 | 0 | 0 | 0 | 0 | 0 | 0 | 0 | 0.45131 | 0 | 0.88038 | 12.9218 | 0 | 0 | 0.42121 | 0.92784 | 0 | 0.0010172 | 0 | 0 | 15.6035 | 0 | 0 | 0 | 0 | 0 | 0 | 0 | 0 | 0 | 0 | 0 | 0 | 0
1 | 23 | 21 | 2 | 1.7931 | 0 | 2.4769 | 0 | 0 | 0 | 0 | 1.2957 | 0 | 0 | 3.959 | 0 | 9.5248 | 0 | 0 | 0 | 0 | 0 | 0 | 0 | 0 | 0 | 0 | 0 | 0 | 0 | 0.45131 | 0 | 1.1038 | 13.1039 | 0 | 0 | 0.36871 | 0.92114 | 0 | 0.0010289 | 0 | 0 | 15.9499 | 0 | 0 | 0 | 0 | 0 | 0 | 0 | 0 | 0 | 0 | 0 | 0 | 0
1 | 23 | 22 | 2 | 1.7931 | 0 | 2.4769 | 0 | 0 | 0 | 0 | 1.3047 | 0 | 0 | 6.4121 | 0 | 11.9869 | 0 | 0 | 0 | 0 | 0 | 0 | 0 | 0 | 0 | 0 | 0 | 0 | 0 | 0.45131 | 0 | 1.2156 | 13.1625 | 0 | 0 | 0.47371 | 0.91974 | 0 | 0.064497 | 0 | 0 | 16.2873 | 0 | 0 | 0 | 0 | 0 | 0 | 0 | 0 | 0 | 0 | 0 | 0 | 0
1 | 23 | 23 | 2 | 1.7931 | 0 | 2.4769 | 0 | 0 | 0 | 0 | 1.2894 | 0 | 0 | 3.6026 | 0 | 9.162 | 0 | 0 | 0 | 0 | 0 | 0 | 0 | 0 | 0 | 0 | 0 | 0 | 0 | 0.45131 | 0 | 1.1038 | 13.0453 | 0 | 0 | 0.31621 | 0.91791 | 0 | 0.16463 | 0 | 0 | 15.9992 | 0 | 0 | 0 | 0 | 0 | 0 | 0 | 0 | 0 | 0 | 0 | 0 | 0
1 | 23 | 24 | 2 | 1.7931 | 0 | 2.4769 | 0 | 0 | 0 | 0 | 0.98277 | 0 | 0 | 0.63482 | 0 | 5.8876 | 0 | 0 | 0 | 0 | 0 | 0 | 0 | 0 | 0 | 0 | 0 | 0 | 0 | 0.45131 | 0 | 0.88038 | 11.0244 | 0 | 0 | 0.053706 | 0.92343 | 0 | 0.29072 | 0 | 0 | 13.6239 | 0 | 0 | 0 | 0 | 0 | 0 | 0 | 0 | 0 | 0 | 0 | 0 | 0
1 | 24 | 1 | 3 | 1.7931 | 0 | 2.4769 | 0 | 0 | 0 | 0 | 1.0435 | 0 | 0 | 0.63484 | 0 | 5.9484 | 0 | 0 | 0 | 0 | 0 | 0 | 0 | 0 | 0 | 0 | 0 | 0 | 0 | 0.45131 | 0 | 0.54519 | 11.9911 | 0 | 0 | 0.053706 | 0.92866 | 0 | 0.38243 | 0 | 0 | 14.3524 | 0 | 0 | 0 | 0 | 0 | 0 | 0 | 0 | 0 | 0 | 0 | 0 | 0
1 | 24 | 2 | 3 | 1.7931 | 0 | 2.4769 | 0 | 0 | 0 | 0 | 1.0901 | 0 | 0 | 0.63486 | 0 | 5.995 | 0 | 0 | 0 | 0 | 0 | 0 | 0 | 0 | 0 | 0 | 0 | 0 | 0 | 0.45131 | 0 | 0.32173 | 12.6033 | 0 | 0 | 0.053706 | 0.94089 | 0 | 0.40125 | 0 | 0 | 14.7722 | 0 | 0 | 0 | 0 | 0 | 0 | 0 | 0 | 0 | 0 | 0 | 0 | 0
1 | 24 | 3 | 3 | 1.7931 | 0 | 2.4769 | 0 | 0 | 0 | 0 | 1.0909 | 0 | 0 | 0.6349 | 0 | 5.9958 | 0 | 0 | 0 | 0 | 0 | 0 | 0 | 0 | 0 | 0 | 0 | 0 | 0 | 0.45131 | 0 | 0.32173 | 12.5506 | 0 | 0 | 0.053706 | 0.9379 | 0 | 0.41833 | 0 | 0 | 14.7336 | 0 | 0 | 0 | 0 | 0 | 0 | 0 | 0 | 0 | 0 | 0 | 0 | 0
1 | 24 | 4 | 3 | 1.7931 | 0 | 2.4769 | 0 | 0 | 0 | 0 | 1.1022 | 0 | 0 | 0.6349 | 0 | 6.0071 | 0 | 0 | 0 | 0 | 0 | 0 | 0 | 0 | 0 | 0 | 0 | 0 | 0 | 0.45131 | 0 | 0.32173 | 12.6555 | 0 | 0 | 0.053706 | 0.93984 | 0 | 0.33186 | 0 | 0 | 14.7539 | 0 | 0 | 0 | 0 | 0 | 0 | 0 | 0 | 0 | 0 | 0 | 0 | 0
1 | 24 | 5 | 3 | 1.7931 | 0 | 2.4769 | 0 | 0 | 0 | 0 | 1.0941 | 0 | 0 | 0.6349 | 0 | 5.999 | 0 | 0 | 0 | 0 | 0 | 0 | 0 | 0 | 0 | 0 | 0 | 0 | 0 | 0.45131 | 0 | 0.32173 | 12.5541 | 0 | 0 | 0.053706 | 0.93611 | 0 | 0.32942 | 0 | 0 | 14.6464 | 0 | 0 | 0 | 0 | 0 | 0 | 0 | 0 | 0 | 0 | 0 | 0 | 0
1 | 24 | 6 | 3 | 1.7931 | 0 | 2.4769 | 0 | 0 | 0 | 0 | 1.1077 | 0 | 0 | 0.63489 | 0 | 6.0126 | 0 | 0 | 0 | 0 | 0 | 0 | 0 | 0 | 0 | 0 | 0 | 0 | 0 | 0.45131 | 0 | 0.32173 | 12.6946 | 0 | 0 | 0.053706 | 0.93929 | 0 | 0.3331 | 0 | 0 | 14.7937 | 0 | 0 | 0 | 0 | 0 | 0 | 0 | 0 | 0 | 0 | 0 | 0 | 0
1 | 24 | 7 | 3 | 1.7931 | 0 | 2.4769 | 0 | 0 | 0 | 0 | 1.1038 | 0 | 0 | 3.5994 | 0 | 8.9732 | 0 | 0 | 0 | 0 | 0 | 0 | 0 | 0 | 0 | 0 | 0 | 0 | 0 | 0.45131 | 0 | 0.54519 | 12.6783 | 0 | 0 | 0.31621 | 0.93051 | 0 | 0.41115 | 0 | 0 | 15.3326 | 0 | 0 | 0 | 0 | 0 | 0 | 0 | 0 | 0 | 0 | 0 | 0 | 0
1 | 24 | 8 | 3 | 1.7931 | 0 | 2.4769 | 0 | 0 | 0 | 0 | 1.3899 | 0 | 0 | 5.971 | 0 | 11.6309 | 0 | 0 | 0 | 0 | 0 | 0 | 0 | 0 | 0 | 0 | 0 | 0 | 0 | 0.45131 | 0 | 0.71279 | 14.8019 | 0 | 0 | 0.52621 | 0.93771 | 0 | 0.40276 | 0 | 0 | 17.8326 | 0 | 0 | 0 | 0 | 0 | 0 | 0 | 0 | 0 | 0 | 0 | 0 | 0
1 | 24 | 9 | 3 | 1.7931 | 0 | 13.6089 | 0 | 0 | 0 | 0 | 1.2704 | 0 | 0 | 3.959 | 0 | 20.6314 | 0 | 0 | 0 | 0 | 0 | 0 | 0 | 0 | 0 | 0 | 0 | 0 | 0 | 0.45131 | 0 | 0.71279 | 13.0345 | 0 | 0 | 0.42121 | 0.9206 | 0 | 0.081081 | 0 | 0 | 15.6215 | 0 | 0 | 0 | 0 | 0 | 0 | 0 | 0 | 0 | 0 | 0 | 0 | 0
1 | 24 | 10 | 3 | 1.7931 | 0 | 13.6089 | 0 | 0 | 0 | 0 | 1.1887 | 0 | 0 | 4.4158 | 0 | 21.0065 | 0 | 0 | 0 | 0 | 0 | 0 | 0 | 0 | 0 | 0 | 0 | 0 | 0 | 0.45131 | 0 | 0.71279 | 11.8964 | 0 | 0 | 0.31621 | 0.9159 | 0 | 0.0009395 | 0 | 0 | 14.2935 | 0 | 0 | 0 | 0 | 0 | 0 | 0 | 0 | 0 | 0 | 0 | 0 | 0
1 | 24 | 11 | 3 | 1.7931 | 0 | 13.6089 | 0 | 0 | 0 | 0 | 1.1231 | 0 | 0 | 3.5994 | 0 | 20.1244 | 0 | 0 | 0 | 0 | 0 | 0 | 0 | 0 | 0 | 0 | 0 | 0 | 0 | 0.45131 | 0 | 0.71279 | 11.0843 | 0 | 0 | 0.31621 | 0.9159 | 0 | 0.00088331 | 0 | 0 | 13.4814 | 0 | 0 | 0 | 0 | 0 | 0 | 0 | 0 | 0 | 0 | 0 | 0 | 0
1 | 24 | 12 | 3 | 1.7931 | 0 | 13.6089 | 0 | 0 | 0 | 0 | 1.0235 | 0 | 0 | 3.959 | 0 | 20.3846 | 0 | 0 | 0 | 0 | 0 | 0 | 0 | 0 | 0 | 0 | 0 | 0 | 0 | 0.45131 | 0 | 0.54519 | 10.2544 | 0 | 0 | 0.36871 | 0.91147 | 0 | 0.00081191 | 0 | 0 | 12.5319 | 0 | 0 | 0 | 0 | 0 | 0 | 0 | 0 | 0 | 0 | 0 | 0 | 0
1 | 24 | 13 | 3 | 1.7931 | 0 | 8.6613 | 0 | 0 | 0 | 0 | 1.0978 | 0 | 0 | 3.959 | 0 | 15.5113 | 0 | 0 | 0 | 0 | 0 | 0 | 0 | 0 | 0 | 0 | 0 | 0 | 0 | 0.45131 | 0 | 0.54519 | 10.7283 | 0 | 0 | 0.42121 | 0.91655 | 0 | 0.00085587 | 0 | 0 | 13.0634 | 0 | 0 | 0 | 0 | 0 | 0 | 0 | 0 | 0 | 0 | 0 | 0 | 0
1 | 24 | 14 | 3 | 1.7931 | 0 | 13.6089 | 0 | 0 | 0 | 0 | 1.0619 | 0 | 0 | 3.959 | 0 | 20.4229 | 0 | 0 | 0 | 0 | 0 | 0 | 0 | 0 | 0 | 0 | 0 | 0 | 0 | 0.45131 | 0 | 0.54519 | 10.4842 | 0 | 0 | 0.36871 | 0.91283 | 0 | 0.00083382 | 0 | 0 | 12.7631 | 0 | 0 | 0 | 0 | 0 | 0 | 0 | 0 | 0 | 0 | 0 | 0 | 0
1 | 24 | 15 | 3 | 1.7931 | 0 | 13.6089 | 0 | 0 | 0 | 0 | 1.1094 | 0 | 0 | 3.959 | 0 | 20.4704 | 0 | 0 | 0 | 0 | 0 | 0 | 0 | 0 | 0 | 0 | 0 | 0 | 0 | 0.45131 | 0 | 0.54519 | 10.9073 | 0 | 0 | 0.36871 | 0.92262 | 0 | 0.00086843 | 0 | 0 | 13.196 | 0 | 0 | 0 | 0 | 0 | 0 | 0 | 0 | 0 | 0 | 0 | 0 | 0
1 | 24 | 16 | 3 | 1.7931 | 0 | 13.6089 | 0 | 0 | 0 | 0 | 1.0813 | 0 | 0 | 5.0775 | 0 | 21.5609 | 0 | 0 | 0 | 0 | 0 | 0 | 0 | 0 | 0 | 0 | 0 | 0 | 0 | 0.45131 | 0 | 0.54519 | 10.6782 | 0 | 0 | 0.31621 | 0.91651 | 0 | 0.00084912 | 0 | 0 | 12.9083 | 0 | 0 | 0 | 0 | 0 | 0 | 0 | 0 | 0 | 0 | 0 | 0 | 0
1 | 24 | 17 | 3 | 1.7931 | 0 | 13.6089 | 0 | 0 | 0 | 0 | 1.0912 | 0 | 0 | 3.5994 | 0 | 20.0926 | 0 | 0 | 0 | 0 | 0 | 0 | 0 | 0 | 0 | 0 | 0 | 0 | 0 | 0.45131 | 0 | 0.54519 | 10.7554 | 0 | 0 | 0.31621 | 0.91887 | 0 | 0.00085593 | 0 | 0 | 12.9878 | 0 | 0 | 0 | 0 | 0 | 0 | 0 | 0 | 0 | 0 | 0 | 0 | 0
1 | 24 | 18 | 3 | 1.7931 | 0 | 13.6089 | 0 | 0 | 0 | 0 | 1.1111 | 0 | 0 | 5.971 | 0 | 22.4841 | 0 | 0 | 0 | 0 | 0 | 0 | 0 | 0 | 0 | 0 | 0 | 0 | 0 | 0.45131 | 0 | 0.54519 | 11.2574 | 0 | 0 | 0.52621 | 0.92555 | 0 | 0.00088434 | 0 | 0 | 13.7066 | 0 | 0 | 0 | 0 | 0 | 0 | 0 | 0 | 0 | 0 | 0 | 0 | 0
1 | 24 | 19 | 3 | 1.7931 | 0 | 9.8982 | 0 | 0 | 0 | 0 | 1.1604 | 0 | 0 | 5.971 | 0 | 18.8227 | 0 | 0 | 0 | 0 | 0 | 0 | 0 | 0 | 0 | 0 | 0 | 0 | 0 | 0.45131 | 0 | 0.54519 | 11.8881 | 0 | 0 | 0.52621 | 0.92973 | 0 | 0.00092844 | 0 | 0 | 14.3415 | 0 | 0 | 0 | 0 | 0 | 0 | 0 | 0 | 0 | 0 | 0 | 0 | 0
1 | 24 | 20 | 3 | 1.7931 | 0 | 2.4769 | 0 | 0 | 0 | 0 | 1.2183 | 0 | 0 | 3.959 | 0 | 9.4474 | 0 | 0 | 0 | 0 | 0 | 0 | 0 | 0 | 0 | 0 | 0 | 0 | 0 | 0.45131 | 0 | 0.88038 | 12.4692 | 0 | 0 | 0.42121 | 0.92024 | 0 | 0.0009771 | 0 | 0 | 15.1433 | 0 | 0 | 0 | 0 | 0 | 0 | 0 | 0 | 0 | 0 | 0 | 0 | 0
1 | 24 | 21 | 3 | 1.7931 | 0 | 2.4769 | 0 | 0 | 0 | 0 | 1.2536 | 0 | 0 | 3.959 | 0 | 9.4826 | 0 | 0 | 0 | 0 | 0 | 0 | 0 | 0 | 0 | 0 | 0 | 0 | 0 | 0.45131 | 0 | 1.1038 | 12.8208 | 0 | 0 | 0.36871 | 0.92025 | 0 | 0.0010052 | 0 | 0 | 15.6659 | 0 | 0 | 0 | 0 | 0 | 0 | 0 | 0 | 0 | 0 | 0 | 0 | 0
1 | 24 | 22 | 3 | 1.7931 | 0 | 2.4769 | 0 | 0 | 0 | 0 | 1.2752 | 0 | 0 | 6.4121 | 0 | 11.9574 | 0 | 0 | 0 | 0 | 0 | 0 | 0 | 0 | 0 | 0 | 0 | 0 | 0 | 0.45131 | 0 | 1.2156 | 13.2037 | 0 | 0 | 0.47371 | 0.9225 | 0 | 0.0010359 | 0 | 0 | 16.2678 | 0 | 0 | 0 | 0 | 0 | 0 | 0 | 0 | 0 | 0 | 0 | 0 | 0
1 | 24 | 23 | 3 | 1.7931 | 0 | 2.4769 | 0 | 0 | 0 | 0 | 1.2929 | 0 | 0 | 3.6026 | 0 | 9.1655 | 0 | 0 | 0 | 0 | 0 | 0 | 0 | 0 | 0 | 0 | 0 | 0 | 0 | 0.45131 | 0 | 1.1038 | 13.6301 | 0 | 0 | 0.31621 | 0.92992 | 0 | 0.0010773 | 0 | 0 | 16.4325 | 0 | 0 | 0 | 0 | 0 | 0 | 0 | 0 | 0 | 0 | 0 | 0 | 0
1 | 24 | 24 | 3 | 1.7931 | 0 | 2.4769 | 0 | 0 | 0 | 0 | 0.96911 | 0 | 0 | 0.63484 | 0 | 5.874 | 0 | 0 | 0 | 0 | 0 | 0 | 0 | 0 | 0 | 0 | 0 | 0 | 0 | 0.45131 | 0 | 0.88038 | 11.4195 | 0 | 0 | 0.053706 | 0.93634 | 0 | 0.00089229 | 0 | 0 | 13.7421 | 0 | 0 | 0 | 0 | 0 | 0 | 0 | 0 | 0 | 0 | 0 | 0 | 0
1 | 25 | 1 | 4 | 1.7931 | 0 | 2.4769 | 0 | 0 | 0 | 0 | 1.1307 | 0 | 0 | 0.63484 | 0 | 6.0356 | 0 | 0 | 0 | 0 | 0 | 0 | 0 | 0 | 0 | 0 | 0 | 0 | 0 | 0.45131 | 0 | 0.54519 | 13.5744 | 0 | 0 | 0.053706 | 0.96886 | 0 | 0.031587 | 0 | 0 | 15.625 | 0 | 0 | 0 | 0 | 0 | 0 | 0 | 0 | 0 | 0 | 0 | 0 | 0
1 | 25 | 2 | 4 | 1.7931 | 0 | 2.4769 | 0 | 0 | 0 | 0 | 1.1288 | 0 | 0 | 0.63492 | 0 | 6.0337 | 0 | 0 | 0 | 0 | 0 | 0 | 0 | 0 | 0 | 0 | 0 | 0 | 0 | 0.45131 | 0 | 0.32173 | 13.643 | 0 | 0 | 0.053706 | 0.96826 | 0 | 0.036632 | 0 | 0 | 15.4746 | 0 | 0 | 0 | 0 | 0 | 0 | 0 | 0 | 0 | 0 | 0 | 0 | 0
1 | 25 | 3 | 4 | 1.7931 | 0 | 2.4769 | 0 | 0 | 0 | 0 | 1.1481 | 0 | 0 | 0.63491 | 0 | 6.053 | 0 | 0 | 0 | 0 | 0 | 0 | 0 | 0 | 0 | 0 | 0 | 0 | 0 | 0.45131 | 0 | 0.32173 | 13.8309 | 0 | 0 | 0.053706 | 0.97276 | 0 | 0.056744 | 0 | 0 | 15.6871 | 0 | 0 | 0 | 0 | 0 | 0 | 0 | 0 | 0 | 0 | 0 | 0 | 0
1 | 25 | 4 | 4 | 1.7931 | 0 | 2.4769 | 0 | 0 | 0 | 0 | 1.1472 | 0 | 0 | 0.63491 | 0 | 6.0522 | 0 | 0 | 0 | 0 | 0 | 0 | 0 | 0 | 0 | 0 | 0 | 0 | 0 | 0.45131 | 0 | 0.32173 | 13.7488 | 0 | 0 | 0.053706 | 0.97489 | 0 | 0.069196 | 0 | 0 | 15.6196 | 0 | 0 | 0 | 0 | 0 | 0 | 0 | 0 | 0 | 0 | 0 | 0 | 0
1 | 25 | 5 | 4 | 1.7931 | 0 | 2.4769 | 0 | 0 | 0 | 0 | 1.162 | 0 | 0 | 0.63489 | 0 | 6.0669 | 0 | 0 | 0 | 0 | 0 | 0 | 0 | 0 | 0 | 0 | 0 | 0 | 0 | 0.45131 | 0 | 0.32173 | 13.8651 | 0 | 0 | 0.053706 | 0.97932 | 0 | 0.088233 | 0 | 0 | 15.7594 | 0 | 0 | 0 | 0 | 0 | 0 | 0 | 0 | 0 | 0 | 0 | 0 | 0
1 | 25 | 6 | 4 | 1.7931 | 0 | 2.4769 | 0 | 0 | 0 | 0 | 1.1677 | 0 | 0 | 0.63489 | 0 | 6.0726 | 0 | 0 | 0 | 0 | 0 | 0 | 0 | 0 | 0 | 0 | 0 | 0 | 0 | 0.45131 | 0 | 0.32173 | 13.9225 | 0 | 0 | 0.053706 | 0.98231 | 0 | 0.10185 | 0 | 0 | 15.8334 | 0 | 0 | 0 | 0 | 0 | 0 | 0 | 0 | 0 | 0 | 0 | 0 | 0
1 | 25 | 7 | 4 | 1.7931 | 0 | 2.4769 | 0 | 0 | 0 | 0 | 1.2125 | 0 | 0 | 3.5994 | 0 | 9.0819 | 0 | 0 | 0 | 0 | 0 | 0 | 0 | 0 | 0 | 0 | 0 | 0 | 0 | 0.45131 | 0 | 0.54519 | 14.3965 | 0 | 0 | 0.31621 | 0.9861 | 0 | 0.11131 | 0 | 0 | 16.8066 | 0 | 0 | 0 | 0 | 0 | 0 | 0 | 0 | 0 | 0 | 0 | 0 | 0
1 | 25 | 8 | 4 | 1.7931 | 0 | 2.4769 | 0 | 0 | 0 | 0 | 1.4069 | 0 | 0 | 5.971 | 0 | 11.6479 | 0 | 0 | 0 | 0 | 0 | 0 | 0 | 0 | 0 | 0 | 0 | 0 | 0 | 0.45131 | 0 | 0.71279 | 15.7901 | 0 | 0 | 0.52621 | 0.97454 | 0 | 0.067117 | 0 | 0 | 18.5221 | 0 | 0 | 0 | 0 | 0 | 0 | 0 | 0 | 0 | 0 | 0 | 0 | 0
1 | 25 | 9 | 4 | 1.7931 | 0 | 13.6089 | 0 | 0 | 0 | 0 | 1.3422 | 0 | 0 | 3.959 | 0 | 20.7032 | 0 | 0 | 0 | 0 | 0 | 0 | 0 | 0 | 0 | 0 | 0 | 0 | 0 | 0.45131 | 0 | 0.71279 | 14.7071 | 0 | 0 | 0.42121 | 0.96529 | 0 | 0.054806 | 0 | 0 | 17.3125 | 0 | 0 | 0 | 0 | 0 | 0 | 0 | 0 | 0 | 0 | 0 | 0 | 0
1 | 25 | 10 | 4 | 1.7931 | 0 | 13.6089 | 0 | 0 | 0 | 0 | 1.3032 | 0 | 0 | 4.4158 | 0 | 21.121 | 0 | 0 | 0 | 0 | 0 | 0 | 0 | 0 | 0 | 0 | 0 | 0 | 0 | 0.45131 | 0 | 0.71279 | 14.1173 | 0 | 0 | 0.31621 | 0.96162 | 0 | 0.061164 | 0 | 0 | 16.6204 | 0 | 0 | 0 | 0 | 0 | 0 | 0 | 0 | 0 | 0 | 0 | 0 | 0
1 | 25 | 11 | 4 | 1.7931 | 0 | 13.6089 | 0 | 0 | 0 | 0 | 1.226 | 0 | 0 | 3.5994 | 0 | 20.2274 | 0 | 0 | 0 | 0 | 0 | 0 | 0 | 0 | 0 | 0 | 0 | 0 | 0 | 0.45131 | 0 | 0.71279 | 13.301 | 0 | 0 | 0.31621 | 0.95722 | 0 | 0.053333 | 0 | 0 | 15.7919 | 0 | 0 | 0 | 0 | 0 | 0 | 0 | 0 | 0 | 0 | 0 | 0 | 0
1 | 25 | 12 | 4 | 1.7931 | 0 | 13.6089 | 0 | 0 | 0 | 0 | 1.123 | 0 | 0 | 3.959 | 0 | 20.484 | 0 | 0 | 0 | 0 | 0 | 0 | 0 | 0 | 0 | 0 | 0 | 0 | 0 | 0.45131 | 0 | 0.54519 | 12.3419 | 0 | 0 | 0.36871 | 0.94992 | 0 | 0.018429 | 0 | 0 | 14.6754 | 0 | 0 | 0 | 0 | 0 | 0 | 0 | 0 | 0 | 0 | 0 | 0 | 0
1 | 25 | 13 | 4 | 1.7931 | 0 | 8.6613 | 0 | 0 | 0 | 0 | 1.0391 | 0 | 0 | 3.959 | 0 | 15.4526 | 0 | 0 | 0 | 0 | 0 | 0 | 0 | 0 | 0 | 0 | 0 | 0 | 0 | 0.45131 | 0 | 0.54519 | 11.4591 | 0 | 0 | 0.42121 | 0.93848 | 0 | 0.00094474 | 0 | 0 | 13.8162 | 0 | 0 | 0 | 0 | 0 | 0 | 0 | 0 | 0 | 0 | 0 | 0 | 0
1 | 25 | 14 | 4 | 1.7931 | 0 | 13.6089 | 0 | 0 | 0 | 0 | 0.92751 | 0 | 0 | 3.959 | 0 | 20.2885 | 0 | 0 | 0 | 0 | 0 | 0 | 0 | 0 | 0 | 0 | 0 | 0 | 0 | 0.45131 | 0 | 0.54519 | 10.6625 | 0 | 0 | 0.36871 | 0.94088 | 0 | 0.00085571 | 0 | 0 | 12.9694 | 0 | 0 | 0 | 0 | 0 | 0 | 0 | 0 | 0 | 0 | 0 | 0 | 0
1 | 25 | 15 | 4 | 1.7931 | 0 | 13.6089 | 0 | 0 | 0 | 0 | 0.81806 | 0 | 0 | 3.959 | 0 | 20.1791 | 0 | 0 | 0 | 0 | 0 | 0 | 0 | 0 | 0 | 0 | 0 | 0 | 0 | 0.45131 | 0 | 0.54519 | 9.7155 | 0 | 0 | 0.36871 | 0.93436 | 0 | 0.00076101 | 0 | 0 | 12.0159 | 0 | 0 | 0 | 0 | 0 | 0 | 0 | 0 | 0 | 0 | 0 | 0 | 0
1 | 25 | 16 | 4 | 1.7931 | 0 | 13.6089 | 0 | 0 | 0 | 0 | 0.83464 | 0 | 0 | 5.0774 | 0 | 21.3141 | 0 | 0 | 0 | 0 | 0 | 0 | 0 | 0 | 0 | 0 | 0 | 0 | 0 | 0.45131 | 0 | 0.54519 | 9.7187 | 0 | 0 | 0.31621 | 0.92762 | 0 | 0.00075758 | 0 | 0 | 11.9598 | 0 | 0 | 0 | 0 | 0 | 0 | 0 | 0 | 0 | 0 | 0 | 0 | 0
1 | 25 | 17 | 4 | 1.7931 | 0 | 13.6089 | 0 | 0 | 0 | 0 | 0.89753 | 0 | 0 | 3.5993 | 0 | 19.8988 | 0 | 0 | 0 | 0 | 0 | 0 | 0 | 0 | 0 | 0 | 0 | 0 | 0 | 0.45131 | 0 | 0.54519 | 10.1176 | 0 | 0 | 0.31621 | 0.92521 | 0 | 0.00080024 | 0 | 0 | 12.3564 | 0 | 0 | 0 | 0 | 0 | 0 | 0 | 0 | 0 | 0 | 0 | 0 | 0
1 | 25 | 18 | 4 | 1.7931 | 0 | 13.6089 | 0 | 0 | 0 | 0 | 1.0607 | 0 | 0 | 5.9709 | 0 | 22.4336 | 0 | 0 | 0 | 0 | 0 | 0 | 0 | 0 | 0 | 0 | 0 | 0 | 0 | 0.45131 | 0 | 0.54519 | 11.5326 | 0 | 0 | 0.52621 | 0.93591 | 0 | 0.00092709 | 0 | 0 | 13.9922 | 0 | 0 | 0 | 0 | 0 | 0 | 0 | 0 | 0 | 0 | 0 | 0 | 0
1 | 25 | 19 | 4 | 1.7931 | 0 | 9.8982 | 0 | 0 | 0 | 0 | 1.1264 | 0 | 0 | 5.9709 | 0 | 18.7887 | 0 | 0 | 0 | 0 | 0 | 0 | 0 | 0 | 0 | 0 | 0 | 0 | 0 | 0.45131 | 0 | 0.54519 | 12.107 | 0 | 0 | 0.52621 | 0.93405 | 0 | 0.00097846 | 0 | 0 | 14.5648 | 0 | 0 | 0 | 0 | 0 | 0 | 0 | 0 | 0 | 0 | 0 | 0 | 0
1 | 25 | 20 | 4 | 1.7931 | 0 | 2.4769 | 0 | 0 | 0 | 0 | 1.2317 | 0 | 0 | 3.959 | 0 | 9.4607 | 0 | 0 | 0 | 0 | 0 | 0 | 0 | 0 | 0 | 0 | 0 | 0 | 0 | 0.45131 | 0 | 0.88038 | 12.9754 | 0 | 0 | 0.42121 | 0.92928 | 0 | 0.0010466 | 0 | 0 | 15.6586 | 0 | 0 | 0 | 0 | 0 | 0 | 0 | 0 | 0 | 0 | 0 | 0 | 0
1 | 25 | 21 | 4 | 1.7931 | 0 | 2.4769 | 0 | 0 | 0 | 0 | 1.2607 | 0 | 0 | 3.959 | 0 | 9.4898 | 0 | 0 | 0 | 0 | 0 | 0 | 0 | 0 | 0 | 0 | 0 | 0 | 0 | 0.45131 | 0 | 1.1038 | 13.3277 | 0 | 0 | 0.36871 | 0.92598 | 0 | 0.0010761 | 0 | 0 | 16.1787 | 0 | 0 | 0 | 0 | 0 | 0 | 0 | 0 | 0 | 0 | 0 | 0 | 0
1 | 25 | 22 | 4 | 1.7931 | 0 | 2.4769 | 0 | 0 | 0 | 0 | 1.2746 | 0 | 0 | 6.4121 | 0 | 11.9567 | 0 | 0 | 0 | 0 | 0 | 0 | 0 | 0 | 0 | 0 | 0 | 0 | 0 | 0.45131 | 0 | 1.2156 | 13.4606 | 0 | 0 | 0.47371 | 0.92377 | 0 | 0.0010876 | 0 | 0 | 16.5261 | 0 | 0 | 0 | 0 | 0 | 0 | 0 | 0 | 0 | 0 | 0 | 0 | 0
1 | 25 | 23 | 4 | 1.7931 | 0 | 2.4769 | 0 | 0 | 0 | 0 | 1.2878 | 0 | 0 | 3.6024 | 0 | 9.1603 | 0 | 0 | 0 | 0 | 0 | 0 | 0 | 0 | 0 | 0 | 0 | 0 | 0 | 0.45131 | 0 | 1.1038 | 13.6697 | 0 | 0 | 0.31621 | 0.92973 | 0 | 0.001112 | 0 | 0 | 16.4719 | 0 | 0 | 0 | 0 | 0 | 0 | 0 | 0 | 0 | 0 | 0 | 0 | 0
1 | 25 | 24 | 4 | 1.7931 | 0 | 2.4769 | 0 | 0 | 0 | 0 | 0.9424 | 0 | 0 | 0.63478 | 0 | 5.8472 | 0 | 0 | 0 | 0 | 0 | 0 | 0 | 0 | 0 | 0 | 0 | 0 | 0 | 0.45131 | 0 | 0.88038 | 11.0612 | 0 | 0 | 0.053706 | 0.9261 | 0 | 0.00087482 | 0 | 0 | 13.3736 | 0 | 0 | 0 | 0 | 0 | 0 | 0 | 0 | 0 | 0 | 0 | 0 | 0
1 | 26 | 1 | 5 | 1.7931 | 0 | 2.4769 | 0 | 0 | 0 | 0 | 1.0194 | 0 | 0 | 0.63478 | 0 | 5.9242 | 0 | 0 | 0 | 0 | 0 | 0 | 0 | 0 | 0 | 0 | 0 | 0 | 0 | 0.45131 | 0 | 0.54519 | 12.0929 | 0 | 0 | 0.053706 | 0.93203 | 0 | 0.0009562 | 0 | 0 | 14.0761 | 0 | 0 | 0 | 0 | 0 | 0 | 0 | 0 | 0 | 0 | 0 | 0 | 0
1 | 26 | 2 | 5 | 1.7931 | 0 | 2.4769 | 0 | 0 | 0 | 0 | 1.0806 | 0 | 0 | 0.6348 | 0 | 5.9854 | 0 | 0 | 0 | 0 | 0 | 0 | 0 | 0 | 0 | 0 | 0 | 0 | 0 | 0.45131 | 0 | 0.32173 | 12.8818 | 0 | 0 | 0.053706 | 0.94888 | 0 | 0.0010265 | 0 | 0 | 14.6584 | 0 | 0 | 0 | 0 | 0 | 0 | 0 | 0 | 0 | 0 | 0 | 0 | 0
1 | 26 | 3 | 5 | 1.7931 | 0 | 2.4769 | 0 | 0 | 0 | 0 | 1.0901 | 0 | 0 | 0.63484 | 0 | 5.9949 | 0 | 0 | 0 | 0 | 0 | 0 | 0 | 0 | 0 | 0 | 0 | 0 | 0 | 0.45131 | 0 | 0.32173 | 13.0132 | 0 | 0 | 0.053706 | 0.9477 | 0 | 0.0010379 | 0 | 0 | 14.7887 | 0 | 0 | 0 | 0 | 0 | 0 | 0 | 0 | 0 | 0 | 0 | 0 | 0
1 | 26 | 4 | 5 | 1.7931 | 0 | 2.4769 | 0 | 0 | 0 | 0 | 1.0991 | 0 | 0 | 0.63484 | 0 | 6.0039 | 0 | 0 | 0 | 0 | 0 | 0 | 0 | 0 | 0 | 0 | 0 | 0 | 0 | 0.45131 | 0 | 0.32173 | 13.064 | 0 | 0 | 0.053706 | 0.94998 | 0 | 0.0010535 | 0 | 0 | 14.8418 | 0 | 0 | 0 | 0 | 0 | 0 | 0 | 0 | 0 | 0 | 0 | 0 | 0
1 | 26 | 5 | 5 | 1.7931 | 0 | 2.4769 | 0 | 0 | 0 | 0 | 1.1189 | 0 | 0 | 0.63483 | 0 | 6.0237 | 0 | 0 | 0 | 0 | 0 | 0 | 0 | 0 | 0 | 0 | 0 | 0 | 0 | 0.45131 | 0 | 0.32173 | 13.2922 | 0 | 0 | 0.053706 | 0.95314 | 0 | 0.0010718 | 0 | 0 | 15.0732 | 0 | 0 | 0 | 0 | 0 | 0 | 0 | 0 | 0 | 0 | 0 | 0 | 0
1 | 26 | 6 | 5 | 1.7931 | 0 | 2.4769 | 0 | 0 | 0 | 0 | 1.1144 | 0 | 0 | 0.63484 | 0 | 6.0193 | 0 | 0 | 0 | 0 | 0 | 0 | 0 | 0 | 0 | 0 | 0 | 0 | 0 | 0.45131 | 0 | 0.32173 | 13.2331 | 0 | 0 | 0.053706 | 0.9527 | 0 | 0.0010803 | 0 | 0 | 15.0136 | 0 | 0 | 0 | 0 | 0 | 0 | 0 | 0 | 0 | 0 | 0 | 0 | 0
1 | 26 | 7 | 5 | 1.7931 | 0 | 2.4769 | 0 | 0 | 0 | 0 | 1.129 | 0 | 0 | 3.5993 | 0 | 8.9984 | 0 | 0 | 0 | 0 | 0 | 0 | 0 | 0 | 0 | 0 | 0 | 0 | 0 | 0.45131 | 0 | 0.54519 | 13.2653 | 0 | 0 | 0.31621 | 0.94793 | 0 | 0.0010853 | 0 | 0 | 15.527 | 0 | 0 | 0 | 0 | 0 | 0 | 0 | 0 | 0 | 0 | 0 | 0 | 0
1 | 26 | 8 | 5 | 1.7931 | 0 | 2.4769 | 0 | 0 | 0 | 0 | 1.3706 | 0 | 0 | 5.9709 | 0 | 11.6116 | 0 | 0 | 0 | 0 | 0 | 0 | 0 | 0 | 0 | 0 | 0 | 0 | 0 | 0.45131 | 0 | 0.71279 | 15.1302 | 0 | 0 | 0.52621 | 0.9376 | 0 | 0.0012337 | 0 | 0 | 17.7594 | 0 | 0 | 0 | 0 | 0 | 0 | 0 | 0 | 0 | 0 | 0 | 0 | 0
1 | 26 | 9 | 5 | 1.7931 | 0 | 13.6089 | 0 | 0 | 0 | 0 | 1.2694 | 0 | 0 | 3.959 | 0 | 20.6304 | 0 | 0 | 0 | 0 | 0 | 0 | 0 | 0 | 0 | 0 | 0 | 0 | 0 | 0.45131 | 0 | 0.71279 | 13.71 | 0 | 0 | 0.42121 | 0.92816 | 0 | 0.001113 | 0 | 0 | 16.2246 | 0 | 0 | 0 | 0 | 0 | 0 | 0 | 0 | 0 | 0 | 0 | 0 | 0
1 | 26 | 10 | 5 | 1.7931 | 0 | 13.6089 | 0 | 0 | 0 | 0 | 1.1967 | 0 | 0 | 4.4157 | 0 | 21.0144 | 0 | 0 | 0 | 0 | 0 | 0 | 0 | 0 | 0 | 0 | 0 | 0 | 0 | 0.45131 | 0 | 0.71279 | 12.7094 | 0 | 0 | 0.31621 | 0.91829 | 0 | 0.0010178 | 0 | 0 | 15.109 | 0 | 0 | 0 | 0 | 0 | 0 | 0 | 0 | 0 | 0 | 0 | 0 | 0
1 | 26 | 11 | 5 | 1.7931 | 0 | 13.6089 | 0 | 0 | 0 | 0 | 1.1902 | 0 | 0 | 3.5993 | 0 | 20.1915 | 0 | 0 | 0 | 0 | 0 | 0 | 0 | 0 | 0 | 0 | 0 | 0 | 0 | 0.45131 | 0 | 0.71279 | 12.6378 | 0 | 0 | 0.31621 | 0.92524 | 0 | 0.0010033 | 0 | 0 | 15.0443 | 0 | 0 | 0 | 0 | 0 | 0 | 0 | 0 | 0 | 0 | 0 | 0 | 0
1 | 26 | 12 | 5 | 1.7931 | 0 | 13.6089 | 0 | 0 | 0 | 0 | 1.1303 | 0 | 0 | 3.959 | 0 | 20.4913 | 0 | 0 | 0 | 0 | 0 | 0 | 0 | 0 | 0 | 0 | 0 | 0 | 0 | 0.45131 | 0 | 0.54519 | 12.112 | 0 | 0 | 0.36871 | 0.92502 | 0 | 0.00094865 | 0 | 0 | 14.4032 | 0 | 0 | 0 | 0 | 0 | 0 | 0 | 0 | 0 | 0 | 0 | 0 | 0
1 | 26 | 13 | 5 | 1.7931 | 0 | 8.6613 | 0 | 0 | 0 | 0 | 1.1445 | 0 | 0 | 3.959 | 0 | 15.558 | 0 | 0 | 0 | 0 | 0 | 0 | 0 | 0 | 0 | 0 | 0 | 0 | 0 | 0.45131 | 0 | 0.54519 | 12.1028 | 0 | 0 | 0.42121 | 0.92496 | 0 | 0.00094596 | 0 | 0 | 14.4464 | 0 | 0 | 0 | 0 | 0 | 0 | 0 | 0 | 0 | 0 | 0 | 0 | 0
1 | 26 | 14 | 5 | 1.7931 | 0 | 13.6089 | 0 | 0 | 0 | 0 | 1.082 | 0 | 0 | 3.959 | 0 | 20.443 | 0 | 0 | 0 | 0 | 0 | 0 | 0 | 0 | 0 | 0 | 0 | 0 | 0 | 0.45131 | 0 | 0.54519 | 11.5876 | 0 | 0 | 0.36871 | 0.9245 | 0 | 0.00089914 | 0 | 0 | 13.8782 | 0 | 0 | 0 | 0 | 0 | 0 | 0 | 0 | 0 | 0 | 0 | 0 | 0
1 | 26 | 15 | 5 | 1.7931 | 0 | 13.6089 | 0 | 0 | 0 | 0 | 0.9593 | 0 | 0 | 3.959 | 0 | 20.3203 | 0 | 0 | 0 | 0 | 0 | 0 | 0 | 0 | 0 | 0 | 0 | 0 | 0 | 0.45131 | 0 | 0.54519 | 10.5284 | 0 | 0 | 0.36871 | 0.92456 | 0 | 0.00080434 | 0 | 0 | 12.819 | 0 | 0 | 0 | 0 | 0 | 0 | 0 | 0 | 0 | 0 | 0 | 0 | 0
1 | 26 | 16 | 5 | 1.7931 | 0 | 13.6089 | 0 | 0 | 0 | 0 | 0.97342 | 0 | 0 | 5.0774 | 0 | 21.4529 | 0 | 0 | 0 | 0 | 0 | 0 | 0 | 0 | 0 | 0 | 0 | 0 | 0 | 0.45131 | 0 | 0.54519 | 10.4011 | 0 | 0 | 0.31621 | 0.91732 | 0 | 0.00080035 | 0 | 0 | 12.632 | 0 | 0 | 0 | 0 | 0 | 0 | 0 | 0 | 0 | 0 | 0 | 0 | 0
1 | 26 | 17 | 5 | 1.7931 | 0 | 13.6089 | 0 | 0 | 0 | 0 | 1.0464 | 0 | 0 | 3.5993 | 0 | 20.0478 | 0 | 0 | 0 | 0 | 0 | 0 | 0 | 0 | 0 | 0 | 0 | 0 | 0 | 0.45131 | 0 | 0.54519 | 11.0472 | 0 | 0 | 0.31621 | 0.92141 | 0 | 0.00085636 | 0 | 0 | 13.2821 | 0 | 0 | 0 | 0 | 0 | 0 | 0 | 0 | 0 | 0 | 0 | 0 | 0
1 | 26 | 18 | 5 | 1.7931 | 0 | 13.6089 | 0 | 0 | 0 | 0 | 1.0713 | 0 | 0 | 5.971 | 0 | 22.4443 | 0 | 0 | 0 | 0 | 0 | 0 | 0 | 0 | 0 | 0 | 0 | 0 | 0 | 0.45131 | 0 | 0.54519 | 11.2786 | 0 | 0 | 0.52621 | 0.91955 | 0 | 0.00095216 | 0 | 0 | 13.7218 | 0 | 0 | 0 | 0 | 0 | 0 | 0 | 0 | 0 | 0 | 0 | 0 | 0
1 | 26 | 19 | 5 | 1.7931 | 0 | 9.8982 | 0 | 0 | 0 | 0 | 1.1227 | 0 | 0 | 5.971 | 0 | 18.785 | 0 | 0 | 0 | 0 | 0 | 0 | 0 | 0 | 0 | 0 | 0 | 0 | 0 | 0.45131 | 0 | 0.54519 | 11.5861 | 0 | 0 | 0.52621 | 0.92007 | 0 | 0.00091338 | 0 | 0 | 14.0298 | 0 | 0 | 0 | 0 | 0 | 0 | 0 | 0 | 0 | 0 | 0 | 0 | 0
1 | 26 | 20 | 5 | 1.7931 | 0 | 2.4769 | 0 | 0 | 0 | 0 | 1.2202 | 0 | 0 | 3.959 | 0 | 9.4493 | 0 | 0 | 0 | 0 | 0 | 0 | 0 | 0 | 0 | 0 | 0 | 0 | 0 | 0.45131 | 0 | 0.88038 | 12.3401 | 0 | 0 | 0.42121 | 0.91823 | 0 | 0.017715 | 0 | 0 | 15.0289 | 0 | 0 | 0 | 0 | 0 | 0 | 0 | 0 | 0 | 0 | 0 | 0 | 0
1 | 26 | 21 | 5 | 1.7931 | 0 | 2.4769 | 0 | 0 | 0 | 0 | 1.2496 | 0 | 0 | 3.959 | 0 | 9.4786 | 0 | 0 | 0 | 0 | 0 | 0 | 0 | 0 | 0 | 0 | 0 | 0 | 0 | 0.45131 | 0 | 1.1038 | 12.6969 | 0 | 0 | 0.36871 | 0.91633 | 0 | 0.11686 | 0 | 0 | 15.6539 | 0 | 0 | 0 | 0 | 0 | 0 | 0 | 0 | 0 | 0 | 0 | 0 | 0
1 | 26 | 22 | 5 | 1.7931 | 0 | 2.4769 | 0 | 0 | 0 | 0 | 1.238 | 0 | 0 | 6.4121 | 0 | 11.9202 | 0 | 0 | 0 | 0 | 0 | 0 | 0 | 0 | 0 | 0 | 0 | 0 | 0 | 0.45131 | 0 | 1.2156 | 12.4832 | 0 | 0 | 0.47371 | 0.90883 | 0 | 0.23324 | 0 | 0 | 15.7658 | 0 | 0 | 0 | 0 | 0 | 0 | 0 | 0 | 0 | 0 | 0 | 0 | 0
1 | 26 | 23 | 5 | 1.7931 | 0 | 2.4769 | 0 | 0 | 0 | 0 | 1.2444 | 0 | 0 | 3.6025 | 0 | 9.1169 | 0 | 0 | 0 | 0 | 0 | 0 | 0 | 0 | 0 | 0 | 0 | 0 | 0 | 0.45131 | 0 | 1.1038 | 12.585 | 0 | 0 | 0.31621 | 0.91191 | 0 | 0.42269 | 0 | 0 | 15.7909 | 0 | 0 | 0 | 0 | 0 | 0 | 0 | 0 | 0 | 0 | 0 | 0 | 0
1 | 26 | 24 | 5 | 1.7931 | 0 | 2.4769 | 0 | 0 | 0 | 0 | 0.9117 | 0 | 0 | 0.6348 | 0 | 5.8165 | 0 | 0 | 0 | 0 | 0 | 0 | 0 | 0 | 0 | 0 | 0 | 0 | 0 | 0.45131 | 0 | 0.88038 | 10.3906 | 0 | 0 | 0.053706 | 0.91787 | 0 | 0.18705 | 0 | 0 | 12.8809 | 0 | 0 | 0 | 0 | 0 | 0 | 0 | 0 | 0 | 0 | 0 | 0 | 0
1 | 27 | 1 | 6 | 1.7931 | 0 | 2.4769 | 0 | 0 | 0 | 0 | 0.99602 | 0 | 0 | 0.63482 | 0 | 5.9009 | 0 | 0 | 0 | 0 | 0 | 0 | 0 | 0 | 0 | 0 | 0 | 0 | 0 | 0.45131 | 0 | 0.54519 | 11.5609 | 0 | 0 | 0.053706 | 0.92284 | 0 | 0.4363 | 0 | 0 | 13.9702 | 0 | 0 | 0 | 0 | 0 | 0 | 0 | 0 | 0 | 0 | 0 | 0 | 0
1 | 27 | 2 | 6 | 1.7931 | 0 | 2.4769 | 0 | 0 | 0 | 0 | 1.0486 | 0 | 0 | 0.63484 | 0 | 5.9535 | 0 | 0 | 0 | 0 | 0 | 0 | 0 | 0 | 0 | 0 | 0 | 0 | 0 | 0.45131 | 0 | 0.32173 | 12.1783 | 0 | 0 | 0.053706 | 0.934 | 0 | 0.28642 | 0 | 0 | 14.2254 | 0 | 0 | 0 | 0 | 0 | 0 | 0 | 0 | 0 | 0 | 0 | 0 | 0
1 | 27 | 3 | 6 | 1.7931 | 0 | 2.4769 | 0 | 0 | 0 | 0 | 1.0878 | 0 | 0 | 0.63487 | 0 | 5.9927 | 0 | 0 | 0 | 0 | 0 | 0 | 0 | 0 | 0 | 0 | 0 | 0 | 0 | 0.45131 | 0 | 0.32173 | 12.7709 | 0 | 0 | 0.053706 | 0.94093 | 0 | 0.54741 | 0 | 0 | 15.086 | 0 | 0 | 0 | 0 | 0 | 0 | 0 | 0 | 0 | 0 | 0 | 0 | 0
1 | 27 | 4 | 6 | 1.7931 | 0 | 2.4769 | 0 | 0 | 0 | 0 | 1.0791 | 0 | 0 | 0.63489 | 0 | 5.984 | 0 | 0 | 0 | 0 | 0 | 0 | 0 | 0 | 0 | 0 | 0 | 0 | 0 | 0.45131 | 0 | 0.32173 | 12.6979 | 0 | 0 | 0.053706 | 0.93599 | 0 | 0.71758 | 0 | 0 | 15.1782 | 0 | 0 | 0 | 0 | 0 | 0 | 0 | 0 | 0 | 0 | 0 | 0 | 0
1 | 27 | 5 | 6 | 1.7931 | 0 | 2.4769 | 0 | 0 | 0 | 0 | 1.0818 | 0 | 0 | 0.63487 | 0 | 5.9867 | 0 | 0 | 0 | 0 | 0 | 0 | 0 | 0 | 0 | 0 | 0 | 0 | 0 | 0.45131 | 0 | 0.32173 | 12.6769 | 0 | 0 | 0.053706 | 0.93615 | 0 | 0.34083 | 0 | 0 | 14.7807 | 0 | 0 | 0 | 0 | 0 | 0 | 0 | 0 | 0 | 0 | 0 | 0 | 0
1 | 27 | 6 | 6 | 1.7931 | 0 | 2.4769 | 0 | 0 | 0 | 0 | 1.087 | 0 | 0 | 0.63487 | 0 | 5.9919 | 0 | 0 | 0 | 0 | 0 | 0 | 0 | 0 | 0 | 0 | 0 | 0 | 0 | 0.45131 | 0 | 0.32173 | 12.6764 | 0 | 0 | 0.053706 | 0.93602 | 0 | 0.060998 | 0 | 0 | 14.5002 | 0 | 0 | 0 | 0 | 0 | 0 | 0 | 0 | 0 | 0 | 0 | 0 | 0
1 | 27 | 7 | 6 | 1.7931 | 0 | 2.4769 | 0 | 0 | 0 | 0 | 1.11 | 0 | 0 | 3.5994 | 0 | 8.9794 | 0 | 0 | 0 | 0 | 0 | 0 | 0 | 0 | 0 | 0 | 0 | 0 | 0 | 0.45131 | 0 | 0.54519 | 13.003 | 0 | 0 | 0.31621 | 0.93812 | 0 | 0.13568 | 0 | 0 | 15.3895 | 0 | 0 | 0 | 0 | 0 | 0 | 0 | 0 | 0 | 0 | 0 | 0 | 0
1 | 27 | 8 | 6 | 1.7931 | 0 | 2.4769 | 0 | 0 | 0 | 0 | 1.3671 | 0 | 0 | 5.971 | 0 | 11.6081 | 0 | 0 | 0 | 0 | 0 | 0 | 0 | 0 | 0 | 0 | 0 | 0 | 0 | 0.45131 | 0 | 0.71279 | 14.9167 | 0 | 0 | 0.52621 | 0.9346 | 0 | 0.15797 | 0 | 0 | 17.6996 | 0 | 0 | 0 | 0 | 0 | 0 | 0 | 0 | 0 | 0 | 0 | 0 | 0
1 | 27 | 9 | 6 | 1.7931 | 0 | 13.6089 | 0 | 0 | 0 | 0 | 1.275 | 0 | 0 | 3.959 | 0 | 20.6361 | 0 | 0 | 0 | 0 | 0 | 0 | 0 | 0 | 0 | 0 | 0 | 0 | 0 | 0.45131 | 0 | 0.71279 | 13.5754 | 0 | 0 | 0.42121 | 0.93108 | 0 | 0.072817 | 0 | 0 | 16.1646 | 0 | 0 | 0 | 0 | 0 | 0 | 0 | 0 | 0 | 0 | 0 | 0 | 0
1 | 27 | 10 | 6 | 1.7931 | 0 | 13.6089 | 0 | 0 | 0 | 0 | 1.148 | 0 | 0 | 4.4158 | 0 | 20.9658 | 0 | 0 | 0 | 0 | 0 | 0 | 0 | 0 | 0 | 0 | 0 | 0 | 0 | 0.45131 | 0 | 0.71279 | 11.8896 | 0 | 0 | 0.31621 | 0.91128 | 0 | 0.00092976 | 0 | 0 | 14.2821 | 0 | 0 | 0 | 0 | 0 | 0 | 0 | 0 | 0 | 0 | 0 | 0 | 0
1 | 27 | 11 | 6 | 1.7931 | 0 | 13.6089 | 0 | 0 | 0 | 0 | 1.0316 | 0 | 0 | 3.5993 | 0 | 20.033 | 0 | 0 | 0 | 0 | 0 | 0 | 0 | 0 | 0 | 0 | 0 | 0 | 0 | 0.45131 | 0 | 0.71279 | 10.5337 | 0 | 0 | 0.31621 | 0.8986 | 0 | 0.00082414 | 0 | 0 | 12.9134 | 0 | 0 | 0 | 0 | 0 | 0 | 0 | 0 | 0 | 0 | 0 | 0 | 0
1 | 27 | 12 | 6 | 1.7931 | 0 | 13.6089 | 0 | 0 | 0 | 0 | 0.9882 | 0 | 0 | 3.959 | 0 | 20.3492 | 0 | 0 | 0 | 0 | 0 | 0 | 0 | 0 | 0 | 0 | 0 | 0 | 0 | 0.45131 | 0 | 0.54519 | 10.1173 | 0 | 0 | 0.36871 | 0.90668 | 0 | 0.0007891 | 0 | 0 | 12.3899 | 0 | 0 | 0 | 0 | 0 | 0 | 0 | 0 | 0 | 0 | 0 | 0 | 0
1 | 27 | 13 | 6 | 1.7931 | 0 | 8.6613 | 0 | 0 | 0 | 0 | 0.94367 | 0 | 0 | 3.959 | 0 | 15.3571 | 0 | 0 | 0 | 0 | 0 | 0 | 0 | 0 | 0 | 0 | 0 | 0 | 0 | 0.45131 | 0 | 0.54519 | 9.768 | 0 | 0 | 0.42121 | 0.90958 | 0 | 0.00075874 | 0 | 0 | 12.096 | 0 | 0 | 0 | 0 | 0 | 0 | 0 | 0 | 0 | 0 | 0 | 0 | 0
1 | 27 | 14 | 6 | 1.7931 | 0 | 13.6089 | 0 | 0 | 0 | 0 | 0.81624 | 0 | 0 | 3.959 | 0 | 20.1773 | 0 | 0 | 0 | 0 | 0 | 0 | 0 | 0 | 0 | 0 | 0 | 0 | 0 | 0.45131 | 0 | 0.54519 | 8.7433 | 0 | 0 | 0.36871 | 0.90424 | 0 | 0.0006694 | 0 | 0 | 11.0134 | 0 | 0 | 0 | 0 | 0 | 0 | 0 | 0 | 0 | 0 | 0 | 0 | 0
1 | 27 | 15 | 6 | 1.7931 | 0 | 13.6089 | 0 | 0 | 0 | 0 | 0.73893 | 0 | 0 | 3.959 | 0 | 20.0999 | 0 | 0 | 0 | 0 | 0 | 0 | 0 | 0 | 0 | 0 | 0 | 0 | 0 | 0.45131 | 0 | 0.54519 | 8.2644 | 0 | 0 | 0.36871 | 0.91437 | 0 | 0.00062272 | 0 | 0 | 10.5446 | 0 | 0 | 0 | 0 | 0 | 0 | 0 | 0 | 0 | 0 | 0 | 0 | 0
1 | 27 | 16 | 6 | 1.7931 | 0 | 13.6089 | 0 | 0 | 0 | 0 | 0.65585 | 0 | 0 | 5.0774 | 0 | 21.1353 | 0 | 0 | 0 | 0 | 0 | 0 | 0 | 0 | 0 | 0 | 0 | 0 | 0 | 0.45131 | 0 | 0.54519 | 7.5008 | 0 | 0 | 0.31621 | 0.90161 | 0 | 0.00055928 | 0 | 0 | 9.7156 | 0 | 0 | 0 | 0 | 0 | 0 | 0 | 0 | 0 | 0 | 0 | 0 | 0
1 | 27 | 17 | 6 | 1.7931 | 0 | 13.6089 | 0 | 0 | 0 | 0 | 0.72922 | 0 | 0 | 3.5993 | 0 | 19.7306 | 0 | 0 | 0 | 0 | 0 | 0 | 0 | 0 | 0 | 0 | 0 | 0 | 0 | 0.45131 | 0 | 0.54519 | 7.982 | 0 | 0 | 0.31621 | 0.90412 | 0 | 0.00060448 | 0 | 0 | 10.1994 | 0 | 0 | 0 | 0 | 0 | 0 | 0 | 0 | 0 | 0 | 0 | 0 | 0
1 | 27 | 18 | 6 | 1.7931 | 0 | 13.6089 | 0 | 0 | 0 | 0 | 0.84107 | 0 | 0 | 5.971 | 0 | 22.214 | 0 | 0 | 0 | 0 | 0 | 0 | 0 | 0 | 0 | 0 | 0 | 0 | 0 | 0.45131 | 0 | 0.54519 | 8.8175 | 0 | 0 | 0.52621 | 0.90124 | 0 | 0.00077438 | 0 | 0 | 11.2423 | 0 | 0 | 0 | 0 | 0 | 0 | 0 | 0 | 0 | 0 | 0 | 0 | 0
1 | 27 | 19 | 6 | 1.7931 | 0 | 9.8982 | 0 | 0 | 0 | 0 | 0.9197 | 0 | 0 | 5.9709 | 0 | 18.582 | 0 | 0 | 0 | 0 | 0 | 0 | 0 | 0 | 0 | 0 | 0 | 0 | 0 | 0.45131 | 0 | 0.54519 | 9.3196 | 0 | 0 | 0.52621 | 0.8979 | 0 | 0.0008812 | 0 | 0 | 11.7411 | 0 | 0 | 0 | 0 | 0 | 0 | 0 | 0 | 0 | 0 | 0 | 0 | 0
1 | 27 | 20 | 6 | 1.7931 | 0 | 2.4769 | 0 | 0 | 0 | 0 | 1.1044 | 0 | 0 | 3.959 | 0 | 9.3334 | 0 | 0 | 0 | 0 | 0 | 0 | 0 | 0 | 0 | 0 | 0 | 0 | 0 | 0.45131 | 0 | 0.88038 | 10.6702 | 0 | 0 | 0.42121 | 0.90243 | 0 | 0.00084871 | 0 | 0 | 13.3264 | 0 | 0 | 0 | 0 | 0 | 0 | 0 | 0 | 0 | 0 | 0 | 0 | 0
1 | 27 | 21 | 6 | 1.7931 | 0 | 2.4769 | 0 | 0 | 0 | 0 | 1.1302 | 0 | 0 | 3.959 | 0 | 9.3592 | 0 | 0 | 0 | 0 | 0 | 0 | 0 | 0 | 0 | 0 | 0 | 0 | 0 | 0.45131 | 0 | 1.1038 | 10.7633 | 0 | 0 | 0.36871 | 0.89853 | 0 | 0.00086768 | 0 | 0 | 13.5866 | 0 | 0 | 0 | 0 | 0 | 0 | 0 | 0 | 0 | 0 | 0 | 0 | 0
1 | 27 | 22 | 6 | 1.7931 | 0 | 2.4769 | 0 | 0 | 0 | 0 | 1.152 | 0 | 0 | 6.4121 | 0 | 11.8341 | 0 | 0 | 0 | 0 | 0 | 0 | 0 | 0 | 0 | 0 | 0 | 0 | 0 | 0.45131 | 0 | 1.2156 | 10.9824 | 0 | 0 | 0.47371 | 0.89852 | 0 | 0.18647 | 0 | 0 | 14.208 | 0 | 0 | 0 | 0 | 0 | 0 | 0 | 0 | 0 | 0 | 0 | 0 | 0
1 | 27 | 23 | 6 | 1.7931 | 0 | 2.4769 | 0 | 0 | 0 | 0 | 1.1186 | 0 | 0 | 3.6024 | 0 | 8.9911 | 0 | 0 | 0 | 0 | 0 | 0 | 0 | 0 | 0 | 0 | 0 | 0 | 0 | 0.45131 | 0 | 1.1038 | 10.5777 | 0 | 0 | 0.31621 | 0.89145 | 0 | 0.50901 | 0 | 0 | 13.8495 | 0 | 0 | 0 | 0 | 0 | 0 | 0 | 0 | 0 | 0 | 0 | 0 | 0
1 | 27 | 24 | 6 | 1.7931 | 0 | 2.4769 | 0 | 0 | 0 | 0 | 0.70765 | 0 | 0 | 0.63475 | 0 | 5.6124 | 0 | 0 | 0 | 0 | 0 | 0 | 0 | 0 | 0 | 0 | 0 | 0 | 0 | 0.45131 | 0 | 0.88038 | 8.0558 | 0 | 0 | 0.053706 | 0.89725 | 0 | 0.7298 | 0 | 0 | 11.0682 | 0 | 0 | 0 | 0 | 0 | 0 | 0 | 0 | 0 | 0 | 0 | 0 | 0
1 | 28 | 1 | 7 | 1.7931 | 0 | 2.4769 | 0 | 0 | 0 | 0 | 0.80498 | 0 | 0 | 0.63478 | 0 | 5.7098 | 0 | 0 | 0 | 0 | 0 | 0 | 0 | 0 | 0 | 0 | 0 | 0 | 0 | 0.45131 | 0 | 0.54519 | 8.0354 | 0 | 0 | 0.053706 | 0.89898 | 0 | 0 | 0 | 0 | 9.9846 | 0 | 0 | 0 | 0 | 0 | 0 | 0 | 0 | 0 | 0 | 0 | 0 | 0
1 | 28 | 2 | 7 | 1.7931 | 0 | 2.4769 | 0 | 0 | 0 | 0 | 0.83325 | 0 | 0 | 0.6348 | 0 | 5.7381 | 0 | 0 | 0 | 0 | 0 | 0 | 0 | 0 | 0 | 0 | 0 | 0 | 0 | 0.45131 | 0 | 0.32173 | 8.0808 | 0 | 0 | 0.053706 | 0.90265 | 0 | 0 | 0 | 0 | 9.8102 | 0 | 0 | 0 | 0 | 0 | 0 | 0 | 0 | 0 | 0 | 0 | 0 | 0
1 | 28 | 3 | 7 | 1.7931 | 0 | 2.4769 | 0 | 0 | 0 | 0 | 0.79243 | 0 | 0 | 0.63482 | 0 | 5.6973 | 0 | 0 | 0 | 0 | 0 | 0 | 0 | 0 | 0 | 0 | 0 | 0 | 0 | 0.45131 | 0 | 0.32173 | 7.8384 | 0 | 0 | 0.053706 | 0.89357 | 0 | 0 | 0 | 0 | 9.5587 | 0 | 0 | 0 | 0 | 0 | 0 | 0 | 0 | 0 | 0 | 0 | 0 | 0
1 | 28 | 4 | 7 | 1.7931 | 0 | 2.4769 | 0 | 0 | 0 | 0 | 0.80026 | 0 | 0 | 0.63479 | 0 | 5.7051 | 0 | 0 | 0 | 0 | 0 | 0 | 0 | 0 | 0 | 0 | 0 | 0 | 0 | 0.45131 | 0 | 0.32173 | 7.9479 | 0 | 0 | 0.053706 | 0.89329 | 0 | 0 | 0 | 0 | 9.6679 | 0 | 0 | 0 | 0 | 0 | 0 | 0 | 0 | 0 | 0 | 0 | 0 | 0
1 | 28 | 5 | 7 | 1.7931 | 0 | 2.4769 | 0 | 0 | 0 | 0 | 0.80632 | 0 | 0 | 0.63478 | 0 | 5.7111 | 0 | 0 | 0 | 0 | 0 | 0 | 0 | 0 | 0 | 0 | 0 | 0 | 0 | 0.45131 | 0 | 0.32173 | 7.984 | 0 | 0 | 0.053706 | 0.8928 | 0 | 0 | 0 | 0 | 9.7035 | 0 | 0 | 0 | 0 | 0 | 0 | 0 | 0 | 0 | 0 | 0 | 0 | 0
1 | 28 | 6 | 7 | 1.7931 | 0 | 2.4769 | 0 | 0 | 0 | 0 | 0.81083 | 0 | 0 | 0.63478 | 0 | 5.7156 | 0 | 0 | 0 | 0 | 0 | 0 | 0 | 0 | 0 | 0 | 0 | 0 | 0 | 0.45131 | 0 | 0.32173 | 8.0105 | 0 | 0 | 0.053706 | 0.89206 | 0 | 0 | 0 | 0 | 9.7293 | 0 | 0 | 0 | 0 | 0 | 0 | 0 | 0 | 0 | 0 | 0 | 0 | 0
1 | 28 | 7 | 7 | 1.7931 | 0 | 2.4769 | 0 | 0 | 0 | 0 | 0.81623 | 0 | 0 | 3.5993 | 0 | 8.6855 | 0 | 0 | 0 | 0 | 0 | 0 | 0 | 0 | 0 | 0 | 0 | 0 | 0 | 0.45131 | 0 | 0.54519 | 7.7687 | 0 | 0 | 0.31621 | 0.88745 | 0 | 0 | 0 | 0 | 9.9688 | 0 | 0 | 0 | 0 | 0 | 0 | 0 | 0 | 0 | 0 | 0 | 0 | 0
1 | 28 | 8 | 7 | 1.7931 | 0 | 2.4769 | 0 | 0 | 0 | 0 | 1.1961 | 0 | 0 | 5.9709 | 0 | 11.437 | 0 | 0 | 0 | 0 | 0 | 0 | 0 | 0 | 0 | 0 | 0 | 0 | 0 | 0.45131 | 0 | 0.71279 | 10.0118 | 0 | 0 | 0.52621 | 0.88987 | 0 | 0 | 0 | 0 | 12.592 | 0 | 0 | 0 | 0 | 0 | 0 | 0 | 0 | 0 | 0 | 0 | 0 | 0
1 | 28 | 9 | 7 | 1.7931 | 0 | 13.6089 | 0 | 0 | 0 | 0 | 1.0581 | 0 | 0 | 3.959 | 0 | 20.4191 | 0 | 0 | 0 | 0 | 0 | 0 | 0 | 0 | 0 | 0 | 0 | 0 | 0 | 0.45131 | 0 | 0.71279 | 8.9944 | 0 | 0 | 0.42121 | 0.89037 | 0 | 0 | 0 | 0 | 11.47 | 0 | 0 | 0 | 0 | 0 | 0 | 0 | 0 | 0 | 0 | 0 | 0 | 0
1 | 28 | 10 | 7 | 1.7931 | 0 | 13.6089 | 0 | 0 | 0 | 0 | 0.89555 | 0 | 0 | 4.4157 | 0 | 20.7132 | 0 | 0 | 0 | 0 | 0 | 0 | 0 | 0 | 0 | 0 | 0 | 0 | 0 | 0.45131 | 0 | 0.71279 | 7.7384 | 0 | 0 | 0.31621 | 0.87667 | 0 | 0 | 0 | 0 | 10.0953 | 0 | 0 | 0 | 0 | 0 | 0 | 0 | 0 | 0 | 0 | 0 | 0 | 0
1 | 28 | 11 | 7 | 1.7931 | 0 | 13.6089 | 0 | 0 | 0 | 0 | 0.81153 | 0 | 0 | 3.5992 | 0 | 19.8128 | 0 | 0 | 0 | 0 | 0 | 0 | 0 | 0 | 0 | 0 | 0 | 0 | 0 | 0.45131 | 0 | 0.71279 | 7.0157 | 0 | 0 | 0.31621 | 0.87292 | 0 | 0 | 0 | 0 | 9.3689 | 0 | 0 | 0 | 0 | 0 | 0 | 0 | 0 | 0 | 0 | 0 | 0 | 0
1 | 28 | 12 | 7 | 1.7931 | 0 | 13.6089 | 0 | 0 | 0 | 0 | 0.7273 | 0 | 0 | 3.959 | 0 | 20.0883 | 0 | 0 | 0 | 0 | 0 | 0 | 0 | 0 | 0 | 0 | 0 | 0 | 0 | 0.45131 | 0 | 0.54519 | 6.4559 | 0 | 0 | 0.36871 | 0.87291 | 0 | 0 | 0 | 0 | 8.694 | 0 | 0 | 0 | 0 | 0 | 0 | 0 | 0 | 0 | 0 | 0 | 0 | 0
1 | 28 | 13 | 7 | 1.7931 | 0 | 8.6613 | 0 | 0 | 0 | 0 | 0.63928 | 0 | 0 | 3.959 | 0 | 15.0527 | 0 | 0 | 0 | 0 | 0 | 0 | 0 | 0 | 0 | 0 | 0 | 0 | 0 | 0.45131 | 0 | 0.54519 | 5.8555 | 0 | 0 | 0.42121 | 0.86784 | 0 | 0 | 0 | 0 | 8.141 | 0 | 0 | 0 | 0 | 0 | 0 | 0 | 0 | 0 | 0 | 0 | 0 | 0
1 | 28 | 14 | 7 | 1.7931 | 0 | 13.6089 | 0 | 0 | 0 | 0 | 0.50233 | 0 | 0 | 3.959 | 0 | 19.8633 | 0 | 0 | 0 | 0 | 0 | 0 | 0 | 0 | 0 | 0 | 0 | 0 | 0 | 0.45131 | 0 | 0.54519 | 4.975 | 0 | 0 | 0.36871 | 0.86343 | 0 | 0 | 0 | 0 | 7.2036 | 0 | 0 | 0 | 0 | 0 | 0 | 0 | 0 | 0 | 0 | 0 | 0 | 0
1 | 28 | 15 | 7 | 1.7931 | 0 | 13.6089 | 0 | 0 | 0 | 0 | 0.31034 | 0 | 0 | 3.959 | 0 | 19.6713 | 0 | 0 | 0 | 0 | 0 | 0 | 0 | 0 | 0 | 0 | 0 | 0 | 0 | 0.45131 | 0 | 0.54519 | 4.0676 | 0 | 0 | 0.36871 | 0.85545 | 0 | 0 | 0 | 0 | 6.2882 | 0 | 0 | 0 | 0 | 0 | 0 | 0 | 0 | 0 | 0 | 0 | 0 | 0
1 | 28 | 16 | 7 | 1.7931 | 0 | 13.6089 | 0 | 0 | 0 | 0 | 0.29882 | 0 | 0 | 5.0771 | 0 | 20.7779 | 0 | 0 | 0 | 0 | 0 | 0 | 0 | 0 | 0 | 0 | 0 | 0 | 0 | 0.45131 | 0 | 0.54519 | 3.7785 | 0 | 0 | 0.31621 | 0.85142 | 0 | 0 | 0 | 0 | 5.9426 | 0 | 0 | 0 | 0 | 0 | 0 | 0 | 0 | 0 | 0 | 0 | 0 | 0
1 | 28 | 17 | 7 | 1.7931 | 0 | 13.6089 | 0 | 0 | 0 | 0 | 0.45028 | 0 | 0 | 3.5992 | 0 | 19.4515 | 0 | 0 | 0 | 0 | 0 | 0 | 0 | 0 | 0 | 0 | 0 | 0 | 0 | 0.45131 | 0 | 0.54519 | 4.7887 | 0 | 0 | 0.31621 | 0.86022 | 0 | 0 | 0 | 0 | 6.9616 | 0 | 0 | 0 | 0 | 0 | 0 | 0 | 0 | 0 | 0 | 0 | 0 | 0
1 | 28 | 18 | 7 | 1.7931 | 0 | 13.6089 | 0 | 0 | 0 | 0 | 0.57802 | 0 | 0 | 5.9708 | 0 | 21.9508 | 0 | 0 | 0 | 0 | 0 | 0 | 0 | 0 | 0 | 0 | 0 | 0 | 0 | 0.45131 | 0 | 0.54519 | 5.5493 | 0 | 0 | 0.52621 | 0.86411 | 0 | 0 | 0 | 0 | 7.9362 | 0 | 0 | 0 | 0 | 0 | 0 | 0 | 0 | 0 | 0 | 0 | 0 | 0
1 | 28 | 19 | 7 | 1.7931 | 0 | 9.8982 | 0 | 0 | 0 | 0 | 0.6665 | 0 | 0 | 5.9708 | 0 | 18.3287 | 0 | 0 | 0 | 0 | 0 | 0 | 0 | 0 | 0 | 0 | 0 | 0 | 0 | 0.45131 | 0 | 0.54519 | 6.283 | 0 | 0 | 0.52621 | 0.86305 | 0 | 0 | 0 | 0 | 8.6687 | 0 | 0 | 0 | 0 | 0 | 0 | 0 | 0 | 0 | 0 | 0 | 0 | 0
1 | 28 | 20 | 7 | 1.7931 | 0 | 2.4769 | 0 | 0 | 0 | 0 | 0.80144 | 0 | 0 | 3.9589 | 0 | 9.0304 | 0 | 0 | 0 | 0 | 0 | 0 | 0 | 0 | 0 | 0 | 0 | 0 | 0 | 0.45131 | 0 | 0.88038 | 6.8209 | 0 | 0 | 0.42121 | 0.85665 | 0 | 0 | 0 | 0 | 9.4305 | 0 | 0 | 0 | 0 | 0 | 0 | 0 | 0 | 0 | 0 | 0 | 0 | 0
1 | 28 | 21 | 7 | 1.7931 | 0 | 2.4769 | 0 | 0 | 0 | 0 | 0.85468 | 0 | 0 | 3.9589 | 0 | 9.0836 | 0 | 0 | 0 | 0 | 0 | 0 | 0 | 0 | 0 | 0 | 0 | 0 | 0 | 0.45131 | 0 | 1.1038 | 7.2325 | 0 | 0 | 0.36871 | 0.85481 | 0 | 0 | 0 | 0 | 10.0111 | 0 | 0 | 0 | 0 | 0 | 0 | 0 | 0 | 0 | 0 | 0 | 0 | 0
1 | 28 | 22 | 7 | 1.7931 | 0 | 2.4769 | 0 | 0 | 0 | 0 | 0.87486 | 0 | 0 | 6.412 | 0 | 11.5569 | 0 | 0 | 0 | 0 | 0 | 0 | 0 | 0 | 0 | 0 | 0 | 0 | 0 | 0.45131 | 0 | 1.2156 | 7.362 | 0 | 0 | 0.47371 | 0.85273 | 0 | 0 | 0 | 0 | 10.3553 | 0 | 0 | 0 | 0 | 0 | 0 | 0 | 0 | 0 | 0 | 0 | 0 | 0
1 | 28 | 23 | 7 | 1.7931 | 0 | 2.4769 | 0 | 0 | 0 | 0 | 0.86191 | 0 | 0 | 3.6021 | 0 | 8.734 | 0 | 0 | 0 | 0 | 0 | 0 | 0 | 0 | 0 | 0 | 0 | 0 | 0 | 0.45131 | 0 | 1.1038 | 8.0756 | 0 | 0 | 0.31621 | 0.85287 | 0 | 0.25603 | 0 | 0 | 11.0559 | 0 | 0 | 0 | 0 | 0 | 0 | 0 | 0 | 0 | 0 | 0 | 0 | 0
1 | 28 | 24 | 7 | 1.7931 | 0 | 2.4769 | 0 | 0 | 0 | 0 | 0.40939 | 0 | 0 | 0.63462 | 0 | 5.314 | 0 | 0 | 0 | 0 | 0 | 0 | 0 | 0 | 0 | 0 | 0 | 0 | 0 | 0.45131 | 0 | 0.88038 | 5.5972 | 0 | 0 | 0.053706 | 0.85679 | 0 | 0.18281 | 0 | 0 | 8.0222 | 0 | 0 | 0 | 0 | 0 | 0 | 0 | 0 | 0 | 0 | 0 | 0 | 0
1 | 29 | 1 | 1 | 1.7931 | 0 | 2.4769 | 0 | 0 | 0 | 0 | 0.56455 | 0 | 0 | 0.63463 | 0 | 5.4692 | 0 | 0 | 0 | 0 | 0 | 0 | 0 | 0 | 0 | 0 | 0 | 0 | 0 | 0.45131 | 0 | 0.54519 | 6.9314 | 0 | 0 | 0.053706 | 0.86848 | 0 | 0.26253 | 0 | 0 | 9.1127 | 0 | 0 | 0 | 0 | 0 | 0 | 0 | 0 | 0 | 0 | 0 | 0 | 0
1 | 29 | 2 | 1 | 1.7931 | 0 | 2.4769 | 0 | 0 | 0 | 0 | 0.60562 | 0 | 0 | 0.63466 | 0 | 5.5103 | 0 | 0 | 0 | 0 | 0 | 0 | 0 | 0 | 0 | 0 | 0 | 0 | 0 | 0.45131 | 0 | 0.32173 | 7.3958 | 0 | 0 | 0.053706 | 0.87243 | 0 | 0.4889 | 0 | 0 | 9.5839 | 0 | 0 | 0 | 0 | 0 | 0 | 0 | 0 | 0 | 0 | 0 | 0 | 0
1 | 29 | 3 | 1 | 1.7931 | 0 | 2.4769 | 0 | 0 | 0 | 0 | 0.6613 | 0 | 0 | 0.63467 | 0 | 5.566 | 0 | 0 | 0 | 0 | 0 | 0 | 0 | 0 | 0 | 0 | 0 | 0 | 0 | 0.45131 | 0 | 0.32173 | 7.8506 | 0 | 0 | 0.053706 | 0.87769 | 0 | 0.50812 | 0 | 0 | 10.0632 | 0 | 0 | 0 | 0 | 0 | 0 | 0 | 0 | 0 | 0 | 0 | 0 | 0
1 | 29 | 4 | 1 | 1.7931 | 0 | 2.4769 | 0 | 0 | 0 | 0 | 0.65275 | 0 | 0 | 0.63469 | 0 | 5.5575 | 0 | 0 | 0 | 0 | 0 | 0 | 0 | 0 | 0 | 0 | 0 | 0 | 0 | 0.45131 | 0 | 0.32173 | 7.6261 | 0 | 0 | 0.053706 | 0.87248 | 0 | 0.56947 | 0 | 0 | 9.8948 | 0 | 0 | 0 | 0 | 0 | 0 | 0 | 0 | 0 | 0 | 0 | 0 | 0
1 | 29 | 5 | 1 | 1.7931 | 0 | 2.4769 | 0 | 0 | 0 | 0 | 0.60792 | 0 | 0 | 0.63467 | 0 | 5.5126 | 0 | 0 | 0 | 0 | 0 | 0 | 0 | 0 | 0 | 0 | 0 | 0 | 0 | 0.45131 | 0 | 0.32173 | 7.3115 | 0 | 0 | 0.053706 | 0.86225 | 0 | 0.79577 | 0 | 0 | 9.7963 | 0 | 0 | 0 | 0 | 0 | 0 | 0 | 0 | 0 | 0 | 0 | 0 | 0
1 | 29 | 6 | 1 | 1.7931 | 0 | 2.4769 | 0 | 0 | 0 | 0 | 0.62063 | 0 | 0 | 0.63464 | 0 | 5.5253 | 0 | 0 | 0 | 0 | 0 | 0 | 0 | 0 | 0 | 0 | 0 | 0 | 0 | 0.45131 | 0 | 0.32173 | 7.5152 | 0 | 0 | 0.053706 | 0.86282 | 0 | 0.85963 | 0 | 0 | 10.0644 | 0 | 0 | 0 | 0 | 0 | 0 | 0 | 0 | 0 | 0 | 0 | 0 | 0
1 | 29 | 7 | 1 | 1.7931 | 0 | 2.4769 | 0 | 0 | 0 | 0 | 0.70283 | 0 | 0 | 3.5991 | 0 | 8.572 | 0 | 0 | 0 | 0 | 0 | 0 | 0 | 0 | 0 | 0 | 0 | 0 | 0 | 0.45131 | 0 | 0.54519 | 8.0358 | 0 | 0 | 0.31621 | 0.86833 | 0 | 0.5701 | 0 | 0 | 10.787 | 0 | 0 | 0 | 0 | 0 | 0 | 0 | 0 | 0 | 0 | 0 | 0 | 0
1 | 29 | 8 | 1 | 1.7931 | 0 | 2.4769 | 0 | 0 | 0 | 0 | 1.0983 | 0 | 0 | 5.9708 | 0 | 11.3391 | 0 | 0 | 0 | 0 | 0 | 0 | 0 | 0 | 0 | 0 | 0 | 0 | 0 | 0.45131 | 0 | 0.71279 | 10.5449 | 0 | 0 | 0.52621 | 0.85893 | 0 | 0.58023 | 0 | 0 | 13.6744 | 0 | 0 | 0 | 0 | 0 | 0 | 0 | 0 | 0 | 0 | 0 | 0 | 0
1 | 29 | 9 | 1 | 1.7931 | 0 | 13.6089 | 0 | 0 | 0 | 0 | 0.87409 | 0 | 0 | 3.9589 | 0 | 20.235 | 0 | 0 | 0 | 0 | 0 | 0 | 0 | 0 | 0 | 0 | 0 | 0 | 0 | 0.45131 | 0 | 0.71279 | 7.574 | 0 | 0 | 0.42121 | 0.84975 | 0 | 0 | 0 | 0 | 10.0091 | 0 | 0 | 0 | 0 | 0 | 0 | 0 | 0 | 0 | 0 | 0 | 0 | 0
1 | 29 | 10 | 1 | 1.7931 | 0 | 13.6089 | 0 | 0 | 0 | 0 | 0.71882 | 0 | 0 | 4.4154 | 0 | 20.5363 | 0 | 0 | 0 | 0 | 0 | 0 | 0 | 0 | 0 | 0 | 0 | 0 | 0 | 0.45131 | 0 | 0.71279 | 6.3011 | 0 | 0 | 0.31621 | 0.84124 | 0 | 0 | 0 | 0 | 8.6226 | 0 | 0 | 0 | 0 | 0 | 0 | 0 | 0 | 0 | 0 | 0 | 0 | 0
1 | 29 | 11 | 1 | 1.7931 | 0 | 13.6089 | 0 | 0 | 0 | 0 | 0.60902 | 0 | 0 | 3.5991 | 0 | 19.6101 | 0 | 0 | 0 | 0 | 0 | 0 | 0 | 0 | 0 | 0 | 0 | 0 | 0 | 0.45131 | 0 | 0.71279 | 5.4907 | 0 | 0 | 0.31621 | 0.83831 | 0 | 0 | 0 | 0 | 7.8093 | 0 | 0 | 0 | 0 | 0 | 0 | 0 | 0 | 0 | 0 | 0 | 0 | 0
1 | 29 | 12 | 1 | 1.7931 | 0 | 13.6089 | 0 | 0 | 0 | 0 | 0.48789 | 0 | 0 | 3.9589 | 0 | 19.8488 | 0 | 0 | 0 | 0 | 0 | 0 | 0 | 0 | 0 | 0 | 0 | 0 | 0 | 0.45131 | 0 | 0.54519 | 4.8213 | 0 | 0 | 0.36871 | 0.83974 | 0 | 0 | 0 | 0 | 7.0263 | 0 | 0 | 0 | 0 | 0 | 0 | 0 | 0 | 0 | 0 | 0 | 0 | 0
1 | 29 | 13 | 1 | 1.7931 | 0 | 8.6613 | 0 | 0 | 0 | 0 | 0.47042 | 0 | 0 | 3.9589 | 0 | 14.8838 | 0 | 0 | 0 | 0 | 0 | 0 | 0 | 0 | 0 | 0 | 0 | 0 | 0 | 0.45131 | 0 | 0.54519 | 4.5541 | 0 | 0 | 0.42121 | 0.83951 | 0 | 0 | 0 | 0 | 6.8113 | 0 | 0 | 0 | 0 | 0 | 0 | 0 | 0 | 0 | 0 | 0 | 0 | 0
1 | 29 | 14 | 1 | 1.7931 | 0 | 13.6089 | 0 | 0 | 0 | 0 | 0.39173 | 0 | 0 | 3.9589 | 0 | 19.7526 | 0 | 0 | 0 | 0 | 0 | 0 | 0 | 0 | 0 | 0 | 0 | 0 | 0 | 0.45131 | 0 | 0.54519 | 4.1755 | 0 | 0 | 0.36871 | 0.83959 | 0 | 0 | 0 | 0 | 6.3803 | 0 | 0 | 0 | 0 | 0 | 0 | 0 | 0 | 0 | 0 | 0 | 0 | 0
1 | 29 | 15 | 1 | 1.7931 | 0 | 13.6089 | 0 | 0 | 0 | 0 | 0.37136 | 0 | 0 | 3.9589 | 0 | 19.7323 | 0 | 0 | 0 | 0 | 0 | 0 | 0 | 0 | 0 | 0 | 0 | 0 | 0 | 0.45131 | 0 | 0.54519 | 4.0317 | 0 | 0 | 0.36871 | 0.84389 | 0 | 0 | 0 | 0 | 6.2408 | 0 | 0 | 0 | 0 | 0 | 0 | 0 | 0 | 0 | 0 | 0 | 0 | 0
1 | 29 | 16 | 1 | 1.7931 | 0 | 13.6089 | 0 | 0 | 0 | 0 | 0.39892 | 0 | 0 | 5.0767 | 0 | 20.8777 | 0 | 0 | 0 | 0 | 0 | 0 | 0 | 0 | 0 | 0 | 0 | 0 | 0 | 0.45131 | 0 | 0.54519 | 4.2794 | 0 | 0 | 0.31621 | 0.84285 | 0 | 0 | 0 | 0 | 6.435 | 0 | 0 | 0 | 0 | 0 | 0 | 0 | 0 | 0 | 0 | 0 | 0 | 0
1 | 29 | 17 | 1 | 1.7931 | 0 | 13.6089 | 0 | 0 | 0 | 0 | 0.53678 | 0 | 0 | 3.5991 | 0 | 19.5379 | 0 | 0 | 0 | 0 | 0 | 0 | 0 | 0 | 0 | 0 | 0 | 0 | 0 | 0.45131 | 0 | 0.54519 | 5.1787 | 0 | 0 | 0.31621 | 0.84731 | 0 | 0 | 0 | 0 | 7.3387 | 0 | 0 | 0 | 0 | 0 | 0 | 0 | 0 | 0 | 0 | 0 | 0 | 0
1 | 29 | 18 | 1 | 1.7931 | 0 | 13.6089 | 0 | 0 | 0 | 0 | 0.59066 | 0 | 0 | 5.9707 | 0 | 21.9634 | 0 | 0 | 0 | 0 | 0 | 0 | 0 | 0 | 0 | 0 | 0 | 0 | 0 | 0.45131 | 0 | 0.54519 | 5.5909 | 0 | 0 | 0.52621 | 0.85074 | 0 | 0 | 0 | 0 | 7.9643 | 0 | 0 | 0 | 0 | 0 | 0 | 0 | 0 | 0 | 0 | 0 | 0 | 0
1 | 29 | 19 | 1 | 1.7931 | 0 | 9.8982 | 0 | 0 | 0 | 0 | 0.64809 | 0 | 0 | 5.9707 | 0 | 18.3102 | 0 | 0 | 0 | 0 | 0 | 0 | 0 | 0 | 0 | 0 | 0 | 0 | 0 | 0.45131 | 0 | 0.54519 | 5.8588 | 0 | 0 | 0.52621 | 0.8488 | 0 | 0 | 0 | 0 | 8.2303 | 0 | 0 | 0 | 0 | 0 | 0 | 0 | 0 | 0 | 0 | 0 | 0 | 0
1 | 29 | 20 | 1 | 1.7931 | 0 | 2.4769 | 0 | 0 | 0 | 0 | 0.79245 | 0 | 0 | 3.9589 | 0 | 9.0214 | 0 | 0 | 0 | 0 | 0 | 0 | 0 | 0 | 0 | 0 | 0 | 0 | 0 | 0.45131 | 0 | 0.88038 | 7.5434 | 0 | 0 | 0.42121 | 0.84725 | 0 | 0.85967 | 0 | 0 | 11.0032 | 0 | 0 | 0 | 0 | 0 | 0 | 0 | 0 | 0 | 0 | 0 | 0 | 0
1 | 29 | 21 | 1 | 1.7931 | 0 | 2.4769 | 0 | 0 | 0 | 0 | 0.78212 | 0 | 0 | 3.9589 | 0 | 9.011 | 0 | 0 | 0 | 0 | 0 | 0 | 0 | 0 | 0 | 0 | 0 | 0 | 0 | 0.45131 | 0 | 1.1038 | 6.4441 | 0 | 0 | 0.36871 | 0.83491 | 0 | 0 | 0 | 0 | 9.2029 | 0 | 0 | 0 | 0 | 0 | 0 | 0 | 0 | 0 | 0 | 0 | 0 | 0
1 | 29 | 22 | 1 | 1.7931 | 0 | 2.4769 | 0 | 0 | 0 | 0 | 0.77281 | 0 | 0 | 6.412 | 0 | 11.4548 | 0 | 0 | 0 | 0 | 0 | 0 | 0 | 0 | 0 | 0 | 0 | 0 | 0 | 0.45131 | 0 | 1.2156 | 6.3325 | 0 | 0 | 0.47371 | 0.82962 | 0 | 0 | 0 | 0 | 9.3027 | 0 | 0 | 0 | 0 | 0 | 0 | 0 | 0 | 0 | 0 | 0 | 0 | 0
1 | 29 | 23 | 1 | 1.7931 | 0 | 2.4769 | 0 | 0 | 0 | 0 | 0.78161 | 0 | 0 | 3.6019 | 0 | 8.6535 | 0 | 0 | 0 | 0 | 0 | 0 | 0 | 0 | 0 | 0 | 0 | 0 | 0 | 0.45131 | 0 | 1.1038 | 6.2845 | 0 | 0 | 0.31621 | 0.832 | 0 | 0 | 0 | 0 | 8.9879 | 0 | 0 | 0 | 0 | 0 | 0 | 0 | 0 | 0 | 0 | 0 | 0 | 0
1 | 29 | 24 | 1 | 1.7931 | 0 | 2.4769 | 0 | 0 | 0 | 0 | 0.31044 | 0 | 0 | 0.63453 | 0 | 5.215 | 0 | 0 | 0 | 0 | 0 | 0 | 0 | 0 | 0 | 0 | 0 | 0 | 0 | 0.45131 | 0 | 0.88038 | 4.1091 | 0 | 0 | 0.053706 | 0.83344 | 0 | 0 | 0 | 0 | 6.3279 | 0 | 0 | 0 | 0 | 0 | 0 | 0 | 0 | 0 | 0 | 0 | 0 | 0
1 | 30 | 1 | 2 | 1.7931 | 0 | 2.4769 | 0 | 0 | 0 | 0 | 0.45881 | 0 | 0 | 0.63454 | 0 | 5.3634 | 0 | 0 | 0 | 0 | 0 | 0 | 0 | 0 | 0 | 0 | 0 | 0 | 0 | 0.45131 | 0 | 0.54519 | 5.2654 | 0 | 0 | 0.053706 | 0.84385 | 0 | 0 | 0 | 0 | 7.1595 | 0 | 0 | 0 | 0 | 0 | 0 | 0 | 0 | 0 | 0 | 0 | 0 | 0
1 | 30 | 2 | 2 | 1.7931 | 0 | 2.4769 | 0 | 0 | 0 | 0 | 0.51969 | 0 | 0 | 0.63457 | 0 | 5.4243 | 0 | 0 | 0 | 0 | 0 | 0 | 0 | 0 | 0 | 0 | 0 | 0 | 0 | 0.45131 | 0 | 0.32173 | 5.778 | 0 | 0 | 0.053706 | 0.85103 | 0 | 0 | 0 | 0 | 7.4558 | 0 | 0 | 0 | 0 | 0 | 0 | 0 | 0 | 0 | 0 | 0 | 0 | 0
1 | 30 | 3 | 2 | 1.7931 | 0 | 2.4769 | 0 | 0 | 0 | 0 | 0.55832 | 0 | 0 | 0.6346 | 0 | 5.4629 | 0 | 0 | 0 | 0 | 0 | 0 | 0 | 0 | 0 | 0 | 0 | 0 | 0 | 0.45131 | 0 | 0.32173 | 6.0358 | 0 | 0 | 0.053706 | 0.85338 | 0 | 0 | 0 | 0 | 7.716 | 0 | 0 | 0 | 0 | 0 | 0 | 0 | 0 | 0 | 0 | 0 | 0 | 0
1 | 30 | 4 | 2 | 1.7931 | 0 | 2.4769 | 0 | 0 | 0 | 0 | 0.5781 | 0 | 0 | 0.6346 | 0 | 5.4827 | 0 | 0 | 0 | 0 | 0 | 0 | 0 | 0 | 0 | 0 | 0 | 0 | 0 | 0.45131 | 0 | 0.32173 | 6.2185 | 0 | 0 | 0.053706 | 0.85368 | 0 | 0 | 0 | 0 | 7.8989 | 0 | 0 | 0 | 0 | 0 | 0 | 0 | 0 | 0 | 0 | 0 | 0 | 0
1 | 30 | 5 | 2 | 1.7931 | 0 | 2.4769 | 0 | 0 | 0 | 0 | 0.57015 | 0 | 0 | 0.6346 | 0 | 5.4748 | 0 | 0 | 0 | 0 | 0 | 0 | 0 | 0 | 0 | 0 | 0 | 0 | 0 | 0.45131 | 0 | 0.32173 | 6.0811 | 0 | 0 | 0.053706 | 0.84991 | 0 | 0 | 0 | 0 | 7.7577 | 0 | 0 | 0 | 0 | 0 | 0 | 0 | 0 | 0 | 0 | 0 | 0 | 0
1 | 30 | 6 | 2 | 1.7931 | 0 | 2.4769 | 0 | 0 | 0 | 0 | 0.60166 | 0 | 0 | 0.63459 | 0 | 5.5063 | 0 | 0 | 0 | 0 | 0 | 0 | 0 | 0 | 0 | 0 | 0 | 0 | 0 | 0.45131 | 0 | 0.32173 | 6.347 | 0 | 0 | 0.053706 | 0.8534 | 0 | 0 | 0 | 0 | 8.0272 | 0 | 0 | 0 | 0 | 0 | 0 | 0 | 0 | 0 | 0 | 0 | 0 | 0
1 | 30 | 7 | 2 | 1.7931 | 0 | 2.4769 | 0 | 0 | 0 | 0 | 0.63681 | 0 | 0 | 3.5991 | 0 | 8.5059 | 0 | 0 | 0 | 0 | 0 | 0 | 0 | 0 | 0 | 0 | 0 | 0 | 0 | 0.45131 | 0 | 0.54519 | 6.5366 | 0 | 0 | 0.31621 | 0.85082 | 0 | 0 | 0 | 0 | 8.7001 | 0 | 0 | 0 | 0 | 0 | 0 | 0 | 0 | 0 | 0 | 0 | 0 | 0
1 | 30 | 8 | 2 | 1.7931 | 0 | 2.4769 | 0 | 0 | 0 | 0 | 1.0473 | 0 | 0 | 5.9707 | 0 | 11.2881 | 0 | 0 | 0 | 0 | 0 | 0 | 0 | 0 | 0 | 0 | 0 | 0 | 0 | 0.45131 | 0 | 0.71279 | 8.5123 | 0 | 0 | 0.52621 | 0.84096 | 0 | 0 | 0 | 0 | 11.0436 | 0 | 0 | 0 | 0 | 0 | 0 | 0 | 0 | 0 | 0 | 0 | 0 | 0
1 | 30 | 9 | 2 | 1.7931 | 0 | 13.6089 | 0 | 0 | 0 | 0 | 0.81373 | 0 | 0 | 3.9589 | 0 | 20.1746 | 0 | 0 | 0 | 0 | 0 | 0 | 0 | 0 | 0 | 0 | 0 | 0 | 0 | 0.45131 | 0 | 0.71279 | 6.8133 | 0 | 0 | 0.42121 | 0.83805 | 0 | 0 | 0 | 0 | 9.2367 | 0 | 0 | 0 | 0 | 0 | 0 | 0 | 0 | 0 | 0 | 0 | 0 | 0
1 | 30 | 10 | 2 | 1.7931 | 0 | 13.6089 | 0 | 0 | 0 | 0 | 0.71073 | 0 | 0 | 4.4154 | 0 | 20.5281 | 0 | 0 | 0 | 0 | 0 | 0 | 0 | 0 | 0 | 0 | 0 | 0 | 0 | 0.45131 | 0 | 0.71279 | 5.8282 | 0 | 0 | 0.31621 | 0.83348 | 0 | 0 | 0 | 0 | 8.1419 | 0 | 0 | 0 | 0 | 0 | 0 | 0 | 0 | 0 | 0 | 0 | 0 | 0
1 | 30 | 11 | 2 | 1.7931 | 0 | 13.6089 | 0 | 0 | 0 | 0 | 0.53928 | 0 | 0 | 3.5991 | 0 | 19.5403 | 0 | 0 | 0 | 0 | 0 | 0 | 0 | 0 | 0 | 0 | 0 | 0 | 0 | 0.45131 | 0 | 0.71279 | 4.6007 | 0 | 0 | 0.31621 | 0.82291 | 0 | 0 | 0 | 0 | 6.904 | 0 | 0 | 0 | 0 | 0 | 0 | 0 | 0 | 0 | 0 | 0 | 0 | 0
1 | 30 | 12 | 2 | 1.7931 | 0 | 13.6089 | 0 | 0 | 0 | 0 | 0.39436 | 0 | 0 | 3.9589 | 0 | 19.7552 | 0 | 0 | 0 | 0 | 0 | 0 | 0 | 0 | 0 | 0 | 0 | 0 | 0 | 0.45131 | 0 | 0.54519 | 3.4773 | 0 | 0 | 0.36871 | 0.82385 | 0 | 0 | 0 | 0 | 5.6664 | 0 | 0 | 0 | 0 | 0 | 0 | 0 | 0 | 0 | 0 | 0 | 0 | 0
1 | 30 | 13 | 2 | 1.7931 | 0 | 8.6613 | 0 | 0 | 0 | 0 | 0.49052 | 0 | 0 | 3.9589 | 0 | 14.9039 | 0 | 0 | 0 | 0 | 0 | 0 | 0 | 0 | 0 | 0 | 0 | 0 | 0 | 0.45131 | 0 | 0.54519 | 3.7891 | 0 | 0 | 0.42121 | 0.82212 | 0 | 0 | 0 | 0 | 6.0289 | 0 | 0 | 0 | 0 | 0 | 0 | 0 | 0 | 0 | 0 | 0 | 0 | 0
1 | 30 | 14 | 2 | 1.7931 | 0 | 13.6089 | 0 | 0 | 0 | 0 | 0.50438 | 0 | 0 | 3.9589 | 0 | 19.8653 | 0 | 0 | 0 | 0 | 0 | 0 | 0 | 0 | 0 | 0 | 0 | 0 | 0 | 0.45131 | 0 | 0.54519 | 4.2181 | 0 | 0 | 0.36871 | 0.82781 | 0 | 0 | 0 | 0 | 6.4111 | 0 | 0 | 0 | 0 | 0 | 0 | 0 | 0 | 0 | 0 | 0 | 0 | 0
1 | 30 | 15 | 2 | 1.7931 | 0 | 13.6089 | 0 | 0 | 0 | 0 | 0.50846 | 0 | 0 | 3.9589 | 0 | 19.8693 | 0 | 0 | 0 | 0 | 0 | 0 | 0 | 0 | 0 | 0 | 0 | 0 | 0 | 0.45131 | 0 | 0.54519 | 4.2377 | 0 | 0 | 0.36871 | 0.82651 | 0 | 0 | 0 | 0 | 6.4294 | 0 | 0 | 0 | 0 | 0 | 0 | 0 | 0 | 0 | 0 | 0 | 0 | 0
1 | 30 | 16 | 2 | 1.7931 | 0 | 13.6089 | 0 | 0 | 0 | 0 | 0.53779 | 0 | 0 | 5.0766 | 0 | 21.0164 | 0 | 0 | 0 | 0 | 0 | 0 | 0 | 0 | 0 | 0 | 0 | 0 | 0 | 0.45131 | 0 | 0.54519 | 4.3704 | 0 | 0 | 0.31621 | 0.82858 | 0 | 0 | 0 | 0 | 6.5116 | 0 | 0 | 0 | 0 | 0 | 0 | 0 | 0 | 0 | 0 | 0 | 0 | 0
1 | 30 | 17 | 2 | 1.7931 | 0 | 13.6089 | 0 | 0 | 0 | 0 | 0.54336 | 0 | 0 | 3.5991 | 0 | 19.5444 | 0 | 0 | 0 | 0 | 0 | 0 | 0 | 0 | 0 | 0 | 0 | 0 | 0 | 0.45131 | 0 | 0.54519 | 4.5274 | 0 | 0 | 0.31621 | 0.82973 | 0 | 0 | 0 | 0 | 6.6698 | 0 | 0 | 0 | 0 | 0 | 0 | 0 | 0 | 0 | 0 | 0 | 0 | 0
1 | 30 | 18 | 2 | 1.7931 | 0 | 13.6089 | 0 | 0 | 0 | 0 | 0.50974 | 0 | 0 | 5.9707 | 0 | 21.8824 | 0 | 0 | 0 | 0 | 0 | 0 | 0 | 0 | 0 | 0 | 0 | 0 | 0 | 0.45131 | 0 | 0.54519 | 4.1704 | 0 | 0 | 0.52621 | 0.82853 | 0 | 0 | 0 | 0 | 6.5217 | 0 | 0 | 0 | 0 | 0 | 0 | 0 | 0 | 0 | 0 | 0 | 0 | 0
1 | 30 | 19 | 2 | 1.7931 | 0 | 9.8982 | 0 | 0 | 0 | 0 | 0.54883 | 0 | 0 | 5.9707 | 0 | 18.2108 | 0 | 0 | 0 | 0 | 0 | 0 | 0 | 0 | 0 | 0 | 0 | 0 | 0 | 0.45131 | 0 | 0.54519 | 4.4119 | 0 | 0 | 0.52621 | 0.82795 | 0 | 0 | 0 | 0 | 6.7626 | 0 | 0 | 0 | 0 | 0 | 0 | 0 | 0 | 0 | 0 | 0 | 0 | 0
1 | 30 | 20 | 2 | 1.7931 | 0 | 2.4769 | 0 | 0 | 0 | 0 | 0.64912 | 0 | 0 | 3.9589 | 0 | 8.878 | 0 | 0 | 0 | 0 | 0 | 0 | 0 | 0 | 0 | 0 | 0 | 0 | 0 | 0.45131 | 0 | 0.88038 | 4.7686 | 0 | 0 | 0.42121 | 0.81993 | 0 | 0 | 0 | 0 | 7.3414 | 0 | 0 | 0 | 0 | 0 | 0 | 0 | 0 | 0 | 0 | 0 | 0 | 0
1 | 30 | 21 | 2 | 1.7931 | 0 | 2.4769 | 0 | 0 | 0 | 0 | 0.67818 | 0 | 0 | 3.9589 | 0 | 8.907 | 0 | 0 | 0 | 0 | 0 | 0 | 0 | 0 | 0 | 0 | 0 | 0 | 0 | 0.45131 | 0 | 1.1038 | 5.4085 | 0 | 0 | 0.36871 | 0.81551 | 0 | 0 | 0 | 0 | 8.1479 | 0 | 0 | 0 | 0 | 0 | 0 | 0 | 0 | 0 | 0 | 0 | 0 | 0
1 | 30 | 22 | 2 | 1.7931 | 0 | 2.4769 | 0 | 0 | 0 | 0 | 0.70779 | 0 | 0 | 6.4119 | 0 | 11.3897 | 0 | 0 | 0 | 0 | 0 | 0 | 0 | 0 | 0 | 0 | 0 | 0 | 0 | 0.45131 | 0 | 1.2156 | 5.4288 | 0 | 0 | 0.47371 | 0.81567 | 0 | 0 | 0 | 0 | 8.3851 | 0 | 0 | 0 | 0 | 0 | 0 | 0 | 0 | 0 | 0 | 0 | 0 | 0
1 | 30 | 23 | 2 | 1.7931 | 0 | 2.4769 | 0 | 0 | 0 | 0 | 0.68673 | 0 | 0 | 3.6018 | 0 | 8.5585 | 0 | 0 | 0 | 0 | 0 | 0 | 0 | 0 | 0 | 0 | 0 | 0 | 0 | 0.45131 | 0 | 1.1038 | 5.3431 | 0 | 0 | 0.31621 | 0.81352 | 0 | 0 | 0 | 0 | 8.028 | 0 | 0 | 0 | 0 | 0 | 0 | 0 | 0 | 0 | 0 | 0 | 0 | 0
1 | 30 | 24 | 2 | 1.7931 | 0 | 2.4769 | 0 | 0 | 0 | 0 | 0.23365 | 0 | 0 | 0.63447 | 0 | 5.1381 | 0 | 0 | 0 | 0 | 0 | 0 | 0 | 0 | 0 | 0 | 0 | 0 | 0 | 0.45131 | 0 | 0.88038 | 3.4305 | 0 | 0 | 0.053706 | 0.81865 | 0 | 0 | 0 | 0 | 5.6346 | 0 | 0 | 0 | 0 | 0 | 0 | 0 | 0 | 0 | 0 | 0 | 0 | 0
1 | 31 | 1 | 3 | 1.7931 | 0 | 2.4769 | 0 | 0 | 0 | 0 | 0.4461 | 0 | 0 | 0.63449 | 0 | 5.3506 | 0 | 0 | 0 | 0 | 0 | 0 | 0 | 0 | 0 | 0 | 0 | 0 | 0 | 0.45131 | 0 | 0.54519 | 4.7548 | 0 | 0 | 0.053706 | 0.83848 | 0 | 0 | 0 | 0 | 6.6435 | 0 | 0 | 0 | 0 | 0 | 0 | 0 | 0 | 0 | 0 | 0 | 0 | 0
1 | 31 | 2 | 3 | 1.7931 | 0 | 2.4769 | 0 | 0 | 0 | 0 | 0.43269 | 0 | 0 | 0.63455 | 0 | 5.3373 | 0 | 0 | 0 | 0 | 0 | 0 | 0 | 0 | 0 | 0 | 0 | 0 | 0 | 0.45131 | 0 | 0.32173 | 4.7877 | 0 | 0 | 0.053706 | 0.83357 | 0 | 0 | 0 | 0 | 6.4481 | 0 | 0 | 0 | 0 | 0 | 0 | 0 | 0 | 0 | 0 | 0 | 0 | 0
1 | 31 | 3 | 3 | 1.7931 | 0 | 2.4769 | 0 | 0 | 0 | 0 | 0.553 | 0 | 0 | 0.63454 | 0 | 5.4576 | 0 | 0 | 0 | 0 | 0 | 0 | 0 | 0 | 0 | 0 | 0 | 0 | 0 | 0.45131 | 0 | 0.32173 | 5.6159 | 0 | 0 | 0.053706 | 0.84952 | 0 | 0 | 0 | 0 | 7.2922 | 0 | 0 | 0 | 0 | 0 | 0 | 0 | 0 | 0 | 0 | 0 | 0 | 0
1 | 31 | 4 | 3 | 1.7931 | 0 | 2.4769 | 0 | 0 | 0 | 0 | 0.67071 | 0 | 0 | 0.63459 | 0 | 5.5753 | 0 | 0 | 0 | 0 | 0 | 0 | 0 | 0 | 0 | 0 | 0 | 0 | 0 | 0.45131 | 0 | 0.32173 | 6.5724 | 0 | 0 | 0.053706 | 0.86478 | 0 | 0 | 0 | 0 | 8.2639 | 0 | 0 | 0 | 0 | 0 | 0 | 0 | 0 | 0 | 0 | 0 | 0 | 0
1 | 31 | 5 | 3 | 1.7931 | 0 | 2.4769 | 0 | 0 | 0 | 0 | 0.74027 | 0 | 0 | 0.63464 | 0 | 5.6449 | 0 | 0 | 0 | 0 | 0 | 0 | 0 | 0 | 0 | 0 | 0 | 0 | 0 | 0.45131 | 0 | 0.32173 | 7.3651 | 0 | 0 | 0.053706 | 0.87292 | 0 | 0 | 0 | 0 | 9.0648 | 0 | 0 | 0 | 0 | 0 | 0 | 0 | 0 | 0 | 0 | 0 | 0 | 0
1 | 31 | 6 | 3 | 1.7931 | 0 | 2.4769 | 0 | 0 | 0 | 0 | 0.81346 | 0 | 0 | 0.63466 | 0 | 5.7181 | 0 | 0 | 0 | 0 | 0 | 0 | 0 | 0 | 0 | 0 | 0 | 0 | 0 | 0.45131 | 0 | 0.32173 | 8.9862 | 0 | 0 | 0.053706 | 0.88451 | 0 | 0.18237 | 0 | 0 | 10.8798 | 0 | 0 | 0 | 0 | 0 | 0 | 0 | 0 | 0 | 0 | 0 | 0 | 0
1 | 31 | 7 | 3 | 1.7931 | 0 | 2.4769 | 0 | 0 | 0 | 0 | 0.82659 | 0 | 0 | 3.5992 | 0 | 8.6958 | 0 | 0 | 0 | 0 | 0 | 0 | 0 | 0 | 0 | 0 | 0 | 0 | 0 | 0.45131 | 0 | 0.54519 | 9.1651 | 0 | 0 | 0.31621 | 0.87789 | 0 | 0.00069785 | 0 | 0 | 11.3563 | 0 | 0 | 0 | 0 | 0 | 0 | 0 | 0 | 0 | 0 | 0 | 0 | 0
1 | 31 | 8 | 3 | 1.7931 | 0 | 2.4769 | 0 | 0 | 0 | 0 | 1.1589 | 0 | 0 | 5.9708 | 0 | 11.3997 | 0 | 0 | 0 | 0 | 0 | 0 | 0 | 0 | 0 | 0 | 0 | 0 | 0 | 0.45131 | 0 | 0.71279 | 11.2975 | 0 | 0 | 0.52621 | 0.86182 | 0 | 0.00089818 | 0 | 0 | 13.8505 | 0 | 0 | 0 | 0 | 0 | 0 | 0 | 0 | 0 | 0 | 0 | 0 | 0
1 | 31 | 9 | 3 | 1.7931 | 0 | 13.6089 | 0 | 0 | 0 | 0 | 0.95806 | 0 | 0 | 3.9589 | 0 | 20.319 | 0 | 0 | 0 | 0 | 0 | 0 | 0 | 0 | 0 | 0 | 0 | 0 | 0 | 0.45131 | 0 | 0.71279 | 9.1974 | 0 | 0 | 0.42121 | 0.85248 | 0 | 0.00073041 | 0 | 0 | 11.6359 | 0 | 0 | 0 | 0 | 0 | 0 | 0 | 0 | 0 | 0 | 0 | 0 | 0
1 | 31 | 10 | 3 | 1.7931 | 0 | 13.6089 | 0 | 0 | 0 | 0 | 0.87659 | 0 | 0 | 4.4154 | 0 | 20.694 | 0 | 0 | 0 | 0 | 0 | 0 | 0 | 0 | 0 | 0 | 0 | 0 | 0 | 0.45131 | 0 | 0.71279 | 8.4012 | 0 | 0 | 0.31621 | 0.85357 | 0 | 0.00066476 | 0 | 0 | 10.7358 | 0 | 0 | 0 | 0 | 0 | 0 | 0 | 0 | 0 | 0 | 0 | 0 | 0
1 | 31 | 11 | 3 | 1.7931 | 0 | 13.6089 | 0 | 0 | 0 | 0 | 0.95395 | 0 | 0 | 3.5991 | 0 | 19.955 | 0 | 0 | 0 | 0 | 0 | 0 | 0 | 0 | 0 | 0 | 0 | 0 | 0 | 0.45131 | 0 | 0.71279 | 8.9461 | 0 | 0 | 0.31621 | 0.86914 | 0 | 0.064339 | 0 | 0 | 11.3598 | 0 | 0 | 0 | 0 | 0 | 0 | 0 | 0 | 0 | 0 | 0 | 0 | 0
1 | 31 | 12 | 3 | 1.7931 | 0 | 13.6089 | 0 | 0 | 0 | 0 | 0.85835 | 0 | 0 | 3.9589 | 0 | 20.2193 | 0 | 0 | 0 | 0 | 0 | 0 | 0 | 0 | 0 | 0 | 0 | 0 | 0 | 0.45131 | 0 | 0.54519 | 8.4962 | 0 | 0 | 0.36871 | 0.87595 | 0 | 0.00066624 | 0 | 0 | 10.7381 | 0 | 0 | 0 | 0 | 0 | 0 | 0 | 0 | 0 | 0 | 0 | 0 | 0
1 | 31 | 13 | 3 | 1.7931 | 0 | 8.6613 | 0 | 0 | 0 | 0 | 0.88111 | 0 | 0 | 3.9589 | 0 | 15.2945 | 0 | 0 | 0 | 0 | 0 | 0 | 0 | 0 | 0 | 0 | 0 | 0 | 0 | 0.45131 | 0 | 0.54519 | 8.81 | 0 | 0 | 0.42121 | 0.87984 | 0 | 0.00068806 | 0 | 0 | 11.1082 | 0 | 0 | 0 | 0 | 0 | 0 | 0 | 0 | 0 | 0 | 0 | 0 | 0
1 | 31 | 14 | 3 | 1.7931 | 0 | 13.6089 | 0 | 0 | 0 | 0 | 0.83762 | 0 | 0 | 3.9589 | 0 | 20.1986 | 0 | 0 | 0 | 0 | 0 | 0 | 0 | 0 | 0 | 0 | 0 | 0 | 0 | 0.45131 | 0 | 0.54519 | 8.841 | 0 | 0 | 0.36871 | 0.88518 | 0 | 0.00067928 | 0 | 0 | 11.0921 | 0 | 0 | 0 | 0 | 0 | 0 | 0 | 0 | 0 | 0 | 0 | 0 | 0
1 | 31 | 15 | 3 | 1.7931 | 0 | 13.6089 | 0 | 0 | 0 | 0 | 0.89083 | 0 | 0 | 3.9589 | 0 | 20.2518 | 0 | 0 | 0 | 0 | 0 | 0 | 0 | 0 | 0 | 0 | 0 | 0 | 0 | 0.45131 | 0 | 0.54519 | 9.1077 | 0 | 0 | 0.36871 | 0.88621 | 0 | 0.00070794 | 0 | 0 | 11.3598 | 0 | 0 | 0 | 0 | 0 | 0 | 0 | 0 | 0 | 0 | 0 | 0 | 0
1 | 31 | 16 | 3 | 1.7931 | 0 | 13.6089 | 0 | 0 | 0 | 0 | 0.83973 | 0 | 0 | 5.077 | 0 | 21.3187 | 0 | 0 | 0 | 0 | 0 | 0 | 0 | 0 | 0 | 0 | 0 | 0 | 0 | 0.45131 | 0 | 0.54519 | 8.6396 | 0 | 0 | 0.31621 | 0.87394 | 0 | 0.00066939 | 0 | 0 | 10.827 | 0 | 0 | 0 | 0 | 0 | 0 | 0 | 0 | 0 | 0 | 0 | 0 | 0
1 | 31 | 17 | 3 | 1.7931 | 0 | 13.6089 | 0 | 0 | 0 | 0 | 0.88903 | 0 | 0 | 3.5991 | 0 | 19.8902 | 0 | 0 | 0 | 0 | 0 | 0 | 0 | 0 | 0 | 0 | 0 | 0 | 0 | 0.45131 | 0 | 0.54519 | 9.0958 | 0 | 0 | 0.31621 | 0.87762 | 0 | 0.00070989 | 0 | 0 | 11.2868 | 0 | 0 | 0 | 0 | 0 | 0 | 0 | 0 | 0 | 0 | 0 | 0 | 0
1 | 31 | 18 | 3 | 1.7931 | 0 | 13.6089 | 0 | 0 | 0 | 0 | 0.90162 | 0 | 0 | 5.9708 | 0 | 22.2744 | 0 | 0 | 0 | 0 | 0 | 0 | 0 | 0 | 0 | 0 | 0 | 0 | 0 | 0.45131 | 0 | 0.54519 | 9.2005 | 0 | 0 | 0.52621 | 0.87753 | 0 | 0.00071939 | 0 | 0 | 11.6015 | 0 | 0 | 0 | 0 | 0 | 0 | 0 | 0 | 0 | 0 | 0 | 0 | 0
1 | 31 | 19 | 3 | 1.7931 | 0 | 9.8982 | 0 | 0 | 0 | 0 | 1.0021 | 0 | 0 | 5.9708 | 0 | 18.6642 | 0 | 0 | 0 | 0 | 0 | 0 | 0 | 0 | 0 | 0 | 0 | 0 | 0 | 0.45131 | 0 | 0.54519 | 10.1067 | 0 | 0 | 0.52621 | 0.88435 | 0 | 0.00079739 | 0 | 0 | 12.5146 | 0 | 0 | 0 | 0 | 0 | 0 | 0 | 0 | 0 | 0 | 0 | 0 | 0
1 | 31 | 20 | 3 | 1.7931 | 0 | 2.4769 | 0 | 0 | 0 | 0 | 1.1316 | 0 | 0 | 3.9589 | 0 | 9.3605 | 0 | 0 | 0 | 0 | 0 | 0 | 0 | 0 | 0 | 0 | 0 | 0 | 0 | 0.45131 | 0 | 0.88038 | 11.2736 | 0 | 0 | 0.42121 | 0.88452 | 0 | 0.01295 | 0 | 0 | 13.9239 | 0 | 0 | 0 | 0 | 0 | 0 | 0 | 0 | 0 | 0 | 0 | 0 | 0
1 | 31 | 21 | 3 | 1.7931 | 0 | 2.4769 | 0 | 0 | 0 | 0 | 1.1727 | 0 | 0 | 3.9589 | 0 | 9.4016 | 0 | 0 | 0 | 0 | 0 | 0 | 0 | 0 | 0 | 0 | 0 | 0 | 0 | 0.45131 | 0 | 1.1038 | 11.7403 | 0 | 0 | 0.36871 | 0.88613 | 0 | 0.00094325 | 0 | 0 | 14.5512 | 0 | 0 | 0 | 0 | 0 | 0 | 0 | 0 | 0 | 0 | 0 | 0 | 0
1 | 31 | 22 | 3 | 1.7931 | 0 | 2.4769 | 0 | 0 | 0 | 0 | 1.168 | 0 | 0 | 6.412 | 0 | 11.85 | 0 | 0 | 0 | 0 | 0 | 0 | 0 | 0 | 0 | 0 | 0 | 0 | 0 | 0.45131 | 0 | 1.2156 | 11.6295 | 0 | 0 | 0.47371 | 0.87854 | 0 | 0.00093217 | 0 | 0 | 14.6495 | 0 | 0 | 0 | 0 | 0 | 0 | 0 | 0 | 0 | 0 | 0 | 0 | 0
1 | 31 | 23 | 3 | 1.7931 | 0 | 2.4769 | 0 | 0 | 0 | 0 | 1.1529 | 0 | 0 | 3.6021 | 0 | 9.0249 | 0 | 0 | 0 | 0 | 0 | 0 | 0 | 0 | 0 | 0 | 0 | 0 | 0 | 0.45131 | 0 | 1.1038 | 11.3967 | 0 | 0 | 0.31621 | 0.87396 | 0 | 0.00090983 | 0 | 0 | 14.143 | 0 | 0 | 0 | 0 | 0 | 0 | 0 | 0 | 0 | 0 | 0 | 0 | 0
1 | 31 | 24 | 3 | 1.7931 | 0 | 2.4769 | 0 | 0 | 0 | 0 | 0.70565 | 0 | 0 | 0.63458 | 0 | 5.6103 | 0 | 0 | 0 | 0 | 0 | 0 | 0 | 0 | 0 | 0 | 0 | 0 | 0 | 0.45131 | 0 | 0.88038 | 8.1959 | 0 | 0 | 0.053706 | 0.8725 | 0 | 0.00061771 | 0 | 0 | 10.4544 | 0 | 0 | 0 | 0 | 0 | 0 | 0 | 0 | 0 | 0 | 0 | 0 | 0
2 | 1 | 1 | 4 | 1.7931 | 0 | 2.4769 | 0 | 0 | 0 | 0 | 0.81216 | 0 | 0 | 0.66439 | 0 | 5.7466 | 0 | 0 | 0 | 0 | 0 | 0 | 0 | 0 | 0 | 0 | 0 | 0 | 0 | 0.45131 | 0 | 0.54519 | 9.1523 | 0 | 0 | 0.053706 | 0.88351 | 0 | 0.00069404 | 0 | 0 | 11.0867 | 0 | 0 | 0 | 0 | 0 | 0 | 0 | 0 | 0 | 0 | 0 | 0 | 0
2 | 1 | 2 | 4 | 1.7931 | 0 | 2.4769 | 0 | 0 | 0 | 0 | 0.82497 | 0 | 0 | 0.66446 | 0 | 5.7595 | 0 | 0 | 0 | 0 | 0 | 0 | 0 | 0 | 0 | 0 | 0 | 0 | 0 | 0.45131 | 0 | 0.32173 | 9.2182 | 0 | 0 | 0.053706 | 0.88475 | 0 | 0.0006994 | 0 | 0 | 10.9304 | 0 | 0 | 0 | 0 | 0 | 0 | 0 | 0 | 0 | 0 | 0 | 0 | 0
2 | 1 | 3 | 4 | 1.7931 | 0 | 2.4769 | 0 | 0 | 0 | 0 | 0.83193 | 0 | 0 | 0.66448 | 0 | 5.7664 | 0 | 0 | 0 | 0 | 0 | 0 | 0 | 0 | 0 | 0 | 0 | 0 | 0 | 0.45131 | 0 | 0.32173 | 9.1958 | 0 | 0 | 0.053706 | 0.88291 | 0 | 0.00069973 | 0 | 0 | 10.9061 | 0 | 0 | 0 | 0 | 0 | 0 | 0 | 0 | 0 | 0 | 0 | 0 | 0
2 | 1 | 4 | 4 | 1.7931 | 0 | 2.4769 | 0 | 0 | 0 | 0 | 0.82323 | 0 | 0 | 0.66448 | 0 | 5.7577 | 0 | 0 | 0 | 0 | 0 | 0 | 0 | 0 | 0 | 0 | 0 | 0 | 0 | 0.45131 | 0 | 0.32173 | 9.0247 | 0 | 0 | 0.053706 | 0.87906 | 0 | 0.044077 | 0 | 0 | 10.7746 | 0 | 0 | 0 | 0 | 0 | 0 | 0 | 0 | 0 | 0 | 0 | 0 | 0
2 | 1 | 5 | 4 | 1.7931 | 0 | 2.4769 | 0 | 0 | 0 | 0 | 0.83353 | 0 | 0 | 0.66447 | 0 | 5.768 | 0 | 0 | 0 | 0 | 0 | 0 | 0 | 0 | 0 | 0 | 0 | 0 | 0 | 0.45131 | 0 | 0.32173 | 9.1756 | 0 | 0 | 0.053706 | 0.87966 | 0 | 0.1045 | 0 | 0 | 10.9865 | 0 | 0 | 0 | 0 | 0 | 0 | 0 | 0 | 0 | 0 | 0 | 0 | 0
2 | 1 | 6 | 4 | 1.7931 | 0 | 2.4769 | 0 | 0 | 0 | 0 | 0.8648 | 0 | 0 | 0.66447 | 0 | 5.7993 | 0 | 0 | 0 | 0 | 0 | 0 | 0 | 0 | 0 | 0 | 0 | 0 | 0 | 0.45131 | 0 | 0.32173 | 9.5426 | 0 | 0 | 0.053706 | 0.88422 | 0 | 0.16805 | 0 | 0 | 11.4217 | 0 | 0 | 0 | 0 | 0 | 0 | 0 | 0 | 0 | 0 | 0 | 0 | 0
2 | 1 | 7 | 4 | 1.7931 | 0 | 2.4769 | 0 | 0 | 0 | 0 | 0.9066 | 0 | 0 | 3.778 | 0 | 8.9546 | 0 | 0 | 0 | 0 | 0 | 0 | 0 | 0 | 0 | 0 | 0 | 0 | 0 | 0.45131 | 0 | 0.54519 | 9.7974 | 0 | 0 | 0.31621 | 0.88326 | 0 | 0.18536 | 0 | 0 | 12.1787 | 0 | 0 | 0 | 0 | 0 | 0 | 0 | 0 | 0 | 0 | 0 | 0 | 0
2 | 1 | 8 | 4 | 1.7931 | 0 | 2.4769 | 0 | 0 | 0 | 0 | 1.2464 | 0 | 0 | 6.2688 | 0 | 11.7853 | 0 | 0 | 0 | 0 | 0 | 0 | 0 | 0 | 0 | 0 | 0 | 0 | 0 | 0.45131 | 0 | 0.71279 | 11.8653 | 0 | 0 | 0.52621 | 0.87717 | 0 | 0.16363 | 0 | 0 | 14.5964 | 0 | 0 | 0 | 0 | 0 | 0 | 0 | 0 | 0 | 0 | 0 | 0 | 0
2 | 1 | 9 | 4 | 1.7931 | 0 | 13.6089 | 0 | 0 | 0 | 0 | 1.0963 | 0 | 0 | 3.9589 | 0 | 20.4573 | 0 | 0 | 0 | 0 | 0 | 0 | 0 | 0 | 0 | 0 | 0 | 0 | 0 | 0.45131 | 0 | 0.71279 | 10.0449 | 0 | 0 | 0.42121 | 0.8697 | 0 | 0.14994 | 0 | 0 | 12.6499 | 0 | 0 | 0 | 0 | 0 | 0 | 0 | 0 | 0 | 0 | 0 | 0 | 0
2 | 1 | 10 | 4 | 1.7931 | 0 | 13.6089 | 0 | 0 | 0 | 0 | 0.97923 | 0 | 0 | 4.83 | 0 | 21.2112 | 0 | 0 | 0 | 0 | 0 | 0 | 0 | 0 | 0 | 0 | 0 | 0 | 0 | 0.45131 | 0 | 0.71279 | 8.1641 | 0 | 0 | 0.31621 | 0.86065 | 0 | 0 | 0 | 0 | 10.5051 | 0 | 0 | 0 | 0 | 0 | 0 | 0 | 0 | 0 | 0 | 0 | 0 | 0
2 | 1 | 11 | 4 | 1.7931 | 0 | 13.6089 | 0 | 0 | 0 | 0 | 0.85876 | 0 | 0 | 3.778 | 0 | 20.0388 | 0 | 0 | 0 | 0 | 0 | 0 | 0 | 0 | 0 | 0 | 0 | 0 | 0 | 0.45131 | 0 | 0.71279 | 7.0673 | 0 | 0 | 0.31621 | 0.85877 | 0 | 0 | 0 | 0 | 9.4064 | 0 | 0 | 0 | 0 | 0 | 0 | 0 | 0 | 0 | 0 | 0 | 0 | 0
2 | 1 | 12 | 4 | 1.7931 | 0 | 13.6089 | 0 | 0 | 0 | 0 | 0.84604 | 0 | 0 | 3.9589 | 0 | 20.207 | 0 | 0 | 0 | 0 | 0 | 0 | 0 | 0 | 0 | 0 | 0 | 0 | 0 | 0.45131 | 0 | 0.54519 | 6.896 | 0 | 0 | 0.36871 | 0.86298 | 0 | 0 | 0 | 0 | 9.1242 | 0 | 0 | 0 | 0 | 0 | 0 | 0 | 0 | 0 | 0 | 0 | 0 | 0
2 | 1 | 13 | 4 | 1.7931 | 0 | 8.6613 | 0 | 0 | 0 | 0 | 0.83935 | 0 | 0 | 3.9589 | 0 | 15.2527 | 0 | 0 | 0 | 0 | 0 | 0 | 0 | 0 | 0 | 0 | 0 | 0 | 0 | 0.45131 | 0 | 0.54519 | 6.7427 | 0 | 0 | 0.42121 | 0.8624 | 0 | 0 | 0 | 0 | 9.0228 | 0 | 0 | 0 | 0 | 0 | 0 | 0 | 0 | 0 | 0 | 0 | 0 | 0
2 | 1 | 14 | 4 | 1.7931 | 0 | 13.6089 | 0 | 0 | 0 | 0 | 0.6816 | 0 | 0 | 5.8842 | 0 | 21.9678 | 0 | 0 | 0 | 0 | 0 | 0 | 0 | 0 | 0 | 0 | 0 | 0 | 0 | 0.45131 | 0 | 0.54519 | 5.9532 | 0 | 0 | 0.36871 | 0.86091 | 0 | 0 | 0 | 0 | 8.1794 | 0 | 0 | 0 | 0 | 0 | 0 | 0 | 0 | 0 | 0 | 0 | 0 | 0
2 | 1 | 15 | 4 | 1.7931 | 0 | 13.6089 | 0 | 0 | 0 | 0 | 0.70386 | 0 | 0 | 3.9589 | 0 | 20.0648 | 0 | 0 | 0 | 0 | 0 | 0 | 0 | 0 | 0 | 0 | 0 | 0 | 0 | 0.45131 | 0 | 0.54519 | 5.8408 | 0 | 0 | 0.36871 | 0.85579 | 0 | 0 | 0 | 0 | 8.0618 | 0 | 0 | 0 | 0 | 0 | 0 | 0 | 0 | 0 | 0 | 0 | 0 | 0
2 | 1 | 16 | 4 | 1.7931 | 0 | 13.6089 | 0 | 0 | 0 | 0 | 0.76495 | 0 | 0 | 4.2146 | 0 | 20.3816 | 0 | 0 | 0 | 0 | 0 | 0 | 0 | 0 | 0 | 0 | 0 | 0 | 0 | 0.45131 | 0 | 0.54519 | 6.2787 | 0 | 0 | 0.31621 | 0.86027 | 0 | 0 | 0 | 0 | 8.4517 | 0 | 0 | 0 | 0 | 0 | 0 | 0 | 0 | 0 | 0 | 0 | 0 | 0
2 | 1 | 17 | 4 | 1.7931 | 0 | 13.6089 | 0 | 0 | 0 | 0 | 0.79612 | 0 | 0 | 3.778 | 0 | 19.9761 | 0 | 0 | 0 | 0 | 0 | 0 | 0 | 0 | 0 | 0 | 0 | 0 | 0 | 0.45131 | 0 | 0.54519 | 6.6212 | 0 | 0 | 0.31621 | 0.8625 | 0 | 0 | 0 | 0 | 8.7965 | 0 | 0 | 0 | 0 | 0 | 0 | 0 | 0 | 0 | 0 | 0 | 0 | 0
2 | 1 | 18 | 4 | 1.7931 | 0 | 13.6089 | 0 | 0 | 0 | 0 | 0.81908 | 0 | 0 | 6.2689 | 0 | 22.4899 | 0 | 0 | 0 | 0 | 0 | 0 | 0 | 0 | 0 | 0 | 0 | 0 | 0 | 0.45131 | 0 | 0.54519 | 6.8087 | 0 | 0 | 0.52621 | 0.86818 | 0 | 0 | 0 | 0 | 9.1996 | 0 | 0 | 0 | 0 | 0 | 0 | 0 | 0 | 0 | 0 | 0 | 0 | 0
2 | 1 | 19 | 4 | 1.7931 | 0 | 9.8982 | 0 | 0 | 0 | 0 | 0.8551 | 0 | 0 | 6.2689 | 0 | 18.8153 | 0 | 0 | 0 | 0 | 0 | 0 | 0 | 0 | 0 | 0 | 0 | 0 | 0 | 0.45131 | 0 | 0.54519 | 7.1091 | 0 | 0 | 0.52621 | 0.86692 | 0 | 0 | 0 | 0 | 9.4987 | 0 | 0 | 0 | 0 | 0 | 0 | 0 | 0 | 0 | 0 | 0 | 0 | 0
2 | 1 | 20 | 4 | 1.7931 | 0 | 2.4769 | 0 | 0 | 0 | 0 | 0.98409 | 0 | 0 | 3.959 | 0 | 9.2131 | 0 | 0 | 0 | 0 | 0 | 0 | 0 | 0 | 0 | 0 | 0 | 0 | 0 | 0.45131 | 0 | 0.88038 | 7.7788 | 0 | 0 | 0.42121 | 0.86422 | 0 | 0 | 0 | 0 | 10.3959 | 0 | 0 | 0 | 0 | 0 | 0 | 0 | 0 | 0 | 0 | 0 | 0 | 0
2 | 1 | 21 | 4 | 1.7931 | 0 | 2.4769 | 0 | 0 | 0 | 0 | 0.99802 | 0 | 0 | 3.9589 | 0 | 9.227 | 0 | 0 | 0 | 0 | 0 | 0 | 0 | 0 | 0 | 0 | 0 | 0 | 0 | 0.45131 | 0 | 1.1038 | 7.8694 | 0 | 0 | 0.36871 | 0.85896 | 0 | 0 | 0 | 0 | 10.6522 | 0 | 0 | 0 | 0 | 0 | 0 | 0 | 0 | 0 | 0 | 0 | 0 | 0
2 | 1 | 22 | 4 | 1.7931 | 0 | 2.4769 | 0 | 0 | 0 | 0 | 0.99359 | 0 | 0 | 6.6203 | 0 | 11.8839 | 0 | 0 | 0 | 0 | 0 | 0 | 0 | 0 | 0 | 0 | 0 | 0 | 0 | 0.45131 | 0 | 1.2156 | 7.8031 | 0 | 0 | 0.47371 | 0.85492 | 0 | 0 | 0 | 0 | 10.7986 | 0 | 0 | 0 | 0 | 0 | 0 | 0 | 0 | 0 | 0 | 0 | 0 | 0
2 | 1 | 23 | 4 | 1.7931 | 0 | 2.4769 | 0 | 0 | 0 | 0 | 0.97662 | 0 | 0 | 4.2742 | 0 | 9.5208 | 0 | 0 | 0 | 0 | 0 | 0 | 0 | 0 | 0 | 0 | 0 | 0 | 0 | 0.45131 | 0 | 1.1038 | 7.8113 | 0 | 0 | 0.31621 | 0.85389 | 0 | 0 | 0 | 0 | 10.5365 | 0 | 0 | 0 | 0 | 0 | 0 | 0 | 0 | 0 | 0 | 0 | 0 | 0
2 | 1 | 24 | 4 | 1.7931 | 0 | 2.4769 | 0 | 0 | 0 | 0 | 0.54116 | 0 | 0 | 0.66445 | 0 | 5.4756 | 0 | 0 | 0 | 0 | 0 | 0 | 0 | 0 | 0 | 0 | 0 | 0 | 0 | 0.45131 | 0 | 0.88038 | 5.7611 | 0 | 0 | 0.053706 | 0.86273 | 0 | 0 | 0 | 0 | 8.0092 | 0 | 0 | 0 | 0 | 0 | 0 | 0 | 0 | 0 | 0 | 0 | 0 | 0
2 | 2 | 1 | 5 | 1.7931 | 0 | 2.4769 | 0 | 0 | 0 | 0 | 0.66155 | 0 | 0 | 0.66448 | 0 | 5.596 | 0 | 0 | 0 | 0 | 0 | 0 | 0 | 0 | 0 | 0 | 0 | 0 | 0 | 0.45131 | 0 | 0.54519 | 6.7807 | 0 | 0 | 0.053706 | 0.87008 | 0 | 0 | 0 | 0 | 8.701 | 0 | 0 | 0 | 0 | 0 | 0 | 0 | 0 | 0 | 0 | 0 | 0 | 0
2 | 2 | 2 | 5 | 1.7931 | 0 | 2.4769 | 0 | 0 | 0 | 0 | 0.72649 | 0 | 0 | 0.6645 | 0 | 5.661 | 0 | 0 | 0 | 0 | 0 | 0 | 0 | 0 | 0 | 0 | 0 | 0 | 0 | 0.45131 | 0 | 0.32173 | 7.3066 | 0 | 0 | 0.053706 | 0.87924 | 0 | 0 | 0 | 0 | 9.0126 | 0 | 0 | 0 | 0 | 0 | 0 | 0 | 0 | 0 | 0 | 0 | 0 | 0
2 | 2 | 3 | 5 | 1.7931 | 0 | 2.4769 | 0 | 0 | 0 | 0 | 0.74367 | 0 | 0 | 0.66453 | 0 | 5.6782 | 0 | 0 | 0 | 0 | 0 | 0 | 0 | 0 | 0 | 0 | 0 | 0 | 0 | 0.45131 | 0 | 0.32173 | 7.4371 | 0 | 0 | 0.053706 | 0.87904 | 0 | 0 | 0 | 0 | 9.1429 | 0 | 0 | 0 | 0 | 0 | 0 | 0 | 0 | 0 | 0 | 0 | 0 | 0
2 | 2 | 4 | 5 | 1.7931 | 0 | 2.4769 | 0 | 0 | 0 | 0 | 0.74079 | 0 | 0 | 0.66453 | 0 | 5.6753 | 0 | 0 | 0 | 0 | 0 | 0 | 0 | 0 | 0 | 0 | 0 | 0 | 0 | 0.45131 | 0 | 0.32173 | 7.4867 | 0 | 0 | 0.053706 | 0.87668 | 0 | 0 | 0 | 0 | 9.1901 | 0 | 0 | 0 | 0 | 0 | 0 | 0 | 0 | 0 | 0 | 0 | 0 | 0
2 | 2 | 5 | 5 | 1.7931 | 0 | 2.4769 | 0 | 0 | 0 | 0 | 0.7993 | 0 | 0 | 0.66452 | 0 | 5.7339 | 0 | 0 | 0 | 0 | 0 | 0 | 0 | 0 | 0 | 0 | 0 | 0 | 0 | 0.45131 | 0 | 0.32173 | 7.9235 | 0 | 0 | 0.053706 | 0.88494 | 0 | 0 | 0 | 0 | 9.6352 | 0 | 0 | 0 | 0 | 0 | 0 | 0 | 0 | 0 | 0 | 0 | 0 | 0
2 | 2 | 6 | 5 | 1.7931 | 0 | 2.4769 | 0 | 0 | 0 | 0 | 0.82565 | 0 | 0 | 0.66455 | 0 | 5.7602 | 0 | 0 | 0 | 0 | 0 | 0 | 0 | 0 | 0 | 0 | 0 | 0 | 0 | 0.45131 | 0 | 0.32173 | 8.923 | 0 | 0 | 0.053706 | 0.8896 | 0 | 0.19235 | 0 | 0 | 10.8317 | 0 | 0 | 0 | 0 | 0 | 0 | 0 | 0 | 0 | 0 | 0 | 0 | 0
2 | 2 | 7 | 5 | 1.7931 | 0 | 2.4769 | 0 | 0 | 0 | 0 | 0.84188 | 0 | 0 | 3.7781 | 0 | 8.89 | 0 | 0 | 0 | 0 | 0 | 0 | 0 | 0 | 0 | 0 | 0 | 0 | 0 | 0.45131 | 0 | 0.54519 | 9.1493 | 0 | 0 | 0.31621 | 0.88426 | 0 | 0.18869 | 0 | 0 | 11.5349 | 0 | 0 | 0 | 0 | 0 | 0 | 0 | 0 | 0 | 0 | 0 | 0 | 0
2 | 2 | 8 | 5 | 1.7931 | 0 | 2.4769 | 0 | 0 | 0 | 0 | 1.2327 | 0 | 0 | 6.2689 | 0 | 11.7717 | 0 | 0 | 0 | 0 | 0 | 0 | 0 | 0 | 0 | 0 | 0 | 0 | 0 | 0.45131 | 0 | 0.71279 | 11.8882 | 0 | 0 | 0.52621 | 0.88624 | 0 | 0.26238 | 0 | 0 | 14.7272 | 0 | 0 | 0 | 0 | 0 | 0 | 0 | 0 | 0 | 0 | 0 | 0 | 0
2 | 2 | 9 | 5 | 1.7931 | 0 | 13.6089 | 0 | 0 | 0 | 0 | 1.0842 | 0 | 0 | 3.959 | 0 | 20.4452 | 0 | 0 | 0 | 0 | 0 | 0 | 0 | 0 | 0 | 0 | 0 | 0 | 0 | 0.45131 | 0 | 0.71279 | 10.33 | 0 | 0 | 0.42121 | 0.8805 | 0 | 0.14892 | 0 | 0 | 12.9447 | 0 | 0 | 0 | 0 | 0 | 0 | 0 | 0 | 0 | 0 | 0 | 0 | 0
2 | 2 | 10 | 5 | 1.7931 | 0 | 13.6089 | 0 | 0 | 0 | 0 | 0.96109 | 0 | 0 | 4.8301 | 0 | 21.1932 | 0 | 0 | 0 | 0 | 0 | 0 | 0 | 0 | 0 | 0 | 0 | 0 | 0 | 0.45131 | 0 | 0.71279 | 8.9453 | 0 | 0 | 0.31621 | 0.87171 | 0 | 0.00072484 | 0 | 0 | 11.298 | 0 | 0 | 0 | 0 | 0 | 0 | 0 | 0 | 0 | 0 | 0 | 0 | 0
2 | 2 | 11 | 5 | 1.7931 | 0 | 13.6089 | 0 | 0 | 0 | 0 | 0.90864 | 0 | 0 | 3.7781 | 0 | 20.0887 | 0 | 0 | 0 | 0 | 0 | 0 | 0 | 0 | 0 | 0 | 0 | 0 | 0 | 0.45131 | 0 | 0.71279 | 8.5722 | 0 | 0 | 0.31621 | 0.87585 | 0 | 0.00069035 | 0 | 0 | 10.9291 | 0 | 0 | 0 | 0 | 0 | 0 | 0 | 0 | 0 | 0 | 0 | 0 | 0
2 | 2 | 12 | 5 | 1.7931 | 0 | 13.6089 | 0 | 0 | 0 | 0 | 0.78719 | 0 | 0 | 3.959 | 0 | 20.1482 | 0 | 0 | 0 | 0 | 0 | 0 | 0 | 0 | 0 | 0 | 0 | 0 | 0 | 0.45131 | 0 | 0.54519 | 7.1795 | 0 | 0 | 0.36871 | 0.8772 | 0 | 0 | 0 | 0 | 9.4219 | 0 | 0 | 0 | 0 | 0 | 0 | 0 | 0 | 0 | 0 | 0 | 0 | 0
2 | 2 | 13 | 5 | 1.7931 | 0 | 8.6613 | 0 | 0 | 0 | 0 | 0.77258 | 0 | 0 | 3.959 | 0 | 15.186 | 0 | 0 | 0 | 0 | 0 | 0 | 0 | 0 | 0 | 0 | 0 | 0 | 0 | 0.45131 | 0 | 0.54519 | 7.0648 | 0 | 0 | 0.42121 | 0.8755 | 0 | 0 | 0 | 0 | 9.358 | 0 | 0 | 0 | 0 | 0 | 0 | 0 | 0 | 0 | 0 | 0 | 0 | 0
2 | 2 | 14 | 5 | 1.7931 | 0 | 13.6089 | 0 | 0 | 0 | 0 | 0.60398 | 0 | 0 | 5.8843 | 0 | 21.8903 | 0 | 0 | 0 | 0 | 0 | 0 | 0 | 0 | 0 | 0 | 0 | 0 | 0 | 0.45131 | 0 | 0.54519 | 6.2048 | 0 | 0 | 0.36871 | 0.87448 | 0 | 0 | 0 | 0 | 8.4444 | 0 | 0 | 0 | 0 | 0 | 0 | 0 | 0 | 0 | 0 | 0 | 0 | 0
2 | 2 | 15 | 5 | 1.7931 | 0 | 13.6089 | 0 | 0 | 0 | 0 | 0.61187 | 0 | 0 | 3.959 | 0 | 19.9728 | 0 | 0 | 0 | 0 | 0 | 0 | 0 | 0 | 0 | 0 | 0 | 0 | 0 | 0.45131 | 0 | 0.54519 | 6.8671 | 0 | 0 | 0.36871 | 0.88269 | 0 | 0.00050784 | 0 | 0 | 9.1155 | 0 | 0 | 0 | 0 | 0 | 0 | 0 | 0 | 0 | 0 | 0 | 0 | 0
2 | 2 | 16 | 5 | 1.7931 | 0 | 13.6089 | 0 | 0 | 0 | 0 | 0.57309 | 0 | 0 | 4.2147 | 0 | 20.1898 | 0 | 0 | 0 | 0 | 0 | 0 | 0 | 0 | 0 | 0 | 0 | 0 | 0 | 0.45131 | 0 | 0.54519 | 6.6798 | 0 | 0 | 0.31621 | 0.87837 | 0 | 0.00048346 | 0 | 0 | 8.8714 | 0 | 0 | 0 | 0 | 0 | 0 | 0 | 0 | 0 | 0 | 0 | 0 | 0
2 | 2 | 17 | 5 | 1.7931 | 0 | 13.6089 | 0 | 0 | 0 | 0 | 0.66591 | 0 | 0 | 3.7781 | 0 | 19.846 | 0 | 0 | 0 | 0 | 0 | 0 | 0 | 0 | 0 | 0 | 0 | 0 | 0 | 0.45131 | 0 | 0.54519 | 7.362 | 0 | 0 | 0.31621 | 0.88436 | 0 | 0.00054788 | 0 | 0 | 9.5596 | 0 | 0 | 0 | 0 | 0 | 0 | 0 | 0 | 0 | 0 | 0 | 0 | 0
2 | 2 | 18 | 5 | 1.7931 | 0 | 13.6089 | 0 | 0 | 0 | 0 | 0.76504 | 0 | 0 | 6.2689 | 0 | 22.436 | 0 | 0 | 0 | 0 | 0 | 0 | 0 | 0 | 0 | 0 | 0 | 0 | 0 | 0.45131 | 0 | 0.54519 | 8.0962 | 0 | 0 | 0.52621 | 0.88416 | 0 | 0.00061678 | 0 | 0 | 10.5037 | 0 | 0 | 0 | 0 | 0 | 0 | 0 | 0 | 0 | 0 | 0 | 0 | 0
2 | 2 | 19 | 5 | 1.7931 | 0 | 9.8982 | 0 | 0 | 0 | 0 | 0.91198 | 0 | 0 | 6.2689 | 0 | 18.8722 | 0 | 0 | 0 | 0 | 0 | 0 | 0 | 0 | 0 | 0 | 0 | 0 | 0 | 0.45131 | 0 | 0.54519 | 9.3034 | 0 | 0 | 0.52621 | 0.89206 | 0 | 0.00072227 | 0 | 0 | 11.7189 | 0 | 0 | 0 | 0 | 0 | 0 | 0 | 0 | 0 | 0 | 0 | 0 | 0
2 | 2 | 20 | 5 | 1.7931 | 0 | 2.4769 | 0 | 0 | 0 | 0 | 1.014 | 0 | 0 | 3.959 | 0 | 9.243 | 0 | 0 | 0 | 0 | 0 | 0 | 0 | 0 | 0 | 0 | 0 | 0 | 0 | 0.45131 | 0 | 0.88038 | 10.0629 | 0 | 0 | 0.42121 | 0.88105 | 0 | 0.00079413 | 0 | 0 | 12.6977 | 0 | 0 | 0 | 0 | 0 | 0 | 0 | 0 | 0 | 0 | 0 | 0 | 0
2 | 2 | 21 | 5 | 1.7931 | 0 | 2.4769 | 0 | 0 | 0 | 0 | 1.1382 | 0 | 0 | 3.959 | 0 | 9.3672 | 0 | 0 | 0 | 0 | 0 | 0 | 0 | 0 | 0 | 0 | 0 | 0 | 0 | 0.45131 | 0 | 1.1038 | 11.3666 | 0 | 0 | 0.36871 | 0.89651 | 0 | 0.00090424 | 0 | 0 | 14.1879 | 0 | 0 | 0 | 0 | 0 | 0 | 0 | 0 | 0 | 0 | 0 | 0 | 0
2 | 2 | 22 | 5 | 1.7931 | 0 | 2.4769 | 0 | 0 | 0 | 0 | 1.1435 | 0 | 0 | 6.6203 | 0 | 12.0339 | 0 | 0 | 0 | 0 | 0 | 0 | 0 | 0 | 0 | 0 | 0 | 0 | 0 | 0.45131 | 0 | 1.2156 | 11.5055 | 0 | 0 | 0.47371 | 0.89293 | 0 | 0.00091952 | 0 | 0 | 14.54 | 0 | 0 | 0 | 0 | 0 | 0 | 0 | 0 | 0 | 0 | 0 | 0 | 0
2 | 2 | 23 | 5 | 1.7931 | 0 | 2.4769 | 0 | 0 | 0 | 0 | 1.1209 | 0 | 0 | 4.2743 | 0 | 9.6653 | 0 | 0 | 0 | 0 | 0 | 0 | 0 | 0 | 0 | 0 | 0 | 0 | 0 | 0.45131 | 0 | 1.1038 | 11.3132 | 0 | 0 | 0.31621 | 0.88896 | 0 | 0.00091447 | 0 | 0 | 14.0745 | 0 | 0 | 0 | 0 | 0 | 0 | 0 | 0 | 0 | 0 | 0 | 0 | 0
2 | 2 | 24 | 5 | 1.7931 | 0 | 2.4769 | 0 | 0 | 0 | 0 | 0.75779 | 0 | 0 | 0.6645 | 0 | 5.6923 | 0 | 0 | 0 | 0 | 0 | 0 | 0 | 0 | 0 | 0 | 0 | 0 | 0 | 0.45131 | 0 | 0.88038 | 8.9807 | 0 | 0 | 0.053706 | 0.90788 | 0 | 0.00070568 | 0 | 0 | 11.2746 | 0 | 0 | 0 | 0 | 0 | 0 | 0 | 0 | 0 | 0 | 0 | 0 | 0
2 | 3 | 1 | 6 | 1.7931 | 0 | 2.4769 | 0 | 0 | 0 | 0 | 0.86201 | 0 | 0 | 0.66454 | 0 | 5.7966 | 0 | 0 | 0 | 0 | 0 | 0 | 0 | 0 | 0 | 0 | 0 | 0 | 0 | 0.45131 | 0 | 0.54519 | 10.1617 | 0 | 0 | 0.053706 | 0.91532 | 0 | 0.035068 | 0 | 0 | 12.1623 | 0 | 0 | 0 | 0 | 0 | 0 | 0 | 0 | 0 | 0 | 0 | 0 | 0
2 | 3 | 2 | 6 | 1.7931 | 0 | 2.4769 | 0 | 0 | 0 | 0 | 1.0155 | 0 | 0 | 0.66456 | 0 | 5.9501 | 0 | 0 | 0 | 0 | 0 | 0 | 0 | 0 | 0 | 0 | 0 | 0 | 0 | 0.45131 | 0 | 0.32173 | 11.9476 | 0 | 0 | 0.053706 | 0.94719 | 0 | 0.094623 | 0 | 0 | 13.8161 | 0 | 0 | 0 | 0 | 0 | 0 | 0 | 0 | 0 | 0 | 0 | 0 | 0
2 | 3 | 3 | 6 | 1.7931 | 0 | 2.4769 | 0 | 0 | 0 | 0 | 1.0331 | 0 | 0 | 0.66463 | 0 | 5.9678 | 0 | 0 | 0 | 0 | 0 | 0 | 0 | 0 | 0 | 0 | 0 | 0 | 0 | 0.45131 | 0 | 0.32173 | 12.1213 | 0 | 0 | 0.053706 | 0.94754 | 0 | 0.046836 | 0 | 0 | 13.9424 | 0 | 0 | 0 | 0 | 0 | 0 | 0 | 0 | 0 | 0 | 0 | 0 | 0
2 | 3 | 4 | 6 | 1.7931 | 0 | 2.4769 | 0 | 0 | 0 | 0 | 1.0895 | 0 | 0 | 0.66463 | 0 | 6.0241 | 0 | 0 | 0 | 0 | 0 | 0 | 0 | 0 | 0 | 0 | 0 | 0 | 0 | 0.45131 | 0 | 0.32173 | 12.7582 | 0 | 0 | 0.053706 | 0.95981 | 0 | 0.10487 | 0 | 0 | 14.6496 | 0 | 0 | 0 | 0 | 0 | 0 | 0 | 0 | 0 | 0 | 0 | 0 | 0
2 | 3 | 5 | 6 | 1.7931 | 0 | 2.4769 | 0 | 0 | 0 | 0 | 1.1074 | 0 | 0 | 0.66465 | 0 | 6.0421 | 0 | 0 | 0 | 0 | 0 | 0 | 0 | 0 | 0 | 0 | 0 | 0 | 0 | 0.45131 | 0 | 0.32173 | 12.9438 | 0 | 0 | 0.053706 | 0.96425 | 0 | 0.18862 | 0 | 0 | 14.9234 | 0 | 0 | 0 | 0 | 0 | 0 | 0 | 0 | 0 | 0 | 0 | 0 | 0
2 | 3 | 6 | 6 | 1.7931 | 0 | 2.4769 | 0 | 0 | 0 | 0 | 1.0889 | 0 | 0 | 0.66465 | 0 | 6.0236 | 0 | 0 | 0 | 0 | 0 | 0 | 0 | 0 | 0 | 0 | 0 | 0 | 0 | 0.45131 | 0 | 0.32173 | 12.6755 | 0 | 0 | 0.053706 | 0.95953 | 0 | 0.10398 | 0 | 0 | 14.5657 | 0 | 0 | 0 | 0 | 0 | 0 | 0 | 0 | 0 | 0 | 0 | 0 | 0
2 | 3 | 7 | 6 | 1.7931 | 0 | 2.4769 | 0 | 0 | 0 | 0 | 1.1199 | 0 | 0 | 3.7782 | 0 | 9.1681 | 0 | 0 | 0 | 0 | 0 | 0 | 0 | 0 | 0 | 0 | 0 | 0 | 0 | 0.45131 | 0 | 0.54519 | 12.9676 | 0 | 0 | 0.31621 | 0.96097 | 0 | 0.10172 | 0 | 0 | 15.343 | 0 | 0 | 0 | 0 | 0 | 0 | 0 | 0 | 0 | 0 | 0 | 0 | 0
2 | 3 | 8 | 6 | 1.7931 | 0 | 2.4769 | 0 | 0 | 0 | 0 | 1.3513 | 0 | 0 | 6.269 | 0 | 11.8903 | 0 | 0 | 0 | 0 | 0 | 0 | 0 | 0 | 0 | 0 | 0 | 0 | 0 | 0.45131 | 0 | 0.71279 | 14.6587 | 0 | 0 | 0.52621 | 0.94176 | 0 | 0.17776 | 0 | 0 | 17.4686 | 0 | 0 | 0 | 0 | 0 | 0 | 0 | 0 | 0 | 0 | 0 | 0 | 0
2 | 3 | 9 | 6 | 1.7931 | 0 | 13.6089 | 0 | 0 | 0 | 0 | 1.2428 | 0 | 0 | 3.959 | 0 | 20.6038 | 0 | 0 | 0 | 0 | 0 | 0 | 0 | 0 | 0 | 0 | 0 | 0 | 0 | 0.45131 | 0 | 0.71279 | 13.1271 | 0 | 0 | 0.42121 | 0.93169 | 0 | 0.0011148 | 0 | 0 | 15.6452 | 0 | 0 | 0 | 0 | 0 | 0 | 0 | 0 | 0 | 0 | 0 | 0 | 0
2 | 3 | 10 | 6 | 1.7931 | 0 | 13.6089 | 0 | 0 | 0 | 0 | 1.1233 | 0 | 0 | 4.8301 | 0 | 21.3555 | 0 | 0 | 0 | 0 | 0 | 0 | 0 | 0 | 0 | 0 | 0 | 0 | 0 | 0.45131 | 0 | 0.71279 | 11.6812 | 0 | 0 | 0.31621 | 0.90522 | 0 | 0.00096243 | 0 | 0 | 14.0677 | 0 | 0 | 0 | 0 | 0 | 0 | 0 | 0 | 0 | 0 | 0 | 0 | 0
2 | 3 | 11 | 6 | 1.7931 | 0 | 13.6089 | 0 | 0 | 0 | 0 | 0.97887 | 0 | 0 | 3.7781 | 0 | 20.159 | 0 | 0 | 0 | 0 | 0 | 0 | 0 | 0 | 0 | 0 | 0 | 0 | 0 | 0.45131 | 0 | 0.71279 | 10.2199 | 0 | 0 | 0.31621 | 0.8873 | 0 | 0.00084363 | 0 | 0 | 12.5883 | 0 | 0 | 0 | 0 | 0 | 0 | 0 | 0 | 0 | 0 | 0 | 0 | 0
2 | 3 | 12 | 6 | 1.7931 | 0 | 13.6089 | 0 | 0 | 0 | 0 | 0.81812 | 0 | 0 | 3.959 | 0 | 20.1791 | 0 | 0 | 0 | 0 | 0 | 0 | 0 | 0 | 0 | 0 | 0 | 0 | 0 | 0.45131 | 0 | 0.54519 | 8.8549 | 0 | 0 | 0.36871 | 0.88041 | 0 | 0.00073274 | 0 | 0 | 11.1012 | 0 | 0 | 0 | 0 | 0 | 0 | 0 | 0 | 0 | 0 | 0 | 0 | 0
2 | 3 | 13 | 6 | 1.7931 | 0 | 8.6613 | 0 | 0 | 0 | 0 | 0.75947 | 0 | 0 | 3.959 | 0 | 15.1729 | 0 | 0 | 0 | 0 | 0 | 0 | 0 | 0 | 0 | 0 | 0 | 0 | 0 | 0.45131 | 0 | 0.54519 | 8.2764 | 0 | 0 | 0.42121 | 0.87312 | 0 | 0.00069884 | 0 | 0 | 10.5679 | 0 | 0 | 0 | 0 | 0 | 0 | 0 | 0 | 0 | 0 | 0 | 0 | 0
2 | 3 | 14 | 6 | 1.7931 | 0 | 13.6089 | 0 | 0 | 0 | 0 | 0.61498 | 0 | 0 | 5.8842 | 0 | 21.9012 | 0 | 0 | 0 | 0 | 0 | 0 | 0 | 0 | 0 | 0 | 0 | 0 | 0 | 0.45131 | 0 | 0.54519 | 7.3331 | 0 | 0 | 0.36871 | 0.87527 | 0 | 0.00062588 | 0 | 0 | 9.5742 | 0 | 0 | 0 | 0 | 0 | 0 | 0 | 0 | 0 | 0 | 0 | 0 | 0
2 | 3 | 15 | 6 | 1.7931 | 0 | 13.6089 | 0 | 0 | 0 | 0 | 0.571 | 0 | 0 | 3.959 | 0 | 19.932 | 0 | 0 | 0 | 0 | 0 | 0 | 0 | 0 | 0 | 0 | 0 | 0 | 0 | 0.45131 | 0 | 0.54519 | 7.0217 | 0 | 0 | 0.36871 | 0.87998 | 0 | 0.00055346 | 0 | 0 | 9.2675 | 0 | 0 | 0 | 0 | 0 | 0 | 0 | 0 | 0 | 0 | 0 | 0 | 0
2 | 3 | 16 | 6 | 1.7931 | 0 | 13.6089 | 0 | 0 | 0 | 0 | 0.68406 | 0 | 0 | 4.2147 | 0 | 20.3007 | 0 | 0 | 0 | 0 | 0 | 0 | 0 | 0 | 0 | 0 | 0 | 0 | 0 | 0.45131 | 0 | 0.54519 | 7.7879 | 0 | 0 | 0.31621 | 0.88597 | 0 | 0.00060421 | 0 | 0 | 9.9871 | 0 | 0 | 0 | 0 | 0 | 0 | 0 | 0 | 0 | 0 | 0 | 0 | 0
2 | 3 | 17 | 6 | 1.7931 | 0 | 13.6089 | 0 | 0 | 0 | 0 | 0.76933 | 0 | 0 | 3.7781 | 0 | 19.9494 | 0 | 0 | 0 | 0 | 0 | 0 | 0 | 0 | 0 | 0 | 0 | 0 | 0 | 0.45131 | 0 | 0.54519 | 8.47 | 0 | 0 | 0.31621 | 0.88978 | 0 | 0.00074342 | 0 | 0 | 10.6732 | 0 | 0 | 0 | 0 | 0 | 0 | 0 | 0 | 0 | 0 | 0 | 0 | 0
2 | 3 | 18 | 6 | 1.7931 | 0 | 13.6089 | 0 | 0 | 0 | 0 | 0.91119 | 0 | 0 | 6.2689 | 0 | 22.5821 | 0 | 0 | 0 | 0 | 0 | 0 | 0 | 0 | 0 | 0 | 0 | 0 | 0 | 0.45131 | 0 | 0.54519 | 9.6225 | 0 | 0 | 0.52621 | 0.89928 | 0 | 0.00080414 | 0 | 0 | 12.0453 | 0 | 0 | 0 | 0 | 0 | 0 | 0 | 0 | 0 | 0 | 0 | 0 | 0
2 | 3 | 19 | 6 | 1.7931 | 0 | 9.8982 | 0 | 0 | 0 | 0 | 1.0483 | 0 | 0 | 6.2689 | 0 | 19.0086 | 0 | 0 | 0 | 0 | 0 | 0 | 0 | 0 | 0 | 0 | 0 | 0 | 0 | 0.45131 | 0 | 0.54519 | 10.881 | 0 | 0 | 0.52621 | 0.90831 | 0 | 0.00085954 | 0 | 0 | 13.3129 | 0 | 0 | 0 | 0 | 0 | 0 | 0 | 0 | 0 | 0 | 0 | 0 | 0
2 | 3 | 20 | 6 | 1.7931 | 0 | 2.4769 | 0 | 0 | 0 | 0 | 1.1447 | 0 | 0 | 3.959 | 0 | 9.3737 | 0 | 0 | 0 | 0 | 0 | 0 | 0 | 0 | 0 | 0 | 0 | 0 | 0 | 0.45131 | 0 | 0.88038 | 11.6084 | 0 | 0 | 0.42121 | 0.90177 | 0 | 0.057077 | 0 | 0 | 14.3202 | 0 | 0 | 0 | 0 | 0 | 0 | 0 | 0 | 0 | 0 | 0 | 0 | 0
2 | 3 | 21 | 6 | 1.7931 | 0 | 2.4769 | 0 | 0 | 0 | 0 | 1.1551 | 0 | 0 | 3.959 | 0 | 9.3841 | 0 | 0 | 0 | 0 | 0 | 0 | 0 | 0 | 0 | 0 | 0 | 0 | 0 | 0.45131 | 0 | 1.1038 | 11.644 | 0 | 0 | 0.36871 | 0.89411 | 0 | 0.00092662 | 0 | 0 | 14.4629 | 0 | 0 | 0 | 0 | 0 | 0 | 0 | 0 | 0 | 0 | 0 | 0 | 0
2 | 3 | 22 | 6 | 1.7931 | 0 | 2.4769 | 0 | 0 | 0 | 0 | 1.1816 | 0 | 0 | 6.6203 | 0 | 12.072 | 0 | 0 | 0 | 0 | 0 | 0 | 0 | 0 | 0 | 0 | 0 | 0 | 0 | 0.45131 | 0 | 1.2156 | 11.9091 | 0 | 0 | 0.47371 | 0.89624 | 0 | 0.092628 | 0 | 0 | 15.0385 | 0 | 0 | 0 | 0 | 0 | 0 | 0 | 0 | 0 | 0 | 0 | 0 | 0
2 | 3 | 23 | 6 | 1.7931 | 0 | 2.4769 | 0 | 0 | 0 | 0 | 1.1686 | 0 | 0 | 4.2744 | 0 | 9.713 | 0 | 0 | 0 | 0 | 0 | 0 | 0 | 0 | 0 | 0 | 0 | 0 | 0 | 0.45131 | 0 | 1.1038 | 11.7915 | 0 | 0 | 0.31621 | 0.89269 | 0 | 0.21341 | 0 | 0 | 14.7689 | 0 | 0 | 0 | 0 | 0 | 0 | 0 | 0 | 0 | 0 | 0 | 0 | 0
2 | 3 | 24 | 6 | 1.7931 | 0 | 2.4769 | 0 | 0 | 0 | 0 | 0.73169 | 0 | 0 | 0.66453 | 0 | 5.6662 | 0 | 0 | 0 | 0 | 0 | 0 | 0 | 0 | 0 | 0 | 0 | 0 | 0 | 0.45131 | 0 | 0.88038 | 8.6907 | 0 | 0 | 0.053706 | 0.89057 | 0 | 0.28974 | 0 | 0 | 11.2564 | 0 | 0 | 0 | 0 | 0 | 0 | 0 | 0 | 0 | 0 | 0 | 0 | 0
2 | 4 | 1 | 7 | 1.7931 | 0 | 2.4769 | 0 | 0 | 0 | 0 | 0.87781 | 0 | 0 | 0.66453 | 0 | 5.8124 | 0 | 0 | 0 | 0 | 0 | 0 | 0 | 0 | 0 | 0 | 0 | 0 | 0 | 0.45131 | 0 | 0.54519 | 10.3833 | 0 | 0 | 0.053706 | 0.90716 | 0 | 0.85879 | 0 | 0 | 13.1994 | 0 | 0 | 0 | 0 | 0 | 0 | 0 | 0 | 0 | 0 | 0 | 0 | 0
2 | 4 | 2 | 7 | 1.7931 | 0 | 2.4769 | 0 | 0 | 0 | 0 | 0.94194 | 0 | 0 | 0.66458 | 0 | 5.8765 | 0 | 0 | 0 | 0 | 0 | 0 | 0 | 0 | 0 | 0 | 0 | 0 | 0 | 0.45131 | 0 | 0.32173 | 11.2201 | 0 | 0 | 0.053706 | 0.91734 | 0 | 1.1292 | 0 | 0 | 14.0934 | 0 | 0 | 0 | 0 | 0 | 0 | 0 | 0 | 0 | 0 | 0 | 0 | 0
2 | 4 | 3 | 7 | 1.7931 | 0 | 2.4769 | 0 | 0 | 0 | 0 | 0.91132 | 0 | 0 | 0.66461 | 0 | 5.846 | 0 | 0 | 0 | 0 | 0 | 0 | 0 | 0 | 0 | 0 | 0 | 0 | 0 | 0.45131 | 0 | 0.32173 | 10.8308 | 0 | 0 | 0.053706 | 0.90724 | 0 | 1.3894 | 0 | 0 | 13.9542 | 0 | 0 | 0 | 0 | 0 | 0 | 0 | 0 | 0 | 0 | 0 | 0 | 0
2 | 4 | 4 | 7 | 1.7931 | 0 | 2.4769 | 0 | 0 | 0 | 0 | 0.98886 | 0 | 0 | 0.66459 | 0 | 5.9235 | 0 | 0 | 0 | 0 | 0 | 0 | 0 | 0 | 0 | 0 | 0 | 0 | 0 | 0.45131 | 0 | 0.32173 | 11.6098 | 0 | 0 | 0.053706 | 0.92061 | 0 | 1.254 | 0 | 0 | 14.6111 | 0 | 0 | 0 | 0 | 0 | 0 | 0 | 0 | 0 | 0 | 0 | 0 | 0
2 | 4 | 5 | 7 | 1.7931 | 0 | 2.4769 | 0 | 0 | 0 | 0 | 1.0274 | 0 | 0 | 0.66463 | 0 | 5.9621 | 0 | 0 | 0 | 0 | 0 | 0 | 0 | 0 | 0 | 0 | 0 | 0 | 0 | 0.45131 | 0 | 0.32173 | 12.0554 | 0 | 0 | 0.053706 | 0.92452 | 0 | 1.4599 | 0 | 0 | 15.2666 | 0 | 0 | 0 | 0 | 0 | 0 | 0 | 0 | 0 | 0 | 0 | 0 | 0
2 | 4 | 6 | 7 | 1.7931 | 0 | 2.4769 | 0 | 0 | 0 | 0 | 1.0383 | 0 | 0 | 0.66465 | 0 | 5.9729 | 0 | 0 | 0 | 0 | 0 | 0 | 0 | 0 | 0 | 0 | 0 | 0 | 0 | 0.45131 | 0 | 0.32173 | 12.0887 | 0 | 0 | 0.053706 | 0.92427 | 0 | 1.4784 | 0 | 0 | 15.3181 | 0 | 0 | 0 | 0 | 0 | 0 | 0 | 0 | 0 | 0 | 0 | 0 | 0
2 | 4 | 7 | 7 | 1.7931 | 0 | 2.4769 | 0 | 0 | 0 | 0 | 1.0422 | 0 | 0 | 3.7782 | 0 | 9.0905 | 0 | 0 | 0 | 0 | 0 | 0 | 0 | 0 | 0 | 0 | 0 | 0 | 0 | 0.45131 | 0 | 0.54519 | 12.0044 | 0 | 0 | 0.31621 | 0.91894 | 0 | 1.5576 | 0 | 0 | 15.7936 | 0 | 0 | 0 | 0 | 0 | 0 | 0 | 0 | 0 | 0 | 0 | 0 | 0
2 | 4 | 8 | 7 | 1.7931 | 0 | 2.4769 | 0 | 0 | 0 | 0 | 1.3383 | 0 | 0 | 6.269 | 0 | 11.8773 | 0 | 0 | 0 | 0 | 0 | 0 | 0 | 0 | 0 | 0 | 0 | 0 | 0 | 0.45131 | 0 | 0.71279 | 14.2068 | 0 | 0 | 0.52621 | 0.92029 | 0 | 1.8687 | 0 | 0 | 18.6861 | 0 | 0 | 0 | 0 | 0 | 0 | 0 | 0 | 0 | 0 | 0 | 0 | 0
2 | 4 | 9 | 7 | 1.7931 | 0 | 13.6089 | 0 | 0 | 0 | 0 | 1.2491 | 0 | 0 | 3.959 | 0 | 20.6101 | 0 | 0 | 0 | 0 | 0 | 0 | 0 | 0 | 0 | 0 | 0 | 0 | 0 | 0.45131 | 0 | 0.71279 | 13.0626 | 0 | 0 | 0.42121 | 0.92404 | 0 | 1.7253 | 0 | 0 | 17.2973 | 0 | 0 | 0 | 0 | 0 | 0 | 0 | 0 | 0 | 0 | 0 | 0 | 0
2 | 4 | 10 | 7 | 1.7931 | 0 | 13.6089 | 0 | 0 | 0 | 0 | 1.2709 | 0 | 0 | 4.8303 | 0 | 21.5032 | 0 | 0 | 0 | 0 | 0 | 0 | 0 | 0 | 0 | 0 | 0 | 0 | 0 | 0.45131 | 0 | 0.71279 | 13.0511 | 0 | 0 | 0.31621 | 0.93902 | 0 | 1.9757 | 0 | 0 | 17.4461 | 0 | 0 | 0 | 0 | 0 | 0 | 0 | 0 | 0 | 0 | 0 | 0 | 0
2 | 4 | 11 | 7 | 1.7931 | 0 | 13.6089 | 0 | 0 | 0 | 0 | 1.2818 | 0 | 0 | 3.7783 | 0 | 20.4621 | 0 | 0 | 0 | 0 | 0 | 0 | 0 | 0 | 0 | 0 | 0 | 0 | 0 | 0.45131 | 0 | 0.71279 | 13.0844 | 0 | 0 | 0.31621 | 0.94536 | 0 | 1.7668 | 0 | 0 | 17.2768 | 0 | 0 | 0 | 0 | 0 | 0 | 0 | 0 | 0 | 0 | 0 | 0 | 0
2 | 4 | 12 | 7 | 1.7931 | 0 | 13.6089 | 0 | 0 | 0 | 0 | 1.218 | 0 | 0 | 3.9591 | 0 | 20.5791 | 0 | 0 | 0 | 0 | 0 | 0 | 0 | 0 | 0 | 0 | 0 | 0 | 0 | 0.45131 | 0 | 0.54519 | 12.3328 | 0 | 0 | 0.36871 | 0.93544 | 0 | 1.7092 | 0 | 0 | 16.3427 | 0 | 0 | 0 | 0 | 0 | 0 | 0 | 0 | 0 | 0 | 0 | 0 | 0
2 | 4 | 13 | 7 | 1.7931 | 0 | 8.6613 | 0 | 0 | 0 | 0 | 1.2046 | 0 | 0 | 3.9591 | 0 | 15.6182 | 0 | 0 | 0 | 0 | 0 | 0 | 0 | 0 | 0 | 0 | 0 | 0 | 0 | 0.45131 | 0 | 0.54519 | 12.0152 | 0 | 0 | 0.42121 | 0.92449 | 0 | 1.6425 | 0 | 0 | 15.9999 | 0 | 0 | 0 | 0 | 0 | 0 | 0 | 0 | 0 | 0 | 0 | 0 | 0
2 | 4 | 14 | 7 | 1.7931 | 0 | 13.6089 | 0 | 0 | 0 | 0 | 1.1445 | 0 | 0 | 5.8847 | 0 | 22.4312 | 0 | 0 | 0 | 0 | 0 | 0 | 0 | 0 | 0 | 0 | 0 | 0 | 0 | 0.45131 | 0 | 0.54519 | 11.277 | 0 | 0 | 0.36871 | 0.92049 | 0 | 1.279 | 0 | 0 | 14.8417 | 0 | 0 | 0 | 0 | 0 | 0 | 0 | 0 | 0 | 0 | 0 | 0 | 0
2 | 4 | 15 | 7 | 1.7931 | 0 | 13.6089 | 0 | 0 | 0 | 0 | 1.1656 | 0 | 0 | 3.959 | 0 | 20.5267 | 0 | 0 | 0 | 0 | 0 | 0 | 0 | 0 | 0 | 0 | 0 | 0 | 0 | 0.45131 | 0 | 0.54519 | 11.8392 | 0 | 0 | 0.36871 | 0.93154 | 0 | 1.5019 | 0 | 0 | 15.6379 | 0 | 0 | 0 | 0 | 0 | 0 | 0 | 0 | 0 | 0 | 0 | 0 | 0
2 | 4 | 16 | 7 | 1.7931 | 0 | 13.6089 | 0 | 0 | 0 | 0 | 1.1786 | 0 | 0 | 4.215 | 0 | 20.7955 | 0 | 0 | 0 | 0 | 0 | 0 | 0 | 0 | 0 | 0 | 0 | 0 | 0 | 0.45131 | 0 | 0.54519 | 11.9791 | 0 | 0 | 0.31621 | 0.93675 | 0 | 0.40679 | 0 | 0 | 14.6354 | 0 | 0 | 0 | 0 | 0 | 0 | 0 | 0 | 0 | 0 | 0 | 0 | 0
2 | 4 | 17 | 7 | 1.7931 | 0 | 13.6089 | 0 | 0 | 0 | 0 | 1.1696 | 0 | 0 | 3.7783 | 0 | 20.3498 | 0 | 0 | 0 | 0 | 0 | 0 | 0 | 0 | 0 | 0 | 0 | 0 | 0 | 0.45131 | 0 | 0.54519 | 12.1276 | 0 | 0 | 0.31621 | 0.93461 | 0 | 1.1301 | 0 | 0 | 15.5051 | 0 | 0 | 0 | 0 | 0 | 0 | 0 | 0 | 0 | 0 | 0 | 0 | 0
2 | 4 | 18 | 7 | 1.7931 | 0 | 13.6089 | 0 | 0 | 0 | 0 | 1.211 | 0 | 0 | 6.2691 | 0 | 22.8821 | 0 | 0 | 0 | 0 | 0 | 0 | 0 | 0 | 0 | 0 | 0 | 0 | 0 | 0.45131 | 0 | 0.54519 | 12.5321 | 0 | 0 | 0.52621 | 0.94478 | 0 | 1.1192 | 0 | 0 | 16.1188 | 0 | 0 | 0 | 0 | 0 | 0 | 0 | 0 | 0 | 0 | 0 | 0 | 0
2 | 4 | 19 | 7 | 1.7931 | 0 | 9.8982 | 0 | 0 | 0 | 0 | 1.222 | 0 | 0 | 6.2691 | 0 | 19.1825 | 0 | 0 | 0 | 0 | 0 | 0 | 0 | 0 | 0 | 0 | 0 | 0 | 0 | 0.45131 | 0 | 0.54519 | 12.5785 | 0 | 0 | 0.52621 | 0.93866 | 0 | 0.92892 | 0 | 0 | 15.9688 | 0 | 0 | 0 | 0 | 0 | 0 | 0 | 0 | 0 | 0 | 0 | 0 | 0
2 | 4 | 20 | 7 | 1.7931 | 0 | 2.4769 | 0 | 0 | 0 | 0 | 1.3101 | 0 | 0 | 3.9591 | 0 | 9.5391 | 0 | 0 | 0 | 0 | 0 | 0 | 0 | 0 | 0 | 0 | 0 | 0 | 0 | 0.45131 | 0 | 0.88038 | 13.2464 | 0 | 0 | 0.42121 | 0.93588 | 0 | 0.89377 | 0 | 0 | 16.829 | 0 | 0 | 0 | 0 | 0 | 0 | 0 | 0 | 0 | 0 | 0 | 0 | 0
2 | 4 | 21 | 7 | 1.7931 | 0 | 2.4769 | 0 | 0 | 0 | 0 | 1.3494 | 0 | 0 | 3.9591 | 0 | 9.5785 | 0 | 0 | 0 | 0 | 0 | 0 | 0 | 0 | 0 | 0 | 0 | 0 | 0 | 0.45131 | 0 | 1.1038 | 13.7392 | 0 | 0 | 0.36871 | 0.93847 | 0 | 0.6166 | 0 | 0 | 17.2181 | 0 | 0 | 0 | 0 | 0 | 0 | 0 | 0 | 0 | 0 | 0 | 0 | 0
2 | 4 | 22 | 7 | 1.7931 | 0 | 2.4769 | 0 | 0 | 0 | 0 | 1.3514 | 0 | 0 | 6.6205 | 0 | 12.2419 | 0 | 0 | 0 | 0 | 0 | 0 | 0 | 0 | 0 | 0 | 0 | 0 | 0 | 0.45131 | 0 | 1.2156 | 13.7997 | 0 | 0 | 0.47371 | 0.93441 | 0 | 0.52714 | 0 | 0 | 17.4018 | 0 | 0 | 0 | 0 | 0 | 0 | 0 | 0 | 0 | 0 | 0 | 0 | 0
2 | 4 | 23 | 7 | 1.7931 | 0 | 2.4769 | 0 | 0 | 0 | 0 | 1.3735 | 0 | 0 | 4.2747 | 0 | 9.9183 | 0 | 0 | 0 | 0 | 0 | 0 | 0 | 0 | 0 | 0 | 0 | 0 | 0 | 0.45131 | 0 | 1.1038 | 14.2024 | 0 | 0 | 0.31621 | 0.94318 | 0 | 0.51219 | 0 | 0 | 17.5291 | 0 | 0 | 0 | 0 | 0 | 0 | 0 | 0 | 0 | 0 | 0 | 0 | 0
2 | 4 | 24 | 7 | 1.7931 | 0 | 2.4769 | 0 | 0 | 0 | 0 | 1.0822 | 0 | 0 | 0.66473 | 0 | 6.0169 | 0 | 0 | 0 | 0 | 0 | 0 | 0 | 0 | 0 | 0 | 0 | 0 | 0 | 0.45131 | 0 | 0.88038 | 12.267 | 0 | 0 | 0.053706 | 0.94491 | 0 | 0.31916 | 0 | 0 | 14.9165 | 0 | 0 | 0 | 0 | 0 | 0 | 0 | 0 | 0 | 0 | 0 | 0 | 0
2 | 5 | 1 | 1 | 1.7931 | 0 | 2.4769 | 0 | 0 | 0 | 0 | 1.156 | 0 | 0 | 0.66473 | 0 | 6.0907 | 0 | 0 | 0 | 0 | 0 | 0 | 0 | 0 | 0 | 0 | 0 | 0 | 0 | 0.45131 | 0 | 0.54519 | 13.4027 | 0 | 0 | 0.053706 | 0.96235 | 0 | 0.26231 | 0 | 0 | 15.6776 | 0 | 0 | 0 | 0 | 0 | 0 | 0 | 0 | 0 | 0 | 0 | 0 | 0
2 | 5 | 2 | 1 | 1.7931 | 0 | 2.4769 | 0 | 0 | 0 | 0 | 1.1854 | 0 | 0 | 0.66478 | 0 | 6.1202 | 0 | 0 | 0 | 0 | 0 | 0 | 0 | 0 | 0 | 0 | 0 | 0 | 0 | 0.45131 | 0 | 0.32173 | 13.8429 | 0 | 0 | 0.053706 | 0.96783 | 0 | 0.30641 | 0 | 0 | 15.9439 | 0 | 0 | 0 | 0 | 0 | 0 | 0 | 0 | 0 | 0 | 0 | 0 | 0
2 | 5 | 3 | 1 | 1.7931 | 0 | 2.4769 | 0 | 0 | 0 | 0 | 1.188 | 0 | 0 | 0.6648 | 0 | 6.1228 | 0 | 0 | 0 | 0 | 0 | 0 | 0 | 0 | 0 | 0 | 0 | 0 | 0 | 0.45131 | 0 | 0.32173 | 13.8342 | 0 | 0 | 0.053706 | 0.96498 | 0 | 0.058114 | 0 | 0 | 15.6841 | 0 | 0 | 0 | 0 | 0 | 0 | 0 | 0 | 0 | 0 | 0 | 0 | 0
2 | 5 | 4 | 1 | 1.7931 | 0 | 2.4769 | 0 | 0 | 0 | 0 | 1.2193 | 0 | 0 | 0.6648 | 0 | 6.1541 | 0 | 0 | 0 | 0 | 0 | 0 | 0 | 0 | 0 | 0 | 0 | 0 | 0 | 0.45131 | 0 | 0.32173 | 14.2999 | 0 | 0 | 0.053706 | 0.97304 | 0 | 0.1954 | 0 | 0 | 16.295 | 0 | 0 | 0 | 0 | 0 | 0 | 0 | 0 | 0 | 0 | 0 | 0 | 0
2 | 5 | 5 | 1 | 1.7931 | 0 | 2.4769 | 0 | 0 | 0 | 0 | 1.2405 | 0 | 0 | 0.66481 | 0 | 6.1753 | 0 | 0 | 0 | 0 | 0 | 0 | 0 | 0 | 0 | 0 | 0 | 0 | 0 | 0.45131 | 0 | 0.32173 | 14.5791 | 0 | 0 | 0.053706 | 0.97757 | 0 | 0.079408 | 0 | 0 | 16.4628 | 0 | 0 | 0 | 0 | 0 | 0 | 0 | 0 | 0 | 0 | 0 | 0 | 0
2 | 5 | 6 | 1 | 1.7931 | 0 | 2.4769 | 0 | 0 | 0 | 0 | 1.2596 | 0 | 0 | 0.66482 | 0 | 6.1944 | 0 | 0 | 0 | 0 | 0 | 0 | 0 | 0 | 0 | 0 | 0 | 0 | 0 | 0.45131 | 0 | 0.32173 | 14.8452 | 0 | 0 | 0.053706 | 0.98212 | 0 | 0.11002 | 0 | 0 | 16.7641 | 0 | 0 | 0 | 0 | 0 | 0 | 0 | 0 | 0 | 0 | 0 | 0 | 0
2 | 5 | 7 | 1 | 1.7931 | 0 | 2.4769 | 0 | 0 | 0 | 0 | 1.2997 | 0 | 0 | 3.7784 | 0 | 9.3481 | 0 | 0 | 0 | 0 | 0 | 0 | 0 | 0 | 0 | 0 | 0 | 0 | 0 | 0.45131 | 0 | 0.54519 | 15.3184 | 0 | 0 | 0.31621 | 0.99267 | 0 | 0.17057 | 0 | 0 | 17.7943 | 0 | 0 | 0 | 0 | 0 | 0 | 0 | 0 | 0 | 0 | 0 | 0 | 0
2 | 5 | 8 | 1 | 1.7931 | 0 | 2.4769 | 0 | 0 | 0 | 0 | 1.4469 | 0 | 0 | 6.2692 | 0 | 11.9861 | 0 | 0 | 0 | 0 | 0 | 0 | 0 | 0 | 0 | 0 | 0 | 0 | 0 | 0.45131 | 0 | 0.71279 | 16.5369 | 0 | 0 | 0.52621 | 0.994 | 0 | 0.1813 | 0 | 0 | 19.4025 | 0 | 0 | 0 | 0 | 0 | 0 | 0 | 0 | 0 | 0 | 0 | 0 | 0
2 | 5 | 9 | 1 | 1.7931 | 0 | 13.6089 | 0 | 0 | 0 | 0 | 1.4334 | 0 | 0 | 3.9591 | 0 | 20.7945 | 0 | 0 | 0 | 0 | 0 | 0 | 0 | 0 | 0 | 0 | 0 | 0 | 0 | 0.45131 | 0 | 0.71279 | 16.2811 | 0 | 0 | 0.42121 | 1.0064 | 0 | 0.31405 | 0 | 0 | 19.1868 | 0 | 0 | 0 | 0 | 0 | 0 | 0 | 0 | 0 | 0 | 0 | 0 | 0
2 | 5 | 10 | 1 | 1.7931 | 0 | 13.6089 | 0 | 0 | 0 | 0 | 1.379 | 0 | 0 | 4.8305 | 0 | 21.6115 | 0 | 0 | 0 | 0 | 0 | 0 | 0 | 0 | 0 | 0 | 0 | 0 | 0 | 0.45131 | 0 | 0.71279 | 15.2402 | 0 | 0 | 0.31621 | 0.98136 | 0 | 0.17977 | 0 | 0 | 17.8817 | 0 | 0 | 0 | 0 | 0 | 0 | 0 | 0 | 0 | 0 | 0 | 0 | 0
2 | 5 | 11 | 1 | 1.7931 | 0 | 13.6089 | 0 | 0 | 0 | 0 | 1.3541 | 0 | 0 | 3.7783 | 0 | 20.5345 | 0 | 0 | 0 | 0 | 0 | 0 | 0 | 0 | 0 | 0 | 0 | 0 | 0 | 0.45131 | 0 | 0.71279 | 14.795 | 0 | 0 | 0.31621 | 0.98078 | 0 | 0.18207 | 0 | 0 | 17.4381 | 0 | 0 | 0 | 0 | 0 | 0 | 0 | 0 | 0 | 0 | 0 | 0 | 0
2 | 5 | 12 | 1 | 1.7931 | 0 | 13.6089 | 0 | 0 | 0 | 0 | 1.3064 | 0 | 0 | 3.9591 | 0 | 20.6675 | 0 | 0 | 0 | 0 | 0 | 0 | 0 | 0 | 0 | 0 | 0 | 0 | 0 | 0.45131 | 0 | 0.54519 | 14.3579 | 0 | 0 | 0.36871 | 0.98645 | 0 | 0.22102 | 0 | 0 | 16.9306 | 0 | 0 | 0 | 0 | 0 | 0 | 0 | 0 | 0 | 0 | 0 | 0 | 0
2 | 5 | 13 | 1 | 1.7931 | 0 | 8.6613 | 0 | 0 | 0 | 0 | 1.289 | 0 | 0 | 3.9591 | 0 | 15.7026 | 0 | 0 | 0 | 0 | 0 | 0 | 0 | 0 | 0 | 0 | 0 | 0 | 0 | 0.45131 | 0 | 0.54519 | 14.1695 | 0 | 0 | 0.42121 | 0.98609 | 0 | 0.21167 | 0 | 0 | 16.785 | 0 | 0 | 0 | 0 | 0 | 0 | 0 | 0 | 0 | 0 | 0 | 0 | 0
2 | 5 | 14 | 1 | 1.7931 | 0 | 13.6089 | 0 | 0 | 0 | 0 | 1.2052 | 0 | 0 | 5.8849 | 0 | 22.4921 | 0 | 0 | 0 | 0 | 0 | 0 | 0 | 0 | 0 | 0 | 0 | 0 | 0 | 0.45131 | 0 | 0.54519 | 13.3975 | 0 | 0 | 0.36871 | 0.9843 | 0 | 0.19982 | 0 | 0 | 15.9468 | 0 | 0 | 0 | 0 | 0 | 0 | 0 | 0 | 0 | 0 | 0 | 0 | 0
2 | 5 | 15 | 1 | 1.7931 | 0 | 13.6089 | 0 | 0 | 0 | 0 | 1.231 | 0 | 0 | 3.9591 | 0 | 20.5921 | 0 | 0 | 0 | 0 | 0 | 0 | 0 | 0 | 0 | 0 | 0 | 0 | 0 | 0.45131 | 0 | 0.54519 | 13.5471 | 0 | 0 | 0.36871 | 0.99368 | 0 | 0.25177 | 0 | 0 | 16.1578 | 0 | 0 | 0 | 0 | 0 | 0 | 0 | 0 | 0 | 0 | 0 | 0 | 0
2 | 5 | 16 | 1 | 1.7931 | 0 | 13.6089 | 0 | 0 | 0 | 0 | 1.246 | 0 | 0 | 4.2152 | 0 | 20.8631 | 0 | 0 | 0 | 0 | 0 | 0 | 0 | 0 | 0 | 0 | 0 | 0 | 0 | 0.45131 | 0 | 0.54519 | 13.5642 | 0 | 0 | 0.31621 | 0.99103 | 0 | 0.23938 | 0 | 0 | 16.1073 | 0 | 0 | 0 | 0 | 0 | 0 | 0 | 0 | 0 | 0 | 0 | 0 | 0
2 | 5 | 17 | 1 | 1.7931 | 0 | 13.6089 | 0 | 0 | 0 | 0 | 1.3089 | 0 | 0 | 3.7784 | 0 | 20.4892 | 0 | 0 | 0 | 0 | 0 | 0 | 0 | 0 | 0 | 0 | 0 | 0 | 0 | 0.45131 | 0 | 0.54519 | 14.2573 | 0 | 0 | 0.31621 | 1.0064 | 0 | 0.3941 | 0 | 0 | 16.9705 | 0 | 0 | 0 | 0 | 0 | 0 | 0 | 0 | 0 | 0 | 0 | 0 | 0
2 | 5 | 18 | 1 | 1.7931 | 0 | 13.6089 | 0 | 0 | 0 | 0 | 1.3648 | 0 | 0 | 6.2692 | 0 | 23.036 | 0 | 0 | 0 | 0 | 0 | 0 | 0 | 0 | 0 | 0 | 0 | 0 | 0 | 0.45131 | 0 | 0.54519 | 14.8477 | 0 | 0 | 0.52621 | 1.015 | 0 | 0.52544 | 0 | 0 | 17.9108 | 0 | 0 | 0 | 0 | 0 | 0 | 0 | 0 | 0 | 0 | 0 | 0 | 0
2 | 5 | 19 | 1 | 1.7931 | 0 | 9.8982 | 0 | 0 | 0 | 0 | 1.4256 | 0 | 0 | 6.2692 | 0 | 19.3862 | 0 | 0 | 0 | 0 | 0 | 0 | 0 | 0 | 0 | 0 | 0 | 0 | 0 | 0.45131 | 0 | 0.54519 | 15.4019 | 0 | 0 | 0.52621 | 1.0345 | 0 | 1.1974 | 0 | 0 | 19.1566 | 0 | 0 | 0 | 0 | 0 | 0 | 0 | 0 | 0 | 0 | 0 | 0 | 0
2 | 5 | 20 | 1 | 1.7931 | 0 | 2.4769 | 0 | 0 | 0 | 0 | 1.4338 | 0 | 0 | 3.9592 | 0 | 9.663 | 0 | 0 | 0 | 0 | 0 | 0 | 0 | 0 | 0 | 0 | 0 | 0 | 0 | 0.45131 | 0 | 0.88038 | 15.3321 | 0 | 0 | 0.42121 | 1.0268 | 0 | 1.0274 | 0 | 0 | 19.1392 | 0 | 0 | 0 | 0 | 0 | 0 | 0 | 0 | 0 | 0 | 0 | 0 | 0
2 | 5 | 21 | 1 | 1.7931 | 0 | 2.4769 | 0 | 0 | 0 | 0 | 1.4431 | 0 | 0 | 3.9591 | 0 | 9.6722 | 0 | 0 | 0 | 0 | 0 | 0 | 0 | 0 | 0 | 0 | 0 | 0 | 0 | 0.45131 | 0 | 1.1038 | 15.4339 | 0 | 0 | 0.36871 | 1.0294 | 0 | 1.1996 | 0 | 0 | 19.5869 | 0 | 0 | 0 | 0 | 0 | 0 | 0 | 0 | 0 | 0 | 0 | 0 | 0
2 | 5 | 22 | 1 | 1.7931 | 0 | 2.4769 | 0 | 0 | 0 | 0 | 1.4519 | 0 | 0 | 6.6205 | 0 | 12.3425 | 0 | 0 | 0 | 0 | 0 | 0 | 0 | 0 | 0 | 0 | 0 | 0 | 0 | 0.45131 | 0 | 1.2156 | 15.4301 | 0 | 0 | 0.47371 | 1.0372 | 0 | 2.3043 | 0 | 0 | 20.9122 | 0 | 0 | 0 | 0 | 0 | 0 | 0 | 0 | 0 | 0 | 0 | 0 | 0
2 | 5 | 23 | 1 | 1.7931 | 0 | 2.4769 | 0 | 0 | 0 | 0 | 1.4519 | 0 | 0 | 4.2751 | 0 | 9.997 | 0 | 0 | 0 | 0 | 0 | 0 | 0 | 0 | 0 | 0 | 0 | 0 | 0 | 0.45131 | 0 | 1.1038 | 14.736 | 0 | 0 | 0.31621 | 1.0402 | 0 | 4.4168 | 0 | 0 | 22.0643 | 0 | 0 | 0 | 0 | 0 | 0 | 0 | 0 | 0 | 0 | 0 | 0 | 0
2 | 5 | 24 | 1 | 1.7931 | 0 | 2.4769 | 0 | 0 | 0 | 0 | 1.3998 | 0 | 0 | 0.66492 | 0 | 6.3347 | 0 | 0 | 0 | 0 | 0 | 0 | 0 | 0 | 0 | 0 | 0 | 0 | 0 | 0.45131 | 0 | 0.88038 | 14.0266 | 0 | 0 | 0.053706 | 1.0399 | 0 | 4.6672 | 0 | 0 | 21.1191 | 0 | 0 | 0 | 0 | 0 | 0 | 0 | 0 | 0 | 0 | 0 | 0 | 0
2 | 6 | 1 | 2 | 1.7931 | 0 | 2.4769 | 0 | 0 | 0 | 0 | 1.4097 | 0 | 0 | 0.66488 | 0 | 6.3445 | 0 | 0 | 0 | 0 | 0 | 0 | 0 | 0 | 0 | 0 | 0 | 0 | 0 | 0.45131 | 0 | 0.54519 | 14.1011 | 0 | 0 | 0.053706 | 1.0403 | 0 | 4.8103 | 0 | 0 | 21.0019 | 0 | 0 | 0 | 0 | 0 | 0 | 0 | 0 | 0 | 0 | 0 | 0 | 0
2 | 6 | 2 | 2 | 1.7931 | 0 | 2.4769 | 0 | 0 | 0 | 0 | 1.433 | 0 | 0 | 0.66489 | 0 | 6.3679 | 0 | 0 | 0 | 0 | 0 | 0 | 0 | 0 | 0 | 0 | 0 | 0 | 0 | 0.45131 | 0 | 0.32173 | 13.7005 | 0 | 0 | 0.053706 | 1.0419 | 0 | 6.5868 | 0 | 0 | 22.1559 | 0 | 0 | 0 | 0 | 0 | 0 | 0 | 0 | 0 | 0 | 0 | 0 | 0
2 | 6 | 3 | 2 | 1.7931 | 0 | 2.4769 | 0 | 0 | 0 | 0 | 1.4269 | 0 | 0 | 0.66494 | 0 | 6.3618 | 0 | 0 | 0 | 0 | 0 | 0 | 0 | 0 | 0 | 0 | 0 | 0 | 0 | 0.45131 | 0 | 0.32173 | 14.1276 | 0 | 0 | 0.053706 | 1.0414 | 0 | 5.8734 | 0 | 0 | 21.8692 | 0 | 0 | 0 | 0 | 0 | 0 | 0 | 0 | 0 | 0 | 0 | 0 | 0
2 | 6 | 4 | 2 | 1.7931 | 0 | 2.4769 | 0 | 0 | 0 | 0 | 1.4276 | 0 | 0 | 0.66492 | 0 | 6.3625 | 0 | 0 | 0 | 0 | 0 | 0 | 0 | 0 | 0 | 0 | 0 | 0 | 0 | 0.45131 | 0 | 0.32173 | 13.6179 | 0 | 0 | 0.053706 | 1.0411 | 0 | 6.6537 | 0 | 0 | 22.1394 | 0 | 0 | 0 | 0 | 0 | 0 | 0 | 0 | 0 | 0 | 0 | 0 | 0
2 | 6 | 5 | 2 | 1.7931 | 0 | 2.4769 | 0 | 0 | 0 | 0 | 1.4371 | 0 | 0 | 0.66491 | 0 | 6.372 | 0 | 0 | 0 | 0 | 0 | 0 | 0 | 0 | 0 | 0 | 0 | 0 | 0 | 0.45131 | 0 | 0.32173 | 13.6349 | 0 | 0 | 0.053706 | 1.0414 | 0 | 7.0725 | 0 | 0 | 22.5756 | 0 | 0 | 0 | 0 | 0 | 0 | 0 | 0 | 0 | 0 | 0 | 0 | 0
2 | 6 | 6 | 2 | 1.7931 | 0 | 2.4769 | 0 | 0 | 0 | 0 | 1.4467 | 0 | 0 | 0.66492 | 0 | 6.3816 | 0 | 0 | 0 | 0 | 0 | 0 | 0 | 0 | 0 | 0 | 0 | 0 | 0 | 0.45131 | 0 | 0.32173 | 14.1406 | 0 | 0 | 0.053706 | 1.0426 | 0 | 7.2604 | 0 | 0 | 23.2703 | 0 | 0 | 0 | 0 | 0 | 0 | 0 | 0 | 0 | 0 | 0 | 0 | 0
2 | 6 | 7 | 2 | 1.7931 | 0 | 2.4769 | 0 | 0 | 0 | 0 | 1.4485 | 0 | 0 | 3.7786 | 0 | 9.4971 | 0 | 0 | 0 | 0 | 0 | 0 | 0 | 0 | 0 | 0 | 0 | 0 | 0 | 0.45131 | 0 | 0.54519 | 14.0765 | 0 | 0 | 0.31621 | 1.0428 | 0 | 7.7878 | 0 | 0 | 24.2198 | 0 | 0 | 0 | 0 | 0 | 0 | 0 | 0 | 0 | 0 | 0 | 0 | 0
2 | 6 | 8 | 2 | 1.7931 | 0 | 2.4769 | 0 | 0 | 0 | 0 | 1.4519 | 0 | 0 | 6.2694 | 0 | 11.9913 | 0 | 0 | 0 | 0 | 0 | 0 | 0 | 0 | 0 | 0 | 0 | 0 | 0 | 0.45131 | 0 | 0.71279 | 14.5674 | 0 | 0 | 0.52621 | 1.0423 | 0 | 7.2586 | 0 | 0 | 24.5586 | 0 | 0 | 0 | 0 | 0 | 0 | 0 | 0 | 0 | 0 | 0 | 0 | 0
2 | 6 | 9 | 2 | 1.7931 | 0 | 13.6089 | 0 | 0 | 0 | 0 | 1.4519 | 0 | 0 | 3.9592 | 0 | 20.8131 | 0 | 0 | 0 | 0 | 0 | 0 | 0 | 0 | 0 | 0 | 0 | 0 | 0 | 0.45131 | 0 | 0.71279 | 15.573 | 0 | 0 | 0.42121 | 1.041 | 0 | 4.8343 | 0 | 0 | 23.0336 | 0 | 0 | 0 | 0 | 0 | 0 | 0 | 0 | 0 | 0 | 0 | 0 | 0
2 | 6 | 10 | 2 | 1.7931 | 0 | 13.6089 | 0 | 0 | 0 | 0 | 1.4511 | 0 | 0 | 4.8307 | 0 | 21.6838 | 0 | 0 | 0 | 0 | 0 | 0 | 0 | 0 | 0 | 0 | 0 | 0 | 0 | 0.45131 | 0 | 0.71279 | 16.0761 | 0 | 0 | 0.31621 | 1.0376 | 0 | 2.7531 | 0 | 0 | 21.3472 | 0 | 0 | 0 | 0 | 0 | 0 | 0 | 0 | 0 | 0 | 0 | 0 | 0
2 | 6 | 11 | 2 | 1.7931 | 0 | 13.6089 | 0 | 0 | 0 | 0 | 1.4325 | 0 | 0 | 3.7784 | 0 | 20.6129 | 0 | 0 | 0 | 0 | 0 | 0 | 0 | 0 | 0 | 0 | 0 | 0 | 0 | 0.45131 | 0 | 0.71279 | 16.4122 | 0 | 0 | 0.31621 | 1.0271 | 0 | 1.153 | 0 | 0 | 20.0726 | 0 | 0 | 0 | 0 | 0 | 0 | 0 | 0 | 0 | 0 | 0 | 0 | 0
2 | 6 | 12 | 2 | 1.7931 | 0 | 13.6089 | 0 | 0 | 0 | 0 | 1.4288 | 0 | 0 | 3.9591 | 0 | 20.7899 | 0 | 0 | 0 | 0 | 0 | 0 | 0 | 0 | 0 | 0 | 0 | 0 | 0 | 0.45131 | 0 | 0.54519 | 16.2705 | 0 | 0 | 0.36871 | 1.0314 | 0 | 1.2675 | 0 | 0 | 19.9347 | 0 | 0 | 0 | 0 | 0 | 0 | 0 | 0 | 0 | 0 | 0 | 0 | 0
2 | 6 | 13 | 2 | 1.7931 | 0 | 8.6613 | 0 | 0 | 0 | 0 | 1.439 | 0 | 0 | 3.9592 | 0 | 15.8526 | 0 | 0 | 0 | 0 | 0 | 0 | 0 | 0 | 0 | 0 | 0 | 0 | 0 | 0.45131 | 0 | 0.54519 | 16.4521 | 0 | 0 | 0.42121 | 1.032 | 0 | 1.3045 | 0 | 0 | 20.2063 | 0 | 0 | 0 | 0 | 0 | 0 | 0 | 0 | 0 | 0 | 0 | 0 | 0
2 | 6 | 14 | 2 | 1.7931 | 0 | 13.6089 | 0 | 0 | 0 | 0 | 1.4096 | 0 | 0 | 5.885 | 0 | 22.6966 | 0 | 0 | 0 | 0 | 0 | 0 | 0 | 0 | 0 | 0 | 0 | 0 | 0 | 0.45131 | 0 | 0.54519 | 16.1988 | 0 | 0 | 0.36871 | 1.0262 | 0 | 1.0888 | 0 | 0 | 19.679 | 0 | 0 | 0 | 0 | 0 | 0 | 0 | 0 | 0 | 0 | 0 | 0 | 0
2 | 6 | 15 | 2 | 1.7931 | 0 | 13.6089 | 0 | 0 | 0 | 0 | 1.4197 | 0 | 0 | 3.9592 | 0 | 20.7809 | 0 | 0 | 0 | 0 | 0 | 0 | 0 | 0 | 0 | 0 | 0 | 0 | 0 | 0.45131 | 0 | 0.54519 | 16.348 | 0 | 0 | 0.36871 | 1.0201 | 0 | 0.84959 | 0 | 0 | 19.583 | 0 | 0 | 0 | 0 | 0 | 0 | 0 | 0 | 0 | 0 | 0 | 0 | 0
2 | 6 | 16 | 2 | 1.7931 | 0 | 13.6089 | 0 | 0 | 0 | 0 | 1.427 | 0 | 0 | 4.2153 | 0 | 21.0443 | 0 | 0 | 0 | 0 | 0 | 0 | 0 | 0 | 0 | 0 | 0 | 0 | 0 | 0.45131 | 0 | 0.54519 | 16.4542 | 0 | 0 | 0.31621 | 1.0202 | 0 | 0.85724 | 0 | 0 | 19.6443 | 0 | 0 | 0 | 0 | 0 | 0 | 0 | 0 | 0 | 0 | 0 | 0 | 0
2 | 6 | 17 | 2 | 1.7931 | 0 | 13.6089 | 0 | 0 | 0 | 0 | 1.4432 | 0 | 0 | 3.7784 | 0 | 20.6237 | 0 | 0 | 0 | 0 | 0 | 0 | 0 | 0 | 0 | 0 | 0 | 0 | 0 | 0.45131 | 0 | 0.54519 | 16.9036 | 0 | 0 | 0.31621 | 1.0303 | 0 | 1.1667 | 0 | 0 | 20.4133 | 0 | 0 | 0 | 0 | 0 | 0 | 0 | 0 | 0 | 0 | 0 | 0 | 0
2 | 6 | 18 | 2 | 1.7931 | 0 | 13.6089 | 0 | 0 | 0 | 0 | 1.4262 | 0 | 0 | 6.2694 | 0 | 23.0976 | 0 | 0 | 0 | 0 | 0 | 0 | 0 | 0 | 0 | 0 | 0 | 0 | 0 | 0.45131 | 0 | 0.54519 | 16.6195 | 0 | 0 | 0.52621 | 1.0277 | 0 | 2.5572 | 0 | 0 | 21.7271 | 0 | 0 | 0 | 0 | 0 | 0 | 0 | 0 | 0 | 0 | 0 | 0 | 0
2 | 6 | 19 | 2 | 1.7931 | 0 | 9.8982 | 0 | 0 | 0 | 0 | 1.4222 | 0 | 0 | 6.2693 | 0 | 19.3828 | 0 | 0 | 0 | 0 | 0 | 0 | 0 | 0 | 0 | 0 | 0 | 0 | 0 | 0.45131 | 0 | 0.54519 | 16.3916 | 0 | 0 | 0.52621 | 1.0189 | 0 | 1.5506 | 0 | 0 | 20.4837 | 0 | 0 | 0 | 0 | 0 | 0 | 0 | 0 | 0 | 0 | 0 | 0 | 0
2 | 6 | 20 | 2 | 1.7931 | 0 | 2.4769 | 0 | 0 | 0 | 0 | 1.45 | 0 | 0 | 3.9591 | 0 | 9.6791 | 0 | 0 | 0 | 0 | 0 | 0 | 0 | 0 | 0 | 0 | 0 | 0 | 0 | 0.45131 | 0 | 0.88038 | 16.7524 | 0 | 0 | 0.42121 | 1.0242 | 0 | 1.1253 | 0 | 0 | 20.6547 | 0 | 0 | 0 | 0 | 0 | 0 | 0 | 0 | 0 | 0 | 0 | 0 | 0
2 | 6 | 21 | 2 | 1.7931 | 0 | 2.4769 | 0 | 0 | 0 | 0 | 1.448 | 0 | 0 | 3.9592 | 0 | 9.6771 | 0 | 0 | 0 | 0 | 0 | 0 | 0 | 0 | 0 | 0 | 0 | 0 | 0 | 0.45131 | 0 | 1.1038 | 17.0072 | 0 | 0 | 0.36871 | 1.0171 | 0 | 0.88782 | 0 | 0 | 20.8359 | 0 | 0 | 0 | 0 | 0 | 0 | 0 | 0 | 0 | 0 | 0 | 0 | 0
2 | 6 | 22 | 2 | 1.7931 | 0 | 2.4769 | 0 | 0 | 0 | 0 | 1.4519 | 0 | 0 | 6.6206 | 0 | 12.3425 | 0 | 0 | 0 | 0 | 0 | 0 | 0 | 0 | 0 | 0 | 0 | 0 | 0 | 0.45131 | 0 | 1.2156 | 16.9652 | 0 | 0 | 0.47371 | 1.0223 | 0 | 1.1106 | 0 | 0 | 21.2386 | 0 | 0 | 0 | 0 | 0 | 0 | 0 | 0 | 0 | 0 | 0 | 0 | 0
2 | 6 | 23 | 2 | 1.7931 | 0 | 2.4769 | 0 | 0 | 0 | 0 | 1.4519 | 0 | 0 | 4.2751 | 0 | 9.997 | 0 | 0 | 0 | 0 | 0 | 0 | 0 | 0 | 0 | 0 | 0 | 0 | 0 | 0.45131 | 0 | 1.1038 | 17.1488 | 0 | 0 | 0.31621 | 1.0319 | 0 | 1.4624 | 0 | 0 | 21.5145 | 0 | 0 | 0 | 0 | 0 | 0 | 0 | 0 | 0 | 0 | 0 | 0 | 0
2 | 6 | 24 | 2 | 1.7931 | 0 | 2.4769 | 0 | 0 | 0 | 0 | 1.3981 | 0 | 0 | 0.66491 | 0 | 6.333 | 0 | 0 | 0 | 0 | 0 | 0 | 0 | 0 | 0 | 0 | 0 | 0 | 0 | 0.45131 | 0 | 0.88038 | 16.858 | 0 | 0 | 0.053706 | 1.0348 | 0 | 1.6956 | 0 | 0 | 20.9738 | 0 | 0 | 0 | 0 | 0 | 0 | 0 | 0 | 0 | 0 | 0 | 0 | 0
2 | 7 | 1 | 3 | 1.7931 | 0 | 2.4769 | 0 | 0 | 0 | 0 | 1.4105 | 0 | 0 | 0.66493 | 0 | 6.3454 | 0 | 0 | 0 | 0 | 0 | 0 | 0 | 0 | 0 | 0 | 0 | 0 | 0 | 0.45131 | 0 | 0.54519 | 16.9719 | 0 | 0 | 0.053706 | 1.0368 | 0 | 2.2716 | 0 | 0 | 21.3305 | 0 | 0 | 0 | 0 | 0 | 0 | 0 | 0 | 0 | 0 | 0 | 0 | 0
2 | 7 | 2 | 3 | 1.7931 | 0 | 2.4769 | 0 | 0 | 0 | 0 | 1.3926 | 0 | 0 | 0.66507 | 0 | 6.3277 | 0 | 0 | 0 | 0 | 0 | 0 | 0 | 0 | 0 | 0 | 0 | 0 | 0 | 0.45131 | 0 | 0.32173 | 16.8129 | 0 | 0 | 0.053706 | 1.036 | 0 | 2.0934 | 0 | 0 | 20.7691 | 0 | 0 | 0 | 0 | 0 | 0 | 0 | 0 | 0 | 0 | 0 | 0 | 0
2 | 7 | 3 | 3 | 1.7931 | 0 | 2.4769 | 0 | 0 | 0 | 0 | 1.3944 | 0 | 0 | 0.66501 | 0 | 6.3294 | 0 | 0 | 0 | 0 | 0 | 0 | 0 | 0 | 0 | 0 | 0 | 0 | 0 | 0.45131 | 0 | 0.32173 | 16.7743 | 0 | 0 | 0.053706 | 1.0359 | 0 | 2.0222 | 0 | 0 | 20.6592 | 0 | 0 | 0 | 0 | 0 | 0 | 0 | 0 | 0 | 0 | 0 | 0 | 0
2 | 7 | 4 | 3 | 1.7931 | 0 | 2.4769 | 0 | 0 | 0 | 0 | 1.3963 | 0 | 0 | 0.665 | 0 | 6.3313 | 0 | 0 | 0 | 0 | 0 | 0 | 0 | 0 | 0 | 0 | 0 | 0 | 0 | 0.45131 | 0 | 0.32173 | 16.7858 | 0 | 0 | 0.053706 | 1.0359 | 0 | 2.345 | 0 | 0 | 20.9934 | 0 | 0 | 0 | 0 | 0 | 0 | 0 | 0 | 0 | 0 | 0 | 0 | 0
2 | 7 | 5 | 3 | 1.7931 | 0 | 2.4769 | 0 | 0 | 0 | 0 | 1.3935 | 0 | 0 | 0.66501 | 0 | 6.3285 | 0 | 0 | 0 | 0 | 0 | 0 | 0 | 0 | 0 | 0 | 0 | 0 | 0 | 0.45131 | 0 | 0.32173 | 16.7876 | 0 | 0 | 0.053706 | 1.0357 | 0 | 2.3545 | 0 | 0 | 21.0046 | 0 | 0 | 0 | 0 | 0 | 0 | 0 | 0 | 0 | 0 | 0 | 0 | 0
2 | 7 | 6 | 3 | 1.7931 | 0 | 2.4769 | 0 | 0 | 0 | 0 | 1.3863 | 0 | 0 | 0.66498 | 0 | 6.3213 | 0 | 0 | 0 | 0 | 0 | 0 | 0 | 0 | 0 | 0 | 0 | 0 | 0 | 0.45131 | 0 | 0.32173 | 16.6902 | 0 | 0 | 0.053706 | 1.0352 | 0 | 2.2012 | 0 | 0 | 20.7533 | 0 | 0 | 0 | 0 | 0 | 0 | 0 | 0 | 0 | 0 | 0 | 0 | 0
2 | 7 | 7 | 3 | 1.7931 | 0 | 2.4769 | 0 | 0 | 0 | 0 | 1.3991 | 0 | 0 | 3.7785 | 0 | 9.4476 | 0 | 0 | 0 | 0 | 0 | 0 | 0 | 0 | 0 | 0 | 0 | 0 | 0 | 0.45131 | 0 | 0.54519 | 16.7746 | 0 | 0 | 0.31621 | 1.0353 | 0 | 2.8116 | 0 | 0 | 21.9343 | 0 | 0 | 0 | 0 | 0 | 0 | 0 | 0 | 0 | 0 | 0 | 0 | 0
2 | 7 | 8 | 3 | 1.7931 | 0 | 2.4769 | 0 | 0 | 0 | 0 | 1.4512 | 0 | 0 | 6.2693 | 0 | 11.9905 | 0 | 0 | 0 | 0 | 0 | 0 | 0 | 0 | 0 | 0 | 0 | 0 | 0 | 0.45131 | 0 | 0.71279 | 17.5437 | 0 | 0 | 0.52621 | 1.0196 | 0 | 1.2819 | 0 | 0 | 21.5354 | 0 | 0 | 0 | 0 | 0 | 0 | 0 | 0 | 0 | 0 | 0 | 0 | 0
2 | 7 | 9 | 3 | 1.7931 | 0 | 13.6089 | 0 | 0 | 0 | 0 | 1.4459 | 0 | 0 | 3.9591 | 0 | 20.807 | 0 | 0 | 0 | 0 | 0 | 0 | 0 | 0 | 0 | 0 | 0 | 0 | 0 | 0.45131 | 0 | 0.71279 | 17.4636 | 0 | 0 | 0.42121 | 1.0212 | 0 | 0.99259 | 0 | 0 | 21.0627 | 0 | 0 | 0 | 0 | 0 | 0 | 0 | 0 | 0 | 0 | 0 | 0 | 0
2 | 7 | 10 | 3 | 1.7931 | 0 | 13.6089 | 0 | 0 | 0 | 0 | 1.4247 | 0 | 0 | 4.8307 | 0 | 21.6574 | 0 | 0 | 0 | 0 | 0 | 0 | 0 | 0 | 0 | 0 | 0 | 0 | 0 | 0.45131 | 0 | 0.71279 | 17.0309 | 0 | 0 | 0.31621 | 1.0128 | 0 | 0.61815 | 0 | 0 | 20.1421 | 0 | 0 | 0 | 0 | 0 | 0 | 0 | 0 | 0 | 0 | 0 | 0 | 0
2 | 7 | 11 | 3 | 1.7931 | 0 | 13.6089 | 0 | 0 | 0 | 0 | 1.391 | 0 | 0 | 3.7785 | 0 | 20.5714 | 0 | 0 | 0 | 0 | 0 | 0 | 0 | 0 | 0 | 0 | 0 | 0 | 0 | 0.45131 | 0 | 0.71279 | 16.4255 | 0 | 0 | 0.31621 | 0.99664 | 0 | 0.40937 | 0 | 0 | 19.3118 | 0 | 0 | 0 | 0 | 0 | 0 | 0 | 0 | 0 | 0 | 0 | 0 | 0
2 | 7 | 12 | 3 | 1.7931 | 0 | 13.6089 | 0 | 0 | 0 | 0 | 1.3459 | 0 | 0 | 3.9592 | 0 | 20.707 | 0 | 0 | 0 | 0 | 0 | 0 | 0 | 0 | 0 | 0 | 0 | 0 | 0 | 0.45131 | 0 | 0.54519 | 15.6645 | 0 | 0 | 0.36871 | 0.99118 | 0 | 0.33703 | 0 | 0 | 18.3579 | 0 | 0 | 0 | 0 | 0 | 0 | 0 | 0 | 0 | 0 | 0 | 0 | 0
2 | 7 | 13 | 3 | 1.7931 | 0 | 8.6613 | 0 | 0 | 0 | 0 | 1.3654 | 0 | 0 | 3.9592 | 0 | 15.779 | 0 | 0 | 0 | 0 | 0 | 0 | 0 | 0 | 0 | 0 | 0 | 0 | 0 | 0.45131 | 0 | 0.54519 | 15.6987 | 0 | 0 | 0.42121 | 0.99262 | 0 | 0.33608 | 0 | 0 | 18.4451 | 0 | 0 | 0 | 0 | 0 | 0 | 0 | 0 | 0 | 0 | 0 | 0 | 0
2 | 7 | 14 | 3 | 1.7931 | 0 | 13.6089 | 0 | 0 | 0 | 0 | 1.3345 | 0 | 0 | 5.885 | 0 | 22.6216 | 0 | 0 | 0 | 0 | 0 | 0 | 0 | 0 | 0 | 0 | 0 | 0 | 0 | 0.45131 | 0 | 0.54519 | 15.4035 | 0 | 0 | 0.36871 | 0.99554 | 0 | 0.34315 | 0 | 0 | 18.1074 | 0 | 0 | 0 | 0 | 0 | 0 | 0 | 0 | 0 | 0 | 0 | 0 | 0
2 | 7 | 15 | 3 | 1.7931 | 0 | 13.6089 | 0 | 0 | 0 | 0 | 1.2624 | 0 | 0 | 3.9592 | 0 | 20.6235 | 0 | 0 | 0 | 0 | 0 | 0 | 0 | 0 | 0 | 0 | 0 | 0 | 0 | 0.45131 | 0 | 0.54519 | 14.5067 | 0 | 0 | 0.36871 | 0.9868 | 0 | 0.2888 | 0 | 0 | 17.1475 | 0 | 0 | 0 | 0 | 0 | 0 | 0 | 0 | 0 | 0 | 0 | 0 | 0
2 | 7 | 16 | 3 | 1.7931 | 0 | 13.6089 | 0 | 0 | 0 | 0 | 1.2788 | 0 | 0 | 4.2153 | 0 | 20.896 | 0 | 0 | 0 | 0 | 0 | 0 | 0 | 0 | 0 | 0 | 0 | 0 | 0 | 0.45131 | 0 | 0.54519 | 14.4542 | 0 | 0 | 0.31621 | 0.98649 | 0 | 0.28867 | 0 | 0 | 17.042 | 0 | 0 | 0 | 0 | 0 | 0 | 0 | 0 | 0 | 0 | 0 | 0 | 0
2 | 7 | 17 | 3 | 1.7931 | 0 | 13.6089 | 0 | 0 | 0 | 0 | 1.3143 | 0 | 0 | 3.7784 | 0 | 20.4947 | 0 | 0 | 0 | 0 | 0 | 0 | 0 | 0 | 0 | 0 | 0 | 0 | 0 | 0.45131 | 0 | 0.54519 | 14.7912 | 0 | 0 | 0.31621 | 0.99023 | 0 | 0.31035 | 0 | 0 | 17.4044 | 0 | 0 | 0 | 0 | 0 | 0 | 0 | 0 | 0 | 0 | 0 | 0 | 0
2 | 7 | 18 | 3 | 1.7931 | 0 | 13.6089 | 0 | 0 | 0 | 0 | 1.3431 | 0 | 0 | 6.2693 | 0 | 23.0144 | 0 | 0 | 0 | 0 | 0 | 0 | 0 | 0 | 0 | 0 | 0 | 0 | 0 | 0.45131 | 0 | 0.54519 | 15.1448 | 0 | 0 | 0.52621 | 0.99576 | 0 | 0.35762 | 0 | 0 | 18.0209 | 0 | 0 | 0 | 0 | 0 | 0 | 0 | 0 | 0 | 0 | 0 | 0 | 0
2 | 7 | 19 | 3 | 1.7931 | 0 | 9.8982 | 0 | 0 | 0 | 0 | 1.378 | 0 | 0 | 6.2693 | 0 | 19.3387 | 0 | 0 | 0 | 0 | 0 | 0 | 0 | 0 | 0 | 0 | 0 | 0 | 0 | 0.45131 | 0 | 0.54519 | 15.5205 | 0 | 0 | 0.52621 | 0.99857 | 0 | 0.37996 | 0 | 0 | 18.4217 | 0 | 0 | 0 | 0 | 0 | 0 | 0 | 0 | 0 | 0 | 0 | 0 | 0
2 | 7 | 20 | 3 | 1.7931 | 0 | 2.4769 | 0 | 0 | 0 | 0 | 1.4066 | 0 | 0 | 3.9592 | 0 | 9.6358 | 0 | 0 | 0 | 0 | 0 | 0 | 0 | 0 | 0 | 0 | 0 | 0 | 0 | 0.45131 | 0 | 0.88038 | 15.8601 | 0 | 0 | 0.42121 | 0.99156 | 0 | 0.30356 | 0 | 0 | 18.9081 | 0 | 0 | 0 | 0 | 0 | 0 | 0 | 0 | 0 | 0 | 0 | 0 | 0
2 | 7 | 21 | 3 | 1.7931 | 0 | 2.4769 | 0 | 0 | 0 | 0 | 1.4239 | 0 | 0 | 3.9591 | 0 | 9.6531 | 0 | 0 | 0 | 0 | 0 | 0 | 0 | 0 | 0 | 0 | 0 | 0 | 0 | 0.45131 | 0 | 1.1038 | 16.2964 | 0 | 0 | 0.36871 | 1.0006 | 0 | 0.40346 | 0 | 0 | 19.6243 | 0 | 0 | 0 | 0 | 0 | 0 | 0 | 0 | 0 | 0 | 0 | 0 | 0
2 | 7 | 22 | 3 | 1.7931 | 0 | 2.4769 | 0 | 0 | 0 | 0 | 1.4177 | 0 | 0 | 6.6206 | 0 | 12.3083 | 0 | 0 | 0 | 0 | 0 | 0 | 0 | 0 | 0 | 0 | 0 | 0 | 0 | 0.45131 | 0 | 1.2156 | 16.3006 | 0 | 0 | 0.47371 | 0.99207 | 0 | 0.31309 | 0 | 0 | 19.7464 | 0 | 0 | 0 | 0 | 0 | 0 | 0 | 0 | 0 | 0 | 0 | 0 | 0
2 | 7 | 23 | 3 | 1.7931 | 0 | 2.4769 | 0 | 0 | 0 | 0 | 1.4085 | 0 | 0 | 4.2751 | 0 | 9.9537 | 0 | 0 | 0 | 0 | 0 | 0 | 0 | 0 | 0 | 0 | 0 | 0 | 0 | 0.45131 | 0 | 1.1038 | 16.1557 | 0 | 0 | 0.31621 | 0.98536 | 0 | 0.24352 | 0 | 0 | 19.256 | 0 | 0 | 0 | 0 | 0 | 0 | 0 | 0 | 0 | 0 | 0 | 0 | 0
2 | 7 | 24 | 3 | 1.7931 | 0 | 2.4769 | 0 | 0 | 0 | 0 | 1.2122 | 0 | 0 | 0.66485 | 0 | 6.147 | 0 | 0 | 0 | 0 | 0 | 0 | 0 | 0 | 0 | 0 | 0 | 0 | 0 | 0.45131 | 0 | 0.88038 | 14.5431 | 0 | 0 | 0.053706 | 0.98159 | 0 | 0.22652 | 0 | 0 | 17.1366 | 0 | 0 | 0 | 0 | 0 | 0 | 0 | 0 | 0 | 0 | 0 | 0 | 0
2 | 8 | 1 | 4 | 1.7931 | 0 | 2.4769 | 0 | 0 | 0 | 0 | 1.2187 | 0 | 0 | 0.66485 | 0 | 6.1535 | 0 | 0 | 0 | 0 | 0 | 0 | 0 | 0 | 0 | 0 | 0 | 0 | 0 | 0.45131 | 0 | 0.54519 | 14.8385 | 0 | 0 | 0.053706 | 0.98848 | 0 | 0.26219 | 0 | 0 | 17.1394 | 0 | 0 | 0 | 0 | 0 | 0 | 0 | 0 | 0 | 0 | 0 | 0 | 0
2 | 8 | 2 | 4 | 1.7931 | 0 | 2.4769 | 0 | 0 | 0 | 0 | 1.2115 | 0 | 0 | 0.66487 | 0 | 6.1464 | 0 | 0 | 0 | 0 | 0 | 0 | 0 | 0 | 0 | 0 | 0 | 0 | 0 | 0.45131 | 0 | 0.32173 | 14.803 | 0 | 0 | 0.053706 | 0.98553 | 0 | 0.2485 | 0 | 0 | 16.8638 | 0 | 0 | 0 | 0 | 0 | 0 | 0 | 0 | 0 | 0 | 0 | 0 | 0
2 | 8 | 3 | 4 | 1.7931 | 0 | 2.4769 | 0 | 0 | 0 | 0 | 1.2013 | 0 | 0 | 0.66487 | 0 | 6.1362 | 0 | 0 | 0 | 0 | 0 | 0 | 0 | 0 | 0 | 0 | 0 | 0 | 0 | 0.45131 | 0 | 0.32173 | 14.6397 | 0 | 0 | 0.053706 | 0.9874 | 0 | 0.27025 | 0 | 0 | 16.7241 | 0 | 0 | 0 | 0 | 0 | 0 | 0 | 0 | 0 | 0 | 0 | 0 | 0
2 | 8 | 4 | 4 | 1.7931 | 0 | 2.4769 | 0 | 0 | 0 | 0 | 1.2558 | 0 | 0 | 0.66486 | 0 | 6.1907 | 0 | 0 | 0 | 0 | 0 | 0 | 0 | 0 | 0 | 0 | 0 | 0 | 0 | 0.45131 | 0 | 0.32173 | 15.2269 | 0 | 0 | 0.053706 | 1.0005 | 0 | 0.34274 | 0 | 0 | 17.397 | 0 | 0 | 0 | 0 | 0 | 0 | 0 | 0 | 0 | 0 | 0 | 0 | 0
2 | 8 | 5 | 4 | 1.7931 | 0 | 2.4769 | 0 | 0 | 0 | 0 | 1.2456 | 0 | 0 | 0.6649 | 0 | 6.1806 | 0 | 0 | 0 | 0 | 0 | 0 | 0 | 0 | 0 | 0 | 0 | 0 | 0 | 0.45131 | 0 | 0.32173 | 15.1807 | 0 | 0 | 0.053706 | 0.99809 | 0 | 0.34819 | 0 | 0 | 17.3538 | 0 | 0 | 0 | 0 | 0 | 0 | 0 | 0 | 0 | 0 | 0 | 0 | 0
2 | 8 | 6 | 4 | 1.7931 | 0 | 2.4769 | 0 | 0 | 0 | 0 | 1.2598 | 0 | 0 | 0.66488 | 0 | 6.1947 | 0 | 0 | 0 | 0 | 0 | 0 | 0 | 0 | 0 | 0 | 0 | 0 | 0 | 0.45131 | 0 | 0.32173 | 15.2627 | 0 | 0 | 0.053706 | 1.0042 | 0 | 0.42727 | 0 | 0 | 17.5209 | 0 | 0 | 0 | 0 | 0 | 0 | 0 | 0 | 0 | 0 | 0 | 0 | 0
2 | 8 | 7 | 4 | 1.7931 | 0 | 2.4769 | 0 | 0 | 0 | 0 | 1.2933 | 0 | 0 | 3.7784 | 0 | 9.3417 | 0 | 0 | 0 | 0 | 0 | 0 | 0 | 0 | 0 | 0 | 0 | 0 | 0 | 0.45131 | 0 | 0.54519 | 15.5335 | 0 | 0 | 0.31621 | 1.0086 | 0 | 0.49314 | 0 | 0 | 18.348 | 0 | 0 | 0 | 0 | 0 | 0 | 0 | 0 | 0 | 0 | 0 | 0 | 0
2 | 8 | 8 | 4 | 1.7931 | 0 | 2.4769 | 0 | 0 | 0 | 0 | 1.436 | 0 | 0 | 6.2693 | 0 | 11.9753 | 0 | 0 | 0 | 0 | 0 | 0 | 0 | 0 | 0 | 0 | 0 | 0 | 0 | 0.45131 | 0 | 0.71279 | 16.8246 | 0 | 0 | 0.52621 | 1.0051 | 0 | 0.4409 | 0 | 0 | 19.961 | 0 | 0 | 0 | 0 | 0 | 0 | 0 | 0 | 0 | 0 | 0 | 0 | 0
2 | 8 | 9 | 4 | 1.7931 | 0 | 13.6089 | 0 | 0 | 0 | 0 | 1.4021 | 0 | 0 | 3.9591 | 0 | 20.7632 | 0 | 0 | 0 | 0 | 0 | 0 | 0 | 0 | 0 | 0 | 0 | 0 | 0 | 0.45131 | 0 | 0.71279 | 16.194 | 0 | 0 | 0.42121 | 1.0008 | 0 | 0.41736 | 0 | 0 | 19.1974 | 0 | 0 | 0 | 0 | 0 | 0 | 0 | 0 | 0 | 0 | 0 | 0 | 0
2 | 8 | 10 | 4 | 1.7931 | 0 | 13.6089 | 0 | 0 | 0 | 0 | 1.3712 | 0 | 0 | 4.8306 | 0 | 21.6039 | 0 | 0 | 0 | 0 | 0 | 0 | 0 | 0 | 0 | 0 | 0 | 0 | 0 | 0.45131 | 0 | 0.71279 | 15.4856 | 0 | 0 | 0.31621 | 0.98633 | 0 | 0.33862 | 0 | 0 | 18.2908 | 0 | 0 | 0 | 0 | 0 | 0 | 0 | 0 | 0 | 0 | 0 | 0 | 0
2 | 8 | 11 | 4 | 1.7931 | 0 | 13.6089 | 0 | 0 | 0 | 0 | 1.3082 | 0 | 0 | 3.7784 | 0 | 20.4887 | 0 | 0 | 0 | 0 | 0 | 0 | 0 | 0 | 0 | 0 | 0 | 0 | 0 | 0.45131 | 0 | 0.71279 | 14.5835 | 0 | 0 | 0.31621 | 0.97554 | 0 | 0.28054 | 0 | 0 | 17.3199 | 0 | 0 | 0 | 0 | 0 | 0 | 0 | 0 | 0 | 0 | 0 | 0 | 0
2 | 8 | 12 | 4 | 1.7931 | 0 | 13.6089 | 0 | 0 | 0 | 0 | 1.2592 | 0 | 0 | 3.9591 | 0 | 20.6204 | 0 | 0 | 0 | 0 | 0 | 0 | 0 | 0 | 0 | 0 | 0 | 0 | 0 | 0.45131 | 0 | 0.54519 | 14.0917 | 0 | 0 | 0.36871 | 0.97799 | 0 | 0.27996 | 0 | 0 | 16.7148 | 0 | 0 | 0 | 0 | 0 | 0 | 0 | 0 | 0 | 0 | 0 | 0 | 0
2 | 8 | 13 | 4 | 1.7931 | 0 | 8.6613 | 0 | 0 | 0 | 0 | 1.2543 | 0 | 0 | 3.9592 | 0 | 15.6679 | 0 | 0 | 0 | 0 | 0 | 0 | 0 | 0 | 0 | 0 | 0 | 0 | 0 | 0.45131 | 0 | 0.54519 | 14.1316 | 0 | 0 | 0.42121 | 0.98627 | 0 | 0.3208 | 0 | 0 | 16.8564 | 0 | 0 | 0 | 0 | 0 | 0 | 0 | 0 | 0 | 0 | 0 | 0 | 0
2 | 8 | 14 | 4 | 1.7931 | 0 | 13.6089 | 0 | 0 | 0 | 0 | 1.183 | 0 | 0 | 5.885 | 0 | 22.47 | 0 | 0 | 0 | 0 | 0 | 0 | 0 | 0 | 0 | 0 | 0 | 0 | 0 | 0.45131 | 0 | 0.54519 | 13.6852 | 0 | 0 | 0.36871 | 0.99364 | 0 | 0.34807 | 0 | 0 | 16.3921 | 0 | 0 | 0 | 0 | 0 | 0 | 0 | 0 | 0 | 0 | 0 | 0 | 0
2 | 8 | 15 | 4 | 1.7931 | 0 | 13.6089 | 0 | 0 | 0 | 0 | 1.1449 | 0 | 0 | 3.9592 | 0 | 20.5061 | 0 | 0 | 0 | 0 | 0 | 0 | 0 | 0 | 0 | 0 | 0 | 0 | 0 | 0.45131 | 0 | 0.54519 | 13.3244 | 0 | 0 | 0.36871 | 0.99499 | 0 | 0.33514 | 0 | 0 | 16.0198 | 0 | 0 | 0 | 0 | 0 | 0 | 0 | 0 | 0 | 0 | 0 | 0 | 0
2 | 8 | 16 | 4 | 1.7931 | 0 | 13.6089 | 0 | 0 | 0 | 0 | 1.1637 | 0 | 0 | 4.2154 | 0 | 20.7811 | 0 | 0 | 0 | 0 | 0 | 0 | 0 | 0 | 0 | 0 | 0 | 0 | 0 | 0.45131 | 0 | 0.54519 | 13.4066 | 0 | 0 | 0.31621 | 0.99313 | 0 | 0.33763 | 0 | 0 | 16.0501 | 0 | 0 | 0 | 0 | 0 | 0 | 0 | 0 | 0 | 0 | 0 | 0 | 0
2 | 8 | 17 | 4 | 1.7931 | 0 | 13.6089 | 0 | 0 | 0 | 0 | 1.2367 | 0 | 0 | 3.7786 | 0 | 20.4173 | 0 | 0 | 0 | 0 | 0 | 0 | 0 | 0 | 0 | 0 | 0 | 0 | 0 | 0.45131 | 0 | 0.54519 | 14.1097 | 0 | 0 | 0.31621 | 1.0009 | 0 | 0.36007 | 0 | 0 | 16.7833 | 0 | 0 | 0 | 0 | 0 | 0 | 0 | 0 | 0 | 0 | 0 | 0 | 0
2 | 8 | 18 | 4 | 1.7931 | 0 | 13.6089 | 0 | 0 | 0 | 0 | 1.2652 | 0 | 0 | 6.2694 | 0 | 22.9367 | 0 | 0 | 0 | 0 | 0 | 0 | 0 | 0 | 0 | 0 | 0 | 0 | 0 | 0.45131 | 0 | 0.54519 | 14.2742 | 0 | 0 | 0.52621 | 0.9956 | 0 | 0.39611 | 0 | 0 | 17.1886 | 0 | 0 | 0 | 0 | 0 | 0 | 0 | 0 | 0 | 0 | 0 | 0 | 0
2 | 8 | 19 | 4 | 1.7931 | 0 | 9.8982 | 0 | 0 | 0 | 0 | 1.3317 | 0 | 0 | 6.2693 | 0 | 19.2923 | 0 | 0 | 0 | 0 | 0 | 0 | 0 | 0 | 0 | 0 | 0 | 0 | 0 | 0.45131 | 0 | 0.54519 | 14.8542 | 0 | 0 | 0.52621 | 0.99767 | 0 | 0.37097 | 0 | 0 | 17.7456 | 0 | 0 | 0 | 0 | 0 | 0 | 0 | 0 | 0 | 0 | 0 | 0 | 0
2 | 8 | 20 | 4 | 1.7931 | 0 | 2.4769 | 0 | 0 | 0 | 0 | 1.386 | 0 | 0 | 3.9592 | 0 | 9.6152 | 0 | 0 | 0 | 0 | 0 | 0 | 0 | 0 | 0 | 0 | 0 | 0 | 0 | 0.45131 | 0 | 0.88038 | 15.3464 | 0 | 0 | 0.42121 | 0.99234 | 0 | 0.32615 | 0 | 0 | 18.4178 | 0 | 0 | 0 | 0 | 0 | 0 | 0 | 0 | 0 | 0 | 0 | 0 | 0
2 | 8 | 21 | 4 | 1.7931 | 0 | 2.4769 | 0 | 0 | 0 | 0 | 1.4134 | 0 | 0 | 3.9591 | 0 | 9.6426 | 0 | 0 | 0 | 0 | 0 | 0 | 0 | 0 | 0 | 0 | 0 | 0 | 0 | 0.45131 | 0 | 1.1038 | 15.8627 | 0 | 0 | 0.36871 | 1.0013 | 0 | 0.38123 | 0 | 0 | 19.1692 | 0 | 0 | 0 | 0 | 0 | 0 | 0 | 0 | 0 | 0 | 0 | 0 | 0
2 | 8 | 22 | 4 | 1.7931 | 0 | 2.4769 | 0 | 0 | 0 | 0 | 1.4228 | 0 | 0 | 6.6206 | 0 | 12.3134 | 0 | 0 | 0 | 0 | 0 | 0 | 0 | 0 | 0 | 0 | 0 | 0 | 0 | 0.45131 | 0 | 1.2156 | 16.1819 | 0 | 0 | 0.47371 | 1.0067 | 0 | 0.45623 | 0 | 0 | 19.7855 | 0 | 0 | 0 | 0 | 0 | 0 | 0 | 0 | 0 | 0 | 0 | 0 | 0
2 | 8 | 23 | 4 | 1.7931 | 0 | 2.4769 | 0 | 0 | 0 | 0 | 1.4382 | 0 | 0 | 4.2752 | 0 | 9.9833 | 0 | 0 | 0 | 0 | 0 | 0 | 0 | 0 | 0 | 0 | 0 | 0 | 0 | 0.45131 | 0 | 1.1038 | 16.4078 | 0 | 0 | 0.31621 | 1.0249 | 0 | 1.0043 | 0 | 0 | 20.3084 | 0 | 0 | 0 | 0 | 0 | 0 | 0 | 0 | 0 | 0 | 0 | 0 | 0
2 | 8 | 24 | 4 | 1.7931 | 0 | 2.4769 | 0 | 0 | 0 | 0 | 1.2609 | 0 | 0 | 0.66494 | 0 | 6.1958 | 0 | 0 | 0 | 0 | 0 | 0 | 0 | 0 | 0 | 0 | 0 | 0 | 0 | 0.45131 | 0 | 0.88038 | 15.0862 | 0 | 0 | 0.053706 | 1.0156 | 0 | 0.6607 | 0 | 0 | 18.1479 | 0 | 0 | 0 | 0 | 0 | 0 | 0 | 0 | 0 | 0 | 0 | 0 | 0
2 | 9 | 1 | 5 | 1.7931 | 0 | 2.4769 | 0 | 0 | 0 | 0 | 1.2845 | 0 | 0 | 0.66491 | 0 | 6.2194 | 0 | 0 | 0 | 0 | 0 | 0 | 0 | 0 | 0 | 0 | 0 | 0 | 0 | 0.45131 | 0 | 0.54519 | 15.3759 | 0 | 0 | 0.053706 | 1.0273 | 0 | 0.97551 | 0 | 0 | 18.4289 | 0 | 0 | 0 | 0 | 0 | 0 | 0 | 0 | 0 | 0 | 0 | 0 | 0
2 | 9 | 2 | 5 | 1.7931 | 0 | 2.4769 | 0 | 0 | 0 | 0 | 1.3023 | 0 | 0 | 0.66493 | 0 | 6.2372 | 0 | 0 | 0 | 0 | 0 | 0 | 0 | 0 | 0 | 0 | 0 | 0 | 0 | 0.45131 | 0 | 0.32173 | 15.4774 | 0 | 0 | 0.053706 | 1.0331 | 0 | 1.2705 | 0 | 0 | 18.6077 | 0 | 0 | 0 | 0 | 0 | 0 | 0 | 0 | 0 | 0 | 0 | 0 | 0
2 | 9 | 3 | 5 | 1.7931 | 0 | 2.4769 | 0 | 0 | 0 | 0 | 1.3135 | 0 | 0 | 0.66495 | 0 | 6.2485 | 0 | 0 | 0 | 0 | 0 | 0 | 0 | 0 | 0 | 0 | 0 | 0 | 0 | 0.45131 | 0 | 0.32173 | 15.612 | 0 | 0 | 0.053706 | 1.0335 | 0 | 1.2821 | 0 | 0 | 18.7542 | 0 | 0 | 0 | 0 | 0 | 0 | 0 | 0 | 0 | 0 | 0 | 0 | 0
2 | 9 | 4 | 5 | 1.7931 | 0 | 2.4769 | 0 | 0 | 0 | 0 | 1.3299 | 0 | 0 | 0.66496 | 0 | 6.2649 | 0 | 0 | 0 | 0 | 0 | 0 | 0 | 0 | 0 | 0 | 0 | 0 | 0 | 0.45131 | 0 | 0.32173 | 15.8029 | 0 | 0 | 0.053706 | 1.0351 | 0 | 1.3554 | 0 | 0 | 19.0201 | 0 | 0 | 0 | 0 | 0 | 0 | 0 | 0 | 0 | 0 | 0 | 0 | 0
2 | 9 | 5 | 5 | 1.7931 | 0 | 2.4769 | 0 | 0 | 0 | 0 | 1.3184 | 0 | 0 | 0.66499 | 0 | 6.2534 | 0 | 0 | 0 | 0 | 0 | 0 | 0 | 0 | 0 | 0 | 0 | 0 | 0 | 0.45131 | 0 | 0.32173 | 15.8417 | 0 | 0 | 0.053706 | 1.0288 | 0 | 1.0264 | 0 | 0 | 18.7237 | 0 | 0 | 0 | 0 | 0 | 0 | 0 | 0 | 0 | 0 | 0 | 0 | 0
2 | 9 | 6 | 5 | 1.7931 | 0 | 2.4769 | 0 | 0 | 0 | 0 | 1.3301 | 0 | 0 | 0.66494 | 0 | 6.265 | 0 | 0 | 0 | 0 | 0 | 0 | 0 | 0 | 0 | 0 | 0 | 0 | 0 | 0.45131 | 0 | 0.32173 | 15.9547 | 0 | 0 | 0.053706 | 1.0304 | 0 | 1.247 | 0 | 0 | 19.0588 | 0 | 0 | 0 | 0 | 0 | 0 | 0 | 0 | 0 | 0 | 0 | 0 | 0
2 | 9 | 7 | 5 | 1.7931 | 0 | 2.4769 | 0 | 0 | 0 | 0 | 1.3402 | 0 | 0 | 3.7785 | 0 | 9.3887 | 0 | 0 | 0 | 0 | 0 | 0 | 0 | 0 | 0 | 0 | 0 | 0 | 0 | 0.45131 | 0 | 0.54519 | 15.939 | 0 | 0 | 0.31621 | 1.0282 | 0 | 1.3368 | 0 | 0 | 19.6166 | 0 | 0 | 0 | 0 | 0 | 0 | 0 | 0 | 0 | 0 | 0 | 0 | 0
2 | 9 | 8 | 5 | 1.7931 | 0 | 2.4769 | 0 | 0 | 0 | 0 | 1.4519 | 0 | 0 | 6.2693 | 0 | 11.9912 | 0 | 0 | 0 | 0 | 0 | 0 | 0 | 0 | 0 | 0 | 0 | 0 | 0 | 0.45131 | 0 | 0.71279 | 17.1125 | 0 | 0 | 0.52621 | 1.0257 | 0 | 1.1213 | 0 | 0 | 20.9498 | 0 | 0 | 0 | 0 | 0 | 0 | 0 | 0 | 0 | 0 | 0 | 0 | 0
2 | 9 | 9 | 5 | 1.7931 | 0 | 13.6089 | 0 | 0 | 0 | 0 | 1.4261 | 0 | 0 | 3.9592 | 0 | 20.7872 | 0 | 0 | 0 | 0 | 0 | 0 | 0 | 0 | 0 | 0 | 0 | 0 | 0 | 0.45131 | 0 | 0.71279 | 16.7242 | 0 | 0 | 0.42121 | 1.0186 | 0 | 0.69123 | 0 | 0 | 20.0193 | 0 | 0 | 0 | 0 | 0 | 0 | 0 | 0 | 0 | 0 | 0 | 0 | 0
2 | 9 | 10 | 5 | 1.7931 | 0 | 13.6089 | 0 | 0 | 0 | 0 | 1.3978 | 0 | 0 | 4.8307 | 0 | 21.6305 | 0 | 0 | 0 | 0 | 0 | 0 | 0 | 0 | 0 | 0 | 0 | 0 | 0 | 0.45131 | 0 | 0.71279 | 16.1666 | 0 | 0 | 0.31621 | 1.0003 | 0 | 0.42374 | 0 | 0 | 19.071 | 0 | 0 | 0 | 0 | 0 | 0 | 0 | 0 | 0 | 0 | 0 | 0 | 0
2 | 9 | 11 | 5 | 1.7931 | 0 | 13.6089 | 0 | 0 | 0 | 0 | 1.3543 | 0 | 0 | 3.7784 | 0 | 20.5348 | 0 | 0 | 0 | 0 | 0 | 0 | 0 | 0 | 0 | 0 | 0 | 0 | 0 | 0.45131 | 0 | 0.71279 | 15.4594 | 0 | 0 | 0.31621 | 0.98601 | 0 | 0.33643 | 0 | 0 | 18.2621 | 0 | 0 | 0 | 0 | 0 | 0 | 0 | 0 | 0 | 0 | 0 | 0 | 0
2 | 9 | 12 | 5 | 1.7931 | 0 | 13.6089 | 0 | 0 | 0 | 0 | 1.2585 | 0 | 0 | 3.9592 | 0 | 20.6196 | 0 | 0 | 0 | 0 | 0 | 0 | 0 | 0 | 0 | 0 | 0 | 0 | 0 | 0.45131 | 0 | 0.54519 | 14.2078 | 0 | 0 | 0.36871 | 0.97241 | 0 | 0.24025 | 0 | 0 | 16.7856 | 0 | 0 | 0 | 0 | 0 | 0 | 0 | 0 | 0 | 0 | 0 | 0 | 0
2 | 9 | 13 | 5 | 1.7931 | 0 | 8.6613 | 0 | 0 | 0 | 0 | 1.2452 | 0 | 0 | 3.9591 | 0 | 15.6588 | 0 | 0 | 0 | 0 | 0 | 0 | 0 | 0 | 0 | 0 | 0 | 0 | 0 | 0.45131 | 0 | 0.54519 | 13.8003 | 0 | 0 | 0.42121 | 0.96992 | 0 | 0.18967 | 0 | 0 | 16.3776 | 0 | 0 | 0 | 0 | 0 | 0 | 0 | 0 | 0 | 0 | 0 | 0 | 0
2 | 9 | 14 | 5 | 1.7931 | 0 | 13.6089 | 0 | 0 | 0 | 0 | 1.21 | 0 | 0 | 5.885 | 0 | 22.497 | 0 | 0 | 0 | 0 | 0 | 0 | 0 | 0 | 0 | 0 | 0 | 0 | 0 | 0.45131 | 0 | 0.54519 | 13.3792 | 0 | 0 | 0.36871 | 0.9659 | 0 | 0.15726 | 0 | 0 | 15.8676 | 0 | 0 | 0 | 0 | 0 | 0 | 0 | 0 | 0 | 0 | 0 | 0 | 0
2 | 9 | 15 | 5 | 1.7931 | 0 | 13.6089 | 0 | 0 | 0 | 0 | 1.2173 | 0 | 0 | 3.9591 | 0 | 20.5784 | 0 | 0 | 0 | 0 | 0 | 0 | 0 | 0 | 0 | 0 | 0 | 0 | 0 | 0.45131 | 0 | 0.54519 | 13.4263 | 0 | 0 | 0.36871 | 0.97554 | 0 | 0.19179 | 0 | 0 | 15.9588 | 0 | 0 | 0 | 0 | 0 | 0 | 0 | 0 | 0 | 0 | 0 | 0 | 0
2 | 9 | 16 | 5 | 1.7931 | 0 | 13.6089 | 0 | 0 | 0 | 0 | 1.1959 | 0 | 0 | 4.2152 | 0 | 20.8131 | 0 | 0 | 0 | 0 | 0 | 0 | 0 | 0 | 0 | 0 | 0 | 0 | 0 | 0.45131 | 0 | 0.54519 | 13.1609 | 0 | 0 | 0.31621 | 0.96687 | 0 | 0.15371 | 0 | 0 | 15.5942 | 0 | 0 | 0 | 0 | 0 | 0 | 0 | 0 | 0 | 0 | 0 | 0 | 0
2 | 9 | 17 | 5 | 1.7931 | 0 | 13.6089 | 0 | 0 | 0 | 0 | 1.2172 | 0 | 0 | 3.7784 | 0 | 20.3976 | 0 | 0 | 0 | 0 | 0 | 0 | 0 | 0 | 0 | 0 | 0 | 0 | 0 | 0.45131 | 0 | 0.54519 | 13.4701 | 0 | 0 | 0.31621 | 0.97287 | 0 | 0.19771 | 0 | 0 | 15.9534 | 0 | 0 | 0 | 0 | 0 | 0 | 0 | 0 | 0 | 0 | 0 | 0 | 0
2 | 9 | 18 | 5 | 1.7931 | 0 | 13.6089 | 0 | 0 | 0 | 0 | 1.2921 | 0 | 0 | 6.2692 | 0 | 22.9633 | 0 | 0 | 0 | 0 | 0 | 0 | 0 | 0 | 0 | 0 | 0 | 0 | 0 | 0.45131 | 0 | 0.54519 | 14.2852 | 0 | 0 | 0.52621 | 0.98401 | 0 | 0.25264 | 0 | 0 | 17.0446 | 0 | 0 | 0 | 0 | 0 | 0 | 0 | 0 | 0 | 0 | 0 | 0 | 0
2 | 9 | 19 | 5 | 1.7931 | 0 | 9.8982 | 0 | 0 | 0 | 0 | 1.335 | 0 | 0 | 6.2693 | 0 | 19.2956 | 0 | 0 | 0 | 0 | 0 | 0 | 0 | 0 | 0 | 0 | 0 | 0 | 0 | 0.45131 | 0 | 0.54519 | 14.7279 | 0 | 0 | 0.52621 | 0.98381 | 0 | 0.25207 | 0 | 0 | 17.4865 | 0 | 0 | 0 | 0 | 0 | 0 | 0 | 0 | 0 | 0 | 0 | 0 | 0
2 | 9 | 20 | 5 | 1.7931 | 0 | 2.4769 | 0 | 0 | 0 | 0 | 1.3656 | 0 | 0 | 3.9592 | 0 | 9.5948 | 0 | 0 | 0 | 0 | 0 | 0 | 0 | 0 | 0 | 0 | 0 | 0 | 0 | 0.45131 | 0 | 0.88038 | 14.8344 | 0 | 0 | 0.42121 | 0.96723 | 0 | 0.14763 | 0 | 0 | 17.7022 | 0 | 0 | 0 | 0 | 0 | 0 | 0 | 0 | 0 | 0 | 0 | 0 | 0
2 | 9 | 21 | 5 | 1.7931 | 0 | 2.4769 | 0 | 0 | 0 | 0 | 1.3611 | 0 | 0 | 3.9591 | 0 | 9.5902 | 0 | 0 | 0 | 0 | 0 | 0 | 0 | 0 | 0 | 0 | 0 | 0 | 0 | 0.45131 | 0 | 1.1038 | 14.7381 | 0 | 0 | 0.36871 | 0.95783 | 0 | 0.084723 | 0 | 0 | 17.7045 | 0 | 0 | 0 | 0 | 0 | 0 | 0 | 0 | 0 | 0 | 0 | 0 | 0
2 | 9 | 22 | 5 | 1.7931 | 0 | 2.4769 | 0 | 0 | 0 | 0 | 1.3886 | 0 | 0 | 6.6205 | 0 | 12.2791 | 0 | 0 | 0 | 0 | 0 | 0 | 0 | 0 | 0 | 0 | 0 | 0 | 0 | 0.45131 | 0 | 1.2156 | 15.04 | 0 | 0 | 0.47371 | 0.96401 | 0 | 0.097841 | 0 | 0 | 18.2424 | 0 | 0 | 0 | 0 | 0 | 0 | 0 | 0 | 0 | 0 | 0 | 0 | 0
2 | 9 | 23 | 5 | 1.7931 | 0 | 2.4769 | 0 | 0 | 0 | 0 | 1.391 | 0 | 0 | 4.275 | 0 | 9.936 | 0 | 0 | 0 | 0 | 0 | 0 | 0 | 0 | 0 | 0 | 0 | 0 | 0 | 0.45131 | 0 | 1.1038 | 15.1454 | 0 | 0 | 0.31621 | 0.9656 | 0 | 0.1037 | 0 | 0 | 18.0861 | 0 | 0 | 0 | 0 | 0 | 0 | 0 | 0 | 0 | 0 | 0 | 0 | 0
2 | 9 | 24 | 5 | 1.7931 | 0 | 2.4769 | 0 | 0 | 0 | 0 | 1.1215 | 0 | 0 | 0.66485 | 0 | 6.0563 | 0 | 0 | 0 | 0 | 0 | 0 | 0 | 0 | 0 | 0 | 0 | 0 | 0 | 0.45131 | 0 | 0.88038 | 13.2374 | 0 | 0 | 0.053706 | 0.96249 | 0 | 0.10098 | 0 | 0 | 15.6863 | 0 | 0 | 0 | 0 | 0 | 0 | 0 | 0 | 0 | 0 | 0 | 0 | 0
2 | 10 | 1 | 6 | 1.7931 | 0 | 2.4769 | 0 | 0 | 0 | 0 | 1.156 | 0 | 0 | 0.66484 | 0 | 6.0908 | 0 | 0 | 0 | 0 | 0 | 0 | 0 | 0 | 0 | 0 | 0 | 0 | 0 | 0.45131 | 0 | 0.54519 | 13.8996 | 0 | 0 | 0.053706 | 0.97467 | 0 | 0.15322 | 0 | 0 | 16.0777 | 0 | 0 | 0 | 0 | 0 | 0 | 0 | 0 | 0 | 0 | 0 | 0 | 0
2 | 10 | 2 | 6 | 1.7931 | 0 | 2.4769 | 0 | 0 | 0 | 0 | 1.1883 | 0 | 0 | 0.66487 | 0 | 6.1232 | 0 | 0 | 0 | 0 | 0 | 0 | 0 | 0 | 0 | 0 | 0 | 0 | 0 | 0.45131 | 0 | 0.32173 | 14.4649 | 0 | 0 | 0.053706 | 0.98374 | 0 | 0.21427 | 0 | 0 | 16.4896 | 0 | 0 | 0 | 0 | 0 | 0 | 0 | 0 | 0 | 0 | 0 | 0 | 0
2 | 10 | 3 | 6 | 1.7931 | 0 | 2.4769 | 0 | 0 | 0 | 0 | 1.1878 | 0 | 0 | 0.66489 | 0 | 6.1227 | 0 | 0 | 0 | 0 | 0 | 0 | 0 | 0 | 0 | 0 | 0 | 0 | 0 | 0.45131 | 0 | 0.32173 | 14.4038 | 0 | 0 | 0.053706 | 0.97897 | 0 | 0.18649 | 0 | 0 | 16.396 | 0 | 0 | 0 | 0 | 0 | 0 | 0 | 0 | 0 | 0 | 0 | 0 | 0
2 | 10 | 4 | 6 | 1.7931 | 0 | 2.4769 | 0 | 0 | 0 | 0 | 1.2006 | 0 | 0 | 0.66488 | 0 | 6.1355 | 0 | 0 | 0 | 0 | 0 | 0 | 0 | 0 | 0 | 0 | 0 | 0 | 0 | 0.45131 | 0 | 0.32173 | 14.5487 | 0 | 0 | 0.053706 | 0.98117 | 0 | 0.19325 | 0 | 0 | 16.5499 | 0 | 0 | 0 | 0 | 0 | 0 | 0 | 0 | 0 | 0 | 0 | 0 | 0
2 | 10 | 5 | 6 | 1.7931 | 0 | 2.4769 | 0 | 0 | 0 | 0 | 1.1921 | 0 | 0 | 0.66489 | 0 | 6.127 | 0 | 0 | 0 | 0 | 0 | 0 | 0 | 0 | 0 | 0 | 0 | 0 | 0 | 0.45131 | 0 | 0.32173 | 14.4393 | 0 | 0 | 0.053706 | 0.97679 | 0 | 0.20461 | 0 | 0 | 16.4474 | 0 | 0 | 0 | 0 | 0 | 0 | 0 | 0 | 0 | 0 | 0 | 0 | 0
2 | 10 | 6 | 6 | 1.7931 | 0 | 2.4769 | 0 | 0 | 0 | 0 | 1.1991 | 0 | 0 | 0.66487 | 0 | 6.134 | 0 | 0 | 0 | 0 | 0 | 0 | 0 | 0 | 0 | 0 | 0 | 0 | 0 | 0.45131 | 0 | 0.32173 | 14.565 | 0 | 0 | 0.053706 | 0.97903 | 0 | 0.42748 | 0 | 0 | 16.7983 | 0 | 0 | 0 | 0 | 0 | 0 | 0 | 0 | 0 | 0 | 0 | 0 | 0
2 | 10 | 7 | 6 | 1.7931 | 0 | 2.4769 | 0 | 0 | 0 | 0 | 1.1679 | 0 | 0 | 3.7784 | 0 | 9.2164 | 0 | 0 | 0 | 0 | 0 | 0 | 0 | 0 | 0 | 0 | 0 | 0 | 0 | 0.45131 | 0 | 0.54519 | 14.0567 | 0 | 0 | 0.31621 | 0.96282 | 0 | 0.24888 | 0 | 0 | 16.5811 | 0 | 0 | 0 | 0 | 0 | 0 | 0 | 0 | 0 | 0 | 0 | 0 | 0
2 | 10 | 8 | 6 | 1.7931 | 0 | 2.4769 | 0 | 0 | 0 | 0 | 1.39 | 0 | 0 | 6.2692 | 0 | 11.9292 | 0 | 0 | 0 | 0 | 0 | 0 | 0 | 0 | 0 | 0 | 0 | 0 | 0 | 0.45131 | 0 | 0.71279 | 15.6658 | 0 | 0 | 0.52621 | 0.96158 | 0 | 0.38218 | 0 | 0 | 18.6999 | 0 | 0 | 0 | 0 | 0 | 0 | 0 | 0 | 0 | 0 | 0 | 0 | 0
2 | 10 | 9 | 6 | 1.7931 | 0 | 13.6089 | 0 | 0 | 0 | 0 | 1.2677 | 0 | 0 | 3.9591 | 0 | 20.6288 | 0 | 0 | 0 | 0 | 0 | 0 | 0 | 0 | 0 | 0 | 0 | 0 | 0 | 0.45131 | 0 | 0.71279 | 13.8135 | 0 | 0 | 0.42121 | 0.94411 | 0 | 0.0089101 | 0 | 0 | 16.3518 | 0 | 0 | 0 | 0 | 0 | 0 | 0 | 0 | 0 | 0 | 0 | 0 | 0
2 | 10 | 10 | 6 | 1.7931 | 0 | 13.6089 | 0 | 0 | 0 | 0 | 1.1533 | 0 | 0 | 4.8305 | 0 | 21.3858 | 0 | 0 | 0 | 0 | 0 | 0 | 0 | 0 | 0 | 0 | 0 | 0 | 0 | 0.45131 | 0 | 0.71279 | 12.0195 | 0 | 0 | 0.31621 | 0.92916 | 0 | 0.0010315 | 0 | 0 | 14.43 | 0 | 0 | 0 | 0 | 0 | 0 | 0 | 0 | 0 | 0 | 0 | 0 | 0
2 | 10 | 11 | 6 | 1.7931 | 0 | 13.6089 | 0 | 0 | 0 | 0 | 1.1158 | 0 | 0 | 3.7783 | 0 | 20.2961 | 0 | 0 | 0 | 0 | 0 | 0 | 0 | 0 | 0 | 0 | 0 | 0 | 0 | 0.45131 | 0 | 0.71279 | 11.4443 | 0 | 0 | 0.31621 | 0.9255 | 0 | 0.00095285 | 0 | 0 | 13.8511 | 0 | 0 | 0 | 0 | 0 | 0 | 0 | 0 | 0 | 0 | 0 | 0 | 0
2 | 10 | 12 | 6 | 1.7931 | 0 | 13.6089 | 0 | 0 | 0 | 0 | 1.0298 | 0 | 0 | 3.9591 | 0 | 20.3909 | 0 | 0 | 0 | 0 | 0 | 0 | 0 | 0 | 0 | 0 | 0 | 0 | 0 | 0.45131 | 0 | 0.54519 | 10.5187 | 0 | 0 | 0.36871 | 0.92625 | 0 | 0.00084074 | 0 | 0 | 12.811 | 0 | 0 | 0 | 0 | 0 | 0 | 0 | 0 | 0 | 0 | 0 | 0 | 0
2 | 10 | 13 | 6 | 1.7931 | 0 | 8.6613 | 0 | 0 | 0 | 0 | 1.0172 | 0 | 0 | 3.9591 | 0 | 15.4307 | 0 | 0 | 0 | 0 | 0 | 0 | 0 | 0 | 0 | 0 | 0 | 0 | 0 | 0.45131 | 0 | 0.54519 | 9.2622 | 0 | 0 | 0.42121 | 0.93243 | 0 | 0 | 0 | 0 | 11.6124 | 0 | 0 | 0 | 0 | 0 | 0 | 0 | 0 | 0 | 0 | 0 | 0 | 0
2 | 10 | 14 | 6 | 1.7931 | 0 | 13.6089 | 0 | 0 | 0 | 0 | 0.89427 | 0 | 0 | 5.8848 | 0 | 22.1811 | 0 | 0 | 0 | 0 | 0 | 0 | 0 | 0 | 0 | 0 | 0 | 0 | 0 | 0.45131 | 0 | 0.54519 | 9.6875 | 0 | 0 | 0.36871 | 0.93405 | 0 | 0.00074153 | 0 | 0 | 11.9875 | 0 | 0 | 0 | 0 | 0 | 0 | 0 | 0 | 0 | 0 | 0 | 0 | 0
2 | 10 | 15 | 6 | 1.7931 | 0 | 13.6089 | 0 | 0 | 0 | 0 | 0.96323 | 0 | 0 | 3.9591 | 0 | 20.3243 | 0 | 0 | 0 | 0 | 0 | 0 | 0 | 0 | 0 | 0 | 0 | 0 | 0 | 0.45131 | 0 | 0.54519 | 9.975 | 0 | 0 | 0.36871 | 0.93672 | 0 | 0.00077969 | 0 | 0 | 12.2777 | 0 | 0 | 0 | 0 | 0 | 0 | 0 | 0 | 0 | 0 | 0 | 0 | 0
2 | 10 | 16 | 6 | 1.7931 | 0 | 13.6089 | 0 | 0 | 0 | 0 | 1.0424 | 0 | 0 | 4.2151 | 0 | 20.6595 | 0 | 0 | 0 | 0 | 0 | 0 | 0 | 0 | 0 | 0 | 0 | 0 | 0 | 0.45131 | 0 | 0.54519 | 10.6652 | 0 | 0 | 0.31621 | 0.93981 | 0 | 0.07428 | 0 | 0 | 12.992 | 0 | 0 | 0 | 0 | 0 | 0 | 0 | 0 | 0 | 0 | 0 | 0 | 0
2 | 10 | 17 | 6 | 1.7931 | 0 | 13.6089 | 0 | 0 | 0 | 0 | 1.0585 | 0 | 0 | 3.7784 | 0 | 20.2389 | 0 | 0 | 0 | 0 | 0 | 0 | 0 | 0 | 0 | 0 | 0 | 0 | 0 | 0.45131 | 0 | 0.54519 | 10.9519 | 0 | 0 | 0.31621 | 0.9416 | 0 | 0.15315 | 0 | 0 | 13.3594 | 0 | 0 | 0 | 0 | 0 | 0 | 0 | 0 | 0 | 0 | 0 | 0 | 0
2 | 10 | 18 | 6 | 1.7931 | 0 | 13.6089 | 0 | 0 | 0 | 0 | 1.0766 | 0 | 0 | 6.2692 | 0 | 22.7478 | 0 | 0 | 0 | 0 | 0 | 0 | 0 | 0 | 0 | 0 | 0 | 0 | 0 | 0.45131 | 0 | 0.54519 | 11.2163 | 0 | 0 | 0.52621 | 0.94072 | 0 | 0.69862 | 0 | 0 | 14.3784 | 0 | 0 | 0 | 0 | 0 | 0 | 0 | 0 | 0 | 0 | 0 | 0 | 0
2 | 10 | 19 | 6 | 1.7931 | 0 | 9.8982 | 0 | 0 | 0 | 0 | 1.0985 | 0 | 0 | 6.2692 | 0 | 19.059 | 0 | 0 | 0 | 0 | 0 | 0 | 0 | 0 | 0 | 0 | 0 | 0 | 0 | 0.45131 | 0 | 0.54519 | 11.1788 | 0 | 0 | 0.52621 | 0.93565 | 0 | 0.244 | 0 | 0 | 13.8812 | 0 | 0 | 0 | 0 | 0 | 0 | 0 | 0 | 0 | 0 | 0 | 0 | 0
2 | 10 | 20 | 6 | 1.7931 | 0 | 2.4769 | 0 | 0 | 0 | 0 | 1.1516 | 0 | 0 | 3.9591 | 0 | 9.3807 | 0 | 0 | 0 | 0 | 0 | 0 | 0 | 0 | 0 | 0 | 0 | 0 | 0 | 0.45131 | 0 | 0.88038 | 11.275 | 0 | 0 | 0.42121 | 0.92378 | 0 | 0.0008966 | 0 | 0 | 13.9526 | 0 | 0 | 0 | 0 | 0 | 0 | 0 | 0 | 0 | 0 | 0 | 0 | 0
2 | 10 | 21 | 6 | 1.7931 | 0 | 2.4769 | 0 | 0 | 0 | 0 | 1.1792 | 0 | 0 | 3.9591 | 0 | 9.4083 | 0 | 0 | 0 | 0 | 0 | 0 | 0 | 0 | 0 | 0 | 0 | 0 | 0 | 0.45131 | 0 | 1.1038 | 11.6265 | 0 | 0 | 0.36871 | 0.92258 | 0 | 0.00092027 | 0 | 0 | 14.4739 | 0 | 0 | 0 | 0 | 0 | 0 | 0 | 0 | 0 | 0 | 0 | 0 | 0
2 | 10 | 22 | 6 | 1.7931 | 0 | 2.4769 | 0 | 0 | 0 | 0 | 1.1694 | 0 | 0 | 6.6205 | 0 | 12.0599 | 0 | 0 | 0 | 0 | 0 | 0 | 0 | 0 | 0 | 0 | 0 | 0 | 0 | 0.45131 | 0 | 1.2156 | 11.6378 | 0 | 0 | 0.47371 | 0.91589 | 0 | 0.24469 | 0 | 0 | 14.939 | 0 | 0 | 0 | 0 | 0 | 0 | 0 | 0 | 0 | 0 | 0 | 0 | 0
2 | 10 | 23 | 6 | 1.7931 | 0 | 2.4769 | 0 | 0 | 0 | 0 | 1.1662 | 0 | 0 | 4.2748 | 0 | 9.711 | 0 | 0 | 0 | 0 | 0 | 0 | 0 | 0 | 0 | 0 | 0 | 0 | 0 | 0.45131 | 0 | 1.1038 | 11.5987 | 0 | 0 | 0.31621 | 0.91617 | 0 | 0.33195 | 0 | 0 | 14.7181 | 0 | 0 | 0 | 0 | 0 | 0 | 0 | 0 | 0 | 0 | 0 | 0 | 0
2 | 10 | 24 | 6 | 1.7931 | 0 | 2.4769 | 0 | 0 | 0 | 0 | 0.76711 | 0 | 0 | 0.66471 | 0 | 5.7018 | 0 | 0 | 0 | 0 | 0 | 0 | 0 | 0 | 0 | 0 | 0 | 0 | 0 | 0.45131 | 0 | 0.88038 | 9.0431 | 0 | 0 | 0.053706 | 0.9173 | 0 | 0.24663 | 0 | 0 | 11.5924 | 0 | 0 | 0 | 0 | 0 | 0 | 0 | 0 | 0 | 0 | 0 | 0 | 0
2 | 11 | 1 | 7 | 1.7931 | 0 | 2.4769 | 0 | 0 | 0 | 0 | 0.90606 | 0 | 0 | 0.66471 | 0 | 5.8408 | 0 | 0 | 0 | 0 | 0 | 0 | 0 | 0 | 0 | 0 | 0 | 0 | 0 | 0.45131 | 0 | 0.54519 | 10.3681 | 0 | 0 | 0.053706 | 0.92973 | 0 | 0.2163 | 0 | 0 | 12.5643 | 0 | 0 | 0 | 0 | 0 | 0 | 0 | 0 | 0 | 0 | 0 | 0 | 0
2 | 11 | 2 | 7 | 1.7931 | 0 | 2.4769 | 0 | 0 | 0 | 0 | 0.90295 | 0 | 0 | 0.66476 | 0 | 5.8377 | 0 | 0 | 0 | 0 | 0 | 0 | 0 | 0 | 0 | 0 | 0 | 0 | 0 | 0.45131 | 0 | 0.32173 | 10.5214 | 0 | 0 | 0.053706 | 0.92791 | 0 | 0.29563 | 0 | 0 | 12.5717 | 0 | 0 | 0 | 0 | 0 | 0 | 0 | 0 | 0 | 0 | 0 | 0 | 0
2 | 11 | 3 | 7 | 1.7931 | 0 | 2.4769 | 0 | 0 | 0 | 0 | 0.95011 | 0 | 0 | 0.66475 | 0 | 5.8849 | 0 | 0 | 0 | 0 | 0 | 0 | 0 | 0 | 0 | 0 | 0 | 0 | 0 | 0.45131 | 0 | 0.32173 | 11.0203 | 0 | 0 | 0.053706 | 0.93362 | 0 | 0.36699 | 0 | 0 | 13.1477 | 0 | 0 | 0 | 0 | 0 | 0 | 0 | 0 | 0 | 0 | 0 | 0 | 0
2 | 11 | 4 | 7 | 1.7931 | 0 | 2.4769 | 0 | 0 | 0 | 0 | 0.96252 | 0 | 0 | 0.66476 | 0 | 5.8973 | 0 | 0 | 0 | 0 | 0 | 0 | 0 | 0 | 0 | 0 | 0 | 0 | 0 | 0.45131 | 0 | 0.32173 | 11.268 | 0 | 0 | 0.053706 | 0.93385 | 0 | 0.43993 | 0 | 0 | 13.4685 | 0 | 0 | 0 | 0 | 0 | 0 | 0 | 0 | 0 | 0 | 0 | 0 | 0
2 | 11 | 5 | 7 | 1.7931 | 0 | 2.4769 | 0 | 0 | 0 | 0 | 0.96363 | 0 | 0 | 0.66476 | 0 | 5.8984 | 0 | 0 | 0 | 0 | 0 | 0 | 0 | 0 | 0 | 0 | 0 | 0 | 0 | 0.45131 | 0 | 0.32173 | 11.1602 | 0 | 0 | 0.053706 | 0.9319 | 0 | 0.37188 | 0 | 0 | 13.2907 | 0 | 0 | 0 | 0 | 0 | 0 | 0 | 0 | 0 | 0 | 0 | 0 | 0
2 | 11 | 6 | 7 | 1.7931 | 0 | 2.4769 | 0 | 0 | 0 | 0 | 0.98456 | 0 | 0 | 0.66475 | 0 | 5.9193 | 0 | 0 | 0 | 0 | 0 | 0 | 0 | 0 | 0 | 0 | 0 | 0 | 0 | 0.45131 | 0 | 0.32173 | 11.4588 | 0 | 0 | 0.053706 | 0.93449 | 0 | 0.52713 | 0 | 0 | 13.7472 | 0 | 0 | 0 | 0 | 0 | 0 | 0 | 0 | 0 | 0 | 0 | 0 | 0
2 | 11 | 7 | 7 | 1.7931 | 0 | 2.4769 | 0 | 0 | 0 | 0 | 1.0167 | 0 | 0 | 3.7783 | 0 | 9.065 | 0 | 0 | 0 | 0 | 0 | 0 | 0 | 0 | 0 | 0 | 0 | 0 | 0 | 0.45131 | 0 | 0.54519 | 11.8286 | 0 | 0 | 0.31621 | 0.93553 | 0 | 0.60917 | 0 | 0 | 14.686 | 0 | 0 | 0 | 0 | 0 | 0 | 0 | 0 | 0 | 0 | 0 | 0 | 0
2 | 11 | 8 | 7 | 1.7931 | 0 | 2.4769 | 0 | 0 | 0 | 0 | 1.2647 | 0 | 0 | 6.2691 | 0 | 11.8038 | 0 | 0 | 0 | 0 | 0 | 0 | 0 | 0 | 0 | 0 | 0 | 0 | 0 | 0.45131 | 0 | 0.71279 | 13.0195 | 0 | 0 | 0.52621 | 0.92045 | 0 | 0.65015 | 0 | 0 | 16.2805 | 0 | 0 | 0 | 0 | 0 | 0 | 0 | 0 | 0 | 0 | 0 | 0 | 0
2 | 11 | 9 | 7 | 1.7931 | 0 | 13.6089 | 0 | 0 | 0 | 0 | 1.111 | 0 | 0 | 3.9591 | 0 | 20.472 | 0 | 0 | 0 | 0 | 0 | 0 | 0 | 0 | 0 | 0 | 0 | 0 | 0 | 0.45131 | 0 | 0.71279 | 10.8717 | 0 | 0 | 0.42121 | 0.91122 | 0 | 0.1758 | 0 | 0 | 13.544 | 0 | 0 | 0 | 0 | 0 | 0 | 0 | 0 | 0 | 0 | 0 | 0 | 0
2 | 11 | 10 | 7 | 1.7931 | 0 | 13.6089 | 0 | 0 | 0 | 0 | 0.95537 | 0 | 0 | 4.8304 | 0 | 21.1877 | 0 | 0 | 0 | 0 | 0 | 0 | 0 | 0 | 0 | 0 | 0 | 0 | 0 | 0.45131 | 0 | 0.71279 | 8.297 | 0 | 0 | 0.31621 | 0.89182 | 0 | 0 | 0 | 0 | 10.6691 | 0 | 0 | 0 | 0 | 0 | 0 | 0 | 0 | 0 | 0 | 0 | 0 | 0
2 | 11 | 11 | 7 | 1.7931 | 0 | 13.6089 | 0 | 0 | 0 | 0 | 0.9049 | 0 | 0 | 3.7782 | 0 | 20.0851 | 0 | 0 | 0 | 0 | 0 | 0 | 0 | 0 | 0 | 0 | 0 | 0 | 0 | 0.45131 | 0 | 0.71279 | 8.0361 | 0 | 0 | 0.31621 | 0.89859 | 0 | 0 | 0 | 0 | 10.415 | 0 | 0 | 0 | 0 | 0 | 0 | 0 | 0 | 0 | 0 | 0 | 0 | 0
2 | 11 | 12 | 7 | 1.7931 | 0 | 13.6089 | 0 | 0 | 0 | 0 | 0.80704 | 0 | 0 | 3.959 | 0 | 20.1681 | 0 | 0 | 0 | 0 | 0 | 0 | 0 | 0 | 0 | 0 | 0 | 0 | 0 | 0.45131 | 0 | 0.54519 | 7.368 | 0 | 0 | 0.36871 | 0.90456 | 0 | 0 | 0 | 0 | 9.6378 | 0 | 0 | 0 | 0 | 0 | 0 | 0 | 0 | 0 | 0 | 0 | 0 | 0
2 | 11 | 13 | 7 | 1.7931 | 0 | 8.6613 | 0 | 0 | 0 | 0 | 0.77222 | 0 | 0 | 3.9591 | 0 | 15.1857 | 0 | 0 | 0 | 0 | 0 | 0 | 0 | 0 | 0 | 0 | 0 | 0 | 0 | 0.45131 | 0 | 0.54519 | 7.1001 | 0 | 0 | 0.42121 | 0.90725 | 0 | 0 | 0 | 0 | 9.425 | 0 | 0 | 0 | 0 | 0 | 0 | 0 | 0 | 0 | 0 | 0 | 0 | 0
2 | 11 | 14 | 7 | 1.7931 | 0 | 13.6089 | 0 | 0 | 0 | 0 | 0.65387 | 0 | 0 | 5.8846 | 0 | 21.9405 | 0 | 0 | 0 | 0 | 0 | 0 | 0 | 0 | 0 | 0 | 0 | 0 | 0 | 0.45131 | 0 | 0.54519 | 6.5019 | 0 | 0 | 0.36871 | 0.90454 | 0 | 0 | 0 | 0 | 8.7716 | 0 | 0 | 0 | 0 | 0 | 0 | 0 | 0 | 0 | 0 | 0 | 0 | 0
2 | 11 | 15 | 7 | 1.7931 | 0 | 13.6089 | 0 | 0 | 0 | 0 | 0.61873 | 0 | 0 | 3.9591 | 0 | 19.9798 | 0 | 0 | 0 | 0 | 0 | 0 | 0 | 0 | 0 | 0 | 0 | 0 | 0 | 0.45131 | 0 | 0.54519 | 6.1478 | 0 | 0 | 0.36871 | 0.90144 | 0 | 0 | 0 | 0 | 8.4144 | 0 | 0 | 0 | 0 | 0 | 0 | 0 | 0 | 0 | 0 | 0 | 0 | 0
2 | 11 | 16 | 7 | 1.7931 | 0 | 13.6089 | 0 | 0 | 0 | 0 | 0.64045 | 0 | 0 | 4.215 | 0 | 20.2574 | 0 | 0 | 0 | 0 | 0 | 0 | 0 | 0 | 0 | 0 | 0 | 0 | 0 | 0.45131 | 0 | 0.54519 | 6.3208 | 0 | 0 | 0.31621 | 0.90063 | 0 | 0 | 0 | 0 | 8.5341 | 0 | 0 | 0 | 0 | 0 | 0 | 0 | 0 | 0 | 0 | 0 | 0 | 0
2 | 11 | 17 | 7 | 1.7931 | 0 | 13.6089 | 0 | 0 | 0 | 0 | 0.62396 | 0 | 0 | 3.7782 | 0 | 19.8042 | 0 | 0 | 0 | 0 | 0 | 0 | 0 | 0 | 0 | 0 | 0 | 0 | 0 | 0.45131 | 0 | 0.54519 | 6.2509 | 0 | 0 | 0.31621 | 0.9008 | 0 | 0 | 0 | 0 | 8.4644 | 0 | 0 | 0 | 0 | 0 | 0 | 0 | 0 | 0 | 0 | 0 | 0 | 0
2 | 11 | 18 | 7 | 1.7931 | 0 | 13.6089 | 0 | 0 | 0 | 0 | 0.75157 | 0 | 0 | 6.2691 | 0 | 22.4227 | 0 | 0 | 0 | 0 | 0 | 0 | 0 | 0 | 0 | 0 | 0 | 0 | 0 | 0.45131 | 0 | 0.54519 | 7.0656 | 0 | 0 | 0.52621 | 0.9018 | 0 | 0 | 0 | 0 | 9.4901 | 0 | 0 | 0 | 0 | 0 | 0 | 0 | 0 | 0 | 0 | 0 | 0 | 0
2 | 11 | 19 | 7 | 1.7931 | 0 | 9.8982 | 0 | 0 | 0 | 0 | 0.88149 | 0 | 0 | 6.2691 | 0 | 18.8419 | 0 | 0 | 0 | 0 | 0 | 0 | 0 | 0 | 0 | 0 | 0 | 0 | 0 | 0.45131 | 0 | 0.54519 | 7.9248 | 0 | 0 | 0.52621 | 0.90601 | 0 | 0 | 0 | 0 | 10.3535 | 0 | 0 | 0 | 0 | 0 | 0 | 0 | 0 | 0 | 0 | 0 | 0 | 0
2 | 11 | 20 | 7 | 1.7931 | 0 | 2.4769 | 0 | 0 | 0 | 0 | 1.0517 | 0 | 0 | 3.959 | 0 | 9.2808 | 0 | 0 | 0 | 0 | 0 | 0 | 0 | 0 | 0 | 0 | 0 | 0 | 0 | 0.45131 | 0 | 0.88038 | 9.9746 | 0 | 0 | 0.42121 | 0.90767 | 0 | 0.00080274 | 0 | 0 | 12.636 | 0 | 0 | 0 | 0 | 0 | 0 | 0 | 0 | 0 | 0 | 0 | 0 | 0
2 | 11 | 21 | 7 | 1.7931 | 0 | 2.4769 | 0 | 0 | 0 | 0 | 1.0926 | 0 | 0 | 3.959 | 0 | 9.3217 | 0 | 0 | 0 | 0 | 0 | 0 | 0 | 0 | 0 | 0 | 0 | 0 | 0 | 0.45131 | 0 | 1.1038 | 10.4579 | 0 | 0 | 0.36871 | 0.90467 | 0 | 0.00083784 | 0 | 0 | 13.2873 | 0 | 0 | 0 | 0 | 0 | 0 | 0 | 0 | 0 | 0 | 0 | 0 | 0
2 | 11 | 22 | 7 | 1.7931 | 0 | 2.4769 | 0 | 0 | 0 | 0 | 1.1522 | 0 | 0 | 6.6204 | 0 | 12.0426 | 0 | 0 | 0 | 0 | 0 | 0 | 0 | 0 | 0 | 0 | 0 | 0 | 0 | 0.45131 | 0 | 1.2156 | 11.3453 | 0 | 0 | 0.47371 | 0.91326 | 0 | 0.00089509 | 0 | 0 | 14.4 | 0 | 0 | 0 | 0 | 0 | 0 | 0 | 0 | 0 | 0 | 0 | 0 | 0
2 | 11 | 23 | 7 | 1.7931 | 0 | 2.4769 | 0 | 0 | 0 | 0 | 1.1959 | 0 | 0 | 4.2747 | 0 | 9.7406 | 0 | 0 | 0 | 0 | 0 | 0 | 0 | 0 | 0 | 0 | 0 | 0 | 0 | 0.45131 | 0 | 1.1038 | 12.1437 | 0 | 0 | 0.31621 | 0.92346 | 0 | 0.00094967 | 0 | 0 | 14.9395 | 0 | 0 | 0 | 0 | 0 | 0 | 0 | 0 | 0 | 0 | 0 | 0 | 0
2 | 11 | 24 | 7 | 1.7931 | 0 | 2.4769 | 0 | 0 | 0 | 0 | 0.82219 | 0 | 0 | 0.66471 | 0 | 5.7569 | 0 | 0 | 0 | 0 | 0 | 0 | 0 | 0 | 0 | 0 | 0 | 0 | 0 | 0.45131 | 0 | 0.88038 | 9.8165 | 0 | 0 | 0.053706 | 0.92844 | 0 | 0.00073198 | 0 | 0 | 12.1311 | 0 | 0 | 0 | 0 | 0 | 0 | 0 | 0 | 0 | 0 | 0 | 0 | 0
2 | 12 | 1 | 1 | 1.7931 | 0 | 2.4769 | 0 | 0 | 0 | 0 | 0.92673 | 0 | 0 | 0.66472 | 0 | 5.8615 | 0 | 0 | 0 | 0 | 0 | 0 | 0 | 0 | 0 | 0 | 0 | 0 | 0 | 0.45131 | 0 | 0.54519 | 11.0972 | 0 | 0 | 0.053706 | 0.93629 | 0 | 0.00084274 | 0 | 0 | 13.0845 | 0 | 0 | 0 | 0 | 0 | 0 | 0 | 0 | 0 | 0 | 0 | 0 | 0
2 | 12 | 2 | 1 | 1.7931 | 0 | 2.4769 | 0 | 0 | 0 | 0 | 1.0448 | 0 | 0 | 0.66473 | 0 | 5.9795 | 0 | 0 | 0 | 0 | 0 | 0 | 0 | 0 | 0 | 0 | 0 | 0 | 0 | 0.45131 | 0 | 0.32173 | 12.5105 | 0 | 0 | 0.053706 | 0.95933 | 0 | 0.064374 | 0 | 0 | 14.3609 | 0 | 0 | 0 | 0 | 0 | 0 | 0 | 0 | 0 | 0 | 0 | 0 | 0
2 | 12 | 3 | 1 | 1.7931 | 0 | 2.4769 | 0 | 0 | 0 | 0 | 1.0673 | 0 | 0 | 0.66478 | 0 | 6.0021 | 0 | 0 | 0 | 0 | 0 | 0 | 0 | 0 | 0 | 0 | 0 | 0 | 0 | 0.45131 | 0 | 0.32173 | 12.7761 | 0 | 0 | 0.053706 | 0.9625 | 0 | 0.091806 | 0 | 0 | 14.6571 | 0 | 0 | 0 | 0 | 0 | 0 | 0 | 0 | 0 | 0 | 0 | 0 | 0
2 | 12 | 4 | 1 | 1.7931 | 0 | 2.4769 | 0 | 0 | 0 | 0 | 1.1165 | 0 | 0 | 0.66478 | 0 | 6.0513 | 0 | 0 | 0 | 0 | 0 | 0 | 0 | 0 | 0 | 0 | 0 | 0 | 0 | 0.45131 | 0 | 0.32173 | 13.3203 | 0 | 0 | 0.053706 | 0.97722 | 0 | 0.16103 | 0 | 0 | 15.2853 | 0 | 0 | 0 | 0 | 0 | 0 | 0 | 0 | 0 | 0 | 0 | 0 | 0
2 | 12 | 5 | 1 | 1.7931 | 0 | 2.4769 | 0 | 0 | 0 | 0 | 1.1553 | 0 | 0 | 0.6648 | 0 | 6.0902 | 0 | 0 | 0 | 0 | 0 | 0 | 0 | 0 | 0 | 0 | 0 | 0 | 0 | 0.45131 | 0 | 0.32173 | 13.7245 | 0 | 0 | 0.053706 | 0.99261 | 0 | 0.24841 | 0 | 0 | 15.7922 | 0 | 0 | 0 | 0 | 0 | 0 | 0 | 0 | 0 | 0 | 0 | 0 | 0
2 | 12 | 6 | 1 | 1.7931 | 0 | 2.4769 | 0 | 0 | 0 | 0 | 1.2214 | 0 | 0 | 0.66481 | 0 | 6.1562 | 0 | 0 | 0 | 0 | 0 | 0 | 0 | 0 | 0 | 0 | 0 | 0 | 0 | 0.45131 | 0 | 0.32173 | 14.4162 | 0 | 0 | 0.053706 | 1.0158 | 0 | 0.48202 | 0 | 0 | 16.7407 | 0 | 0 | 0 | 0 | 0 | 0 | 0 | 0 | 0 | 0 | 0 | 0 | 0
2 | 12 | 7 | 1 | 1.7931 | 0 | 2.4769 | 0 | 0 | 0 | 0 | 1.3219 | 0 | 0 | 3.7784 | 0 | 9.3703 | 0 | 0 | 0 | 0 | 0 | 0 | 0 | 0 | 0 | 0 | 0 | 0 | 0 | 0.45131 | 0 | 0.54519 | 14.9702 | 0 | 0 | 0.31621 | 1.038 | 0 | 1.3961 | 0 | 0 | 18.717 | 0 | 0 | 0 | 0 | 0 | 0 | 0 | 0 | 0 | 0 | 0 | 0 | 0
2 | 12 | 8 | 1 | 1.7931 | 0 | 2.4769 | 0 | 0 | 0 | 0 | 1.4452 | 0 | 0 | 6.2693 | 0 | 11.9845 | 0 | 0 | 0 | 0 | 0 | 0 | 0 | 0 | 0 | 0 | 0 | 0 | 0 | 0.45131 | 0 | 0.71279 | 15.7454 | 0 | 0 | 0.52621 | 1.0379 | 0 | 1.4369 | 0 | 0 | 19.9105 | 0 | 0 | 0 | 0 | 0 | 0 | 0 | 0 | 0 | 0 | 0 | 0 | 0
2 | 12 | 9 | 1 | 1.7931 | 0 | 13.6089 | 0 | 0 | 0 | 0 | 1.3947 | 0 | 0 | 3.9591 | 0 | 20.7558 | 0 | 0 | 0 | 0 | 0 | 0 | 0 | 0 | 0 | 0 | 0 | 0 | 0 | 0.45131 | 0 | 0.71279 | 14.9644 | 0 | 0 | 0.42121 | 1.0214 | 0 | 0.78135 | 0 | 0 | 18.3525 | 0 | 0 | 0 | 0 | 0 | 0 | 0 | 0 | 0 | 0 | 0 | 0 | 0
2 | 12 | 10 | 1 | 1.7931 | 0 | 13.6089 | 0 | 0 | 0 | 0 | 1.3584 | 0 | 0 | 4.8305 | 0 | 21.5909 | 0 | 0 | 0 | 0 | 0 | 0 | 0 | 0 | 0 | 0 | 0 | 0 | 0 | 0.45131 | 0 | 0.71279 | 14.407 | 0 | 0 | 0.31621 | 1.0081 | 0 | 0.48345 | 0 | 0 | 17.3789 | 0 | 0 | 0 | 0 | 0 | 0 | 0 | 0 | 0 | 0 | 0 | 0 | 0
2 | 12 | 11 | 1 | 1.7931 | 0 | 13.6089 | 0 | 0 | 0 | 0 | 1.244 | 0 | 0 | 3.7783 | 0 | 20.4244 | 0 | 0 | 0 | 0 | 0 | 0 | 0 | 0 | 0 | 0 | 0 | 0 | 0 | 0.45131 | 0 | 0.71279 | 13.1844 | 0 | 0 | 0.31621 | 0.97998 | 0 | 0.27702 | 0 | 0 | 15.9217 | 0 | 0 | 0 | 0 | 0 | 0 | 0 | 0 | 0 | 0 | 0 | 0 | 0
2 | 12 | 12 | 1 | 1.7931 | 0 | 13.6089 | 0 | 0 | 0 | 0 | 1.1637 | 0 | 0 | 3.9591 | 0 | 20.5247 | 0 | 0 | 0 | 0 | 0 | 0 | 0 | 0 | 0 | 0 | 0 | 0 | 0 | 0.45131 | 0 | 0.54519 | 12.5145 | 0 | 0 | 0.36871 | 0.97588 | 0 | 0.23121 | 0 | 0 | 15.0868 | 0 | 0 | 0 | 0 | 0 | 0 | 0 | 0 | 0 | 0 | 0 | 0 | 0
2 | 12 | 13 | 1 | 1.7931 | 0 | 8.6613 | 0 | 0 | 0 | 0 | 1.1568 | 0 | 0 | 3.9591 | 0 | 15.5704 | 0 | 0 | 0 | 0 | 0 | 0 | 0 | 0 | 0 | 0 | 0 | 0 | 0 | 0.45131 | 0 | 0.54519 | 12.6876 | 0 | 0 | 0.42121 | 0.97726 | 0 | 0.2121 | 0 | 0 | 15.2947 | 0 | 0 | 0 | 0 | 0 | 0 | 0 | 0 | 0 | 0 | 0 | 0 | 0
2 | 12 | 14 | 1 | 1.7931 | 0 | 13.6089 | 0 | 0 | 0 | 0 | 1.0403 | 0 | 0 | 5.8847 | 0 | 22.3271 | 0 | 0 | 0 | 0 | 0 | 0 | 0 | 0 | 0 | 0 | 0 | 0 | 0 | 0.45131 | 0 | 0.54519 | 11.8224 | 0 | 0 | 0.36871 | 0.97416 | 0 | 0.18266 | 0 | 0 | 14.3444 | 0 | 0 | 0 | 0 | 0 | 0 | 0 | 0 | 0 | 0 | 0 | 0 | 0
2 | 12 | 15 | 1 | 1.7931 | 0 | 13.6089 | 0 | 0 | 0 | 0 | 0.98717 | 0 | 0 | 3.9591 | 0 | 20.3483 | 0 | 0 | 0 | 0 | 0 | 0 | 0 | 0 | 0 | 0 | 0 | 0 | 0 | 0.45131 | 0 | 0.54519 | 11.336 | 0 | 0 | 0.36871 | 0.97606 | 0 | 0.18375 | 0 | 0 | 13.861 | 0 | 0 | 0 | 0 | 0 | 0 | 0 | 0 | 0 | 0 | 0 | 0 | 0
2 | 12 | 16 | 1 | 1.7931 | 0 | 13.6089 | 0 | 0 | 0 | 0 | 0.99382 | 0 | 0 | 4.215 | 0 | 20.6109 | 0 | 0 | 0 | 0 | 0 | 0 | 0 | 0 | 0 | 0 | 0 | 0 | 0 | 0.45131 | 0 | 0.54519 | 11.3692 | 0 | 0 | 0.31621 | 0.96626 | 0 | 0.13348 | 0 | 0 | 13.7817 | 0 | 0 | 0 | 0 | 0 | 0 | 0 | 0 | 0 | 0 | 0 | 0 | 0
2 | 12 | 17 | 1 | 1.7931 | 0 | 13.6089 | 0 | 0 | 0 | 0 | 1.0694 | 0 | 0 | 3.7783 | 0 | 20.2497 | 0 | 0 | 0 | 0 | 0 | 0 | 0 | 0 | 0 | 0 | 0 | 0 | 0 | 0.45131 | 0 | 0.54519 | 12.0076 | 0 | 0 | 0.31621 | 0.96777 | 0 | 0.13372 | 0 | 0 | 14.4218 | 0 | 0 | 0 | 0 | 0 | 0 | 0 | 0 | 0 | 0 | 0 | 0 | 0
2 | 12 | 18 | 1 | 1.7931 | 0 | 13.6089 | 0 | 0 | 0 | 0 | 1.191 | 0 | 0 | 6.2691 | 0 | 22.8621 | 0 | 0 | 0 | 0 | 0 | 0 | 0 | 0 | 0 | 0 | 0 | 0 | 0 | 0.45131 | 0 | 0.54519 | 13.0875 | 0 | 0 | 0.52621 | 0.97535 | 0 | 0.15998 | 0 | 0 | 15.7456 | 0 | 0 | 0 | 0 | 0 | 0 | 0 | 0 | 0 | 0 | 0 | 0 | 0
2 | 12 | 19 | 1 | 1.7931 | 0 | 9.8982 | 0 | 0 | 0 | 0 | 1.2502 | 0 | 0 | 6.2691 | 0 | 19.2107 | 0 | 0 | 0 | 0 | 0 | 0 | 0 | 0 | 0 | 0 | 0 | 0 | 0 | 0.45131 | 0 | 0.54519 | 13.5908 | 0 | 0 | 0.52621 | 0.97549 | 0 | 0.15539 | 0 | 0 | 16.2444 | 0 | 0 | 0 | 0 | 0 | 0 | 0 | 0 | 0 | 0 | 0 | 0 | 0
2 | 12 | 20 | 1 | 1.7931 | 0 | 2.4769 | 0 | 0 | 0 | 0 | 1.3225 | 0 | 0 | 3.9591 | 0 | 9.5516 | 0 | 0 | 0 | 0 | 0 | 0 | 0 | 0 | 0 | 0 | 0 | 0 | 0 | 0.45131 | 0 | 0.88038 | 14.1405 | 0 | 0 | 0.42121 | 0.96656 | 0 | 0.10479 | 0 | 0 | 16.9648 | 0 | 0 | 0 | 0 | 0 | 0 | 0 | 0 | 0 | 0 | 0 | 0 | 0
2 | 12 | 21 | 1 | 1.7931 | 0 | 2.4769 | 0 | 0 | 0 | 0 | 1.3658 | 0 | 0 | 3.959 | 0 | 9.5949 | 0 | 0 | 0 | 0 | 0 | 0 | 0 | 0 | 0 | 0 | 0 | 0 | 0 | 0.45131 | 0 | 1.1038 | 14.6586 | 0 | 0 | 0.36871 | 0.97326 | 0 | 0.12382 | 0 | 0 | 17.6795 | 0 | 0 | 0 | 0 | 0 | 0 | 0 | 0 | 0 | 0 | 0 | 0 | 0
2 | 12 | 22 | 1 | 1.7931 | 0 | 2.4769 | 0 | 0 | 0 | 0 | 1.3651 | 0 | 0 | 6.6204 | 0 | 12.2556 | 0 | 0 | 0 | 0 | 0 | 0 | 0 | 0 | 0 | 0 | 0 | 0 | 0 | 0.45131 | 0 | 1.2156 | 14.7209 | 0 | 0 | 0.47371 | 0.96656 | 0 | 0.091505 | 0 | 0 | 17.9196 | 0 | 0 | 0 | 0 | 0 | 0 | 0 | 0 | 0 | 0 | 0 | 0 | 0
2 | 12 | 23 | 1 | 1.7931 | 0 | 2.4769 | 0 | 0 | 0 | 0 | 1.362 | 0 | 0 | 4.2747 | 0 | 9.9068 | 0 | 0 | 0 | 0 | 0 | 0 | 0 | 0 | 0 | 0 | 0 | 0 | 0 | 0.45131 | 0 | 1.1038 | 14.6499 | 0 | 0 | 0.31621 | 0.96856 | 0 | 0.10193 | 0 | 0 | 17.5917 | 0 | 0 | 0 | 0 | 0 | 0 | 0 | 0 | 0 | 0 | 0 | 0 | 0
2 | 12 | 24 | 1 | 1.7931 | 0 | 2.4769 | 0 | 0 | 0 | 0 | 1.1115 | 0 | 0 | 0.66468 | 0 | 6.0462 | 0 | 0 | 0 | 0 | 0 | 0 | 0 | 0 | 0 | 0 | 0 | 0 | 0 | 0.45131 | 0 | 0.88038 | 12.8165 | 0 | 0 | 0.053706 | 0.97374 | 0 | 0.1292 | 0 | 0 | 15.3048 | 0 | 0 | 0 | 0 | 0 | 0 | 0 | 0 | 0 | 0 | 0 | 0 | 0
2 | 13 | 1 | 2 | 1.7931 | 0 | 2.4769 | 0 | 0 | 0 | 0 | 1.1711 | 0 | 0 | 0.66469 | 0 | 6.1058 | 0 | 0 | 0 | 0 | 0 | 0 | 0 | 0 | 0 | 0 | 0 | 0 | 0 | 0.45131 | 0 | 0.54519 | 13.7383 | 0 | 0 | 0.053706 | 0.99558 | 0 | 0.30644 | 0 | 0 | 16.0905 | 0 | 0 | 0 | 0 | 0 | 0 | 0 | 0 | 0 | 0 | 0 | 0 | 0
2 | 13 | 2 | 2 | 1.7931 | 0 | 2.4769 | 0 | 0 | 0 | 0 | 1.202 | 0 | 0 | 0.66474 | 0 | 6.1368 | 0 | 0 | 0 | 0 | 0 | 0 | 0 | 0 | 0 | 0 | 0 | 0 | 0 | 0.45131 | 0 | 0.32173 | 14.1916 | 0 | 0 | 0.053706 | 1.0002 | 0 | 0.37028 | 0 | 0 | 16.3888 | 0 | 0 | 0 | 0 | 0 | 0 | 0 | 0 | 0 | 0 | 0 | 0 | 0
2 | 13 | 3 | 2 | 1.7931 | 0 | 2.4769 | 0 | 0 | 0 | 0 | 1.2451 | 0 | 0 | 0.66476 | 0 | 6.1799 | 0 | 0 | 0 | 0 | 0 | 0 | 0 | 0 | 0 | 0 | 0 | 0 | 0 | 0.45131 | 0 | 0.32173 | 14.6904 | 0 | 0 | 0.053706 | 1.0119 | 0 | 0.52243 | 0 | 0 | 17.0515 | 0 | 0 | 0 | 0 | 0 | 0 | 0 | 0 | 0 | 0 | 0 | 0 | 0
2 | 13 | 4 | 2 | 1.7931 | 0 | 2.4769 | 0 | 0 | 0 | 0 | 1.2817 | 0 | 0 | 0.66479 | 0 | 6.2165 | 0 | 0 | 0 | 0 | 0 | 0 | 0 | 0 | 0 | 0 | 0 | 0 | 0 | 0.45131 | 0 | 0.32173 | 15.0654 | 0 | 0 | 0.053706 | 1.0192 | 0 | 0.68622 | 0 | 0 | 17.5976 | 0 | 0 | 0 | 0 | 0 | 0 | 0 | 0 | 0 | 0 | 0 | 0 | 0
2 | 13 | 5 | 2 | 1.7931 | 0 | 2.4769 | 0 | 0 | 0 | 0 | 1.2806 | 0 | 0 | 0.66481 | 0 | 6.2154 | 0 | 0 | 0 | 0 | 0 | 0 | 0 | 0 | 0 | 0 | 0 | 0 | 0 | 0.45131 | 0 | 0.32173 | 15.0868 | 0 | 0 | 0.053706 | 1.0165 | 0 | 0.62777 | 0 | 0 | 17.5578 | 0 | 0 | 0 | 0 | 0 | 0 | 0 | 0 | 0 | 0 | 0 | 0 | 0
2 | 13 | 6 | 2 | 1.7931 | 0 | 2.4769 | 0 | 0 | 0 | 0 | 1.246 | 0 | 0 | 0.6648 | 0 | 6.1808 | 0 | 0 | 0 | 0 | 0 | 0 | 0 | 0 | 0 | 0 | 0 | 0 | 0 | 0.45131 | 0 | 0.32173 | 14.5143 | 0 | 0 | 0.053706 | 1.009 | 0 | 0.5703 | 0 | 0 | 16.9203 | 0 | 0 | 0 | 0 | 0 | 0 | 0 | 0 | 0 | 0 | 0 | 0 | 0
2 | 13 | 7 | 2 | 1.7931 | 0 | 2.4769 | 0 | 0 | 0 | 0 | 1.2989 | 0 | 0 | 3.7783 | 0 | 9.3472 | 0 | 0 | 0 | 0 | 0 | 0 | 0 | 0 | 0 | 0 | 0 | 0 | 0 | 0.45131 | 0 | 0.54519 | 15.036 | 0 | 0 | 0.31621 | 1.014 | 0 | 0.63736 | 0 | 0 | 18 | 0 | 0 | 0 | 0 | 0 | 0 | 0 | 0 | 0 | 0 | 0 | 0 | 0
2 | 13 | 8 | 2 | 1.7931 | 0 | 2.4769 | 0 | 0 | 0 | 0 | 1.4406 | 0 | 0 | 6.2691 | 0 | 11.9798 | 0 | 0 | 0 | 0 | 0 | 0 | 0 | 0 | 0 | 0 | 0 | 0 | 0 | 0.45131 | 0 | 0.71279 | 16.4196 | 0 | 0 | 0.52621 | 1.0101 | 0 | 0.58123 | 0 | 0 | 19.7012 | 0 | 0 | 0 | 0 | 0 | 0 | 0 | 0 | 0 | 0 | 0 | 0 | 0
2 | 13 | 9 | 2 | 1.7931 | 0 | 13.6089 | 0 | 0 | 0 | 0 | 1.4129 | 0 | 0 | 3.9591 | 0 | 20.774 | 0 | 0 | 0 | 0 | 0 | 0 | 0 | 0 | 0 | 0 | 0 | 0 | 0 | 0.45131 | 0 | 0.71279 | 16.0804 | 0 | 0 | 0.42121 | 1.0051 | 0 | 0.48599 | 0 | 0 | 19.1568 | 0 | 0 | 0 | 0 | 0 | 0 | 0 | 0 | 0 | 0 | 0 | 0 | 0
2 | 13 | 10 | 2 | 1.7931 | 0 | 13.6089 | 0 | 0 | 0 | 0 | 1.3774 | 0 | 0 | 4.8305 | 0 | 21.6099 | 0 | 0 | 0 | 0 | 0 | 0 | 0 | 0 | 0 | 0 | 0 | 0 | 0 | 0.45131 | 0 | 0.71279 | 15.4162 | 0 | 0 | 0.31621 | 0.98815 | 0 | 0.30379 | 0 | 0 | 18.1884 | 0 | 0 | 0 | 0 | 0 | 0 | 0 | 0 | 0 | 0 | 0 | 0 | 0
2 | 13 | 11 | 2 | 1.7931 | 0 | 13.6089 | 0 | 0 | 0 | 0 | 1.325 | 0 | 0 | 3.7783 | 0 | 20.5053 | 0 | 0 | 0 | 0 | 0 | 0 | 0 | 0 | 0 | 0 | 0 | 0 | 0 | 0.45131 | 0 | 0.71279 | 14.6844 | 0 | 0 | 0.31621 | 0.97972 | 0 | 0.23034 | 0 | 0 | 17.3748 | 0 | 0 | 0 | 0 | 0 | 0 | 0 | 0 | 0 | 0 | 0 | 0 | 0
2 | 13 | 12 | 2 | 1.7931 | 0 | 13.6089 | 0 | 0 | 0 | 0 | 1.2707 | 0 | 0 | 3.9591 | 0 | 20.6318 | 0 | 0 | 0 | 0 | 0 | 0 | 0 | 0 | 0 | 0 | 0 | 0 | 0 | 0.45131 | 0 | 0.54519 | 14.1423 | 0 | 0 | 0.36871 | 0.97683 | 0 | 0.211 | 0 | 0 | 16.6953 | 0 | 0 | 0 | 0 | 0 | 0 | 0 | 0 | 0 | 0 | 0 | 0 | 0
2 | 13 | 13 | 2 | 1.7931 | 0 | 8.6613 | 0 | 0 | 0 | 0 | 1.2284 | 0 | 0 | 3.9591 | 0 | 15.642 | 0 | 0 | 0 | 0 | 0 | 0 | 0 | 0 | 0 | 0 | 0 | 0 | 0 | 0.45131 | 0 | 0.54519 | 13.6425 | 0 | 0 | 0.42121 | 0.97201 | 0 | 0.17935 | 0 | 0 | 16.2116 | 0 | 0 | 0 | 0 | 0 | 0 | 0 | 0 | 0 | 0 | 0 | 0 | 0
2 | 13 | 14 | 2 | 1.7931 | 0 | 13.6089 | 0 | 0 | 0 | 0 | 1.0925 | 0 | 0 | 5.8848 | 0 | 22.3793 | 0 | 0 | 0 | 0 | 0 | 0 | 0 | 0 | 0 | 0 | 0 | 0 | 0 | 0.45131 | 0 | 0.54519 | 12.3661 | 0 | 0 | 0.36871 | 0.95841 | 0 | 0.11181 | 0 | 0 | 14.8015 | 0 | 0 | 0 | 0 | 0 | 0 | 0 | 0 | 0 | 0 | 0 | 0 | 0
2 | 13 | 15 | 2 | 1.7931 | 0 | 13.6089 | 0 | 0 | 0 | 0 | 1.0425 | 0 | 0 | 3.9591 | 0 | 20.4035 | 0 | 0 | 0 | 0 | 0 | 0 | 0 | 0 | 0 | 0 | 0 | 0 | 0 | 0.45131 | 0 | 0.54519 | 11.9508 | 0 | 0 | 0.36871 | 0.96329 | 0 | 0.12021 | 0 | 0 | 14.3996 | 0 | 0 | 0 | 0 | 0 | 0 | 0 | 0 | 0 | 0 | 0 | 0 | 0
2 | 13 | 16 | 2 | 1.7931 | 0 | 13.6089 | 0 | 0 | 0 | 0 | 1.0292 | 0 | 0 | 4.215 | 0 | 20.6462 | 0 | 0 | 0 | 0 | 0 | 0 | 0 | 0 | 0 | 0 | 0 | 0 | 0 | 0.45131 | 0 | 0.54519 | 11.7815 | 0 | 0 | 0.31621 | 0.95791 | 0 | 0.10114 | 0 | 0 | 14.1533 | 0 | 0 | 0 | 0 | 0 | 0 | 0 | 0 | 0 | 0 | 0 | 0 | 0
2 | 13 | 17 | 2 | 1.7931 | 0 | 13.6089 | 0 | 0 | 0 | 0 | 1.0401 | 0 | 0 | 3.7783 | 0 | 20.2204 | 0 | 0 | 0 | 0 | 0 | 0 | 0 | 0 | 0 | 0 | 0 | 0 | 0 | 0.45131 | 0 | 0.54519 | 11.7875 | 0 | 0 | 0.31621 | 0.95334 | 0 | 0.083134 | 0 | 0 | 14.1367 | 0 | 0 | 0 | 0 | 0 | 0 | 0 | 0 | 0 | 0 | 0 | 0 | 0
2 | 13 | 18 | 2 | 1.7931 | 0 | 13.6089 | 0 | 0 | 0 | 0 | 1.2034 | 0 | 0 | 6.2691 | 0 | 22.8746 | 0 | 0 | 0 | 0 | 0 | 0 | 0 | 0 | 0 | 0 | 0 | 0 | 0 | 0.45131 | 0 | 0.54519 | 13.302 | 0 | 0 | 0.52621 | 0.97282 | 0 | 0.16535 | 0 | 0 | 15.9629 | 0 | 0 | 0 | 0 | 0 | 0 | 0 | 0 | 0 | 0 | 0 | 0 | 0
2 | 13 | 19 | 2 | 1.7931 | 0 | 9.8982 | 0 | 0 | 0 | 0 | 1.2818 | 0 | 0 | 6.2692 | 0 | 19.2423 | 0 | 0 | 0 | 0 | 0 | 0 | 0 | 0 | 0 | 0 | 0 | 0 | 0 | 0.45131 | 0 | 0.54519 | 14.1084 | 0 | 0 | 0.52621 | 0.97481 | 0 | 0.1713 | 0 | 0 | 16.7772 | 0 | 0 | 0 | 0 | 0 | 0 | 0 | 0 | 0 | 0 | 0 | 0 | 0
2 | 13 | 20 | 2 | 1.7931 | 0 | 2.4769 | 0 | 0 | 0 | 0 | 1.3721 | 0 | 0 | 3.9591 | 0 | 9.6012 | 0 | 0 | 0 | 0 | 0 | 0 | 0 | 0 | 0 | 0 | 0 | 0 | 0 | 0.45131 | 0 | 0.88038 | 15.0092 | 0 | 0 | 0.42121 | 0.97252 | 0 | 0.14875 | 0 | 0 | 17.8834 | 0 | 0 | 0 | 0 | 0 | 0 | 0 | 0 | 0 | 0 | 0 | 0 | 0
2 | 13 | 21 | 2 | 1.7931 | 0 | 2.4769 | 0 | 0 | 0 | 0 | 1.3451 | 0 | 0 | 3.9591 | 0 | 9.5742 | 0 | 0 | 0 | 0 | 0 | 0 | 0 | 0 | 0 | 0 | 0 | 0 | 0 | 0.45131 | 0 | 1.1038 | 14.7048 | 0 | 0 | 0.36871 | 0.95191 | 0 | 0.042164 | 0 | 0 | 17.6228 | 0 | 0 | 0 | 0 | 0 | 0 | 0 | 0 | 0 | 0 | 0 | 0 | 0
2 | 13 | 22 | 2 | 1.7931 | 0 | 2.4769 | 0 | 0 | 0 | 0 | 1.3816 | 0 | 0 | 6.6205 | 0 | 12.2721 | 0 | 0 | 0 | 0 | 0 | 0 | 0 | 0 | 0 | 0 | 0 | 0 | 0 | 0.45131 | 0 | 1.2156 | 15.0899 | 0 | 0 | 0.47371 | 0.96038 | 0 | 0.069008 | 0 | 0 | 18.2598 | 0 | 0 | 0 | 0 | 0 | 0 | 0 | 0 | 0 | 0 | 0 | 0 | 0
2 | 13 | 23 | 2 | 1.7931 | 0 | 2.4769 | 0 | 0 | 0 | 0 | 1.3827 | 0 | 0 | 4.2748 | 0 | 9.9276 | 0 | 0 | 0 | 0 | 0 | 0 | 0 | 0 | 0 | 0 | 0 | 0 | 0 | 0.45131 | 0 | 1.1038 | 15.2111 | 0 | 0 | 0.31621 | 0.95924 | 0 | 0.066526 | 0 | 0 | 18.1082 | 0 | 0 | 0 | 0 | 0 | 0 | 0 | 0 | 0 | 0 | 0 | 0 | 0
2 | 13 | 24 | 2 | 1.7931 | 0 | 2.4769 | 0 | 0 | 0 | 0 | 1.0984 | 0 | 0 | 0.66476 | 0 | 6.0332 | 0 | 0 | 0 | 0 | 0 | 0 | 0 | 0 | 0 | 0 | 0 | 0 | 0 | 0.45131 | 0 | 0.88038 | 13.0092 | 0 | 0 | 0.053706 | 0.95259 | 0 | 0.040144 | 0 | 0 | 15.3873 | 0 | 0 | 0 | 0 | 0 | 0 | 0 | 0 | 0 | 0 | 0 | 0 | 0
2 | 14 | 1 | 3 | 1.7931 | 0 | 2.4769 | 0 | 0 | 0 | 0 | 1.1679 | 0 | 0 | 0.66474 | 0 | 6.1026 | 0 | 0 | 0 | 0 | 0 | 0 | 0 | 0 | 0 | 0 | 0 | 0 | 0 | 0.45131 | 0 | 0.54519 | 14.1094 | 0 | 0 | 0.053706 | 0.97548 | 0 | 0.14306 | 0 | 0 | 16.2781 | 0 | 0 | 0 | 0 | 0 | 0 | 0 | 0 | 0 | 0 | 0 | 0 | 0
2 | 14 | 2 | 3 | 1.7931 | 0 | 2.4769 | 0 | 0 | 0 | 0 | 1.1795 | 0 | 0 | 0.6648 | 0 | 6.1143 | 0 | 0 | 0 | 0 | 0 | 0 | 0 | 0 | 0 | 0 | 0 | 0 | 0 | 0.45131 | 0 | 0.32173 | 14.3709 | 0 | 0 | 0.053706 | 0.97686 | 0 | 0.15893 | 0 | 0 | 16.3334 | 0 | 0 | 0 | 0 | 0 | 0 | 0 | 0 | 0 | 0 | 0 | 0 | 0
2 | 14 | 3 | 3 | 1.7931 | 0 | 2.4769 | 0 | 0 | 0 | 0 | 1.2065 | 0 | 0 | 0.66481 | 0 | 6.1414 | 0 | 0 | 0 | 0 | 0 | 0 | 0 | 0 | 0 | 0 | 0 | 0 | 0 | 0.45131 | 0 | 0.32173 | 14.6967 | 0 | 0 | 0.053706 | 0.98243 | 0 | 0.1858 | 0 | 0 | 16.6917 | 0 | 0 | 0 | 0 | 0 | 0 | 0 | 0 | 0 | 0 | 0 | 0 | 0
2 | 14 | 4 | 3 | 1.7931 | 0 | 2.4769 | 0 | 0 | 0 | 0 | 1.2243 | 0 | 0 | 0.66483 | 0 | 6.1592 | 0 | 0 | 0 | 0 | 0 | 0 | 0 | 0 | 0 | 0 | 0 | 0 | 0 | 0.45131 | 0 | 0.32173 | 14.9471 | 0 | 0 | 0.053706 | 0.98783 | 0 | 0.21652 | 0 | 0 | 16.9782 | 0 | 0 | 0 | 0 | 0 | 0 | 0 | 0 | 0 | 0 | 0 | 0 | 0
2 | 14 | 5 | 3 | 1.7931 | 0 | 2.4769 | 0 | 0 | 0 | 0 | 1.2286 | 0 | 0 | 0.66483 | 0 | 6.1634 | 0 | 0 | 0 | 0 | 0 | 0 | 0 | 0 | 0 | 0 | 0 | 0 | 0 | 0.45131 | 0 | 0.32173 | 15 | 0 | 0 | 0.053706 | 0.98433 | 0 | 0.1977 | 0 | 0 | 17.0087 | 0 | 0 | 0 | 0 | 0 | 0 | 0 | 0 | 0 | 0 | 0 | 0 | 0
2 | 14 | 6 | 3 | 1.7931 | 0 | 2.4769 | 0 | 0 | 0 | 0 | 1.2331 | 0 | 0 | 0.66483 | 0 | 6.1679 | 0 | 0 | 0 | 0 | 0 | 0 | 0 | 0 | 0 | 0 | 0 | 0 | 0 | 0.45131 | 0 | 0.32173 | 15.1068 | 0 | 0 | 0.053706 | 0.98551 | 0 | 0.20212 | 0 | 0 | 17.1212 | 0 | 0 | 0 | 0 | 0 | 0 | 0 | 0 | 0 | 0 | 0 | 0 | 0
2 | 14 | 7 | 3 | 1.7931 | 0 | 2.4769 | 0 | 0 | 0 | 0 | 1.2517 | 0 | 0 | 3.7784 | 0 | 9.3001 | 0 | 0 | 0 | 0 | 0 | 0 | 0 | 0 | 0 | 0 | 0 | 0 | 0 | 0.45131 | 0 | 0.54519 | 15.2582 | 0 | 0 | 0.31621 | 0.98551 | 0 | 0.20069 | 0 | 0 | 17.7571 | 0 | 0 | 0 | 0 | 0 | 0 | 0 | 0 | 0 | 0 | 0 | 0 | 0
2 | 14 | 8 | 3 | 1.7931 | 0 | 2.4769 | 0 | 0 | 0 | 0 | 1.4217 | 0 | 0 | 6.2692 | 0 | 11.9609 | 0 | 0 | 0 | 0 | 0 | 0 | 0 | 0 | 0 | 0 | 0 | 0 | 0 | 0.45131 | 0 | 0.71279 | 16.5256 | 0 | 0 | 0.52621 | 0.97539 | 0 | 0.15525 | 0 | 0 | 19.3466 | 0 | 0 | 0 | 0 | 0 | 0 | 0 | 0 | 0 | 0 | 0 | 0 | 0
2 | 14 | 9 | 3 | 1.7931 | 0 | 13.6089 | 0 | 0 | 0 | 0 | 1.3485 | 0 | 0 | 3.9591 | 0 | 20.7096 | 0 | 0 | 0 | 0 | 0 | 0 | 0 | 0 | 0 | 0 | 0 | 0 | 0 | 0.45131 | 0 | 0.71279 | 15.185 | 0 | 0 | 0.42121 | 0.95509 | 0 | 0.084789 | 0 | 0 | 17.8102 | 0 | 0 | 0 | 0 | 0 | 0 | 0 | 0 | 0 | 0 | 0 | 0 | 0
2 | 14 | 10 | 3 | 1.7931 | 0 | 13.6089 | 0 | 0 | 0 | 0 | 1.3357 | 0 | 0 | 4.8305 | 0 | 21.5682 | 0 | 0 | 0 | 0 | 0 | 0 | 0 | 0 | 0 | 0 | 0 | 0 | 0 | 0.45131 | 0 | 0.71279 | 14.7731 | 0 | 0 | 0.31621 | 0.96038 | 0 | 0.11646 | 0 | 0 | 17.3302 | 0 | 0 | 0 | 0 | 0 | 0 | 0 | 0 | 0 | 0 | 0 | 0 | 0
2 | 14 | 11 | 3 | 1.7931 | 0 | 13.6089 | 0 | 0 | 0 | 0 | 1.3105 | 0 | 0 | 3.7783 | 0 | 20.4909 | 0 | 0 | 0 | 0 | 0 | 0 | 0 | 0 | 0 | 0 | 0 | 0 | 0 | 0.45131 | 0 | 0.71279 | 14.5339 | 0 | 0 | 0.31621 | 0.96269 | 0 | 0.12478 | 0 | 0 | 17.1017 | 0 | 0 | 0 | 0 | 0 | 0 | 0 | 0 | 0 | 0 | 0 | 0 | 0
2 | 14 | 12 | 3 | 1.7931 | 0 | 13.6089 | 0 | 0 | 0 | 0 | 1.1796 | 0 | 0 | 3.9591 | 0 | 20.5407 | 0 | 0 | 0 | 0 | 0 | 0 | 0 | 0 | 0 | 0 | 0 | 0 | 0 | 0.45131 | 0 | 0.54519 | 13.1613 | 0 | 0 | 0.36871 | 0.9501 | 0 | 0.073725 | 0 | 0 | 15.5503 | 0 | 0 | 0 | 0 | 0 | 0 | 0 | 0 | 0 | 0 | 0 | 0 | 0
2 | 14 | 13 | 3 | 1.7931 | 0 | 8.6613 | 0 | 0 | 0 | 0 | 1.136 | 0 | 0 | 3.9591 | 0 | 15.5495 | 0 | 0 | 0 | 0 | 0 | 0 | 0 | 0 | 0 | 0 | 0 | 0 | 0 | 0.45131 | 0 | 0.54519 | 12.4868 | 0 | 0 | 0.42121 | 0.9456 | 0 | 0.03566 | 0 | 0 | 14.8858 | 0 | 0 | 0 | 0 | 0 | 0 | 0 | 0 | 0 | 0 | 0 | 0 | 0
2 | 14 | 14 | 3 | 1.7931 | 0 | 13.6089 | 0 | 0 | 0 | 0 | 0.99576 | 0 | 0 | 5.8848 | 0 | 22.2826 | 0 | 0 | 0 | 0 | 0 | 0 | 0 | 0 | 0 | 0 | 0 | 0 | 0 | 0.45131 | 0 | 0.54519 | 11.3434 | 0 | 0 | 0.36871 | 0.94227 | 0 | 0.016068 | 0 | 0 | 13.6669 | 0 | 0 | 0 | 0 | 0 | 0 | 0 | 0 | 0 | 0 | 0 | 0 | 0
2 | 14 | 15 | 3 | 1.7931 | 0 | 13.6089 | 0 | 0 | 0 | 0 | 0.92582 | 0 | 0 | 3.9591 | 0 | 20.2869 | 0 | 0 | 0 | 0 | 0 | 0 | 0 | 0 | 0 | 0 | 0 | 0 | 0 | 0.45131 | 0 | 0.54519 | 10.64 | 0 | 0 | 0.36871 | 0.94316 | 0 | 0.0052952 | 0 | 0 | 12.9536 | 0 | 0 | 0 | 0 | 0 | 0 | 0 | 0 | 0 | 0 | 0 | 0 | 0
2 | 14 | 16 | 3 | 1.7931 | 0 | 13.6089 | 0 | 0 | 0 | 0 | 0.90663 | 0 | 0 | 4.2151 | 0 | 20.5237 | 0 | 0 | 0 | 0 | 0 | 0 | 0 | 0 | 0 | 0 | 0 | 0 | 0 | 0.45131 | 0 | 0.54519 | 10.3705 | 0 | 0 | 0.31621 | 0.93726 | 0 | 0.00077948 | 0 | 0 | 12.6213 | 0 | 0 | 0 | 0 | 0 | 0 | 0 | 0 | 0 | 0 | 0 | 0 | 0
2 | 14 | 17 | 3 | 1.7931 | 0 | 13.6089 | 0 | 0 | 0 | 0 | 0.90279 | 0 | 0 | 3.7783 | 0 | 20.0831 | 0 | 0 | 0 | 0 | 0 | 0 | 0 | 0 | 0 | 0 | 0 | 0 | 0 | 0.45131 | 0 | 0.54519 | 10.2426 | 0 | 0 | 0.31621 | 0.93189 | 0 | 0.00077251 | 0 | 0 | 12.488 | 0 | 0 | 0 | 0 | 0 | 0 | 0 | 0 | 0 | 0 | 0 | 0 | 0
2 | 14 | 18 | 3 | 1.7931 | 0 | 13.6089 | 0 | 0 | 0 | 0 | 1.057 | 0 | 0 | 6.2691 | 0 | 22.7282 | 0 | 0 | 0 | 0 | 0 | 0 | 0 | 0 | 0 | 0 | 0 | 0 | 0 | 0.45131 | 0 | 0.54519 | 11.5777 | 0 | 0 | 0.52621 | 0.94329 | 0 | 0.0093786 | 0 | 0 | 14.053 | 0 | 0 | 0 | 0 | 0 | 0 | 0 | 0 | 0 | 0 | 0 | 0 | 0
2 | 14 | 19 | 3 | 1.7931 | 0 | 9.8982 | 0 | 0 | 0 | 0 | 1.1074 | 0 | 0 | 6.2691 | 0 | 19.0679 | 0 | 0 | 0 | 0 | 0 | 0 | 0 | 0 | 0 | 0 | 0 | 0 | 0 | 0.45131 | 0 | 0.54519 | 12.0375 | 0 | 0 | 0.52621 | 0.93807 | 0 | 0.00095619 | 0 | 0 | 14.4992 | 0 | 0 | 0 | 0 | 0 | 0 | 0 | 0 | 0 | 0 | 0 | 0 | 0
2 | 14 | 20 | 3 | 1.7931 | 0 | 2.4769 | 0 | 0 | 0 | 0 | 1.2013 | 0 | 0 | 3.9591 | 0 | 9.4304 | 0 | 0 | 0 | 0 | 0 | 0 | 0 | 0 | 0 | 0 | 0 | 0 | 0 | 0.45131 | 0 | 0.88038 | 12.7167 | 0 | 0 | 0.42121 | 0.9334 | 0 | 0.00099136 | 0 | 0 | 15.404 | 0 | 0 | 0 | 0 | 0 | 0 | 0 | 0 | 0 | 0 | 0 | 0 | 0
2 | 14 | 21 | 3 | 1.7931 | 0 | 2.4769 | 0 | 0 | 0 | 0 | 1.2035 | 0 | 0 | 3.9591 | 0 | 9.4325 | 0 | 0 | 0 | 0 | 0 | 0 | 0 | 0 | 0 | 0 | 0 | 0 | 0 | 0.45131 | 0 | 1.1038 | 12.8066 | 0 | 0 | 0.36871 | 0.92499 | 0 | 0.0010133 | 0 | 0 | 15.6564 | 0 | 0 | 0 | 0 | 0 | 0 | 0 | 0 | 0 | 0 | 0 | 0 | 0
2 | 14 | 22 | 3 | 1.7931 | 0 | 2.4769 | 0 | 0 | 0 | 0 | 1.2121 | 0 | 0 | 6.6204 | 0 | 12.1026 | 0 | 0 | 0 | 0 | 0 | 0 | 0 | 0 | 0 | 0 | 0 | 0 | 0 | 0.45131 | 0 | 1.2156 | 12.8725 | 0 | 0 | 0.47371 | 0.92343 | 0 | 0.0010238 | 0 | 0 | 15.9376 | 0 | 0 | 0 | 0 | 0 | 0 | 0 | 0 | 0 | 0 | 0 | 0 | 0
2 | 14 | 23 | 3 | 1.7931 | 0 | 2.4769 | 0 | 0 | 0 | 0 | 1.1998 | 0 | 0 | 4.2747 | 0 | 9.7445 | 0 | 0 | 0 | 0 | 0 | 0 | 0 | 0 | 0 | 0 | 0 | 0 | 0 | 0.45131 | 0 | 1.1038 | 12.8178 | 0 | 0 | 0.31621 | 0.92197 | 0 | 0.0011527 | 0 | 0 | 15.6123 | 0 | 0 | 0 | 0 | 0 | 0 | 0 | 0 | 0 | 0 | 0 | 0 | 0
2 | 14 | 24 | 3 | 1.7931 | 0 | 2.4769 | 0 | 0 | 0 | 0 | 0.84145 | 0 | 0 | 0.66467 | 0 | 5.7761 | 0 | 0 | 0 | 0 | 0 | 0 | 0 | 0 | 0 | 0 | 0 | 0 | 0 | 0.45131 | 0 | 0.88038 | 10.2338 | 0 | 0 | 0.053706 | 0.92528 | 0 | 0.00086986 | 0 | 0 | 12.5454 | 0 | 0 | 0 | 0 | 0 | 0 | 0 | 0 | 0 | 0 | 0 | 0 | 0
2 | 15 | 1 | 4 | 1.7931 | 0 | 2.4769 | 0 | 0 | 0 | 0 | 0.9698 | 0 | 0 | 0.66468 | 0 | 5.9045 | 0 | 0 | 0 | 0 | 0 | 0 | 0 | 0 | 0 | 0 | 0 | 0 | 0 | 0.45131 | 0 | 0.54519 | 11.7408 | 0 | 0 | 0.053706 | 0.9389 | 0 | 0.00091393 | 0 | 0 | 13.7308 | 0 | 0 | 0 | 0 | 0 | 0 | 0 | 0 | 0 | 0 | 0 | 0 | 0
2 | 15 | 2 | 4 | 1.7931 | 0 | 2.4769 | 0 | 0 | 0 | 0 | 1.0591 | 0 | 0 | 0.66472 | 0 | 5.9938 | 0 | 0 | 0 | 0 | 0 | 0 | 0 | 0 | 0 | 0 | 0 | 0 | 0 | 0.45131 | 0 | 0.32173 | 12.8456 | 0 | 0 | 0.053706 | 0.95983 | 0 | 0.092062 | 0 | 0 | 14.7242 | 0 | 0 | 0 | 0 | 0 | 0 | 0 | 0 | 0 | 0 | 0 | 0 | 0
2 | 15 | 3 | 4 | 1.7931 | 0 | 2.4769 | 0 | 0 | 0 | 0 | 1.0503 | 0 | 0 | 0.66477 | 0 | 5.9851 | 0 | 0 | 0 | 0 | 0 | 0 | 0 | 0 | 0 | 0 | 0 | 0 | 0 | 0.45131 | 0 | 0.32173 | 12.8416 | 0 | 0 | 0.053706 | 0.95978 | 0 | 0.12324 | 0 | 0 | 14.7514 | 0 | 0 | 0 | 0 | 0 | 0 | 0 | 0 | 0 | 0 | 0 | 0 | 0
2 | 15 | 4 | 4 | 1.7931 | 0 | 2.4769 | 0 | 0 | 0 | 0 | 1.0687 | 0 | 0 | 0.66475 | 0 | 6.0035 | 0 | 0 | 0 | 0 | 0 | 0 | 0 | 0 | 0 | 0 | 0 | 0 | 0 | 0.45131 | 0 | 0.32173 | 13.0328 | 0 | 0 | 0.053706 | 0.96212 | 0 | 0.36122 | 0 | 0 | 15.1828 | 0 | 0 | 0 | 0 | 0 | 0 | 0 | 0 | 0 | 0 | 0 | 0 | 0
2 | 15 | 5 | 4 | 1.7931 | 0 | 2.4769 | 0 | 0 | 0 | 0 | 1.078 | 0 | 0 | 0.66475 | 0 | 6.0128 | 0 | 0 | 0 | 0 | 0 | 0 | 0 | 0 | 0 | 0 | 0 | 0 | 0 | 0.45131 | 0 | 0.32173 | 13.1633 | 0 | 0 | 0.053706 | 0.96234 | 0 | 0.47733 | 0 | 0 | 15.4298 | 0 | 0 | 0 | 0 | 0 | 0 | 0 | 0 | 0 | 0 | 0 | 0 | 0
2 | 15 | 6 | 4 | 1.7931 | 0 | 2.4769 | 0 | 0 | 0 | 0 | 1.1002 | 0 | 0 | 0.66475 | 0 | 6.035 | 0 | 0 | 0 | 0 | 0 | 0 | 0 | 0 | 0 | 0 | 0 | 0 | 0 | 0.45131 | 0 | 0.32173 | 13.4057 | 0 | 0 | 0.053706 | 0.9692 | 0 | 0.68914 | 0 | 0 | 15.8908 | 0 | 0 | 0 | 0 | 0 | 0 | 0 | 0 | 0 | 0 | 0 | 0 | 0
2 | 15 | 7 | 4 | 1.7931 | 0 | 2.4769 | 0 | 0 | 0 | 0 | 1.1079 | 0 | 0 | 3.7783 | 0 | 9.1562 | 0 | 0 | 0 | 0 | 0 | 0 | 0 | 0 | 0 | 0 | 0 | 0 | 0 | 0.45131 | 0 | 0.54519 | 13.3809 | 0 | 0 | 0.31621 | 0.96166 | 0 | 0.53376 | 0 | 0 | 16.189 | 0 | 0 | 0 | 0 | 0 | 0 | 0 | 0 | 0 | 0 | 0 | 0 | 0
2 | 15 | 8 | 4 | 1.7931 | 0 | 2.4769 | 0 | 0 | 0 | 0 | 1.3734 | 0 | 0 | 6.2691 | 0 | 11.9125 | 0 | 0 | 0 | 0 | 0 | 0 | 0 | 0 | 0 | 0 | 0 | 0 | 0 | 0.45131 | 0 | 0.71279 | 15.4516 | 0 | 0 | 0.52621 | 0.95319 | 0 | 0.30976 | 0 | 0 | 18.4048 | 0 | 0 | 0 | 0 | 0 | 0 | 0 | 0 | 0 | 0 | 0 | 0 | 0
2 | 15 | 9 | 4 | 1.7931 | 0 | 13.6089 | 0 | 0 | 0 | 0 | 1.2443 | 0 | 0 | 3.9591 | 0 | 20.6053 | 0 | 0 | 0 | 0 | 0 | 0 | 0 | 0 | 0 | 0 | 0 | 0 | 0 | 0.45131 | 0 | 0.71279 | 13.7204 | 0 | 0 | 0.42121 | 0.93649 | 0 | 0.19322 | 0 | 0 | 16.4354 | 0 | 0 | 0 | 0 | 0 | 0 | 0 | 0 | 0 | 0 | 0 | 0 | 0
2 | 15 | 10 | 4 | 1.7931 | 0 | 13.6089 | 0 | 0 | 0 | 0 | 1.1693 | 0 | 0 | 4.8304 | 0 | 21.4017 | 0 | 0 | 0 | 0 | 0 | 0 | 0 | 0 | 0 | 0 | 0 | 0 | 0 | 0.45131 | 0 | 0.71279 | 12.5571 | 0 | 0 | 0.31621 | 0.92785 | 0 | 0.083857 | 0 | 0 | 15.0491 | 0 | 0 | 0 | 0 | 0 | 0 | 0 | 0 | 0 | 0 | 0 | 0 | 0
2 | 15 | 11 | 4 | 1.7931 | 0 | 13.6089 | 0 | 0 | 0 | 0 | 1.1124 | 0 | 0 | 3.7782 | 0 | 20.2927 | 0 | 0 | 0 | 0 | 0 | 0 | 0 | 0 | 0 | 0 | 0 | 0 | 0 | 0.45131 | 0 | 0.71279 | 11.9146 | 0 | 0 | 0.31621 | 0.92465 | 0 | 0.10632 | 0 | 0 | 14.4258 | 0 | 0 | 0 | 0 | 0 | 0 | 0 | 0 | 0 | 0 | 0 | 0 | 0
2 | 15 | 12 | 4 | 1.7931 | 0 | 13.6089 | 0 | 0 | 0 | 0 | 1.1486 | 0 | 0 | 3.959 | 0 | 20.5097 | 0 | 0 | 0 | 0 | 0 | 0 | 0 | 0 | 0 | 0 | 0 | 0 | 0 | 0.45131 | 0 | 0.54519 | 12.1344 | 0 | 0 | 0.36871 | 0.93599 | 0 | 0.35645 | 0 | 0 | 14.7921 | 0 | 0 | 0 | 0 | 0 | 0 | 0 | 0 | 0 | 0 | 0 | 0 | 0
2 | 15 | 13 | 4 | 1.7931 | 0 | 8.6613 | 0 | 0 | 0 | 0 | 1.1439 | 0 | 0 | 3.9591 | 0 | 15.5574 | 0 | 0 | 0 | 0 | 0 | 0 | 0 | 0 | 0 | 0 | 0 | 0 | 0 | 0.45131 | 0 | 0.54519 | 11.8014 | 0 | 0 | 0.42121 | 0.92792 | 0 | 0.45963 | 0 | 0 | 14.6067 | 0 | 0 | 0 | 0 | 0 | 0 | 0 | 0 | 0 | 0 | 0 | 0 | 0
2 | 15 | 14 | 4 | 1.7931 | 0 | 13.6089 | 0 | 0 | 0 | 0 | 1.0948 | 0 | 0 | 5.8847 | 0 | 22.3815 | 0 | 0 | 0 | 0 | 0 | 0 | 0 | 0 | 0 | 0 | 0 | 0 | 0 | 0.45131 | 0 | 0.54519 | 11.5596 | 0 | 0 | 0.36871 | 0.92592 | 0 | 1.0974 | 0 | 0 | 14.9481 | 0 | 0 | 0 | 0 | 0 | 0 | 0 | 0 | 0 | 0 | 0 | 0 | 0
2 | 15 | 15 | 4 | 1.7931 | 0 | 13.6089 | 0 | 0 | 0 | 0 | 1.0796 | 0 | 0 | 3.9591 | 0 | 20.4407 | 0 | 0 | 0 | 0 | 0 | 0 | 0 | 0 | 0 | 0 | 0 | 0 | 0 | 0.45131 | 0 | 0.54519 | 11.3508 | 0 | 0 | 0.36871 | 0.92383 | 0 | 1.2304 | 0 | 0 | 14.8703 | 0 | 0 | 0 | 0 | 0 | 0 | 0 | 0 | 0 | 0 | 0 | 0 | 0
2 | 15 | 16 | 4 | 1.7931 | 0 | 13.6089 | 0 | 0 | 0 | 0 | 1.0657 | 0 | 0 | 4.215 | 0 | 20.6827 | 0 | 0 | 0 | 0 | 0 | 0 | 0 | 0 | 0 | 0 | 0 | 0 | 0 | 0.45131 | 0 | 0.54519 | 11.1605 | 0 | 0 | 0.31621 | 0.92071 | 0 | 1.2666 | 0 | 0 | 14.6605 | 0 | 0 | 0 | 0 | 0 | 0 | 0 | 0 | 0 | 0 | 0 | 0 | 0
2 | 15 | 17 | 4 | 1.7931 | 0 | 13.6089 | 0 | 0 | 0 | 0 | 1.0853 | 0 | 0 | 3.7782 | 0 | 20.2656 | 0 | 0 | 0 | 0 | 0 | 0 | 0 | 0 | 0 | 0 | 0 | 0 | 0 | 0.45131 | 0 | 0.54519 | 11.4585 | 0 | 0 | 0.31621 | 0.92583 | 0 | 1.5139 | 0 | 0 | 15.211 | 0 | 0 | 0 | 0 | 0 | 0 | 0 | 0 | 0 | 0 | 0 | 0 | 0
2 | 15 | 18 | 4 | 1.7931 | 0 | 13.6089 | 0 | 0 | 0 | 0 | 1.0104 | 0 | 0 | 6.2691 | 0 | 22.6814 | 0 | 0 | 0 | 0 | 0 | 0 | 0 | 0 | 0 | 0 | 0 | 0 | 0 | 0.45131 | 0 | 0.54519 | 10.73 | 0 | 0 | 0.52621 | 0.91445 | 0 | 2.0742 | 0 | 0 | 15.2413 | 0 | 0 | 0 | 0 | 0 | 0 | 0 | 0 | 0 | 0 | 0 | 0 | 0
2 | 15 | 19 | 4 | 1.7931 | 0 | 9.8982 | 0 | 0 | 0 | 0 | 1.0559 | 0 | 0 | 6.2691 | 0 | 19.0163 | 0 | 0 | 0 | 0 | 0 | 0 | 0 | 0 | 0 | 0 | 0 | 0 | 0 | 0.45131 | 0 | 0.54519 | 10.8369 | 0 | 0 | 0.52621 | 0.91759 | 0 | 2.4208 | 0 | 0 | 15.698 | 0 | 0 | 0 | 0 | 0 | 0 | 0 | 0 | 0 | 0 | 0 | 0 | 0
2 | 15 | 20 | 4 | 1.7931 | 0 | 2.4769 | 0 | 0 | 0 | 0 | 1.1338 | 0 | 0 | 3.959 | 0 | 9.3629 | 0 | 0 | 0 | 0 | 0 | 0 | 0 | 0 | 0 | 0 | 0 | 0 | 0 | 0.45131 | 0 | 0.88038 | 11.481 | 0 | 0 | 0.42121 | 0.91071 | 0 | 2.2569 | 0 | 0 | 16.4015 | 0 | 0 | 0 | 0 | 0 | 0 | 0 | 0 | 0 | 0 | 0 | 0 | 0
2 | 15 | 21 | 4 | 1.7931 | 0 | 2.4769 | 0 | 0 | 0 | 0 | 1.1575 | 0 | 0 | 3.959 | 0 | 9.3865 | 0 | 0 | 0 | 0 | 0 | 0 | 0 | 0 | 0 | 0 | 0 | 0 | 0 | 0.45131 | 0 | 1.1038 | 11.783 | 0 | 0 | 0.36871 | 0.90928 | 0 | 2.1711 | 0 | 0 | 16.7873 | 0 | 0 | 0 | 0 | 0 | 0 | 0 | 0 | 0 | 0 | 0 | 0 | 0
2 | 15 | 22 | 4 | 1.7931 | 0 | 2.4769 | 0 | 0 | 0 | 0 | 1.1486 | 0 | 0 | 6.6204 | 0 | 12.039 | 0 | 0 | 0 | 0 | 0 | 0 | 0 | 0 | 0 | 0 | 0 | 0 | 0 | 0.45131 | 0 | 1.2156 | 11.6414 | 0 | 0 | 0.47371 | 0.90313 | 0 | 2.3367 | 0 | 0 | 17.0217 | 0 | 0 | 0 | 0 | 0 | 0 | 0 | 0 | 0 | 0 | 0 | 0 | 0
2 | 15 | 23 | 4 | 1.7931 | 0 | 2.4769 | 0 | 0 | 0 | 0 | 1.126 | 0 | 0 | 4.2746 | 0 | 9.6706 | 0 | 0 | 0 | 0 | 0 | 0 | 0 | 0 | 0 | 0 | 0 | 0 | 0 | 0.45131 | 0 | 1.1038 | 11.3106 | 0 | 0 | 0.31621 | 0.89913 | 0 | 2.5247 | 0 | 0 | 16.6058 | 0 | 0 | 0 | 0 | 0 | 0 | 0 | 0 | 0 | 0 | 0 | 0 | 0
2 | 15 | 24 | 4 | 1.7931 | 0 | 2.4769 | 0 | 0 | 0 | 0 | 0.72079 | 0 | 0 | 0.66463 | 0 | 5.6554 | 0 | 0 | 0 | 0 | 0 | 0 | 0 | 0 | 0 | 0 | 0 | 0 | 0 | 0.45131 | 0 | 0.88038 | 8.5509 | 0 | 0 | 0.053706 | 0.9031 | 0 | 1.7481 | 0 | 0 | 12.5875 | 0 | 0 | 0 | 0 | 0 | 0 | 0 | 0 | 0 | 0 | 0 | 0 | 0
2 | 16 | 1 | 5 | 1.7931 | 0 | 2.4769 | 0 | 0 | 0 | 0 | 0.88168 | 0 | 0 | 0.66465 | 0 | 5.8163 | 0 | 0 | 0 | 0 | 0 | 0 | 0 | 0 | 0 | 0 | 0 | 0 | 0 | 0.45131 | 0 | 0.54519 | 9.9611 | 0 | 0 | 0.053706 | 0.91794 | 0 | 1.8497 | 0 | 0 | 13.779 | 0 | 0 | 0 | 0 | 0 | 0 | 0 | 0 | 0 | 0 | 0 | 0 | 0
2 | 16 | 2 | 5 | 1.7931 | 0 | 2.4769 | 0 | 0 | 0 | 0 | 0.9614 | 0 | 0 | 0.6647 | 0 | 5.8961 | 0 | 0 | 0 | 0 | 0 | 0 | 0 | 0 | 0 | 0 | 0 | 0 | 0 | 0.45131 | 0 | 0.32173 | 10.9615 | 0 | 0 | 0.053706 | 0.93095 | 0 | 1.8795 | 0 | 0 | 14.5986 | 0 | 0 | 0 | 0 | 0 | 0 | 0 | 0 | 0 | 0 | 0 | 0 | 0
2 | 16 | 3 | 5 | 1.7931 | 0 | 2.4769 | 0 | 0 | 0 | 0 | 0.96403 | 0 | 0 | 0.66475 | 0 | 5.8988 | 0 | 0 | 0 | 0 | 0 | 0 | 0 | 0 | 0 | 0 | 0 | 0 | 0 | 0.45131 | 0 | 0.32173 | 10.8912 | 0 | 0 | 0.053706 | 0.92739 | 0 | 1.6732 | 0 | 0 | 14.3186 | 0 | 0 | 0 | 0 | 0 | 0 | 0 | 0 | 0 | 0 | 0 | 0 | 0
2 | 16 | 4 | 5 | 1.7931 | 0 | 2.4769 | 0 | 0 | 0 | 0 | 0.964 | 0 | 0 | 0.66474 | 0 | 5.8988 | 0 | 0 | 0 | 0 | 0 | 0 | 0 | 0 | 0 | 0 | 0 | 0 | 0 | 0.45131 | 0 | 0.32173 | 10.9799 | 0 | 0 | 0.053706 | 0.9258 | 0 | 1.6559 | 0 | 0 | 14.3883 | 0 | 0 | 0 | 0 | 0 | 0 | 0 | 0 | 0 | 0 | 0 | 0 | 0
2 | 16 | 5 | 5 | 1.7931 | 0 | 2.4769 | 0 | 0 | 0 | 0 | 0.94351 | 0 | 0 | 0.66473 | 0 | 5.8783 | 0 | 0 | 0 | 0 | 0 | 0 | 0 | 0 | 0 | 0 | 0 | 0 | 0 | 0.45131 | 0 | 0.32173 | 10.7732 | 0 | 0 | 0.053706 | 0.92039 | 0 | 1.4281 | 0 | 0 | 13.9484 | 0 | 0 | 0 | 0 | 0 | 0 | 0 | 0 | 0 | 0 | 0 | 0 | 0
2 | 16 | 6 | 5 | 1.7931 | 0 | 2.4769 | 0 | 0 | 0 | 0 | 0.95332 | 0 | 0 | 0.66471 | 0 | 5.888 | 0 | 0 | 0 | 0 | 0 | 0 | 0 | 0 | 0 | 0 | 0 | 0 | 0 | 0.45131 | 0 | 0.32173 | 10.8213 | 0 | 0 | 0.053706 | 0.92146 | 0 | 1.21 | 0 | 0 | 13.7794 | 0 | 0 | 0 | 0 | 0 | 0 | 0 | 0 | 0 | 0 | 0 | 0 | 0
2 | 16 | 7 | 5 | 1.7931 | 0 | 2.4769 | 0 | 0 | 0 | 0 | 0.96659 | 0 | 0 | 3.7782 | 0 | 9.0149 | 0 | 0 | 0 | 0 | 0 | 0 | 0 | 0 | 0 | 0 | 0 | 0 | 0 | 0.45131 | 0 | 0.54519 | 10.9586 | 0 | 0 | 0.31621 | 0.91621 | 0 | 1.2056 | 0 | 0 | 14.3932 | 0 | 0 | 0 | 0 | 0 | 0 | 0 | 0 | 0 | 0 | 0 | 0 | 0
2 | 16 | 8 | 5 | 1.7931 | 0 | 2.4769 | 0 | 0 | 0 | 0 | 1.2518 | 0 | 0 | 6.2691 | 0 | 11.7909 | 0 | 0 | 0 | 0 | 0 | 0 | 0 | 0 | 0 | 0 | 0 | 0 | 0 | 0.45131 | 0 | 0.71279 | 12.578 | 0 | 0 | 0.52621 | 0.90706 | 0 | 1.5164 | 0 | 0 | 16.6918 | 0 | 0 | 0 | 0 | 0 | 0 | 0 | 0 | 0 | 0 | 0 | 0 | 0
2 | 16 | 9 | 5 | 1.7931 | 0 | 13.6089 | 0 | 0 | 0 | 0 | 1.1298 | 0 | 0 | 3.959 | 0 | 20.4908 | 0 | 0 | 0 | 0 | 0 | 0 | 0 | 0 | 0 | 0 | 0 | 0 | 0 | 0.45131 | 0 | 0.71279 | 10.0069 | 0 | 0 | 0.42121 | 0.90719 | 0 | 0 | 0 | 0 | 12.4994 | 0 | 0 | 0 | 0 | 0 | 0 | 0 | 0 | 0 | 0 | 0 | 0 | 0
2 | 16 | 10 | 5 | 1.7931 | 0 | 13.6089 | 0 | 0 | 0 | 0 | 1.0574 | 0 | 0 | 4.8303 | 0 | 21.2897 | 0 | 0 | 0 | 0 | 0 | 0 | 0 | 0 | 0 | 0 | 0 | 0 | 0 | 0.45131 | 0 | 0.71279 | 9.1097 | 0 | 0 | 0.31621 | 0.90249 | 0 | 0 | 0 | 0 | 11.4924 | 0 | 0 | 0 | 0 | 0 | 0 | 0 | 0 | 0 | 0 | 0 | 0 | 0
2 | 16 | 11 | 5 | 1.7931 | 0 | 13.6089 | 0 | 0 | 0 | 0 | 0.96951 | 0 | 0 | 3.7782 | 0 | 20.1497 | 0 | 0 | 0 | 0 | 0 | 0 | 0 | 0 | 0 | 0 | 0 | 0 | 0 | 0.45131 | 0 | 0.71279 | 8.2309 | 0 | 0 | 0.31621 | 0.89914 | 0 | 0 | 0 | 0 | 10.6103 | 0 | 0 | 0 | 0 | 0 | 0 | 0 | 0 | 0 | 0 | 0 | 0 | 0
2 | 16 | 12 | 5 | 1.7931 | 0 | 13.6089 | 0 | 0 | 0 | 0 | 0.89299 | 0 | 0 | 3.959 | 0 | 20.254 | 0 | 0 | 0 | 0 | 0 | 0 | 0 | 0 | 0 | 0 | 0 | 0 | 0 | 0.45131 | 0 | 0.54519 | 7.629 | 0 | 0 | 0.36871 | 0.89878 | 0 | 0 | 0 | 0 | 9.893 | 0 | 0 | 0 | 0 | 0 | 0 | 0 | 0 | 0 | 0 | 0 | 0 | 0
2 | 16 | 13 | 5 | 1.7931 | 0 | 8.6613 | 0 | 0 | 0 | 0 | 0.97622 | 0 | 0 | 3.959 | 0 | 15.3897 | 0 | 0 | 0 | 0 | 0 | 0 | 0 | 0 | 0 | 0 | 0 | 0 | 0 | 0.45131 | 0 | 0.54519 | 8.3713 | 0 | 0 | 0.42121 | 0.90413 | 0 | 0 | 0 | 0 | 10.6932 | 0 | 0 | 0 | 0 | 0 | 0 | 0 | 0 | 0 | 0 | 0 | 0 | 0
2 | 16 | 14 | 5 | 1.7931 | 0 | 13.6089 | 0 | 0 | 0 | 0 | 0.82935 | 0 | 0 | 5.8846 | 0 | 22.1159 | 0 | 0 | 0 | 0 | 0 | 0 | 0 | 0 | 0 | 0 | 0 | 0 | 0 | 0.45131 | 0 | 0.54519 | 7.5184 | 0 | 0 | 0.36871 | 0.89798 | 0 | 0 | 0 | 0 | 9.7816 | 0 | 0 | 0 | 0 | 0 | 0 | 0 | 0 | 0 | 0 | 0 | 0 | 0
2 | 16 | 15 | 5 | 1.7931 | 0 | 13.6089 | 0 | 0 | 0 | 0 | 0.80018 | 0 | 0 | 3.959 | 0 | 20.1612 | 0 | 0 | 0 | 0 | 0 | 0 | 0 | 0 | 0 | 0 | 0 | 0 | 0 | 0.45131 | 0 | 0.54519 | 7.4128 | 0 | 0 | 0.36871 | 0.89869 | 0 | 0 | 0 | 0 | 9.6767 | 0 | 0 | 0 | 0 | 0 | 0 | 0 | 0 | 0 | 0 | 0 | 0 | 0
2 | 16 | 16 | 5 | 1.7931 | 0 | 13.6089 | 0 | 0 | 0 | 0 | 0.846 | 0 | 0 | 4.2149 | 0 | 20.4629 | 0 | 0 | 0 | 0 | 0 | 0 | 0 | 0 | 0 | 0 | 0 | 0 | 0 | 0.45131 | 0 | 0.54519 | 7.6812 | 0 | 0 | 0.31621 | 0.90132 | 0 | 0 | 0 | 0 | 9.8953 | 0 | 0 | 0 | 0 | 0 | 0 | 0 | 0 | 0 | 0 | 0 | 0 | 0
2 | 16 | 17 | 5 | 1.7931 | 0 | 13.6089 | 0 | 0 | 0 | 0 | 0.84032 | 0 | 0 | 3.7782 | 0 | 20.0205 | 0 | 0 | 0 | 0 | 0 | 0 | 0 | 0 | 0 | 0 | 0 | 0 | 0 | 0.45131 | 0 | 0.54519 | 7.5378 | 0 | 0 | 0.31621 | 0.89636 | 0 | 0 | 0 | 0 | 9.7468 | 0 | 0 | 0 | 0 | 0 | 0 | 0 | 0 | 0 | 0 | 0 | 0 | 0
2 | 16 | 18 | 5 | 1.7931 | 0 | 13.6089 | 0 | 0 | 0 | 0 | 0.87744 | 0 | 0 | 6.269 | 0 | 22.5485 | 0 | 0 | 0 | 0 | 0 | 0 | 0 | 0 | 0 | 0 | 0 | 0 | 0 | 0.45131 | 0 | 0.54519 | 7.8984 | 0 | 0 | 0.52621 | 0.90107 | 0 | 0 | 0 | 0 | 10.3222 | 0 | 0 | 0 | 0 | 0 | 0 | 0 | 0 | 0 | 0 | 0 | 0 | 0
2 | 16 | 19 | 5 | 1.7931 | 0 | 9.8982 | 0 | 0 | 0 | 0 | 0.91705 | 0 | 0 | 6.269 | 0 | 18.8774 | 0 | 0 | 0 | 0 | 0 | 0 | 0 | 0 | 0 | 0 | 0 | 0 | 0 | 0.45131 | 0 | 0.54519 | 8.1111 | 0 | 0 | 0.52621 | 0.89871 | 0 | 0 | 0 | 0 | 10.5325 | 0 | 0 | 0 | 0 | 0 | 0 | 0 | 0 | 0 | 0 | 0 | 0 | 0
2 | 16 | 20 | 5 | 1.7931 | 0 | 2.4769 | 0 | 0 | 0 | 0 | 1.0175 | 0 | 0 | 3.959 | 0 | 9.2466 | 0 | 0 | 0 | 0 | 0 | 0 | 0 | 0 | 0 | 0 | 0 | 0 | 0 | 0.45131 | 0 | 0.88038 | 8.8549 | 0 | 0 | 0.42121 | 0.89156 | 0 | 0 | 0 | 0 | 11.4993 | 0 | 0 | 0 | 0 | 0 | 0 | 0 | 0 | 0 | 0 | 0 | 0 | 0
2 | 16 | 21 | 5 | 1.7931 | 0 | 2.4769 | 0 | 0 | 0 | 0 | 1.0188 | 0 | 0 | 3.959 | 0 | 9.2478 | 0 | 0 | 0 | 0 | 0 | 0 | 0 | 0 | 0 | 0 | 0 | 0 | 0 | 0.45131 | 0 | 1.1038 | 9.8708 | 0 | 0 | 0.36871 | 0.88639 | 0 | 0.50087 | 0 | 0 | 13.1819 | 0 | 0 | 0 | 0 | 0 | 0 | 0 | 0 | 0 | 0 | 0 | 0 | 0
2 | 16 | 22 | 5 | 1.7931 | 0 | 2.4769 | 0 | 0 | 0 | 0 | 1.046 | 0 | 0 | 6.6204 | 0 | 11.9364 | 0 | 0 | 0 | 0 | 0 | 0 | 0 | 0 | 0 | 0 | 0 | 0 | 0 | 0.45131 | 0 | 1.2156 | 10.0204 | 0 | 0 | 0.47371 | 0.88676 | 0 | 0.25966 | 0 | 0 | 13.3074 | 0 | 0 | 0 | 0 | 0 | 0 | 0 | 0 | 0 | 0 | 0 | 0 | 0
2 | 16 | 23 | 5 | 1.7931 | 0 | 2.4769 | 0 | 0 | 0 | 0 | 1.0383 | 0 | 0 | 4.2745 | 0 | 9.5828 | 0 | 0 | 0 | 0 | 0 | 0 | 0 | 0 | 0 | 0 | 0 | 0 | 0 | 0.45131 | 0 | 1.1038 | 10.1006 | 0 | 0 | 0.31621 | 0.88616 | 0 | 0.25348 | 0 | 0 | 13.1116 | 0 | 0 | 0 | 0 | 0 | 0 | 0 | 0 | 0 | 0 | 0 | 0 | 0
2 | 16 | 24 | 5 | 1.7931 | 0 | 2.4769 | 0 | 0 | 0 | 0 | 0.61491 | 0 | 0 | 0.66458 | 0 | 5.5495 | 0 | 0 | 0 | 0 | 0 | 0 | 0 | 0 | 0 | 0 | 0 | 0 | 0 | 0.45131 | 0 | 0.88038 | 7.5484 | 0 | 0 | 0.053706 | 0.89247 | 0 | 0.17254 | 0 | 0 | 9.9988 | 0 | 0 | 0 | 0 | 0 | 0 | 0 | 0 | 0 | 0 | 0 | 0 | 0
2 | 17 | 1 | 6 | 1.7931 | 0 | 2.4769 | 0 | 0 | 0 | 0 | 0.73904 | 0 | 0 | 0.6646 | 0 | 5.6737 | 0 | 0 | 0 | 0 | 0 | 0 | 0 | 0 | 0 | 0 | 0 | 0 | 0 | 0.45131 | 0 | 0.54519 | 8.7094 | 0 | 0 | 0.053706 | 0.89899 | 0 | 0.1416 | 0 | 0 | 10.8002 | 0 | 0 | 0 | 0 | 0 | 0 | 0 | 0 | 0 | 0 | 0 | 0 | 0
2 | 17 | 2 | 6 | 1.7931 | 0 | 2.4769 | 0 | 0 | 0 | 0 | 0.80171 | 0 | 0 | 0.66462 | 0 | 5.7363 | 0 | 0 | 0 | 0 | 0 | 0 | 0 | 0 | 0 | 0 | 0 | 0 | 0 | 0.45131 | 0 | 0.32173 | 9.4158 | 0 | 0 | 0.053706 | 0.90801 | 0 | 0.076375 | 0 | 0 | 11.2269 | 0 | 0 | 0 | 0 | 0 | 0 | 0 | 0 | 0 | 0 | 0 | 0 | 0
2 | 17 | 3 | 6 | 1.7931 | 0 | 2.4769 | 0 | 0 | 0 | 0 | 0.79568 | 0 | 0 | 0.66465 | 0 | 5.7303 | 0 | 0 | 0 | 0 | 0 | 0 | 0 | 0 | 0 | 0 | 0 | 0 | 0 | 0.45131 | 0 | 0.32173 | 9.4177 | 0 | 0 | 0.053706 | 0.90317 | 0 | 0.13502 | 0 | 0 | 11.2826 | 0 | 0 | 0 | 0 | 0 | 0 | 0 | 0 | 0 | 0 | 0 | 0 | 0
2 | 17 | 4 | 6 | 1.7931 | 0 | 2.4769 | 0 | 0 | 0 | 0 | 0.8085 | 0 | 0 | 0.66463 | 0 | 5.7431 | 0 | 0 | 0 | 0 | 0 | 0 | 0 | 0 | 0 | 0 | 0 | 0 | 0 | 0.45131 | 0 | 0.32173 | 9.486 | 0 | 0 | 0.053706 | 0.9028 | 0 | 0.066545 | 0 | 0 | 11.2821 | 0 | 0 | 0 | 0 | 0 | 0 | 0 | 0 | 0 | 0 | 0 | 0 | 0
2 | 17 | 5 | 6 | 1.7931 | 0 | 2.4769 | 0 | 0 | 0 | 0 | 0.85525 | 0 | 0 | 0.66462 | 0 | 5.7899 | 0 | 0 | 0 | 0 | 0 | 0 | 0 | 0 | 0 | 0 | 0 | 0 | 0 | 0.45131 | 0 | 0.32173 | 10.0238 | 0 | 0 | 0.053706 | 0.90877 | 0 | 0.062242 | 0 | 0 | 11.8216 | 0 | 0 | 0 | 0 | 0 | 0 | 0 | 0 | 0 | 0 | 0 | 0 | 0
2 | 17 | 6 | 6 | 1.7931 | 0 | 2.4769 | 0 | 0 | 0 | 0 | 0.8476 | 0 | 0 | 0.66464 | 0 | 5.7823 | 0 | 0 | 0 | 0 | 0 | 0 | 0 | 0 | 0 | 0 | 0 | 0 | 0 | 0.45131 | 0 | 0.32173 | 10.0191 | 0 | 0 | 0.053706 | 0.90509 | 0 | 0.12032 | 0 | 0 | 11.8713 | 0 | 0 | 0 | 0 | 0 | 0 | 0 | 0 | 0 | 0 | 0 | 0 | 0
2 | 17 | 7 | 6 | 1.7931 | 0 | 2.4769 | 0 | 0 | 0 | 0 | 0.86055 | 0 | 0 | 3.7782 | 0 | 8.9087 | 0 | 0 | 0 | 0 | 0 | 0 | 0 | 0 | 0 | 0 | 0 | 0 | 0 | 0.45131 | 0 | 0.54519 | 10.1151 | 0 | 0 | 0.31621 | 0.90188 | 0 | 0.17812 | 0 | 0 | 12.5078 | 0 | 0 | 0 | 0 | 0 | 0 | 0 | 0 | 0 | 0 | 0 | 0 | 0
2 | 17 | 8 | 6 | 1.7931 | 0 | 2.4769 | 0 | 0 | 0 | 0 | 1.1836 | 0 | 0 | 6.269 | 0 | 11.7226 | 0 | 0 | 0 | 0 | 0 | 0 | 0 | 0 | 0 | 0 | 0 | 0 | 0 | 0.45131 | 0 | 0.71279 | 12.4033 | 0 | 0 | 0.52621 | 0.89632 | 0 | 0.23192 | 0 | 0 | 15.2219 | 0 | 0 | 0 | 0 | 0 | 0 | 0 | 0 | 0 | 0 | 0 | 0 | 0
2 | 17 | 9 | 6 | 1.7931 | 0 | 13.6089 | 0 | 0 | 0 | 0 | 0.99722 | 0 | 0 | 3.959 | 0 | 20.3582 | 0 | 0 | 0 | 0 | 0 | 0 | 0 | 0 | 0 | 0 | 0 | 0 | 0 | 0.45131 | 0 | 0.71279 | 10.155 | 0 | 0 | 0.42121 | 0.8839 | 0 | 0.104 | 0 | 0 | 12.7282 | 0 | 0 | 0 | 0 | 0 | 0 | 0 | 0 | 0 | 0 | 0 | 0 | 0
2 | 17 | 10 | 6 | 1.7931 | 0 | 13.6089 | 0 | 0 | 0 | 0 | 0.87359 | 0 | 0 | 4.8301 | 0 | 21.1057 | 0 | 0 | 0 | 0 | 0 | 0 | 0 | 0 | 0 | 0 | 0 | 0 | 0 | 0.45131 | 0 | 0.71279 | 8.7548 | 0 | 0 | 0.31621 | 0.87654 | 0 | 0.00074544 | 0 | 0 | 11.1124 | 0 | 0 | 0 | 0 | 0 | 0 | 0 | 0 | 0 | 0 | 0 | 0 | 0
2 | 17 | 11 | 6 | 1.7931 | 0 | 13.6089 | 0 | 0 | 0 | 0 | 0.73653 | 0 | 0 | 3.7781 | 0 | 19.9166 | 0 | 0 | 0 | 0 | 0 | 0 | 0 | 0 | 0 | 0 | 0 | 0 | 0 | 0.45131 | 0 | 0.71279 | 7.5346 | 0 | 0 | 0.31621 | 0.86848 | 0 | 0.00064255 | 0 | 0 | 9.8841 | 0 | 0 | 0 | 0 | 0 | 0 | 0 | 0 | 0 | 0 | 0 | 0 | 0
2 | 17 | 12 | 6 | 1.7931 | 0 | 13.6089 | 0 | 0 | 0 | 0 | 0.57546 | 0 | 0 | 3.959 | 0 | 19.9364 | 0 | 0 | 0 | 0 | 0 | 0 | 0 | 0 | 0 | 0 | 0 | 0 | 0 | 0.45131 | 0 | 0.54519 | 5.9131 | 0 | 0 | 0.36871 | 0.86234 | 0 | 0 | 0 | 0 | 8.1406 | 0 | 0 | 0 | 0 | 0 | 0 | 0 | 0 | 0 | 0 | 0 | 0 | 0
2 | 17 | 13 | 6 | 1.7931 | 0 | 8.6613 | 0 | 0 | 0 | 0 | 0.47795 | 0 | 0 | 3.959 | 0 | 14.8914 | 0 | 0 | 0 | 0 | 0 | 0 | 0 | 0 | 0 | 0 | 0 | 0 | 0 | 0.45131 | 0 | 0.54519 | 5.1482 | 0 | 0 | 0.42121 | 0.85521 | 0 | 0 | 0 | 0 | 7.4211 | 0 | 0 | 0 | 0 | 0 | 0 | 0 | 0 | 0 | 0 | 0 | 0 | 0
2 | 17 | 14 | 6 | 1.7931 | 0 | 13.6089 | 0 | 0 | 0 | 0 | 0.35904 | 0 | 0 | 5.8843 | 0 | 21.6453 | 0 | 0 | 0 | 0 | 0 | 0 | 0 | 0 | 0 | 0 | 0 | 0 | 0 | 0.45131 | 0 | 0.54519 | 4.3333 | 0 | 0 | 0.36871 | 0.85336 | 0 | 0 | 0 | 0 | 6.5519 | 0 | 0 | 0 | 0 | 0 | 0 | 0 | 0 | 0 | 0 | 0 | 0 | 0
2 | 17 | 15 | 6 | 1.7931 | 0 | 13.6089 | 0 | 0 | 0 | 0 | 0.30408 | 0 | 0 | 3.959 | 0 | 19.665 | 0 | 0 | 0 | 0 | 0 | 0 | 0 | 0 | 0 | 0 | 0 | 0 | 0 | 0.45131 | 0 | 0.54519 | 4.0875 | 0 | 0 | 0.36871 | 0.85802 | 0 | 0 | 0 | 0 | 6.3108 | 0 | 0 | 0 | 0 | 0 | 0 | 0 | 0 | 0 | 0 | 0 | 0 | 0
2 | 17 | 16 | 6 | 1.7931 | 0 | 13.6089 | 0 | 0 | 0 | 0 | 0.36017 | 0 | 0 | 4.2147 | 0 | 19.9769 | 0 | 0 | 0 | 0 | 0 | 0 | 0 | 0 | 0 | 0 | 0 | 0 | 0 | 0.45131 | 0 | 0.54519 | 4.5278 | 0 | 0 | 0.31621 | 0.86135 | 0 | 0 | 0 | 0 | 6.7019 | 0 | 0 | 0 | 0 | 0 | 0 | 0 | 0 | 0 | 0 | 0 | 0 | 0
2 | 17 | 17 | 6 | 1.7931 | 0 | 13.6089 | 0 | 0 | 0 | 0 | 0.39512 | 0 | 0 | 3.7781 | 0 | 19.5752 | 0 | 0 | 0 | 0 | 0 | 0 | 0 | 0 | 0 | 0 | 0 | 0 | 0 | 0.45131 | 0 | 0.54519 | 4.7472 | 0 | 0 | 0.31621 | 0.86097 | 0 | 0 | 0 | 0 | 6.9209 | 0 | 0 | 0 | 0 | 0 | 0 | 0 | 0 | 0 | 0 | 0 | 0 | 0
2 | 17 | 18 | 6 | 1.7931 | 0 | 13.6089 | 0 | 0 | 0 | 0 | 0.5113 | 0 | 0 | 6.2689 | 0 | 22.1822 | 0 | 0 | 0 | 0 | 0 | 0 | 0 | 0 | 0 | 0 | 0 | 0 | 0 | 0.45131 | 0 | 0.54519 | 5.4404 | 0 | 0 | 0.52621 | 0.86096 | 0 | 0 | 0 | 0 | 7.8241 | 0 | 0 | 0 | 0 | 0 | 0 | 0 | 0 | 0 | 0 | 0 | 0 | 0
2 | 17 | 19 | 6 | 1.7931 | 0 | 9.8982 | 0 | 0 | 0 | 0 | 0.62517 | 0 | 0 | 6.2689 | 0 | 18.5854 | 0 | 0 | 0 | 0 | 0 | 0 | 0 | 0 | 0 | 0 | 0 | 0 | 0 | 0.45131 | 0 | 0.54519 | 6.0109 | 0 | 0 | 0.52621 | 0.86155 | 0 | 0 | 0 | 0 | 8.3952 | 0 | 0 | 0 | 0 | 0 | 0 | 0 | 0 | 0 | 0 | 0 | 0 | 0
2 | 17 | 20 | 6 | 1.7931 | 0 | 2.4769 | 0 | 0 | 0 | 0 | 0.73386 | 0 | 0 | 3.959 | 0 | 8.9628 | 0 | 0 | 0 | 0 | 0 | 0 | 0 | 0 | 0 | 0 | 0 | 0 | 0 | 0.45131 | 0 | 0.88038 | 6.5299 | 0 | 0 | 0.42121 | 0.85053 | 0 | 0 | 0 | 0 | 9.1333 | 0 | 0 | 0 | 0 | 0 | 0 | 0 | 0 | 0 | 0 | 0 | 0 | 0
2 | 17 | 21 | 6 | 1.7931 | 0 | 2.4769 | 0 | 0 | 0 | 0 | 0.7704 | 0 | 0 | 3.9589 | 0 | 8.9994 | 0 | 0 | 0 | 0 | 0 | 0 | 0 | 0 | 0 | 0 | 0 | 0 | 0 | 0.45131 | 0 | 1.1038 | 6.8341 | 0 | 0 | 0.36871 | 0.84573 | 0 | 0 | 0 | 0 | 9.6037 | 0 | 0 | 0 | 0 | 0 | 0 | 0 | 0 | 0 | 0 | 0 | 0 | 0
2 | 17 | 22 | 6 | 1.7931 | 0 | 2.4769 | 0 | 0 | 0 | 0 | 0.79357 | 0 | 0 | 6.6203 | 0 | 11.6839 | 0 | 0 | 0 | 0 | 0 | 0 | 0 | 0 | 0 | 0 | 0 | 0 | 0 | 0.45131 | 0 | 1.2156 | 7.7573 | 0 | 0 | 0.47371 | 0.84566 | 0 | 0.8663 | 0 | 0 | 11.6099 | 0 | 0 | 0 | 0 | 0 | 0 | 0 | 0 | 0 | 0 | 0 | 0 | 0
2 | 17 | 23 | 6 | 1.7931 | 0 | 2.4769 | 0 | 0 | 0 | 0 | 0.80231 | 0 | 0 | 4.2742 | 0 | 9.3465 | 0 | 0 | 0 | 0 | 0 | 0 | 0 | 0 | 0 | 0 | 0 | 0 | 0 | 0.45131 | 0 | 1.1038 | 7.9166 | 0 | 0 | 0.31621 | 0.84713 | 0 | 0.8684 | 0 | 0 | 11.5035 | 0 | 0 | 0 | 0 | 0 | 0 | 0 | 0 | 0 | 0 | 0 | 0 | 0
2 | 17 | 24 | 6 | 1.7931 | 0 | 2.4769 | 0 | 0 | 0 | 0 | 0.34561 | 0 | 0 | 0.66444 | 0 | 5.2801 | 0 | 0 | 0 | 0 | 0 | 0 | 0 | 0 | 0 | 0 | 0 | 0 | 0 | 0.45131 | 0 | 0.88038 | 5.1711 | 0 | 0 | 0.053706 | 0.84923 | 0 | 0.12704 | 0 | 0 | 7.5328 | 0 | 0 | 0 | 0 | 0 | 0 | 0 | 0 | 0 | 0 | 0 | 0 | 0
2 | 18 | 1 | 7 | 1.7931 | 0 | 2.4769 | 0 | 0 | 0 | 0 | 0.50666 | 0 | 0 | 0.66446 | 0 | 5.4411 | 0 | 0 | 0 | 0 | 0 | 0 | 0 | 0 | 0 | 0 | 0 | 0 | 0 | 0.45131 | 0 | 0.54519 | 6.4049 | 0 | 0 | 0.053706 | 0.8625 | 0 | 0.026804 | 0 | 0 | 8.3444 | 0 | 0 | 0 | 0 | 0 | 0 | 0 | 0 | 0 | 0 | 0 | 0 | 0
2 | 18 | 2 | 7 | 1.7931 | 0 | 2.4769 | 0 | 0 | 0 | 0 | 0.54292 | 0 | 0 | 0.66449 | 0 | 5.4774 | 0 | 0 | 0 | 0 | 0 | 0 | 0 | 0 | 0 | 0 | 0 | 0 | 0 | 0.45131 | 0 | 0.32173 | 7.0515 | 0 | 0 | 0.053706 | 0.86612 | 0 | 0.93595 | 0 | 0 | 9.6803 | 0 | 0 | 0 | 0 | 0 | 0 | 0 | 0 | 0 | 0 | 0 | 0 | 0
2 | 18 | 3 | 7 | 1.7931 | 0 | 2.4769 | 0 | 0 | 0 | 0 | 0.56379 | 0 | 0 | 0.6645 | 0 | 5.4983 | 0 | 0 | 0 | 0 | 0 | 0 | 0 | 0 | 0 | 0 | 0 | 0 | 0 | 0.45131 | 0 | 0.32173 | 7.064 | 0 | 0 | 0.053706 | 0.86551 | 0 | 0.32631 | 0 | 0 | 9.0825 | 0 | 0 | 0 | 0 | 0 | 0 | 0 | 0 | 0 | 0 | 0 | 0 | 0
2 | 18 | 4 | 7 | 1.7931 | 0 | 2.4769 | 0 | 0 | 0 | 0 | 0.58956 | 0 | 0 | 0.6645 | 0 | 5.5241 | 0 | 0 | 0 | 0 | 0 | 0 | 0 | 0 | 0 | 0 | 0 | 0 | 0 | 0.45131 | 0 | 0.32173 | 7.3827 | 0 | 0 | 0.053706 | 0.86709 | 0 | 0.62208 | 0 | 0 | 9.6987 | 0 | 0 | 0 | 0 | 0 | 0 | 0 | 0 | 0 | 0 | 0 | 0 | 0
2 | 18 | 5 | 7 | 1.7931 | 0 | 2.4769 | 0 | 0 | 0 | 0 | 0.67108 | 0 | 0 | 0.6645 | 0 | 5.6056 | 0 | 0 | 0 | 0 | 0 | 0 | 0 | 0 | 0 | 0 | 0 | 0 | 0 | 0.45131 | 0 | 0.32173 | 8.2026 | 0 | 0 | 0.053706 | 0.8796 | 0 | 1.0291 | 0 | 0 | 10.938 | 0 | 0 | 0 | 0 | 0 | 0 | 0 | 0 | 0 | 0 | 0 | 0 | 0
2 | 18 | 6 | 7 | 1.7931 | 0 | 2.4769 | 0 | 0 | 0 | 0 | 0.64033 | 0 | 0 | 0.66452 | 0 | 5.5749 | 0 | 0 | 0 | 0 | 0 | 0 | 0 | 0 | 0 | 0 | 0 | 0 | 0 | 0.45131 | 0 | 0.32173 | 8.0602 | 0 | 0 | 0.053706 | 0.87096 | 0 | 1.18 | 0 | 0 | 10.9378 | 0 | 0 | 0 | 0 | 0 | 0 | 0 | 0 | 0 | 0 | 0 | 0 | 0
2 | 18 | 7 | 7 | 1.7931 | 0 | 2.4769 | 0 | 0 | 0 | 0 | 0.64119 | 0 | 0 | 3.778 | 0 | 8.6892 | 0 | 0 | 0 | 0 | 0 | 0 | 0 | 0 | 0 | 0 | 0 | 0 | 0 | 0.45131 | 0 | 0.54519 | 7.8779 | 0 | 0 | 0.31621 | 0.86479 | 0 | 1.464 | 0 | 0 | 11.5194 | 0 | 0 | 0 | 0 | 0 | 0 | 0 | 0 | 0 | 0 | 0 | 0 | 0
2 | 18 | 8 | 7 | 1.7931 | 0 | 2.4769 | 0 | 0 | 0 | 0 | 1.033 | 0 | 0 | 6.2688 | 0 | 11.5719 | 0 | 0 | 0 | 0 | 0 | 0 | 0 | 0 | 0 | 0 | 0 | 0 | 0 | 0.45131 | 0 | 0.71279 | 10.322 | 0 | 0 | 0.52621 | 0.85626 | 0 | 1.8613 | 0 | 0 | 14.7299 | 0 | 0 | 0 | 0 | 0 | 0 | 0 | 0 | 0 | 0 | 0 | 0 | 0
2 | 18 | 9 | 7 | 1.7931 | 0 | 13.6089 | 0 | 0 | 0 | 0 | 0.75094 | 0 | 0 | 3.9589 | 0 | 20.1119 | 0 | 0 | 0 | 0 | 0 | 0 | 0 | 0 | 0 | 0 | 0 | 0 | 0 | 0.45131 | 0 | 0.71279 | 7.6321 | 0 | 0 | 0.42121 | 0.8483 | 0 | 1.087 | 0 | 0 | 11.1526 | 0 | 0 | 0 | 0 | 0 | 0 | 0 | 0 | 0 | 0 | 0 | 0 | 0
2 | 18 | 10 | 7 | 1.7931 | 0 | 13.6089 | 0 | 0 | 0 | 0 | 0.60062 | 0 | 0 | 4.83 | 0 | 20.8326 | 0 | 0 | 0 | 0 | 0 | 0 | 0 | 0 | 0 | 0 | 0 | 0 | 0 | 0.45131 | 0 | 0.71279 | 5.7775 | 0 | 0 | 0.31621 | 0.83973 | 0 | 0 | 0 | 0 | 8.0976 | 0 | 0 | 0 | 0 | 0 | 0 | 0 | 0 | 0 | 0 | 0 | 0 | 0
2 | 18 | 11 | 7 | 1.7931 | 0 | 13.6089 | 0 | 0 | 0 | 0 | 0.58534 | 0 | 0 | 3.778 | 0 | 19.7653 | 0 | 0 | 0 | 0 | 0 | 0 | 0 | 0 | 0 | 0 | 0 | 0 | 0 | 0.45131 | 0 | 0.71279 | 5.5995 | 0 | 0 | 0.31621 | 0.84746 | 0 | 0 | 0 | 0 | 7.9272 | 0 | 0 | 0 | 0 | 0 | 0 | 0 | 0 | 0 | 0 | 0 | 0 | 0
2 | 18 | 12 | 7 | 1.7931 | 0 | 13.6089 | 0 | 0 | 0 | 0 | 0.5183 | 0 | 0 | 3.9589 | 0 | 19.8792 | 0 | 0 | 0 | 0 | 0 | 0 | 0 | 0 | 0 | 0 | 0 | 0 | 0 | 0.45131 | 0 | 0.54519 | 5.234 | 0 | 0 | 0.36871 | 0.84746 | 0 | 0 | 0 | 0 | 7.4467 | 0 | 0 | 0 | 0 | 0 | 0 | 0 | 0 | 0 | 0 | 0 | 0 | 0
2 | 18 | 13 | 7 | 1.7931 | 0 | 8.6613 | 0 | 0 | 0 | 0 | 0.47464 | 0 | 0 | 3.9589 | 0 | 14.888 | 0 | 0 | 0 | 0 | 0 | 0 | 0 | 0 | 0 | 0 | 0 | 0 | 0 | 0.45131 | 0 | 0.54519 | 4.8275 | 0 | 0 | 0.42121 | 0.84449 | 0 | 0 | 0 | 0 | 7.0897 | 0 | 0 | 0 | 0 | 0 | 0 | 0 | 0 | 0 | 0 | 0 | 0 | 0
2 | 18 | 14 | 7 | 1.7931 | 0 | 13.6089 | 0 | 0 | 0 | 0 | 0.30563 | 0 | 0 | 5.8842 | 0 | 21.5918 | 0 | 0 | 0 | 0 | 0 | 0 | 0 | 0 | 0 | 0 | 0 | 0 | 0 | 0.45131 | 0 | 0.54519 | 3.7638 | 0 | 0 | 0.36871 | 0.83599 | 0 | 0 | 0 | 0 | 5.965 | 0 | 0 | 0 | 0 | 0 | 0 | 0 | 0 | 0 | 0 | 0 | 0 | 0
2 | 18 | 15 | 7 | 1.7931 | 0 | 13.6089 | 0 | 0 | 0 | 0 | 0.23828 | 0 | 0 | 3.9589 | 0 | 19.5992 | 0 | 0 | 0 | 0 | 0 | 0 | 0 | 0 | 0 | 0 | 0 | 0 | 0 | 0.45131 | 0 | 0.54519 | 3.2417 | 0 | 0 | 0.36871 | 0.83807 | 0 | 0 | 0 | 0 | 5.445 | 0 | 0 | 0 | 0 | 0 | 0 | 0 | 0 | 0 | 0 | 0 | 0 | 0
2 | 18 | 16 | 7 | 1.7931 | 0 | 13.6089 | 0 | 0 | 0 | 0 | 0.25423 | 0 | 0 | 4.2146 | 0 | 19.8708 | 0 | 0 | 0 | 0 | 0 | 0 | 0 | 0 | 0 | 0 | 0 | 0 | 0 | 0.45131 | 0 | 0.54519 | 3.435 | 0 | 0 | 0.31621 | 0.84154 | 0 | 0 | 0 | 0 | 5.5892 | 0 | 0 | 0 | 0 | 0 | 0 | 0 | 0 | 0 | 0 | 0 | 0 | 0
2 | 18 | 17 | 7 | 1.7931 | 0 | 13.6089 | 0 | 0 | 0 | 0 | 0.35287 | 0 | 0 | 3.778 | 0 | 19.5329 | 0 | 0 | 0 | 0 | 0 | 0 | 0 | 0 | 0 | 0 | 0 | 0 | 0 | 0.45131 | 0 | 0.54519 | 4.224 | 0 | 0 | 0.31621 | 0.84853 | 0 | 0 | 0 | 0 | 6.3852 | 0 | 0 | 0 | 0 | 0 | 0 | 0 | 0 | 0 | 0 | 0 | 0 | 0
2 | 18 | 18 | 7 | 1.7931 | 0 | 13.6089 | 0 | 0 | 0 | 0 | 0.49602 | 0 | 0 | 6.2688 | 0 | 22.1669 | 0 | 0 | 0 | 0 | 0 | 0 | 0 | 0 | 0 | 0 | 0 | 0 | 0 | 0.45131 | 0 | 0.54519 | 5.156 | 0 | 0 | 0.52621 | 0.85337 | 0 | 0 | 0 | 0 | 7.5321 | 0 | 0 | 0 | 0 | 0 | 0 | 0 | 0 | 0 | 0 | 0 | 0 | 0
2 | 18 | 19 | 7 | 1.7931 | 0 | 9.8982 | 0 | 0 | 0 | 0 | 0.59977 | 0 | 0 | 6.2689 | 0 | 18.56 | 0 | 0 | 0 | 0 | 0 | 0 | 0 | 0 | 0 | 0 | 0 | 0 | 0 | 0.45131 | 0 | 0.54519 | 5.9312 | 0 | 0 | 0.52621 | 0.8535 | 0 | 0 | 0 | 0 | 8.3074 | 0 | 0 | 0 | 0 | 0 | 0 | 0 | 0 | 0 | 0 | 0 | 0 | 0
2 | 18 | 20 | 7 | 1.7931 | 0 | 2.4769 | 0 | 0 | 0 | 0 | 0.7196 | 0 | 0 | 3.9589 | 0 | 8.9485 | 0 | 0 | 0 | 0 | 0 | 0 | 0 | 0 | 0 | 0 | 0 | 0 | 0 | 0.45131 | 0 | 0.88038 | 6.479 | 0 | 0 | 0.42121 | 0.84437 | 0 | 0 | 0 | 0 | 9.0762 | 0 | 0 | 0 | 0 | 0 | 0 | 0 | 0 | 0 | 0 | 0 | 0 | 0
2 | 18 | 21 | 7 | 1.7931 | 0 | 2.4769 | 0 | 0 | 0 | 0 | 0.76162 | 0 | 0 | 3.9589 | 0 | 8.9906 | 0 | 0 | 0 | 0 | 0 | 0 | 0 | 0 | 0 | 0 | 0 | 0 | 0 | 0.45131 | 0 | 1.1038 | 6.6929 | 0 | 0 | 0.36871 | 0.84087 | 0 | 0 | 0 | 0 | 9.4576 | 0 | 0 | 0 | 0 | 0 | 0 | 0 | 0 | 0 | 0 | 0 | 0 | 0
2 | 18 | 22 | 7 | 1.7931 | 0 | 2.4769 | 0 | 0 | 0 | 0 | 0.73036 | 0 | 0 | 6.6202 | 0 | 11.6206 | 0 | 0 | 0 | 0 | 0 | 0 | 0 | 0 | 0 | 0 | 0 | 0 | 0 | 0.45131 | 0 | 1.2156 | 7.1371 | 0 | 0 | 0.47371 | 0.83224 | 0 | 0.3074 | 0 | 0 | 10.4174 | 0 | 0 | 0 | 0 | 0 | 0 | 0 | 0 | 0 | 0 | 0 | 0 | 0
2 | 18 | 23 | 7 | 1.7931 | 0 | 2.4769 | 0 | 0 | 0 | 0 | 0.73689 | 0 | 0 | 4.2741 | 0 | 9.281 | 0 | 0 | 0 | 0 | 0 | 0 | 0 | 0 | 0 | 0 | 0 | 0 | 0 | 0.45131 | 0 | 1.1038 | 7.2732 | 0 | 0 | 0.31621 | 0.83371 | 0 | 1.0331 | 0 | 0 | 11.0113 | 0 | 0 | 0 | 0 | 0 | 0 | 0 | 0 | 0 | 0 | 0 | 0 | 0
2 | 18 | 24 | 7 | 1.7931 | 0 | 2.4769 | 0 | 0 | 0 | 0 | 0.32389 | 0 | 0 | 0.66438 | 0 | 5.2583 | 0 | 0 | 0 | 0 | 0 | 0 | 0 | 0 | 0 | 0 | 0 | 0 | 0 | 0.45131 | 0 | 0.88038 | 4.9872 | 0 | 0 | 0.053706 | 0.8429 | 0 | 0.54383 | 0 | 0 | 7.7594 | 0 | 0 | 0 | 0 | 0 | 0 | 0 | 0 | 0 | 0 | 0 | 0 | 0
2 | 19 | 1 | 8 | 1.7931 | 0 | 2.4769 | 0 | 0 | 0 | 0 | 0.50785 | 0 | 0 | 0.66441 | 0 | 5.4423 | 0 | 0 | 0 | 0 | 0 | 0 | 0 | 0 | 0 | 0 | 0 | 0 | 0 | 0.45131 | 0 | 0.54519 | 6.619 | 0 | 0 | 0.053706 | 0.85941 | 0 | 0.78317 | 0 | 0 | 9.3118 | 0 | 0 | 0 | 0 | 0 | 0 | 0 | 0 | 0 | 0 | 0 | 0 | 0
2 | 19 | 2 | 8 | 1.7931 | 0 | 2.4769 | 0 | 0 | 0 | 0 | 0.57733 | 0 | 0 | 0.66446 | 0 | 5.5118 | 0 | 0 | 0 | 0 | 0 | 0 | 0 | 0 | 0 | 0 | 0 | 0 | 0 | 0.45131 | 0 | 0.32173 | 7.3408 | 0 | 0 | 0.053706 | 0.86812 | 0 | 0.92599 | 0 | 0 | 9.9616 | 0 | 0 | 0 | 0 | 0 | 0 | 0 | 0 | 0 | 0 | 0 | 0 | 0
2 | 19 | 3 | 8 | 1.7931 | 0 | 2.4769 | 0 | 0 | 0 | 0 | 0.61208 | 0 | 0 | 0.66448 | 0 | 5.5466 | 0 | 0 | 0 | 0 | 0 | 0 | 0 | 0 | 0 | 0 | 0 | 0 | 0 | 0.45131 | 0 | 0.32173 | 7.7232 | 0 | 0 | 0.053706 | 0.8701 | 0 | 0.9953 | 0 | 0 | 10.4153 | 0 | 0 | 0 | 0 | 0 | 0 | 0 | 0 | 0 | 0 | 0 | 0 | 0
2 | 19 | 4 | 8 | 1.7931 | 0 | 2.4769 | 0 | 0 | 0 | 0 | 0.62531 | 0 | 0 | 0.66448 | 0 | 5.5598 | 0 | 0 | 0 | 0 | 0 | 0 | 0 | 0 | 0 | 0 | 0 | 0 | 0 | 0.45131 | 0 | 0.32173 | 7.7971 | 0 | 0 | 0.053706 | 0.86866 | 0 | 1.0644 | 0 | 0 | 10.5569 | 0 | 0 | 0 | 0 | 0 | 0 | 0 | 0 | 0 | 0 | 0 | 0 | 0
2 | 19 | 5 | 8 | 1.7931 | 0 | 2.4769 | 0 | 0 | 0 | 0 | 0.64758 | 0 | 0 | 0.66447 | 0 | 5.5821 | 0 | 0 | 0 | 0 | 0 | 0 | 0 | 0 | 0 | 0 | 0 | 0 | 0 | 0.45131 | 0 | 0.32173 | 8.0073 | 0 | 0 | 0.053706 | 0.87046 | 0 | 1.0131 | 0 | 0 | 10.7176 | 0 | 0 | 0 | 0 | 0 | 0 | 0 | 0 | 0 | 0 | 0 | 0 | 0
2 | 19 | 6 | 8 | 1.7931 | 0 | 2.4769 | 0 | 0 | 0 | 0 | 0.69395 | 0 | 0 | 0.66447 | 0 | 5.6284 | 0 | 0 | 0 | 0 | 0 | 0 | 0 | 0 | 0 | 0 | 0 | 0 | 0 | 0.45131 | 0 | 0.32173 | 8.4051 | 0 | 0 | 0.053706 | 0.87573 | 0 | 0.99693 | 0 | 0 | 11.1045 | 0 | 0 | 0 | 0 | 0 | 0 | 0 | 0 | 0 | 0 | 0 | 0 | 0
2 | 19 | 7 | 8 | 1.7931 | 0 | 2.4769 | 0 | 0 | 0 | 0 | 0.6845 | 0 | 0 | 3.778 | 0 | 8.7325 | 0 | 0 | 0 | 0 | 0 | 0 | 0 | 0 | 0 | 0 | 0 | 0 | 0 | 0.45131 | 0 | 0.54519 | 8.2906 | 0 | 0 | 0.31621 | 0.86738 | 0 | 1.0615 | 0 | 0 | 11.5322 | 0 | 0 | 0 | 0 | 0 | 0 | 0 | 0 | 0 | 0 | 0 | 0 | 0
2 | 19 | 8 | 8 | 1.7931 | 0 | 2.4769 | 0 | 0 | 0 | 0 | 1.0678 | 0 | 0 | 6.2688 | 0 | 11.6067 | 0 | 0 | 0 | 0 | 0 | 0 | 0 | 0 | 0 | 0 | 0 | 0 | 0 | 0.45131 | 0 | 0.71279 | 10.8329 | 0 | 0 | 0.52621 | 0.8589 | 0 | 1.3678 | 0 | 0 | 14.75 | 0 | 0 | 0 | 0 | 0 | 0 | 0 | 0 | 0 | 0 | 0 | 0 | 0
2 | 19 | 9 | 8 | 1.7931 | 0 | 13.6089 | 0 | 0 | 0 | 0 | 0.8213 | 0 | 0 | 3.9589 | 0 | 20.1822 | 0 | 0 | 0 | 0 | 0 | 0 | 0 | 0 | 0 | 0 | 0 | 0 | 0 | 0.45131 | 0 | 0.71279 | 8.2804 | 0 | 0 | 0.42121 | 0.85156 | 0 | 1.1023 | 0 | 0 | 11.8196 | 0 | 0 | 0 | 0 | 0 | 0 | 0 | 0 | 0 | 0 | 0 | 0 | 0
2 | 19 | 10 | 8 | 1.7931 | 0 | 13.6089 | 0 | 0 | 0 | 0 | 0.61925 | 0 | 0 | 4.8299 | 0 | 20.8512 | 0 | 0 | 0 | 0 | 0 | 0 | 0 | 0 | 0 | 0 | 0 | 0 | 0 | 0.45131 | 0 | 0.71279 | 6.3444 | 0 | 0 | 0.31621 | 0.83326 | 0 | 0.48403 | 0 | 0 | 9.142 | 0 | 0 | 0 | 0 | 0 | 0 | 0 | 0 | 0 | 0 | 0 | 0 | 0
2 | 19 | 11 | 8 | 1.7931 | 0 | 13.6089 | 0 | 0 | 0 | 0 | 0.55156 | 0 | 0 | 3.7779 | 0 | 19.7315 | 0 | 0 | 0 | 0 | 0 | 0 | 0 | 0 | 0 | 0 | 0 | 0 | 0 | 0.45131 | 0 | 0.71279 | 5.2738 | 0 | 0 | 0.31621 | 0.83623 | 0 | 0 | 0 | 0 | 7.5903 | 0 | 0 | 0 | 0 | 0 | 0 | 0 | 0 | 0 | 0 | 0 | 0 | 0
2 | 19 | 12 | 8 | 1.7931 | 0 | 13.6089 | 0 | 0 | 0 | 0 | 0.4698 | 0 | 0 | 3.9589 | 0 | 19.8307 | 0 | 0 | 0 | 0 | 0 | 0 | 0 | 0 | 0 | 0 | 0 | 0 | 0 | 0.45131 | 0 | 0.54519 | 4.5114 | 0 | 0 | 0.36871 | 0.83667 | 0 | 0 | 0 | 0 | 6.7133 | 0 | 0 | 0 | 0 | 0 | 0 | 0 | 0 | 0 | 0 | 0 | 0 | 0
2 | 19 | 13 | 8 | 1.7931 | 0 | 8.6613 | 0 | 0 | 0 | 0 | 0.41455 | 0 | 0 | 3.9589 | 0 | 14.8279 | 0 | 0 | 0 | 0 | 0 | 0 | 0 | 0 | 0 | 0 | 0 | 0 | 0 | 0.45131 | 0 | 0.54519 | 3.9657 | 0 | 0 | 0.42121 | 0.83432 | 0 | 0 | 0 | 0 | 6.2177 | 0 | 0 | 0 | 0 | 0 | 0 | 0 | 0 | 0 | 0 | 0 | 0 | 0
2 | 19 | 14 | 8 | 1.7931 | 0 | 13.6089 | 0 | 0 | 0 | 0 | 0.30249 | 0 | 0 | 5.8841 | 0 | 21.5886 | 0 | 0 | 0 | 0 | 0 | 0 | 0 | 0 | 0 | 0 | 0 | 0 | 0 | 0.45131 | 0 | 0.54519 | 3.2569 | 0 | 0 | 0.36871 | 0.83437 | 0 | 0 | 0 | 0 | 5.4565 | 0 | 0 | 0 | 0 | 0 | 0 | 0 | 0 | 0 | 0 | 0 | 0 | 0
2 | 19 | 15 | 8 | 1.7931 | 0 | 13.6089 | 0 | 0 | 0 | 0 | 0.23403 | 0 | 0 | 3.9589 | 0 | 19.595 | 0 | 0 | 0 | 0 | 0 | 0 | 0 | 0 | 0 | 0 | 0 | 0 | 0 | 0.45131 | 0 | 0.54519 | 2.8278 | 0 | 0 | 0.36871 | 0.83487 | 0 | 0 | 0 | 0 | 5.0279 | 0 | 0 | 0 | 0 | 0 | 0 | 0 | 0 | 0 | 0 | 0 | 0 | 0
2 | 19 | 16 | 8 | 1.7931 | 0 | 13.6089 | 0 | 0 | 0 | 0 | 0.24592 | 0 | 0 | 4.2146 | 0 | 19.8625 | 0 | 0 | 0 | 0 | 0 | 0 | 0 | 0 | 0 | 0 | 0 | 0 | 0 | 0.45131 | 0 | 0.54519 | 3.0966 | 0 | 0 | 0.31621 | 0.83315 | 0 | 0 | 0 | 0 | 5.2424 | 0 | 0 | 0 | 0 | 0 | 0 | 0 | 0 | 0 | 0 | 0 | 0 | 0
2 | 19 | 17 | 8 | 1.7931 | 0 | 13.6089 | 0 | 0 | 0 | 0 | 0.31644 | 0 | 0 | 3.778 | 0 | 19.4964 | 0 | 0 | 0 | 0 | 0 | 0 | 0 | 0 | 0 | 0 | 0 | 0 | 0 | 0.45131 | 0 | 0.54519 | 3.4872 | 0 | 0 | 0.31621 | 0.83517 | 0 | 0 | 0 | 0 | 5.6351 | 0 | 0 | 0 | 0 | 0 | 0 | 0 | 0 | 0 | 0 | 0 | 0 | 0
2 | 19 | 18 | 8 | 1.7931 | 0 | 13.6089 | 0 | 0 | 0 | 0 | 0.44188 | 0 | 0 | 6.2688 | 0 | 22.1127 | 0 | 0 | 0 | 0 | 0 | 0 | 0 | 0 | 0 | 0 | 0 | 0 | 0 | 0.45131 | 0 | 0.54519 | 4.1907 | 0 | 0 | 0.52621 | 0.84012 | 0 | 0 | 0 | 0 | 6.5535 | 0 | 0 | 0 | 0 | 0 | 0 | 0 | 0 | 0 | 0 | 0 | 0 | 0
2 | 19 | 19 | 8 | 1.7931 | 0 | 9.8982 | 0 | 0 | 0 | 0 | 0.55036 | 0 | 0 | 6.2688 | 0 | 18.5105 | 0 | 0 | 0 | 0 | 0 | 0 | 0 | 0 | 0 | 0 | 0 | 0 | 0 | 0.45131 | 0 | 0.54519 | 4.7847 | 0 | 0 | 0.52621 | 0.84198 | 0 | 0 | 0 | 0 | 7.1494 | 0 | 0 | 0 | 0 | 0 | 0 | 0 | 0 | 0 | 0 | 0 | 0 | 0
2 | 19 | 20 | 8 | 1.7931 | 0 | 2.4769 | 0 | 0 | 0 | 0 | 0.67965 | 0 | 0 | 3.9589 | 0 | 8.9086 | 0 | 0 | 0 | 0 | 0 | 0 | 0 | 0 | 0 | 0 | 0 | 0 | 0 | 0.45131 | 0 | 0.88038 | 5.4309 | 0 | 0 | 0.42121 | 0.83483 | 0 | 0 | 0 | 0 | 8.0186 | 0 | 0 | 0 | 0 | 0 | 0 | 0 | 0 | 0 | 0 | 0 | 0 | 0
2 | 19 | 21 | 8 | 1.7931 | 0 | 2.4769 | 0 | 0 | 0 | 0 | 0.72629 | 0 | 0 | 3.9589 | 0 | 8.9552 | 0 | 0 | 0 | 0 | 0 | 0 | 0 | 0 | 0 | 0 | 0 | 0 | 0 | 0.45131 | 0 | 1.1038 | 5.6446 | 0 | 0 | 0.36871 | 0.83207 | 0 | 0 | 0 | 0 | 8.4006 | 0 | 0 | 0 | 0 | 0 | 0 | 0 | 0 | 0 | 0 | 0 | 0 | 0
2 | 19 | 22 | 8 | 1.7931 | 0 | 2.4769 | 0 | 0 | 0 | 0 | 0.75452 | 0 | 0 | 6.6202 | 0 | 11.6448 | 0 | 0 | 0 | 0 | 0 | 0 | 0 | 0 | 0 | 0 | 0 | 0 | 0 | 0.45131 | 0 | 1.2156 | 5.7896 | 0 | 0 | 0.47371 | 0.83139 | 0 | 0 | 0 | 0 | 8.7616 | 0 | 0 | 0 | 0 | 0 | 0 | 0 | 0 | 0 | 0 | 0 | 0 | 0
2 | 19 | 23 | 8 | 1.7931 | 0 | 2.4769 | 0 | 0 | 0 | 0 | 0.74389 | 0 | 0 | 4.274 | 0 | 9.288 | 0 | 0 | 0 | 0 | 0 | 0 | 0 | 0 | 0 | 0 | 0 | 0 | 0 | 0.45131 | 0 | 1.1038 | 5.8617 | 0 | 0 | 0.31621 | 0.83066 | 0 | 0 | 0 | 0 | 8.5638 | 0 | 0 | 0 | 0 | 0 | 0 | 0 | 0 | 0 | 0 | 0 | 0 | 0
2 | 19 | 24 | 8 | 1.7931 | 0 | 2.4769 | 0 | 0 | 0 | 0 | 0.26397 | 0 | 0 | 0.66439 | 0 | 5.1984 | 0 | 0 | 0 | 0 | 0 | 0 | 0 | 0 | 0 | 0 | 0 | 0 | 0 | 0.45131 | 0 | 0.88038 | 3.9247 | 0 | 0 | 0.053706 | 0.83094 | 0 | 0 | 0 | 0 | 6.141 | 0 | 0 | 0 | 0 | 0 | 0 | 0 | 0 | 0 | 0 | 0 | 0 | 0
2 | 20 | 1 | 2 | 1.7931 | 0 | 2.4769 | 0 | 0 | 0 | 0 | 0.43105 | 0 | 0 | 0.66439 | 0 | 5.3655 | 0 | 0 | 0 | 0 | 0 | 0 | 0 | 0 | 0 | 0 | 0 | 0 | 0 | 0.45131 | 0 | 0.54519 | 5.0957 | 0 | 0 | 0.053706 | 0.84389 | 0 | 0 | 0 | 0 | 6.9898 | 0 | 0 | 0 | 0 | 0 | 0 | 0 | 0 | 0 | 0 | 0 | 0 | 0
2 | 20 | 2 | 2 | 1.7931 | 0 | 2.4769 | 0 | 0 | 0 | 0 | 0.44073 | 0 | 0 | 0.66443 | 0 | 5.3752 | 0 | 0 | 0 | 0 | 0 | 0 | 0 | 0 | 0 | 0 | 0 | 0 | 0 | 0.45131 | 0 | 0.32173 | 5.2842 | 0 | 0 | 0.053706 | 0.8422 | 0 | 0 | 0 | 0 | 6.9531 | 0 | 0 | 0 | 0 | 0 | 0 | 0 | 0 | 0 | 0 | 0 | 0 | 0
2 | 20 | 3 | 2 | 1.7931 | 0 | 2.4769 | 0 | 0 | 0 | 0 | 0.47056 | 0 | 0 | 0.66443 | 0 | 5.405 | 0 | 0 | 0 | 0 | 0 | 0 | 0 | 0 | 0 | 0 | 0 | 0 | 0 | 0.45131 | 0 | 0.32173 | 5.8692 | 0 | 0 | 0.053706 | 0.84458 | 0 | 0.56207 | 0 | 0 | 8.1026 | 0 | 0 | 0 | 0 | 0 | 0 | 0 | 0 | 0 | 0 | 0 | 0 | 0
2 | 20 | 4 | 2 | 1.7931 | 0 | 2.4769 | 0 | 0 | 0 | 0 | 0.54052 | 0 | 0 | 0.66443 | 0 | 5.475 | 0 | 0 | 0 | 0 | 0 | 0 | 0 | 0 | 0 | 0 | 0 | 0 | 0 | 0.45131 | 0 | 0.32173 | 5.9093 | 0 | 0 | 0.053706 | 0.85218 | 0 | 0 | 0 | 0 | 7.5883 | 0 | 0 | 0 | 0 | 0 | 0 | 0 | 0 | 0 | 0 | 0 | 0 | 0
2 | 20 | 5 | 2 | 1.7931 | 0 | 2.4769 | 0 | 0 | 0 | 0 | 0.51516 | 0 | 0 | 0.66445 | 0 | 5.4496 | 0 | 0 | 0 | 0 | 0 | 0 | 0 | 0 | 0 | 0 | 0 | 0 | 0 | 0.45131 | 0 | 0.32173 | 6.3209 | 0 | 0 | 0.053706 | 0.84632 | 0 | 0.79679 | 0 | 0 | 8.7908 | 0 | 0 | 0 | 0 | 0 | 0 | 0 | 0 | 0 | 0 | 0 | 0 | 0
2 | 20 | 6 | 2 | 1.7931 | 0 | 2.4769 | 0 | 0 | 0 | 0 | 0.56319 | 0 | 0 | 0.66443 | 0 | 5.4976 | 0 | 0 | 0 | 0 | 0 | 0 | 0 | 0 | 0 | 0 | 0 | 0 | 0 | 0.45131 | 0 | 0.32173 | 6.7359 | 0 | 0 | 0.053706 | 0.85267 | 0 | 0.97323 | 0 | 0 | 9.3885 | 0 | 0 | 0 | 0 | 0 | 0 | 0 | 0 | 0 | 0 | 0 | 0 | 0
2 | 20 | 7 | 2 | 1.7931 | 0 | 2.4769 | 0 | 0 | 0 | 0 | 0.56087 | 0 | 0 | 3.778 | 0 | 8.6089 | 0 | 0 | 0 | 0 | 0 | 0 | 0 | 0 | 0 | 0 | 0 | 0 | 0 | 0.45131 | 0 | 0.54519 | 6.6865 | 0 | 0 | 0.31621 | 0.8431 | 0 | 0.83637 | 0 | 0 | 9.6787 | 0 | 0 | 0 | 0 | 0 | 0 | 0 | 0 | 0 | 0 | 0 | 0 | 0
2 | 20 | 8 | 2 | 1.7931 | 0 | 2.4769 | 0 | 0 | 0 | 0 | 1.0317 | 0 | 0 | 6.2688 | 0 | 11.5705 | 0 | 0 | 0 | 0 | 0 | 0 | 0 | 0 | 0 | 0 | 0 | 0 | 0 | 0.45131 | 0 | 0.71279 | 9.3203 | 0 | 0 | 0.52621 | 0.84316 | 0 | 0.44555 | 0 | 0 | 12.2993 | 0 | 0 | 0 | 0 | 0 | 0 | 0 | 0 | 0 | 0 | 0 | 0 | 0
2 | 20 | 9 | 2 | 1.7931 | 0 | 13.6089 | 0 | 0 | 0 | 0 | 0.81936 | 0 | 0 | 3.9589 | 0 | 20.1803 | 0 | 0 | 0 | 0 | 0 | 0 | 0 | 0 | 0 | 0 | 0 | 0 | 0 | 0.45131 | 0 | 0.71279 | 6.9641 | 0 | 0 | 0.42121 | 0.84462 | 0 | 0 | 0 | 0 | 9.394 | 0 | 0 | 0 | 0 | 0 | 0 | 0 | 0 | 0 | 0 | 0 | 0 | 0
2 | 20 | 10 | 2 | 1.7931 | 0 | 13.6089 | 0 | 0 | 0 | 0 | 0.75391 | 0 | 0 | 4.8299 | 0 | 20.9858 | 0 | 0 | 0 | 0 | 0 | 0 | 0 | 0 | 0 | 0 | 0 | 0 | 0 | 0.45131 | 0 | 0.71279 | 6.4747 | 0 | 0 | 0.31621 | 0.84833 | 0 | 0 | 0 | 0 | 8.8034 | 0 | 0 | 0 | 0 | 0 | 0 | 0 | 0 | 0 | 0 | 0 | 0 | 0
2 | 20 | 11 | 2 | 1.7931 | 0 | 13.6089 | 0 | 0 | 0 | 0 | 0.69226 | 0 | 0 | 3.778 | 0 | 19.8723 | 0 | 0 | 0 | 0 | 0 | 0 | 0 | 0 | 0 | 0 | 0 | 0 | 0 | 0.45131 | 0 | 0.71279 | 6.0109 | 0 | 0 | 0.31621 | 0.84434 | 0 | 0 | 0 | 0 | 8.3356 | 0 | 0 | 0 | 0 | 0 | 0 | 0 | 0 | 0 | 0 | 0 | 0 | 0
2 | 20 | 12 | 2 | 1.7931 | 0 | 13.6089 | 0 | 0 | 0 | 0 | 0.58969 | 0 | 0 | 3.9589 | 0 | 19.9506 | 0 | 0 | 0 | 0 | 0 | 0 | 0 | 0 | 0 | 0 | 0 | 0 | 0 | 0.45131 | 0 | 0.54519 | 5.5089 | 0 | 0 | 0.36871 | 0.84837 | 0 | 0 | 0 | 0 | 7.7224 | 0 | 0 | 0 | 0 | 0 | 0 | 0 | 0 | 0 | 0 | 0 | 0 | 0
2 | 20 | 13 | 2 | 1.7931 | 0 | 8.6613 | 0 | 0 | 0 | 0 | 0.55855 | 0 | 0 | 3.9589 | 0 | 14.9719 | 0 | 0 | 0 | 0 | 0 | 0 | 0 | 0 | 0 | 0 | 0 | 0 | 0 | 0.45131 | 0 | 0.54519 | 5.2562 | 0 | 0 | 0.42121 | 0.84741 | 0 | 0 | 0 | 0 | 7.5213 | 0 | 0 | 0 | 0 | 0 | 0 | 0 | 0 | 0 | 0 | 0 | 0 | 0
2 | 20 | 14 | 2 | 1.7931 | 0 | 13.6089 | 0 | 0 | 0 | 0 | 0.39718 | 0 | 0 | 5.8841 | 0 | 21.6833 | 0 | 0 | 0 | 0 | 0 | 0 | 0 | 0 | 0 | 0 | 0 | 0 | 0 | 0.45131 | 0 | 0.54519 | 4.5073 | 0 | 0 | 0.36871 | 0.84339 | 0 | 0 | 0 | 0 | 6.7159 | 0 | 0 | 0 | 0 | 0 | 0 | 0 | 0 | 0 | 0 | 0 | 0 | 0
2 | 20 | 15 | 2 | 1.7931 | 0 | 13.6089 | 0 | 0 | 0 | 0 | 0.35703 | 0 | 0 | 3.9589 | 0 | 19.718 | 0 | 0 | 0 | 0 | 0 | 0 | 0 | 0 | 0 | 0 | 0 | 0 | 0 | 0.45131 | 0 | 0.54519 | 4.339 | 0 | 0 | 0.36871 | 0.84653 | 0 | 0 | 0 | 0 | 6.5507 | 0 | 0 | 0 | 0 | 0 | 0 | 0 | 0 | 0 | 0 | 0 | 0 | 0
2 | 20 | 16 | 2 | 1.7931 | 0 | 13.6089 | 0 | 0 | 0 | 0 | 0.33646 | 0 | 0 | 4.2146 | 0 | 19.953 | 0 | 0 | 0 | 0 | 0 | 0 | 0 | 0 | 0 | 0 | 0 | 0 | 0 | 0.45131 | 0 | 0.54519 | 4.1565 | 0 | 0 | 0.31621 | 0.84374 | 0 | 0 | 0 | 0 | 6.3129 | 0 | 0 | 0 | 0 | 0 | 0 | 0 | 0 | 0 | 0 | 0 | 0 | 0
2 | 20 | 17 | 2 | 1.7931 | 0 | 13.6089 | 0 | 0 | 0 | 0 | 0.35126 | 0 | 0 | 3.778 | 0 | 19.5313 | 0 | 0 | 0 | 0 | 0 | 0 | 0 | 0 | 0 | 0 | 0 | 0 | 0 | 0.45131 | 0 | 0.54519 | 4.1823 | 0 | 0 | 0.31621 | 0.84069 | 0 | 0 | 0 | 0 | 6.3357 | 0 | 0 | 0 | 0 | 0 | 0 | 0 | 0 | 0 | 0 | 0 | 0 | 0
2 | 20 | 18 | 2 | 1.7931 | 0 | 13.6089 | 0 | 0 | 0 | 0 | 0.49422 | 0 | 0 | 6.2688 | 0 | 22.165 | 0 | 0 | 0 | 0 | 0 | 0 | 0 | 0 | 0 | 0 | 0 | 0 | 0 | 0.45131 | 0 | 0.54519 | 5.2002 | 0 | 0 | 0.52621 | 0.8474 | 0 | 0 | 0 | 0 | 7.5703 | 0 | 0 | 0 | 0 | 0 | 0 | 0 | 0 | 0 | 0 | 0 | 0 | 0
2 | 20 | 19 | 2 | 1.7931 | 0 | 9.8982 | 0 | 0 | 0 | 0 | 0.61373 | 0 | 0 | 6.2688 | 0 | 18.5739 | 0 | 0 | 0 | 0 | 0 | 0 | 0 | 0 | 0 | 0 | 0 | 0 | 0 | 0.45131 | 0 | 0.54519 | 6.2895 | 0 | 0 | 0.52621 | 0.85001 | 0 | 0.67885 | 0 | 0 | 9.3411 | 0 | 0 | 0 | 0 | 0 | 0 | 0 | 0 | 0 | 0 | 0 | 0 | 0
2 | 20 | 20 | 2 | 1.7931 | 0 | 2.4769 | 0 | 0 | 0 | 0 | 0.75894 | 0 | 0 | 3.9589 | 0 | 8.9879 | 0 | 0 | 0 | 0 | 0 | 0 | 0 | 0 | 0 | 0 | 0 | 0 | 0 | 0.45131 | 0 | 0.88038 | 7.1869 | 0 | 0 | 0.42121 | 0.84398 | 0 | 0.79743 | 0 | 0 | 10.5812 | 0 | 0 | 0 | 0 | 0 | 0 | 0 | 0 | 0 | 0 | 0 | 0 | 0
2 | 20 | 21 | 2 | 1.7931 | 0 | 2.4769 | 0 | 0 | 0 | 0 | 0.80644 | 0 | 0 | 3.9589 | 0 | 9.0354 | 0 | 0 | 0 | 0 | 0 | 0 | 0 | 0 | 0 | 0 | 0 | 0 | 0 | 0.45131 | 0 | 1.1038 | 7.5837 | 0 | 0 | 0.36871 | 0.84077 | 0 | 1.0176 | 0 | 0 | 11.3659 | 0 | 0 | 0 | 0 | 0 | 0 | 0 | 0 | 0 | 0 | 0 | 0 | 0
2 | 20 | 22 | 2 | 1.7931 | 0 | 2.4769 | 0 | 0 | 0 | 0 | 0.80431 | 0 | 0 | 6.6202 | 0 | 11.6945 | 0 | 0 | 0 | 0 | 0 | 0 | 0 | 0 | 0 | 0 | 0 | 0 | 0 | 0.45131 | 0 | 1.2156 | 7.4933 | 0 | 0 | 0.47371 | 0.83522 | 0 | 0.95549 | 0 | 0 | 11.4246 | 0 | 0 | 0 | 0 | 0 | 0 | 0 | 0 | 0 | 0 | 0 | 0 | 0
2 | 20 | 23 | 2 | 1.7931 | 0 | 2.4769 | 0 | 0 | 0 | 0 | 0.82541 | 0 | 0 | 4.274 | 0 | 9.3694 | 0 | 0 | 0 | 0 | 0 | 0 | 0 | 0 | 0 | 0 | 0 | 0 | 0 | 0.45131 | 0 | 1.1038 | 7.572 | 0 | 0 | 0.31621 | 0.83894 | 0 | 0.84741 | 0 | 0 | 11.1298 | 0 | 0 | 0 | 0 | 0 | 0 | 0 | 0 | 0 | 0 | 0 | 0 | 0
2 | 20 | 24 | 2 | 1.7931 | 0 | 2.4769 | 0 | 0 | 0 | 0 | 0.39803 | 0 | 0 | 0.66438 | 0 | 5.3324 | 0 | 0 | 0 | 0 | 0 | 0 | 0 | 0 | 0 | 0 | 0 | 0 | 0 | 0.45131 | 0 | 0.88038 | 5.3734 | 0 | 0 | 0.053706 | 0.84796 | 0 | 0.48938 | 0 | 0 | 8.0961 | 0 | 0 | 0 | 0 | 0 | 0 | 0 | 0 | 0 | 0 | 0 | 0 | 0
2 | 21 | 1 | 3 | 1.7931 | 0 | 2.4769 | 0 | 0 | 0 | 0 | 0.51756 | 0 | 0 | 0.66441 | 0 | 5.452 | 0 | 0 | 0 | 0 | 0 | 0 | 0 | 0 | 0 | 0 | 0 | 0 | 0 | 0.45131 | 0 | 0.54519 | 6.3924 | 0 | 0 | 0.053706 | 0.85349 | 0 | 0.70897 | 0 | 0 | 9.0051 | 0 | 0 | 0 | 0 | 0 | 0 | 0 | 0 | 0 | 0 | 0 | 0 | 0
2 | 21 | 2 | 3 | 1.7931 | 0 | 2.4769 | 0 | 0 | 0 | 0 | 0.60255 | 0 | 0 | 0.66443 | 0 | 5.537 | 0 | 0 | 0 | 0 | 0 | 0 | 0 | 0 | 0 | 0 | 0 | 0 | 0 | 0.45131 | 0 | 0.32173 | 7.14 | 0 | 0 | 0.053706 | 0.86536 | 0 | 0.78653 | 0 | 0 | 9.6187 | 0 | 0 | 0 | 0 | 0 | 0 | 0 | 0 | 0 | 0 | 0 | 0 | 0
2 | 21 | 3 | 3 | 1.7931 | 0 | 2.4769 | 0 | 0 | 0 | 0 | 0.64962 | 0 | 0 | 0.66447 | 0 | 5.5841 | 0 | 0 | 0 | 0 | 0 | 0 | 0 | 0 | 0 | 0 | 0 | 0 | 0 | 0.45131 | 0 | 0.32173 | 7.5468 | 0 | 0 | 0.053706 | 0.86891 | 0 | 0.83146 | 0 | 0 | 10.0739 | 0 | 0 | 0 | 0 | 0 | 0 | 0 | 0 | 0 | 0 | 0 | 0 | 0
2 | 21 | 4 | 3 | 1.7931 | 0 | 2.4769 | 0 | 0 | 0 | 0 | 0.64748 | 0 | 0 | 0.66448 | 0 | 5.582 | 0 | 0 | 0 | 0 | 0 | 0 | 0 | 0 | 0 | 0 | 0 | 0 | 0 | 0.45131 | 0 | 0.32173 | 7.4891 | 0 | 0 | 0.053706 | 0.86548 | 0 | 0.88096 | 0 | 0 | 10.0623 | 0 | 0 | 0 | 0 | 0 | 0 | 0 | 0 | 0 | 0 | 0 | 0 | 0
2 | 21 | 5 | 3 | 1.7931 | 0 | 2.4769 | 0 | 0 | 0 | 0 | 0.65328 | 0 | 0 | 0.66447 | 0 | 5.5878 | 0 | 0 | 0 | 0 | 0 | 0 | 0 | 0 | 0 | 0 | 0 | 0 | 0 | 0.45131 | 0 | 0.32173 | 7.5091 | 0 | 0 | 0.053706 | 0.8642 | 0 | 0.92192 | 0 | 0 | 10.122 | 0 | 0 | 0 | 0 | 0 | 0 | 0 | 0 | 0 | 0 | 0 | 0 | 0
2 | 21 | 6 | 3 | 1.7931 | 0 | 2.4769 | 0 | 0 | 0 | 0 | 0.65768 | 0 | 0 | 0.66446 | 0 | 5.5922 | 0 | 0 | 0 | 0 | 0 | 0 | 0 | 0 | 0 | 0 | 0 | 0 | 0 | 0.45131 | 0 | 0.32173 | 7.5265 | 0 | 0 | 0.053706 | 0.86292 | 0 | 0.96609 | 0 | 0 | 10.1822 | 0 | 0 | 0 | 0 | 0 | 0 | 0 | 0 | 0 | 0 | 0 | 0 | 0
2 | 21 | 7 | 3 | 1.7931 | 0 | 2.4769 | 0 | 0 | 0 | 0 | 0.69191 | 0 | 0 | 3.778 | 0 | 8.7399 | 0 | 0 | 0 | 0 | 0 | 0 | 0 | 0 | 0 | 0 | 0 | 0 | 0 | 0.45131 | 0 | 0.54519 | 7.739 | 0 | 0 | 0.31621 | 0.86036 | 0 | 0.82322 | 0 | 0 | 10.7353 | 0 | 0 | 0 | 0 | 0 | 0 | 0 | 0 | 0 | 0 | 0 | 0 | 0
2 | 21 | 8 | 3 | 1.7931 | 0 | 2.4769 | 0 | 0 | 0 | 0 | 1.1369 | 0 | 0 | 6.2688 | 0 | 11.6758 | 0 | 0 | 0 | 0 | 0 | 0 | 0 | 0 | 0 | 0 | 0 | 0 | 0 | 0.45131 | 0 | 0.71279 | 10.8017 | 0 | 0 | 0.52621 | 0.86218 | 0 | 1.2119 | 0 | 0 | 14.5661 | 0 | 0 | 0 | 0 | 0 | 0 | 0 | 0 | 0 | 0 | 0 | 0 | 0
2 | 21 | 9 | 3 | 1.7931 | 0 | 13.6089 | 0 | 0 | 0 | 0 | 0.93802 | 0 | 0 | 3.9589 | 0 | 20.2989 | 0 | 0 | 0 | 0 | 0 | 0 | 0 | 0 | 0 | 0 | 0 | 0 | 0 | 0.45131 | 0 | 0.71279 | 9.1473 | 0 | 0 | 0.42121 | 0.85626 | 0 | 1.2263 | 0 | 0 | 12.8151 | 0 | 0 | 0 | 0 | 0 | 0 | 0 | 0 | 0 | 0 | 0 | 0 | 0
2 | 21 | 10 | 3 | 1.7931 | 0 | 13.6089 | 0 | 0 | 0 | 0 | 0.89224 | 0 | 0 | 4.8299 | 0 | 21.1242 | 0 | 0 | 0 | 0 | 0 | 0 | 0 | 0 | 0 | 0 | 0 | 0 | 0 | 0.45131 | 0 | 0.71279 | 8.5346 | 0 | 0 | 0.31621 | 0.85994 | 0 | 1.2139 | 0 | 0 | 12.0888 | 0 | 0 | 0 | 0 | 0 | 0 | 0 | 0 | 0 | 0 | 0 | 0 | 0
2 | 21 | 11 | 3 | 1.7931 | 0 | 13.6089 | 0 | 0 | 0 | 0 | 0.82162 | 0 | 0 | 3.778 | 0 | 20.0016 | 0 | 0 | 0 | 0 | 0 | 0 | 0 | 0 | 0 | 0 | 0 | 0 | 0 | 0.45131 | 0 | 0.71279 | 7.8925 | 0 | 0 | 0.31621 | 0.8552 | 0 | 0.93235 | 0 | 0 | 11.1603 | 0 | 0 | 0 | 0 | 0 | 0 | 0 | 0 | 0 | 0 | 0 | 0 | 0
2 | 21 | 12 | 3 | 1.7931 | 0 | 13.6089 | 0 | 0 | 0 | 0 | 0.75981 | 0 | 0 | 3.9589 | 0 | 20.1207 | 0 | 0 | 0 | 0 | 0 | 0 | 0 | 0 | 0 | 0 | 0 | 0 | 0 | 0.45131 | 0 | 0.54519 | 7.3825 | 0 | 0 | 0.36871 | 0.8534 | 0 | 1.1944 | 0 | 0 | 10.7955 | 0 | 0 | 0 | 0 | 0 | 0 | 0 | 0 | 0 | 0 | 0 | 0 | 0
2 | 21 | 13 | 3 | 1.7931 | 0 | 8.6613 | 0 | 0 | 0 | 0 | 0.81751 | 0 | 0 | 3.9589 | 0 | 15.2309 | 0 | 0 | 0 | 0 | 0 | 0 | 0 | 0 | 0 | 0 | 0 | 0 | 0 | 0.45131 | 0 | 0.54519 | 7.7125 | 0 | 0 | 0.42121 | 0.85471 | 0 | 0.97082 | 0 | 0 | 10.9557 | 0 | 0 | 0 | 0 | 0 | 0 | 0 | 0 | 0 | 0 | 0 | 0 | 0
2 | 21 | 14 | 3 | 1.7931 | 0 | 13.6089 | 0 | 0 | 0 | 0 | 0.73652 | 0 | 0 | 5.8841 | 0 | 22.0226 | 0 | 0 | 0 | 0 | 0 | 0 | 0 | 0 | 0 | 0 | 0 | 0 | 0 | 0.45131 | 0 | 0.54519 | 7.1213 | 0 | 0 | 0.36871 | 0.85241 | 0 | 0.77814 | 0 | 0 | 10.1171 | 0 | 0 | 0 | 0 | 0 | 0 | 0 | 0 | 0 | 0 | 0 | 0 | 0
2 | 21 | 15 | 3 | 1.7931 | 0 | 13.6089 | 0 | 0 | 0 | 0 | 0.73643 | 0 | 0 | 3.9589 | 0 | 20.0974 | 0 | 0 | 0 | 0 | 0 | 0 | 0 | 0 | 0 | 0 | 0 | 0 | 0 | 0.45131 | 0 | 0.54519 | 7.2039 | 0 | 0 | 0.36871 | 0.85518 | 0 | 0.71096 | 0 | 0 | 10.1352 | 0 | 0 | 0 | 0 | 0 | 0 | 0 | 0 | 0 | 0 | 0 | 0 | 0
2 | 21 | 16 | 3 | 1.7931 | 0 | 13.6089 | 0 | 0 | 0 | 0 | 0.72733 | 0 | 0 | 4.2146 | 0 | 20.3439 | 0 | 0 | 0 | 0 | 0 | 0 | 0 | 0 | 0 | 0 | 0 | 0 | 0 | 0.45131 | 0 | 0.54519 | 7.0568 | 0 | 0 | 0.31621 | 0.8536 | 0 | 0.77015 | 0 | 0 | 9.9932 | 0 | 0 | 0 | 0 | 0 | 0 | 0 | 0 | 0 | 0 | 0 | 0 | 0
2 | 21 | 17 | 3 | 1.7931 | 0 | 13.6089 | 0 | 0 | 0 | 0 | 0.70848 | 0 | 0 | 3.778 | 0 | 19.8885 | 0 | 0 | 0 | 0 | 0 | 0 | 0 | 0 | 0 | 0 | 0 | 0 | 0 | 0.45131 | 0 | 0.54519 | 6.9256 | 0 | 0 | 0.31621 | 0.85115 | 0 | 0.91174 | 0 | 0 | 10.0012 | 0 | 0 | 0 | 0 | 0 | 0 | 0 | 0 | 0 | 0 | 0 | 0 | 0
2 | 21 | 18 | 3 | 1.7931 | 0 | 13.6089 | 0 | 0 | 0 | 0 | 0.72766 | 0 | 0 | 6.2688 | 0 | 22.3985 | 0 | 0 | 0 | 0 | 0 | 0 | 0 | 0 | 0 | 0 | 0 | 0 | 0 | 0.45131 | 0 | 0.54519 | 6.4423 | 0 | 0 | 0.52621 | 0.85551 | 0 | 0 | 0 | 0 | 8.8205 | 0 | 0 | 0 | 0 | 0 | 0 | 0 | 0 | 0 | 0 | 0 | 0 | 0
2 | 21 | 19 | 3 | 1.7931 | 0 | 9.8982 | 0 | 0 | 0 | 0 | 0.85734 | 0 | 0 | 6.2688 | 0 | 18.8175 | 0 | 0 | 0 | 0 | 0 | 0 | 0 | 0 | 0 | 0 | 0 | 0 | 0 | 0.45131 | 0 | 0.54519 | 7.3686 | 0 | 0 | 0.52621 | 0.86724 | 0 | 0 | 0 | 0 | 9.7585 | 0 | 0 | 0 | 0 | 0 | 0 | 0 | 0 | 0 | 0 | 0 | 0 | 0
2 | 21 | 20 | 3 | 1.7931 | 0 | 2.4769 | 0 | 0 | 0 | 0 | 0.95715 | 0 | 0 | 3.9589 | 0 | 9.1861 | 0 | 0 | 0 | 0 | 0 | 0 | 0 | 0 | 0 | 0 | 0 | 0 | 0 | 0.45131 | 0 | 0.88038 | 8.6785 | 0 | 0 | 0.42121 | 0.8602 | 0 | 0.83996 | 0 | 0 | 12.1315 | 0 | 0 | 0 | 0 | 0 | 0 | 0 | 0 | 0 | 0 | 0 | 0 | 0
2 | 21 | 21 | 3 | 1.7931 | 0 | 2.4769 | 0 | 0 | 0 | 0 | 1.0385 | 0 | 0 | 3.9589 | 0 | 9.2675 | 0 | 0 | 0 | 0 | 0 | 0 | 0 | 0 | 0 | 0 | 0 | 0 | 0 | 0.45131 | 0 | 1.1038 | 9.3019 | 0 | 0 | 0.36871 | 0.86445 | 0 | 0.57406 | 0 | 0 | 12.6643 | 0 | 0 | 0 | 0 | 0 | 0 | 0 | 0 | 0 | 0 | 0 | 0 | 0
2 | 21 | 22 | 3 | 1.7931 | 0 | 2.4769 | 0 | 0 | 0 | 0 | 1.0499 | 0 | 0 | 6.6203 | 0 | 11.9402 | 0 | 0 | 0 | 0 | 0 | 0 | 0 | 0 | 0 | 0 | 0 | 0 | 0 | 0.45131 | 0 | 1.2156 | 9.5409 | 0 | 0 | 0.47371 | 0.86206 | 0 | 0.44603 | 0 | 0 | 12.9896 | 0 | 0 | 0 | 0 | 0 | 0 | 0 | 0 | 0 | 0 | 0 | 0 | 0
2 | 21 | 23 | 3 | 1.7931 | 0 | 2.4769 | 0 | 0 | 0 | 0 | 1.0827 | 0 | 0 | 4.2742 | 0 | 9.6269 | 0 | 0 | 0 | 0 | 0 | 0 | 0 | 0 | 0 | 0 | 0 | 0 | 0 | 0.45131 | 0 | 1.1038 | 10.0857 | 0 | 0 | 0.31621 | 0.86952 | 0 | 0.52552 | 0 | 0 | 13.3521 | 0 | 0 | 0 | 0 | 0 | 0 | 0 | 0 | 0 | 0 | 0 | 0 | 0
2 | 21 | 24 | 3 | 1.7931 | 0 | 2.4769 | 0 | 0 | 0 | 0 | 0.62667 | 0 | 0 | 0.66447 | 0 | 5.5612 | 0 | 0 | 0 | 0 | 0 | 0 | 0 | 0 | 0 | 0 | 0 | 0 | 0 | 0.45131 | 0 | 0.88038 | 7.2839 | 0 | 0 | 0.053706 | 0.8736 | 0 | 0.24917 | 0 | 0 | 9.7921 | 0 | 0 | 0 | 0 | 0 | 0 | 0 | 0 | 0 | 0 | 0 | 0 | 0
2 | 22 | 1 | 4 | 1.7931 | 0 | 2.4769 | 0 | 0 | 0 | 0 | 0.72694 | 0 | 0 | 0.66448 | 0 | 5.6615 | 0 | 0 | 0 | 0 | 0 | 0 | 0 | 0 | 0 | 0 | 0 | 0 | 0 | 0.45131 | 0 | 0.54519 | 8.2586 | 0 | 0 | 0.053706 | 0.87778 | 0 | 0.288 | 0 | 0 | 10.4746 | 0 | 0 | 0 | 0 | 0 | 0 | 0 | 0 | 0 | 0 | 0 | 0 | 0
2 | 22 | 2 | 4 | 1.7931 | 0 | 2.4769 | 0 | 0 | 0 | 0 | 0.83165 | 0 | 0 | 0.66449 | 0 | 5.7662 | 0 | 0 | 0 | 0 | 0 | 0 | 0 | 0 | 0 | 0 | 0 | 0 | 0 | 0.45131 | 0 | 0.32173 | 9.3603 | 0 | 0 | 0.053706 | 0.89441 | 0 | 0.25296 | 0 | 0 | 11.3344 | 0 | 0 | 0 | 0 | 0 | 0 | 0 | 0 | 0 | 0 | 0 | 0 | 0
2 | 22 | 3 | 4 | 1.7931 | 0 | 2.4769 | 0 | 0 | 0 | 0 | 0.85936 | 0 | 0 | 0.66455 | 0 | 5.7939 | 0 | 0 | 0 | 0 | 0 | 0 | 0 | 0 | 0 | 0 | 0 | 0 | 0 | 0.45131 | 0 | 0.32173 | 9.7924 | 0 | 0 | 0.053706 | 0.89609 | 0 | 0.23805 | 0 | 0 | 11.7533 | 0 | 0 | 0 | 0 | 0 | 0 | 0 | 0 | 0 | 0 | 0 | 0 | 0
2 | 22 | 4 | 4 | 1.7931 | 0 | 2.4769 | 0 | 0 | 0 | 0 | 0.91123 | 0 | 0 | 0.66455 | 0 | 5.8458 | 0 | 0 | 0 | 0 | 0 | 0 | 0 | 0 | 0 | 0 | 0 | 0 | 0 | 0.45131 | 0 | 0.32173 | 10.4142 | 0 | 0 | 0.053706 | 0.90338 | 0 | 0.31653 | 0 | 0 | 12.4608 | 0 | 0 | 0 | 0 | 0 | 0 | 0 | 0 | 0 | 0 | 0 | 0 | 0
2 | 22 | 5 | 4 | 1.7931 | 0 | 2.4769 | 0 | 0 | 0 | 0 | 0.92289 | 0 | 0 | 0.66456 | 0 | 5.8575 | 0 | 0 | 0 | 0 | 0 | 0 | 0 | 0 | 0 | 0 | 0 | 0 | 0 | 0.45131 | 0 | 0.32173 | 10.561 | 0 | 0 | 0.053706 | 0.90323 | 0 | 0.14785 | 0 | 0 | 12.4388 | 0 | 0 | 0 | 0 | 0 | 0 | 0 | 0 | 0 | 0 | 0 | 0 | 0
2 | 22 | 6 | 4 | 1.7931 | 0 | 2.4769 | 0 | 0 | 0 | 0 | 1.0016 | 0 | 0 | 0.66456 | 0 | 5.9361 | 0 | 0 | 0 | 0 | 0 | 0 | 0 | 0 | 0 | 0 | 0 | 0 | 0 | 0.45131 | 0 | 0.32173 | 11.5114 | 0 | 0 | 0.053706 | 0.91744 | 0 | 0.19711 | 0 | 0 | 13.4527 | 0 | 0 | 0 | 0 | 0 | 0 | 0 | 0 | 0 | 0 | 0 | 0 | 0
2 | 22 | 7 | 4 | 1.7931 | 0 | 2.4769 | 0 | 0 | 0 | 0 | 1.0015 | 0 | 0 | 3.7781 | 0 | 9.0497 | 0 | 0 | 0 | 0 | 0 | 0 | 0 | 0 | 0 | 0 | 0 | 0 | 0 | 0.45131 | 0 | 0.54519 | 11.4656 | 0 | 0 | 0.31621 | 0.9089 | 0 | 0.086784 | 0 | 0 | 13.774 | 0 | 0 | 0 | 0 | 0 | 0 | 0 | 0 | 0 | 0 | 0 | 0 | 0
2 | 22 | 8 | 4 | 1.7931 | 0 | 2.4769 | 0 | 0 | 0 | 0 | 1.2965 | 0 | 0 | 6.2689 | 0 | 11.8354 | 0 | 0 | 0 | 0 | 0 | 0 | 0 | 0 | 0 | 0 | 0 | 0 | 0 | 0.45131 | 0 | 0.71279 | 13.517 | 0 | 0 | 0.52621 | 0.9013 | 0 | 0.0010692 | 0 | 0 | 16.1096 | 0 | 0 | 0 | 0 | 0 | 0 | 0 | 0 | 0 | 0 | 0 | 0 | 0
2 | 22 | 9 | 4 | 1.7931 | 0 | 13.6089 | 0 | 0 | 0 | 0 | 1.1602 | 0 | 0 | 3.959 | 0 | 20.5212 | 0 | 0 | 0 | 0 | 0 | 0 | 0 | 0 | 0 | 0 | 0 | 0 | 0 | 0.45131 | 0 | 0.71279 | 11.7892 | 0 | 0 | 0.42121 | 0.89085 | 0 | 0.00093443 | 0 | 0 | 14.2663 | 0 | 0 | 0 | 0 | 0 | 0 | 0 | 0 | 0 | 0 | 0 | 0 | 0
2 | 22 | 10 | 4 | 1.7931 | 0 | 13.6089 | 0 | 0 | 0 | 0 | 1.0828 | 0 | 0 | 4.8301 | 0 | 21.3148 | 0 | 0 | 0 | 0 | 0 | 0 | 0 | 0 | 0 | 0 | 0 | 0 | 0 | 0.45131 | 0 | 0.71279 | 10.9133 | 0 | 0 | 0.31621 | 0.88613 | 0 | 0.00086448 | 0 | 0 | 13.2805 | 0 | 0 | 0 | 0 | 0 | 0 | 0 | 0 | 0 | 0 | 0 | 0 | 0
2 | 22 | 11 | 4 | 1.7931 | 0 | 13.6089 | 0 | 0 | 0 | 0 | 0.92769 | 0 | 0 | 3.7781 | 0 | 20.1078 | 0 | 0 | 0 | 0 | 0 | 0 | 0 | 0 | 0 | 0 | 0 | 0 | 0 | 0.45131 | 0 | 0.71279 | 9.3431 | 0 | 0 | 0.31621 | 0.8718 | 0 | 0.00073188 | 0 | 0 | 11.6959 | 0 | 0 | 0 | 0 | 0 | 0 | 0 | 0 | 0 | 0 | 0 | 0 | 0
2 | 22 | 12 | 4 | 1.7931 | 0 | 13.6089 | 0 | 0 | 0 | 0 | 0.74597 | 0 | 0 | 3.959 | 0 | 20.1069 | 0 | 0 | 0 | 0 | 0 | 0 | 0 | 0 | 0 | 0 | 0 | 0 | 0 | 0.45131 | 0 | 0.54519 | 7.8863 | 0 | 0 | 0.36871 | 0.86598 | 0 | 0.00060147 | 0 | 0 | 10.1181 | 0 | 0 | 0 | 0 | 0 | 0 | 0 | 0 | 0 | 0 | 0 | 0 | 0
2 | 22 | 13 | 4 | 1.7931 | 0 | 8.6613 | 0 | 0 | 0 | 0 | 0.6896 | 0 | 0 | 3.9589 | 0 | 15.103 | 0 | 0 | 0 | 0 | 0 | 0 | 0 | 0 | 0 | 0 | 0 | 0 | 0 | 0.45131 | 0 | 0.54519 | 7.3767 | 0 | 0 | 0.42121 | 0.86568 | 0 | 0.00055576 | 0 | 0 | 9.6606 | 0 | 0 | 0 | 0 | 0 | 0 | 0 | 0 | 0 | 0 | 0 | 0 | 0
2 | 22 | 14 | 4 | 1.7931 | 0 | 13.6089 | 0 | 0 | 0 | 0 | 0.53858 | 0 | 0 | 5.8842 | 0 | 21.8248 | 0 | 0 | 0 | 0 | 0 | 0 | 0 | 0 | 0 | 0 | 0 | 0 | 0 | 0.45131 | 0 | 0.54519 | 6.359 | 0 | 0 | 0.36871 | 0.86436 | 0 | 0.00045758 | 0 | 0 | 8.5891 | 0 | 0 | 0 | 0 | 0 | 0 | 0 | 0 | 0 | 0 | 0 | 0 | 0
2 | 22 | 15 | 4 | 1.7931 | 0 | 13.6089 | 0 | 0 | 0 | 0 | 0.47239 | 0 | 0 | 3.9589 | 0 | 19.8333 | 0 | 0 | 0 | 0 | 0 | 0 | 0 | 0 | 0 | 0 | 0 | 0 | 0 | 0.45131 | 0 | 0.54519 | 5.9415 | 0 | 0 | 0.36871 | 0.86513 | 0 | 0.00041463 | 0 | 0 | 8.1722 | 0 | 0 | 0 | 0 | 0 | 0 | 0 | 0 | 0 | 0 | 0 | 0 | 0
2 | 22 | 16 | 4 | 1.7931 | 0 | 13.6089 | 0 | 0 | 0 | 0 | 0.43297 | 0 | 0 | 4.2146 | 0 | 20.0496 | 0 | 0 | 0 | 0 | 0 | 0 | 0 | 0 | 0 | 0 | 0 | 0 | 0 | 0.45131 | 0 | 0.54519 | 5.4739 | 0 | 0 | 0.31621 | 0.85871 | 0 | 0.00038313 | 0 | 0 | 7.6457 | 0 | 0 | 0 | 0 | 0 | 0 | 0 | 0 | 0 | 0 | 0 | 0 | 0
2 | 22 | 17 | 4 | 1.7931 | 0 | 13.6089 | 0 | 0 | 0 | 0 | 0.48006 | 0 | 0 | 3.778 | 0 | 19.6601 | 0 | 0 | 0 | 0 | 0 | 0 | 0 | 0 | 0 | 0 | 0 | 0 | 0 | 0.45131 | 0 | 0.54519 | 5.8817 | 0 | 0 | 0.31621 | 0.86208 | 0 | 0.00041495 | 0 | 0 | 8.0569 | 0 | 0 | 0 | 0 | 0 | 0 | 0 | 0 | 0 | 0 | 0 | 0 | 0
2 | 22 | 18 | 4 | 1.7931 | 0 | 13.6089 | 0 | 0 | 0 | 0 | 0.62797 | 0 | 0 | 6.2688 | 0 | 22.2988 | 0 | 0 | 0 | 0 | 0 | 0 | 0 | 0 | 0 | 0 | 0 | 0 | 0 | 0.45131 | 0 | 0.54519 | 6.8255 | 0 | 0 | 0.52621 | 0.86698 | 0 | 0.00056986 | 0 | 0 | 9.2157 | 0 | 0 | 0 | 0 | 0 | 0 | 0 | 0 | 0 | 0 | 0 | 0 | 0
2 | 22 | 19 | 4 | 1.7931 | 0 | 9.8982 | 0 | 0 | 0 | 0 | 0.74838 | 0 | 0 | 6.2689 | 0 | 18.7086 | 0 | 0 | 0 | 0 | 0 | 0 | 0 | 0 | 0 | 0 | 0 | 0 | 0 | 0.45131 | 0 | 0.54519 | 7.5647 | 0 | 0 | 0.52621 | 0.86633 | 0 | 0.0006875 | 0 | 0 | 9.9544 | 0 | 0 | 0 | 0 | 0 | 0 | 0 | 0 | 0 | 0 | 0 | 0 | 0
2 | 22 | 20 | 4 | 1.7931 | 0 | 2.4769 | 0 | 0 | 0 | 0 | 0.92939 | 0 | 0 | 3.9589 | 0 | 9.1584 | 0 | 0 | 0 | 0 | 0 | 0 | 0 | 0 | 0 | 0 | 0 | 0 | 0 | 0.45131 | 0 | 0.88038 | 8.7638 | 0 | 0 | 0.42121 | 0.86537 | 0 | 0.00070268 | 0 | 0 | 11.3828 | 0 | 0 | 0 | 0 | 0 | 0 | 0 | 0 | 0 | 0 | 0 | 0 | 0
2 | 22 | 21 | 4 | 1.7931 | 0 | 2.4769 | 0 | 0 | 0 | 0 | 0.94872 | 0 | 0 | 3.9589 | 0 | 9.1777 | 0 | 0 | 0 | 0 | 0 | 0 | 0 | 0 | 0 | 0 | 0 | 0 | 0 | 0.45131 | 0 | 1.1038 | 8.996 | 0 | 0 | 0.36871 | 0.85794 | 0 | 0.00073287 | 0 | 0 | 11.7785 | 0 | 0 | 0 | 0 | 0 | 0 | 0 | 0 | 0 | 0 | 0 | 0 | 0
2 | 22 | 22 | 4 | 1.7931 | 0 | 2.4769 | 0 | 0 | 0 | 0 | 0.97557 | 0 | 0 | 6.6203 | 0 | 11.8658 | 0 | 0 | 0 | 0 | 0 | 0 | 0 | 0 | 0 | 0 | 0 | 0 | 0 | 0.45131 | 0 | 1.2156 | 9.0762 | 0 | 0 | 0.47371 | 0.85769 | 0 | 0.00073282 | 0 | 0 | 12.0752 | 0 | 0 | 0 | 0 | 0 | 0 | 0 | 0 | 0 | 0 | 0 | 0 | 0
2 | 22 | 23 | 4 | 1.7931 | 0 | 2.4769 | 0 | 0 | 0 | 0 | 0.99416 | 0 | 0 | 4.2741 | 0 | 9.5383 | 0 | 0 | 0 | 0 | 0 | 0 | 0 | 0 | 0 | 0 | 0 | 0 | 0 | 0.45131 | 0 | 1.1038 | 9.2692 | 0 | 0 | 0.31621 | 0.86112 | 0 | 0.00074868 | 0 | 0 | 12.0024 | 0 | 0 | 0 | 0 | 0 | 0 | 0 | 0 | 0 | 0 | 0 | 0 | 0
2 | 22 | 24 | 4 | 1.7931 | 0 | 2.4769 | 0 | 0 | 0 | 0 | 0.50959 | 0 | 0 | 0.66445 | 0 | 5.4441 | 0 | 0 | 0 | 0 | 0 | 0 | 0 | 0 | 0 | 0 | 0 | 0 | 0 | 0.45131 | 0 | 0.88038 | 6.337 | 0 | 0 | 0.053706 | 0.86106 | 0 | 0.0004568 | 0 | 0 | 8.5839 | 0 | 0 | 0 | 0 | 0 | 0 | 0 | 0 | 0 | 0 | 0 | 0 | 0
2 | 23 | 1 | 5 | 1.7931 | 0 | 2.4769 | 0 | 0 | 0 | 0 | 0.63436 | 0 | 0 | 0.66445 | 0 | 5.5688 | 0 | 0 | 0 | 0 | 0 | 0 | 0 | 0 | 0 | 0 | 0 | 0 | 0 | 0.45131 | 0 | 0.54519 | 7.4414 | 0 | 0 | 0.053706 | 0.86927 | 0 | 0.00055689 | 0 | 0 | 9.3614 | 0 | 0 | 0 | 0 | 0 | 0 | 0 | 0 | 0 | 0 | 0 | 0 | 0
2 | 23 | 2 | 5 | 1.7931 | 0 | 2.4769 | 0 | 0 | 0 | 0 | 0.70076 | 0 | 0 | 0.66448 | 0 | 5.6353 | 0 | 0 | 0 | 0 | 0 | 0 | 0 | 0 | 0 | 0 | 0 | 0 | 0 | 0.45131 | 0 | 0.32173 | 8.1389 | 0 | 0 | 0.053706 | 0.8787 | 0 | 0.00060942 | 0 | 0 | 9.845 | 0 | 0 | 0 | 0 | 0 | 0 | 0 | 0 | 0 | 0 | 0 | 0 | 0
2 | 23 | 3 | 5 | 1.7931 | 0 | 2.4769 | 0 | 0 | 0 | 0 | 0.73279 | 0 | 0 | 0.66451 | 0 | 5.6673 | 0 | 0 | 0 | 0 | 0 | 0 | 0 | 0 | 0 | 0 | 0 | 0 | 0 | 0.45131 | 0 | 0.32173 | 8.3588 | 0 | 0 | 0.053706 | 0.88061 | 0 | 0.00063165 | 0 | 0 | 10.0668 | 0 | 0 | 0 | 0 | 0 | 0 | 0 | 0 | 0 | 0 | 0 | 0 | 0
2 | 23 | 4 | 5 | 1.7931 | 0 | 2.4769 | 0 | 0 | 0 | 0 | 0.75334 | 0 | 0 | 0.66452 | 0 | 5.6879 | 0 | 0 | 0 | 0 | 0 | 0 | 0 | 0 | 0 | 0 | 0 | 0 | 0 | 0.45131 | 0 | 0.32173 | 8.5187 | 0 | 0 | 0.053706 | 0.88179 | 0 | 0.00064574 | 0 | 0 | 10.2279 | 0 | 0 | 0 | 0 | 0 | 0 | 0 | 0 | 0 | 0 | 0 | 0 | 0
2 | 23 | 5 | 5 | 1.7931 | 0 | 2.4769 | 0 | 0 | 0 | 0 | 0.77753 | 0 | 0 | 0.66452 | 0 | 5.7121 | 0 | 0 | 0 | 0 | 0 | 0 | 0 | 0 | 0 | 0 | 0 | 0 | 0 | 0.45131 | 0 | 0.32173 | 8.7316 | 0 | 0 | 0.053706 | 0.88404 | 0 | 0.00066403 | 0 | 0 | 10.443 | 0 | 0 | 0 | 0 | 0 | 0 | 0 | 0 | 0 | 0 | 0 | 0 | 0
2 | 23 | 6 | 5 | 1.7931 | 0 | 2.4769 | 0 | 0 | 0 | 0 | 0.78426 | 0 | 0 | 0.66453 | 0 | 5.7188 | 0 | 0 | 0 | 0 | 0 | 0 | 0 | 0 | 0 | 0 | 0 | 0 | 0 | 0.45131 | 0 | 0.32173 | 8.7124 | 0 | 0 | 0.053706 | 0.88335 | 0 | 0.0006666 | 0 | 0 | 10.4232 | 0 | 0 | 0 | 0 | 0 | 0 | 0 | 0 | 0 | 0 | 0 | 0 | 0
2 | 23 | 7 | 5 | 1.7931 | 0 | 2.4769 | 0 | 0 | 0 | 0 | 0.834 | 0 | 0 | 3.7781 | 0 | 8.8821 | 0 | 0 | 0 | 0 | 0 | 0 | 0 | 0 | 0 | 0 | 0 | 0 | 0 | 0.45131 | 0 | 0.54519 | 9.0975 | 0 | 0 | 0.31621 | 0.88401 | 0 | 0.28171 | 0 | 0 | 11.576 | 0 | 0 | 0 | 0 | 0 | 0 | 0 | 0 | 0 | 0 | 0 | 0 | 0
2 | 23 | 8 | 5 | 1.7931 | 0 | 2.4769 | 0 | 0 | 0 | 0 | 1.1853 | 0 | 0 | 6.2689 | 0 | 11.7242 | 0 | 0 | 0 | 0 | 0 | 0 | 0 | 0 | 0 | 0 | 0 | 0 | 0 | 0.45131 | 0 | 0.71279 | 11.2478 | 0 | 0 | 0.52621 | 0.87625 | 0 | 0.45623 | 0 | 0 | 14.2706 | 0 | 0 | 0 | 0 | 0 | 0 | 0 | 0 | 0 | 0 | 0 | 0 | 0
2 | 23 | 9 | 5 | 1.7931 | 0 | 13.6089 | 0 | 0 | 0 | 0 | 1.0344 | 0 | 0 | 3.959 | 0 | 20.3954 | 0 | 0 | 0 | 0 | 0 | 0 | 0 | 0 | 0 | 0 | 0 | 0 | 0 | 0.45131 | 0 | 0.71279 | 8.8295 | 0 | 0 | 0.42121 | 0.87039 | 0 | 0 | 0 | 0 | 11.2852 | 0 | 0 | 0 | 0 | 0 | 0 | 0 | 0 | 0 | 0 | 0 | 0 | 0
2 | 23 | 10 | 5 | 1.7931 | 0 | 13.6089 | 0 | 0 | 0 | 0 | 0.8809 | 0 | 0 | 4.83 | 0 | 21.1129 | 0 | 0 | 0 | 0 | 0 | 0 | 0 | 0 | 0 | 0 | 0 | 0 | 0 | 0.45131 | 0 | 0.71279 | 7.5494 | 0 | 0 | 0.31621 | 0.85969 | 0 | 0 | 0 | 0 | 9.8894 | 0 | 0 | 0 | 0 | 0 | 0 | 0 | 0 | 0 | 0 | 0 | 0 | 0
2 | 23 | 11 | 5 | 1.7931 | 0 | 13.6089 | 0 | 0 | 0 | 0 | 0.81108 | 0 | 0 | 3.778 | 0 | 19.9911 | 0 | 0 | 0 | 0 | 0 | 0 | 0 | 0 | 0 | 0 | 0 | 0 | 0 | 0.45131 | 0 | 0.71279 | 6.8451 | 0 | 0 | 0.31621 | 0.85685 | 0 | 0 | 0 | 0 | 9.1823 | 0 | 0 | 0 | 0 | 0 | 0 | 0 | 0 | 0 | 0 | 0 | 0 | 0
2 | 23 | 12 | 5 | 1.7931 | 0 | 13.6089 | 0 | 0 | 0 | 0 | 0.78689 | 0 | 0 | 3.9589 | 0 | 20.1478 | 0 | 0 | 0 | 0 | 0 | 0 | 0 | 0 | 0 | 0 | 0 | 0 | 0 | 0.45131 | 0 | 0.54519 | 6.7451 | 0 | 0 | 0.36871 | 0.86164 | 0 | 0 | 0 | 0 | 8.9719 | 0 | 0 | 0 | 0 | 0 | 0 | 0 | 0 | 0 | 0 | 0 | 0 | 0
2 | 23 | 13 | 5 | 1.7931 | 0 | 8.6613 | 0 | 0 | 0 | 0 | 0.79172 | 0 | 0 | 3.959 | 0 | 15.2051 | 0 | 0 | 0 | 0 | 0 | 0 | 0 | 0 | 0 | 0 | 0 | 0 | 0 | 0.45131 | 0 | 0.54519 | 6.4874 | 0 | 0 | 0.42121 | 0.8578 | 0 | 0 | 0 | 0 | 8.7629 | 0 | 0 | 0 | 0 | 0 | 0 | 0 | 0 | 0 | 0 | 0 | 0 | 0
2 | 23 | 14 | 5 | 1.7931 | 0 | 13.6089 | 0 | 0 | 0 | 0 | 0.72862 | 0 | 0 | 5.8842 | 0 | 22.0148 | 0 | 0 | 0 | 0 | 0 | 0 | 0 | 0 | 0 | 0 | 0 | 0 | 0 | 0.45131 | 0 | 0.54519 | 6.1764 | 0 | 0 | 0.36871 | 0.8577 | 0 | 0 | 0 | 0 | 8.3993 | 0 | 0 | 0 | 0 | 0 | 0 | 0 | 0 | 0 | 0 | 0 | 0 | 0
2 | 23 | 15 | 5 | 1.7931 | 0 | 13.6089 | 0 | 0 | 0 | 0 | 0.76022 | 0 | 0 | 3.9589 | 0 | 20.1212 | 0 | 0 | 0 | 0 | 0 | 0 | 0 | 0 | 0 | 0 | 0 | 0 | 0 | 0.45131 | 0 | 0.54519 | 6.5783 | 0 | 0 | 0.36871 | 0.86356 | 0 | 0 | 0 | 0 | 8.8071 | 0 | 0 | 0 | 0 | 0 | 0 | 0 | 0 | 0 | 0 | 0 | 0 | 0
2 | 23 | 16 | 5 | 1.7931 | 0 | 13.6089 | 0 | 0 | 0 | 0 | 0.76066 | 0 | 0 | 4.2146 | 0 | 20.3773 | 0 | 0 | 0 | 0 | 0 | 0 | 0 | 0 | 0 | 0 | 0 | 0 | 0 | 0.45131 | 0 | 0.54519 | 6.7788 | 0 | 0 | 0.31621 | 0.8626 | 0 | 0 | 0 | 0 | 8.9541 | 0 | 0 | 0 | 0 | 0 | 0 | 0 | 0 | 0 | 0 | 0 | 0 | 0
2 | 23 | 17 | 5 | 1.7931 | 0 | 13.6089 | 0 | 0 | 0 | 0 | 0.74252 | 0 | 0 | 3.778 | 0 | 19.9226 | 0 | 0 | 0 | 0 | 0 | 0 | 0 | 0 | 0 | 0 | 0 | 0 | 0 | 0.45131 | 0 | 0.54519 | 6.6786 | 0 | 0 | 0.31621 | 0.86029 | 0 | 0 | 0 | 0 | 8.8516 | 0 | 0 | 0 | 0 | 0 | 0 | 0 | 0 | 0 | 0 | 0 | 0 | 0
2 | 23 | 18 | 5 | 1.7931 | 0 | 13.6089 | 0 | 0 | 0 | 0 | 0.73277 | 0 | 0 | 6.2689 | 0 | 22.4036 | 0 | 0 | 0 | 0 | 0 | 0 | 0 | 0 | 0 | 0 | 0 | 0 | 0 | 0.45131 | 0 | 0.54519 | 6.619 | 0 | 0 | 0.52621 | 0.8623 | 0 | 0 | 0 | 0 | 9.004 | 0 | 0 | 0 | 0 | 0 | 0 | 0 | 0 | 0 | 0 | 0 | 0 | 0
2 | 23 | 19 | 5 | 1.7931 | 0 | 9.8982 | 0 | 0 | 0 | 0 | 0.79912 | 0 | 0 | 6.2689 | 0 | 18.7593 | 0 | 0 | 0 | 0 | 0 | 0 | 0 | 0 | 0 | 0 | 0 | 0 | 0 | 0.45131 | 0 | 0.54519 | 6.9872 | 0 | 0 | 0.52621 | 0.86539 | 0 | 0 | 0 | 0 | 9.3753 | 0 | 0 | 0 | 0 | 0 | 0 | 0 | 0 | 0 | 0 | 0 | 0 | 0
2 | 23 | 20 | 5 | 1.7931 | 0 | 2.4769 | 0 | 0 | 0 | 0 | 0.90208 | 0 | 0 | 3.959 | 0 | 9.1311 | 0 | 0 | 0 | 0 | 0 | 0 | 0 | 0 | 0 | 0 | 0 | 0 | 0 | 0.45131 | 0 | 0.88038 | 7.4968 | 0 | 0 | 0.42121 | 0.85776 | 0 | 0 | 0 | 0 | 10.1075 | 0 | 0 | 0 | 0 | 0 | 0 | 0 | 0 | 0 | 0 | 0 | 0 | 0
2 | 23 | 21 | 5 | 1.7931 | 0 | 2.4769 | 0 | 0 | 0 | 0 | 0.88565 | 0 | 0 | 3.9589 | 0 | 9.1146 | 0 | 0 | 0 | 0 | 0 | 0 | 0 | 0 | 0 | 0 | 0 | 0 | 0 | 0.45131 | 0 | 1.1038 | 7.2445 | 0 | 0 | 0.36871 | 0.8475 | 0 | 0 | 0 | 0 | 10.0158 | 0 | 0 | 0 | 0 | 0 | 0 | 0 | 0 | 0 | 0 | 0 | 0 | 0
2 | 23 | 22 | 5 | 1.7931 | 0 | 2.4769 | 0 | 0 | 0 | 0 | 0.89647 | 0 | 0 | 6.6203 | 0 | 11.7867 | 0 | 0 | 0 | 0 | 0 | 0 | 0 | 0 | 0 | 0 | 0 | 0 | 0 | 0.45131 | 0 | 1.2156 | 7.1501 | 0 | 0 | 0.47371 | 0.84579 | 0 | 0 | 0 | 0 | 10.1365 | 0 | 0 | 0 | 0 | 0 | 0 | 0 | 0 | 0 | 0 | 0 | 0 | 0
2 | 23 | 23 | 5 | 1.7931 | 0 | 2.4769 | 0 | 0 | 0 | 0 | 0.88736 | 0 | 0 | 4.2741 | 0 | 9.4315 | 0 | 0 | 0 | 0 | 0 | 0 | 0 | 0 | 0 | 0 | 0 | 0 | 0 | 0.45131 | 0 | 1.1038 | 7.1165 | 0 | 0 | 0.31621 | 0.84578 | 0 | 0 | 0 | 0 | 9.8336 | 0 | 0 | 0 | 0 | 0 | 0 | 0 | 0 | 0 | 0 | 0 | 0 | 0
2 | 23 | 24 | 5 | 1.7931 | 0 | 2.4769 | 0 | 0 | 0 | 0 | 0.428 | 0 | 0 | 0.66443 | 0 | 5.3624 | 0 | 0 | 0 | 0 | 0 | 0 | 0 | 0 | 0 | 0 | 0 | 0 | 0 | 0.45131 | 0 | 0.88038 | 5.1166 | 0 | 0 | 0.053706 | 0.84991 | 0 | 0 | 0 | 0 | 7.3519 | 0 | 0 | 0 | 0 | 0 | 0 | 0 | 0 | 0 | 0 | 0 | 0 | 0
2 | 24 | 1 | 6 | 1.7931 | 0 | 2.4769 | 0 | 0 | 0 | 0 | 0.58309 | 0 | 0 | 0.66444 | 0 | 5.5176 | 0 | 0 | 0 | 0 | 0 | 0 | 0 | 0 | 0 | 0 | 0 | 0 | 0 | 0.45131 | 0 | 0.54519 | 6.2325 | 0 | 0 | 0.053706 | 0.86255 | 0 | 0 | 0 | 0 | 8.1453 | 0 | 0 | 0 | 0 | 0 | 0 | 0 | 0 | 0 | 0 | 0 | 0 | 0
2 | 24 | 2 | 6 | 1.7931 | 0 | 2.4769 | 0 | 0 | 0 | 0 | 0.59328 | 0 | 0 | 0.66448 | 0 | 5.5278 | 0 | 0 | 0 | 0 | 0 | 0 | 0 | 0 | 0 | 0 | 0 | 0 | 0 | 0.45131 | 0 | 0.32173 | 6.1869 | 0 | 0 | 0.053706 | 0.8622 | 0 | 0 | 0 | 0 | 7.8758 | 0 | 0 | 0 | 0 | 0 | 0 | 0 | 0 | 0 | 0 | 0 | 0 | 0
2 | 24 | 3 | 6 | 1.7931 | 0 | 2.4769 | 0 | 0 | 0 | 0 | 0.58126 | 0 | 0 | 0.66449 | 0 | 5.5158 | 0 | 0 | 0 | 0 | 0 | 0 | 0 | 0 | 0 | 0 | 0 | 0 | 0 | 0.45131 | 0 | 0.32173 | 6.1685 | 0 | 0 | 0.053706 | 0.8573 | 0 | 0 | 0 | 0 | 7.8526 | 0 | 0 | 0 | 0 | 0 | 0 | 0 | 0 | 0 | 0 | 0 | 0 | 0
2 | 24 | 4 | 6 | 1.7931 | 0 | 2.4769 | 0 | 0 | 0 | 0 | 0.63597 | 0 | 0 | 0.66448 | 0 | 5.5705 | 0 | 0 | 0 | 0 | 0 | 0 | 0 | 0 | 0 | 0 | 0 | 0 | 0 | 0.45131 | 0 | 0.32173 | 6.6392 | 0 | 0 | 0.053706 | 0.86433 | 0 | 0 | 0 | 0 | 8.3303 | 0 | 0 | 0 | 0 | 0 | 0 | 0 | 0 | 0 | 0 | 0 | 0 | 0
2 | 24 | 5 | 6 | 1.7931 | 0 | 2.4769 | 0 | 0 | 0 | 0 | 0.66978 | 0 | 0 | 0.66449 | 0 | 5.6043 | 0 | 0 | 0 | 0 | 0 | 0 | 0 | 0 | 0 | 0 | 0 | 0 | 0 | 0.45131 | 0 | 0.32173 | 7.5301 | 0 | 0 | 0.053706 | 0.86994 | 0 | 1.7348 | 0 | 0 | 10.9616 | 0 | 0 | 0 | 0 | 0 | 0 | 0 | 0 | 0 | 0 | 0 | 0 | 0
2 | 24 | 6 | 6 | 1.7931 | 0 | 2.4769 | 0 | 0 | 0 | 0 | 0.77018 | 0 | 0 | 0.6645 | 0 | 5.7047 | 0 | 0 | 0 | 0 | 0 | 0 | 0 | 0 | 0 | 0 | 0 | 0 | 0 | 0.45131 | 0 | 0.32173 | 7.4961 | 0 | 0 | 0.053706 | 0.88255 | 0 | 0 | 0 | 0 | 9.2054 | 0 | 0 | 0 | 0 | 0 | 0 | 0 | 0 | 0 | 0 | 0 | 0 | 0
2 | 24 | 7 | 6 | 1.7931 | 0 | 2.4769 | 0 | 0 | 0 | 0 | 0.77787 | 0 | 0 | 3.7781 | 0 | 8.826 | 0 | 0 | 0 | 0 | 0 | 0 | 0 | 0 | 0 | 0 | 0 | 0 | 0 | 0.45131 | 0 | 0.54519 | 7.6637 | 0 | 0 | 0.31621 | 0.87738 | 0 | 0 | 0 | 0 | 9.8538 | 0 | 0 | 0 | 0 | 0 | 0 | 0 | 0 | 0 | 0 | 0 | 0 | 0
2 | 24 | 8 | 6 | 1.7931 | 0 | 2.4769 | 0 | 0 | 0 | 0 | 1.1467 | 0 | 0 | 6.2689 | 0 | 11.6857 | 0 | 0 | 0 | 0 | 0 | 0 | 0 | 0 | 0 | 0 | 0 | 0 | 0 | 0.45131 | 0 | 0.71279 | 9.53 | 0 | 0 | 0.52621 | 0.87252 | 0 | 0 | 0 | 0 | 12.0929 | 0 | 0 | 0 | 0 | 0 | 0 | 0 | 0 | 0 | 0 | 0 | 0 | 0
2 | 24 | 9 | 6 | 1.7931 | 0 | 13.6089 | 0 | 0 | 0 | 0 | 0.99254 | 0 | 0 | 3.959 | 0 | 20.3535 | 0 | 0 | 0 | 0 | 0 | 0 | 0 | 0 | 0 | 0 | 0 | 0 | 0 | 0.45131 | 0 | 0.71279 | 8.1547 | 0 | 0 | 0.42121 | 0.87374 | 0 | 0 | 0 | 0 | 10.6137 | 0 | 0 | 0 | 0 | 0 | 0 | 0 | 0 | 0 | 0 | 0 | 0 | 0
2 | 24 | 10 | 6 | 1.7931 | 0 | 13.6089 | 0 | 0 | 0 | 0 | 0.88319 | 0 | 0 | 4.8301 | 0 | 21.1153 | 0 | 0 | 0 | 0 | 0 | 0 | 0 | 0 | 0 | 0 | 0 | 0 | 0 | 0.45131 | 0 | 0.71279 | 7.2238 | 0 | 0 | 0.31621 | 0.86723 | 0 | 0 | 0 | 0 | 9.5713 | 0 | 0 | 0 | 0 | 0 | 0 | 0 | 0 | 0 | 0 | 0 | 0 | 0
2 | 24 | 11 | 6 | 1.7931 | 0 | 13.6089 | 0 | 0 | 0 | 0 | 0.8199 | 0 | 0 | 3.778 | 0 | 20 | 0 | 0 | 0 | 0 | 0 | 0 | 0 | 0 | 0 | 0 | 0 | 0 | 0 | 0.45131 | 0 | 0.71279 | 7.1838 | 0 | 0 | 0.31621 | 0.87164 | 0 | 0 | 0 | 0 | 9.5357 | 0 | 0 | 0 | 0 | 0 | 0 | 0 | 0 | 0 | 0 | 0 | 0 | 0
2 | 24 | 12 | 6 | 1.7931 | 0 | 13.6089 | 0 | 0 | 0 | 0 | 0.75661 | 0 | 0 | 3.959 | 0 | 20.1176 | 0 | 0 | 0 | 0 | 0 | 0 | 0 | 0 | 0 | 0 | 0 | 0 | 0 | 0.45131 | 0 | 0.54519 | 6.548 | 0 | 0 | 0.36871 | 0.87337 | 0 | 0 | 0 | 0 | 8.7866 | 0 | 0 | 0 | 0 | 0 | 0 | 0 | 0 | 0 | 0 | 0 | 0 | 0
2 | 24 | 13 | 6 | 1.7931 | 0 | 8.6613 | 0 | 0 | 0 | 0 | 0.73027 | 0 | 0 | 3.959 | 0 | 15.1437 | 0 | 0 | 0 | 0 | 0 | 0 | 0 | 0 | 0 | 0 | 0 | 0 | 0 | 0.45131 | 0 | 0.54519 | 6.3126 | 0 | 0 | 0.42121 | 0.8736 | 0 | 0 | 0 | 0 | 8.6039 | 0 | 0 | 0 | 0 | 0 | 0 | 0 | 0 | 0 | 0 | 0 | 0 | 0
2 | 24 | 14 | 6 | 1.7931 | 0 | 13.6089 | 0 | 0 | 0 | 0 | 0.48097 | 0 | 0 | 5.8843 | 0 | 21.7673 | 0 | 0 | 0 | 0 | 0 | 0 | 0 | 0 | 0 | 0 | 0 | 0 | 0 | 0.45131 | 0 | 0.54519 | 4.9135 | 0 | 0 | 0.36871 | 0.8637 | 0 | 0 | 0 | 0 | 7.1424 | 0 | 0 | 0 | 0 | 0 | 0 | 0 | 0 | 0 | 0 | 0 | 0 | 0
2 | 24 | 15 | 6 | 1.7931 | 0 | 13.6089 | 0 | 0 | 0 | 0 | 0.43062 | 0 | 0 | 3.959 | 0 | 19.7916 | 0 | 0 | 0 | 0 | 0 | 0 | 0 | 0 | 0 | 0 | 0 | 0 | 0 | 0.45131 | 0 | 0.54519 | 4.7319 | 0 | 0 | 0.36871 | 0.86539 | 0 | 0 | 0 | 0 | 6.9625 | 0 | 0 | 0 | 0 | 0 | 0 | 0 | 0 | 0 | 0 | 0 | 0 | 0
2 | 24 | 16 | 6 | 1.7931 | 0 | 13.6089 | 0 | 0 | 0 | 0 | 0.43699 | 0 | 0 | 4.2147 | 0 | 20.0537 | 0 | 0 | 0 | 0 | 0 | 0 | 0 | 0 | 0 | 0 | 0 | 0 | 0 | 0.45131 | 0 | 0.54519 | 4.9372 | 0 | 0 | 0.31621 | 0.86658 | 0 | 0 | 0 | 0 | 7.1165 | 0 | 0 | 0 | 0 | 0 | 0 | 0 | 0 | 0 | 0 | 0 | 0 | 0
2 | 24 | 17 | 6 | 1.7931 | 0 | 13.6089 | 0 | 0 | 0 | 0 | 0.61218 | 0 | 0 | 3.7781 | 0 | 19.7923 | 0 | 0 | 0 | 0 | 0 | 0 | 0 | 0 | 0 | 0 | 0 | 0 | 0 | 0.45131 | 0 | 0.54519 | 6.0565 | 0 | 0 | 0.31621 | 0.87438 | 0 | 0 | 0 | 0 | 8.2436 | 0 | 0 | 0 | 0 | 0 | 0 | 0 | 0 | 0 | 0 | 0 | 0 | 0
2 | 24 | 18 | 6 | 1.7931 | 0 | 13.6089 | 0 | 0 | 0 | 0 | 0.66955 | 0 | 0 | 6.2689 | 0 | 22.3405 | 0 | 0 | 0 | 0 | 0 | 0 | 0 | 0 | 0 | 0 | 0 | 0 | 0 | 0.45131 | 0 | 0.54519 | 7.0064 | 0 | 0 | 0.52621 | 0.87386 | 0 | 0.00053817 | 0 | 0 | 9.4035 | 0 | 0 | 0 | 0 | 0 | 0 | 0 | 0 | 0 | 0 | 0 | 0 | 0
2 | 24 | 19 | 6 | 1.7931 | 0 | 9.8982 | 0 | 0 | 0 | 0 | 0.83792 | 0 | 0 | 6.2689 | 0 | 18.7982 | 0 | 0 | 0 | 0 | 0 | 0 | 0 | 0 | 0 | 0 | 0 | 0 | 0 | 0.45131 | 0 | 0.54519 | 8.3442 | 0 | 0 | 0.52621 | 0.88404 | 0 | 0.00065409 | 0 | 0 | 10.7516 | 0 | 0 | 0 | 0 | 0 | 0 | 0 | 0 | 0 | 0 | 0 | 0 | 0
2 | 24 | 20 | 6 | 1.7931 | 0 | 2.4769 | 0 | 0 | 0 | 0 | 1.0308 | 0 | 0 | 3.959 | 0 | 9.2598 | 0 | 0 | 0 | 0 | 0 | 0 | 0 | 0 | 0 | 0 | 0 | 0 | 0 | 0.45131 | 0 | 0.88038 | 10.0573 | 0 | 0 | 0.42121 | 0.88777 | 0 | 0.00079607 | 0 | 0 | 12.6988 | 0 | 0 | 0 | 0 | 0 | 0 | 0 | 0 | 0 | 0 | 0 | 0 | 0
2 | 24 | 21 | 6 | 1.7931 | 0 | 2.4769 | 0 | 0 | 0 | 0 | 1.0479 | 0 | 0 | 3.959 | 0 | 9.2769 | 0 | 0 | 0 | 0 | 0 | 0 | 0 | 0 | 0 | 0 | 0 | 0 | 0 | 0.45131 | 0 | 1.1038 | 10.2572 | 0 | 0 | 0.36871 | 0.88021 | 0 | 0.00081203 | 0 | 0 | 13.0621 | 0 | 0 | 0 | 0 | 0 | 0 | 0 | 0 | 0 | 0 | 0 | 0 | 0
2 | 24 | 22 | 6 | 1.7931 | 0 | 2.4769 | 0 | 0 | 0 | 0 | 1.132 | 0 | 0 | 6.6203 | 0 | 12.0223 | 0 | 0 | 0 | 0 | 0 | 0 | 0 | 0 | 0 | 0 | 0 | 0 | 0 | 0.45131 | 0 | 1.2156 | 11.1859 | 0 | 0 | 0.47371 | 0.89219 | 0 | 0.00088569 | 0 | 0 | 14.2196 | 0 | 0 | 0 | 0 | 0 | 0 | 0 | 0 | 0 | 0 | 0 | 0 | 0
2 | 24 | 23 | 6 | 1.7931 | 0 | 2.4769 | 0 | 0 | 0 | 0 | 1.1636 | 0 | 0 | 4.2743 | 0 | 9.708 | 0 | 0 | 0 | 0 | 0 | 0 | 0 | 0 | 0 | 0 | 0 | 0 | 0 | 0.45131 | 0 | 1.1038 | 11.7797 | 0 | 0 | 0.31621 | 0.90106 | 0 | 0.0009331 | 0 | 0 | 14.5531 | 0 | 0 | 0 | 0 | 0 | 0 | 0 | 0 | 0 | 0 | 0 | 0 | 0
2 | 24 | 24 | 6 | 1.7931 | 0 | 2.4769 | 0 | 0 | 0 | 0 | 0.74194 | 0 | 0 | 0.66456 | 0 | 5.6765 | 0 | 0 | 0 | 0 | 0 | 0 | 0 | 0 | 0 | 0 | 0 | 0 | 0 | 0.45131 | 0 | 0.88038 | 8.9418 | 0 | 0 | 0.053706 | 0.90398 | 0 | 0.00067875 | 0 | 0 | 11.2318 | 0 | 0 | 0 | 0 | 0 | 0 | 0 | 0 | 0 | 0 | 0 | 0 | 0
2 | 25 | 1 | 7 | 1.7931 | 0 | 2.4769 | 0 | 0 | 0 | 0 | 0.82941 | 0 | 0 | 0.66456 | 0 | 5.764 | 0 | 0 | 0 | 0 | 0 | 0 | 0 | 0 | 0 | 0 | 0 | 0 | 0 | 0.45131 | 0 | 0.54519 | 9.9073 | 0 | 0 | 0.053706 | 0.90686 | 0 | 0.00076026 | 0 | 0 | 11.8652 | 0 | 0 | 0 | 0 | 0 | 0 | 0 | 0 | 0 | 0 | 0 | 0 | 0
2 | 25 | 2 | 7 | 1.7931 | 0 | 2.4769 | 0 | 0 | 0 | 0 | 0.94639 | 0 | 0 | 0.66456 | 0 | 5.881 | 0 | 0 | 0 | 0 | 0 | 0 | 0 | 0 | 0 | 0 | 0 | 0 | 0 | 0.45131 | 0 | 0.32173 | 11.2314 | 0 | 0 | 0.053706 | 0.92843 | 0 | 0.00087183 | 0 | 0 | 12.9874 | 0 | 0 | 0 | 0 | 0 | 0 | 0 | 0 | 0 | 0 | 0 | 0 | 0
2 | 25 | 3 | 7 | 1.7931 | 0 | 2.4769 | 0 | 0 | 0 | 0 | 0.97407 | 0 | 0 | 0.66462 | 0 | 5.9087 | 0 | 0 | 0 | 0 | 0 | 0 | 0 | 0 | 0 | 0 | 0 | 0 | 0 | 0.45131 | 0 | 0.32173 | 11.5438 | 0 | 0 | 0.053706 | 0.9302 | 0 | 0.00090451 | 0 | 0 | 13.3017 | 0 | 0 | 0 | 0 | 0 | 0 | 0 | 0 | 0 | 0 | 0 | 0 | 0
2 | 25 | 4 | 7 | 1.7931 | 0 | 2.4769 | 0 | 0 | 0 | 0 | 1.0316 | 0 | 0 | 0.66461 | 0 | 5.9662 | 0 | 0 | 0 | 0 | 0 | 0 | 0 | 0 | 0 | 0 | 0 | 0 | 0 | 0.45131 | 0 | 0.32173 | 12.2236 | 0 | 0 | 0.053706 | 0.94313 | 0 | 0.00097566 | 0 | 0 | 13.9945 | 0 | 0 | 0 | 0 | 0 | 0 | 0 | 0 | 0 | 0 | 0 | 0 | 0
2 | 25 | 5 | 7 | 1.7931 | 0 | 2.4769 | 0 | 0 | 0 | 0 | 0.97123 | 0 | 0 | 0.66463 | 0 | 5.9059 | 0 | 0 | 0 | 0 | 0 | 0 | 0 | 0 | 0 | 0 | 0 | 0 | 0 | 0.45131 | 0 | 0.32173 | 11.4839 | 0 | 0 | 0.053706 | 0.92689 | 0 | 0.00091877 | 0 | 0 | 13.2385 | 0 | 0 | 0 | 0 | 0 | 0 | 0 | 0 | 0 | 0 | 0 | 0 | 0
2 | 25 | 6 | 7 | 1.7931 | 0 | 2.4769 | 0 | 0 | 0 | 0 | 0.9811 | 0 | 0 | 0.66458 | 0 | 5.9157 | 0 | 0 | 0 | 0 | 0 | 0 | 0 | 0 | 0 | 0 | 0 | 0 | 0 | 0.45131 | 0 | 0.32173 | 11.5375 | 0 | 0 | 0.053706 | 0.92651 | 0 | 0.00092384 | 0 | 0 | 13.2917 | 0 | 0 | 0 | 0 | 0 | 0 | 0 | 0 | 0 | 0 | 0 | 0 | 0
2 | 25 | 7 | 7 | 1.7931 | 0 | 2.4769 | 0 | 0 | 0 | 0 | 0.97968 | 0 | 0 | 3.7781 | 0 | 9.0278 | 0 | 0 | 0 | 0 | 0 | 0 | 0 | 0 | 0 | 0 | 0 | 0 | 0 | 0.45131 | 0 | 0.54519 | 11.4272 | 0 | 0 | 0.31621 | 0.91936 | 0 | 0.00091731 | 0 | 0 | 13.6602 | 0 | 0 | 0 | 0 | 0 | 0 | 0 | 0 | 0 | 0 | 0 | 0 | 0
2 | 25 | 8 | 7 | 1.7931 | 0 | 2.4769 | 0 | 0 | 0 | 0 | 1.2507 | 0 | 0 | 6.2689 | 0 | 11.7896 | 0 | 0 | 0 | 0 | 0 | 0 | 0 | 0 | 0 | 0 | 0 | 0 | 0 | 0.45131 | 0 | 0.71279 | 13.252 | 0 | 0 | 0.52621 | 0.90181 | 0 | 0.0010659 | 0 | 0 | 15.8452 | 0 | 0 | 0 | 0 | 0 | 0 | 0 | 0 | 0 | 0 | 0 | 0 | 0
2 | 25 | 9 | 7 | 1.7931 | 0 | 13.6089 | 0 | 0 | 0 | 0 | 1.0971 | 0 | 0 | 3.959 | 0 | 20.4581 | 0 | 0 | 0 | 0 | 0 | 0 | 0 | 0 | 0 | 0 | 0 | 0 | 0 | 0.45131 | 0 | 0.71279 | 11.3542 | 0 | 0 | 0.42121 | 0.88802 | 0 | 0.00090983 | 0 | 0 | 13.8284 | 0 | 0 | 0 | 0 | 0 | 0 | 0 | 0 | 0 | 0 | 0 | 0 | 0
2 | 25 | 10 | 7 | 1.7931 | 0 | 13.6089 | 0 | 0 | 0 | 0 | 1.0682 | 0 | 0 | 4.8301 | 0 | 21.3003 | 0 | 0 | 0 | 0 | 0 | 0 | 0 | 0 | 0 | 0 | 0 | 0 | 0 | 0.45131 | 0 | 0.71279 | 10.9046 | 0 | 0 | 0.31621 | 0.89235 | 0 | 0.0008641 | 0 | 0 | 13.2781 | 0 | 0 | 0 | 0 | 0 | 0 | 0 | 0 | 0 | 0 | 0 | 0 | 0
2 | 25 | 11 | 7 | 1.7931 | 0 | 13.6089 | 0 | 0 | 0 | 0 | 0.92481 | 0 | 0 | 3.7781 | 0 | 20.1049 | 0 | 0 | 0 | 0 | 0 | 0 | 0 | 0 | 0 | 0 | 0 | 0 | 0 | 0.45131 | 0 | 0.71279 | 9.5485 | 0 | 0 | 0.31621 | 0.87864 | 0 | 0.00074695 | 0 | 0 | 11.9082 | 0 | 0 | 0 | 0 | 0 | 0 | 0 | 0 | 0 | 0 | 0 | 0 | 0
2 | 25 | 12 | 7 | 1.7931 | 0 | 13.6089 | 0 | 0 | 0 | 0 | 0.82288 | 0 | 0 | 3.959 | 0 | 20.1838 | 0 | 0 | 0 | 0 | 0 | 0 | 0 | 0 | 0 | 0 | 0 | 0 | 0 | 0.45131 | 0 | 0.54519 | 8.6558 | 0 | 0 | 0.36871 | 0.88144 | 0 | 0.00066616 | 0 | 0 | 10.9031 | 0 | 0 | 0 | 0 | 0 | 0 | 0 | 0 | 0 | 0 | 0 | 0 | 0
2 | 25 | 13 | 7 | 1.7931 | 0 | 8.6613 | 0 | 0 | 0 | 0 | 0.79185 | 0 | 0 | 3.959 | 0 | 15.2053 | 0 | 0 | 0 | 0 | 0 | 0 | 0 | 0 | 0 | 0 | 0 | 0 | 0 | 0.45131 | 0 | 0.54519 | 8.3608 | 0 | 0 | 0.42121 | 0.8834 | 0 | 0.00064044 | 0 | 0 | 10.6625 | 0 | 0 | 0 | 0 | 0 | 0 | 0 | 0 | 0 | 0 | 0 | 0 | 0
2 | 25 | 14 | 7 | 1.7931 | 0 | 13.6089 | 0 | 0 | 0 | 0 | 0.67474 | 0 | 0 | 5.8843 | 0 | 21.961 | 0 | 0 | 0 | 0 | 0 | 0 | 0 | 0 | 0 | 0 | 0 | 0 | 0 | 0.45131 | 0 | 0.54519 | 7.5094 | 0 | 0 | 0.36871 | 0.88557 | 0 | 0.00056225 | 0 | 0 | 9.7608 | 0 | 0 | 0 | 0 | 0 | 0 | 0 | 0 | 0 | 0 | 0 | 0 | 0
2 | 25 | 15 | 7 | 1.7931 | 0 | 13.6089 | 0 | 0 | 0 | 0 | 0.57102 | 0 | 0 | 3.959 | 0 | 19.932 | 0 | 0 | 0 | 0 | 0 | 0 | 0 | 0 | 0 | 0 | 0 | 0 | 0 | 0.45131 | 0 | 0.54519 | 6.8553 | 0 | 0 | 0.36871 | 0.88565 | 0 | 0.00049562 | 0 | 0 | 9.1067 | 0 | 0 | 0 | 0 | 0 | 0 | 0 | 0 | 0 | 0 | 0 | 0 | 0
2 | 25 | 16 | 7 | 1.7931 | 0 | 13.6089 | 0 | 0 | 0 | 0 | 0.54159 | 0 | 0 | 4.2147 | 0 | 20.1583 | 0 | 0 | 0 | 0 | 0 | 0 | 0 | 0 | 0 | 0 | 0 | 0 | 0 | 0.45131 | 0 | 0.54519 | 6.5636 | 0 | 0 | 0.31621 | 0.88218 | 0 | 0.00047197 | 0 | 0 | 8.759 | 0 | 0 | 0 | 0 | 0 | 0 | 0 | 0 | 0 | 0 | 0 | 0 | 0
2 | 25 | 17 | 7 | 1.7931 | 0 | 13.6089 | 0 | 0 | 0 | 0 | 0.64673 | 0 | 0 | 3.7781 | 0 | 19.8268 | 0 | 0 | 0 | 0 | 0 | 0 | 0 | 0 | 0 | 0 | 0 | 0 | 0 | 0.45131 | 0 | 0.54519 | 7.1672 | 0 | 0 | 0.31621 | 0.88456 | 0 | 0.00053775 | 0 | 0 | 9.365 | 0 | 0 | 0 | 0 | 0 | 0 | 0 | 0 | 0 | 0 | 0 | 0 | 0
2 | 25 | 18 | 7 | 1.7931 | 0 | 13.6089 | 0 | 0 | 0 | 0 | 0.76306 | 0 | 0 | 6.2689 | 0 | 22.434 | 0 | 0 | 0 | 0 | 0 | 0 | 0 | 0 | 0 | 0 | 0 | 0 | 0 | 0.45131 | 0 | 0.54519 | 7.8865 | 0 | 0 | 0.52621 | 0.88567 | 0 | 0.00061225 | 0 | 0 | 10.2955 | 0 | 0 | 0 | 0 | 0 | 0 | 0 | 0 | 0 | 0 | 0 | 0 | 0
2 | 25 | 19 | 7 | 1.7931 | 0 | 9.8982 | 0 | 0 | 0 | 0 | 0.86841 | 0 | 0 | 6.2689 | 0 | 18.8287 | 0 | 0 | 0 | 0 | 0 | 0 | 0 | 0 | 0 | 0 | 0 | 0 | 0 | 0.45131 | 0 | 0.54519 | 8.558 | 0 | 0 | 0.52621 | 0.88339 | 0 | 0.00067904 | 0 | 0 | 10.9648 | 0 | 0 | 0 | 0 | 0 | 0 | 0 | 0 | 0 | 0 | 0 | 0 | 0
2 | 25 | 20 | 7 | 1.7931 | 0 | 2.4769 | 0 | 0 | 0 | 0 | 1.0198 | 0 | 0 | 3.959 | 0 | 9.2488 | 0 | 0 | 0 | 0 | 0 | 0 | 0 | 0 | 0 | 0 | 0 | 0 | 0 | 0.45131 | 0 | 0.88038 | 9.5558 | 0 | 0 | 0.42121 | 0.8792 | 0 | 0.00077357 | 0 | 0 | 12.1887 | 0 | 0 | 0 | 0 | 0 | 0 | 0 | 0 | 0 | 0 | 0 | 0 | 0
2 | 25 | 21 | 7 | 1.7931 | 0 | 2.4769 | 0 | 0 | 0 | 0 | 1.0321 | 0 | 0 | 3.959 | 0 | 9.2611 | 0 | 0 | 0 | 0 | 0 | 0 | 0 | 0 | 0 | 0 | 0 | 0 | 0 | 0.45131 | 0 | 1.1038 | 9.6231 | 0 | 0 | 0.36871 | 0.87096 | 0 | 0.00078119 | 0 | 0 | 12.4187 | 0 | 0 | 0 | 0 | 0 | 0 | 0 | 0 | 0 | 0 | 0 | 0 | 0
2 | 25 | 22 | 7 | 1.7931 | 0 | 2.4769 | 0 | 0 | 0 | 0 | 1.0135 | 0 | 0 | 6.6203 | 0 | 11.9038 | 0 | 0 | 0 | 0 | 0 | 0 | 0 | 0 | 0 | 0 | 0 | 0 | 0 | 0.45131 | 0 | 1.2156 | 9.4282 | 0 | 0 | 0.47371 | 0.86328 | 0 | 0.00076656 | 0 | 0 | 12.4329 | 0 | 0 | 0 | 0 | 0 | 0 | 0 | 0 | 0 | 0 | 0 | 0 | 0
2 | 25 | 23 | 7 | 1.7931 | 0 | 2.4769 | 0 | 0 | 0 | 0 | 1.0397 | 0 | 0 | 4.2742 | 0 | 9.584 | 0 | 0 | 0 | 0 | 0 | 0 | 0 | 0 | 0 | 0 | 0 | 0 | 0 | 0.45131 | 0 | 1.1038 | 9.7552 | 0 | 0 | 0.31621 | 0.86885 | 0 | 0.00078806 | 0 | 0 | 12.4962 | 0 | 0 | 0 | 0 | 0 | 0 | 0 | 0 | 0 | 0 | 0 | 0 | 0
2 | 25 | 24 | 7 | 1.7931 | 0 | 2.4769 | 0 | 0 | 0 | 0 | 0.56108 | 0 | 0 | 0.66448 | 0 | 5.4956 | 0 | 0 | 0 | 0 | 0 | 0 | 0 | 0 | 0 | 0 | 0 | 0 | 0 | 0.45131 | 0 | 0.88038 | 6.7461 | 0 | 0 | 0.053706 | 0.86905 | 0 | 0.00049327 | 0 | 0 | 9.001 | 0 | 0 | 0 | 0 | 0 | 0 | 0 | 0 | 0 | 0 | 0 | 0 | 0
2 | 26 | 1 | 1 | 1.7931 | 0 | 2.4769 | 0 | 0 | 0 | 0 | 0.75319 | 0 | 0 | 0.66448 | 0 | 5.6877 | 0 | 0 | 0 | 0 | 0 | 0 | 0 | 0 | 0 | 0 | 0 | 0 | 0 | 0.45131 | 0 | 0.54519 | 9.059 | 0 | 0 | 0.053706 | 0.8917 | 0 | 0.23272 | 0 | 0 | 11.2336 | 0 | 0 | 0 | 0 | 0 | 0 | 0 | 0 | 0 | 0 | 0 | 0 | 0
2 | 26 | 2 | 1 | 1.7931 | 0 | 2.4769 | 0 | 0 | 0 | 0 | 0.85904 | 0 | 0 | 0.66453 | 0 | 5.7936 | 0 | 0 | 0 | 0 | 0 | 0 | 0 | 0 | 0 | 0 | 0 | 0 | 0 | 0.45131 | 0 | 0.32173 | 10.2175 | 0 | 0 | 0.053706 | 0.90776 | 0 | 0.1651 | 0 | 0 | 12.1171 | 0 | 0 | 0 | 0 | 0 | 0 | 0 | 0 | 0 | 0 | 0 | 0 | 0
2 | 26 | 3 | 1 | 1.7931 | 0 | 2.4769 | 0 | 0 | 0 | 0 | 0.91785 | 0 | 0 | 0.66458 | 0 | 5.8524 | 0 | 0 | 0 | 0 | 0 | 0 | 0 | 0 | 0 | 0 | 0 | 0 | 0 | 0.45131 | 0 | 0.32173 | 10.9204 | 0 | 0 | 0.053706 | 0.91523 | 0 | 0.22866 | 0 | 0 | 12.8911 | 0 | 0 | 0 | 0 | 0 | 0 | 0 | 0 | 0 | 0 | 0 | 0 | 0
2 | 26 | 4 | 1 | 1.7931 | 0 | 2.4769 | 0 | 0 | 0 | 0 | 0.90279 | 0 | 0 | 0.6646 | 0 | 5.8374 | 0 | 0 | 0 | 0 | 0 | 0 | 0 | 0 | 0 | 0 | 0 | 0 | 0 | 0.45131 | 0 | 0.32173 | 10.8231 | 0 | 0 | 0.053706 | 0.91024 | 0 | 0.51018 | 0 | 0 | 13.0702 | 0 | 0 | 0 | 0 | 0 | 0 | 0 | 0 | 0 | 0 | 0 | 0 | 0
2 | 26 | 5 | 1 | 1.7931 | 0 | 2.4769 | 0 | 0 | 0 | 0 | 0.95961 | 0 | 0 | 0.66457 | 0 | 5.8942 | 0 | 0 | 0 | 0 | 0 | 0 | 0 | 0 | 0 | 0 | 0 | 0 | 0 | 0.45131 | 0 | 0.32173 | 11.4371 | 0 | 0 | 0.053706 | 0.92194 | 0 | 0.50976 | 0 | 0 | 13.6955 | 0 | 0 | 0 | 0 | 0 | 0 | 0 | 0 | 0 | 0 | 0 | 0 | 0
2 | 26 | 6 | 1 | 1.7931 | 0 | 2.4769 | 0 | 0 | 0 | 0 | 0.9818 | 0 | 0 | 0.6646 | 0 | 5.9164 | 0 | 0 | 0 | 0 | 0 | 0 | 0 | 0 | 0 | 0 | 0 | 0 | 0 | 0.45131 | 0 | 0.32173 | 11.7701 | 0 | 0 | 0.053706 | 0.92819 | 0 | 0.71014 | 0 | 0 | 14.2352 | 0 | 0 | 0 | 0 | 0 | 0 | 0 | 0 | 0 | 0 | 0 | 0 | 0
2 | 26 | 7 | 1 | 1.7931 | 0 | 2.4769 | 0 | 0 | 0 | 0 | 1.0562 | 0 | 0 | 3.7781 | 0 | 9.1043 | 0 | 0 | 0 | 0 | 0 | 0 | 0 | 0 | 0 | 0 | 0 | 0 | 0 | 0.45131 | 0 | 0.54519 | 12.5109 | 0 | 0 | 0.31621 | 0.94209 | 0 | 0.65655 | 0 | 0 | 15.4223 | 0 | 0 | 0 | 0 | 0 | 0 | 0 | 0 | 0 | 0 | 0 | 0 | 0
2 | 26 | 8 | 1 | 1.7931 | 0 | 2.4769 | 0 | 0 | 0 | 0 | 1.3586 | 0 | 0 | 6.269 | 0 | 11.8976 | 0 | 0 | 0 | 0 | 0 | 0 | 0 | 0 | 0 | 0 | 0 | 0 | 0 | 0.45131 | 0 | 0.71279 | 15.0568 | 0 | 0 | 0.52621 | 0.94639 | 0 | 0.75936 | 0 | 0 | 18.4529 | 0 | 0 | 0 | 0 | 0 | 0 | 0 | 0 | 0 | 0 | 0 | 0 | 0
2 | 26 | 9 | 1 | 1.7931 | 0 | 13.6089 | 0 | 0 | 0 | 0 | 1.2885 | 0 | 0 | 3.959 | 0 | 20.6495 | 0 | 0 | 0 | 0 | 0 | 0 | 0 | 0 | 0 | 0 | 0 | 0 | 0 | 0.45131 | 0 | 0.71279 | 14.1199 | 0 | 0 | 0.42121 | 0.95578 | 0 | 0.83705 | 0 | 0 | 17.4981 | 0 | 0 | 0 | 0 | 0 | 0 | 0 | 0 | 0 | 0 | 0 | 0 | 0
2 | 26 | 10 | 1 | 1.7931 | 0 | 13.6089 | 0 | 0 | 0 | 0 | 1.2238 | 0 | 0 | 4.8302 | 0 | 21.456 | 0 | 0 | 0 | 0 | 0 | 0 | 0 | 0 | 0 | 0 | 0 | 0 | 0 | 0.45131 | 0 | 0.71279 | 13.226 | 0 | 0 | 0.31621 | 0.94539 | 0 | 0.34315 | 0 | 0 | 15.9949 | 0 | 0 | 0 | 0 | 0 | 0 | 0 | 0 | 0 | 0 | 0 | 0 | 0
2 | 26 | 11 | 1 | 1.7931 | 0 | 13.6089 | 0 | 0 | 0 | 0 | 1.1378 | 0 | 0 | 3.7782 | 0 | 20.318 | 0 | 0 | 0 | 0 | 0 | 0 | 0 | 0 | 0 | 0 | 0 | 0 | 0 | 0.45131 | 0 | 0.71279 | 12.3361 | 0 | 0 | 0.31621 | 0.92626 | 0 | 0.64844 | 0 | 0 | 15.3911 | 0 | 0 | 0 | 0 | 0 | 0 | 0 | 0 | 0 | 0 | 0 | 0 | 0
2 | 26 | 12 | 1 | 1.7931 | 0 | 13.6089 | 0 | 0 | 0 | 0 | 1.105 | 0 | 0 | 3.959 | 0 | 20.4659 | 0 | 0 | 0 | 0 | 0 | 0 | 0 | 0 | 0 | 0 | 0 | 0 | 0 | 0.45131 | 0 | 0.54519 | 11.8859 | 0 | 0 | 0.36871 | 0.92374 | 0 | 0.39582 | 0 | 0 | 14.5706 | 0 | 0 | 0 | 0 | 0 | 0 | 0 | 0 | 0 | 0 | 0 | 0 | 0
2 | 26 | 13 | 1 | 1.7931 | 0 | 8.6613 | 0 | 0 | 0 | 0 | 1.1362 | 0 | 0 | 3.959 | 0 | 15.5497 | 0 | 0 | 0 | 0 | 0 | 0 | 0 | 0 | 0 | 0 | 0 | 0 | 0 | 0.45131 | 0 | 0.54519 | 11.9868 | 0 | 0 | 0.42121 | 0.91866 | 0 | 0.10801 | 0 | 0 | 14.4311 | 0 | 0 | 0 | 0 | 0 | 0 | 0 | 0 | 0 | 0 | 0 | 0 | 0
2 | 26 | 14 | 1 | 1.7931 | 0 | 13.6089 | 0 | 0 | 0 | 0 | 1.0669 | 0 | 0 | 5.8844 | 0 | 22.3533 | 0 | 0 | 0 | 0 | 0 | 0 | 0 | 0 | 0 | 0 | 0 | 0 | 0 | 0.45131 | 0 | 0.54519 | 11.3541 | 0 | 0 | 0.36871 | 0.91019 | 0 | 0.00090668 | 0 | 0 | 13.6304 | 0 | 0 | 0 | 0 | 0 | 0 | 0 | 0 | 0 | 0 | 0 | 0 | 0
2 | 26 | 15 | 1 | 1.7931 | 0 | 13.6089 | 0 | 0 | 0 | 0 | 0.93245 | 0 | 0 | 3.959 | 0 | 20.2934 | 0 | 0 | 0 | 0 | 0 | 0 | 0 | 0 | 0 | 0 | 0 | 0 | 0 | 0.45131 | 0 | 0.54519 | 10.0669 | 0 | 0 | 0.36871 | 0.89879 | 0 | 0.00079254 | 0 | 0 | 12.3317 | 0 | 0 | 0 | 0 | 0 | 0 | 0 | 0 | 0 | 0 | 0 | 0 | 0
2 | 26 | 16 | 1 | 1.7931 | 0 | 13.6089 | 0 | 0 | 0 | 0 | 0.9519 | 0 | 0 | 4.2147 | 0 | 20.5686 | 0 | 0 | 0 | 0 | 0 | 0 | 0 | 0 | 0 | 0 | 0 | 0 | 0 | 0.45131 | 0 | 0.54519 | 10.102 | 0 | 0 | 0.31621 | 0.89732 | 0 | 0.00079436 | 0 | 0 | 12.3128 | 0 | 0 | 0 | 0 | 0 | 0 | 0 | 0 | 0 | 0 | 0 | 0 | 0
2 | 26 | 17 | 1 | 1.7931 | 0 | 13.6089 | 0 | 0 | 0 | 0 | 0.95441 | 0 | 0 | 3.7781 | 0 | 20.1345 | 0 | 0 | 0 | 0 | 0 | 0 | 0 | 0 | 0 | 0 | 0 | 0 | 0 | 0.45131 | 0 | 0.54519 | 10.1819 | 0 | 0 | 0.31621 | 0.90016 | 0 | 0.00079664 | 0 | 0 | 12.3956 | 0 | 0 | 0 | 0 | 0 | 0 | 0 | 0 | 0 | 0 | 0 | 0 | 0
2 | 26 | 18 | 1 | 1.7931 | 0 | 13.6089 | 0 | 0 | 0 | 0 | 0.97593 | 0 | 0 | 6.2689 | 0 | 22.6469 | 0 | 0 | 0 | 0 | 0 | 0 | 0 | 0 | 0 | 0 | 0 | 0 | 0 | 0.45131 | 0 | 0.54519 | 10.3367 | 0 | 0 | 0.52621 | 0.89872 | 0 | 0.00089253 | 0 | 0 | 12.759 | 0 | 0 | 0 | 0 | 0 | 0 | 0 | 0 | 0 | 0 | 0 | 0 | 0
2 | 26 | 19 | 1 | 1.7931 | 0 | 9.8982 | 0 | 0 | 0 | 0 | 1.0392 | 0 | 0 | 6.2689 | 0 | 18.9994 | 0 | 0 | 0 | 0 | 0 | 0 | 0 | 0 | 0 | 0 | 0 | 0 | 0 | 0.45131 | 0 | 0.54519 | 10.8149 | 0 | 0 | 0.52621 | 0.90035 | 0 | 0.00087562 | 0 | 0 | 13.2388 | 0 | 0 | 0 | 0 | 0 | 0 | 0 | 0 | 0 | 0 | 0 | 0 | 0
2 | 26 | 20 | 1 | 1.7931 | 0 | 2.4769 | 0 | 0 | 0 | 0 | 1.1402 | 0 | 0 | 3.959 | 0 | 9.3692 | 0 | 0 | 0 | 0 | 0 | 0 | 0 | 0 | 0 | 0 | 0 | 0 | 0 | 0.45131 | 0 | 0.88038 | 11.6013 | 0 | 0 | 0.42121 | 0.89736 | 0 | 0.00091948 | 0 | 0 | 14.2525 | 0 | 0 | 0 | 0 | 0 | 0 | 0 | 0 | 0 | 0 | 0 | 0 | 0
2 | 26 | 21 | 1 | 1.7931 | 0 | 2.4769 | 0 | 0 | 0 | 0 | 1.162 | 0 | 0 | 3.959 | 0 | 9.391 | 0 | 0 | 0 | 0 | 0 | 0 | 0 | 0 | 0 | 0 | 0 | 0 | 0 | 0.45131 | 0 | 1.1038 | 11.8542 | 0 | 0 | 0.36871 | 0.89428 | 0 | 0.00094068 | 0 | 0 | 14.6733 | 0 | 0 | 0 | 0 | 0 | 0 | 0 | 0 | 0 | 0 | 0 | 0 | 0
2 | 26 | 22 | 1 | 1.7931 | 0 | 2.4769 | 0 | 0 | 0 | 0 | 1.1767 | 0 | 0 | 6.6203 | 0 | 12.0671 | 0 | 0 | 0 | 0 | 0 | 0 | 0 | 0 | 0 | 0 | 0 | 0 | 0 | 0.45131 | 0 | 1.2156 | 11.9323 | 0 | 0 | 0.47371 | 0.89268 | 0 | 0.00094569 | 0 | 0 | 14.9666 | 0 | 0 | 0 | 0 | 0 | 0 | 0 | 0 | 0 | 0 | 0 | 0 | 0
2 | 26 | 23 | 1 | 1.7931 | 0 | 2.4769 | 0 | 0 | 0 | 0 | 1.1986 | 0 | 0 | 4.2743 | 0 | 9.7429 | 0 | 0 | 0 | 0 | 0 | 0 | 0 | 0 | 0 | 0 | 0 | 0 | 0 | 0.45131 | 0 | 1.1038 | 12.2699 | 0 | 0 | 0.31621 | 0.89949 | 0 | 0.00097065 | 0 | 0 | 15.0418 | 0 | 0 | 0 | 0 | 0 | 0 | 0 | 0 | 0 | 0 | 0 | 0 | 0
2 | 26 | 24 | 1 | 1.7931 | 0 | 2.4769 | 0 | 0 | 0 | 0 | 0.80568 | 0 | 0 | 0.66454 | 0 | 5.7402 | 0 | 0 | 0 | 0 | 0 | 0 | 0 | 0 | 0 | 0 | 0 | 0 | 0 | 0.45131 | 0 | 0.88038 | 9.5499 | 0 | 0 | 0.053706 | 0.90097 | 0 | 0.00072703 | 0 | 0 | 11.837 | 0 | 0 | 0 | 0 | 0 | 0 | 0 | 0 | 0 | 0 | 0 | 0 | 0
2 | 27 | 1 | 2 | 1.7931 | 0 | 2.4769 | 0 | 0 | 0 | 0 | 0.92871 | 0 | 0 | 0.66455 | 0 | 5.8633 | 0 | 0 | 0 | 0 | 0 | 0 | 0 | 0 | 0 | 0 | 0 | 0 | 0 | 0.45131 | 0 | 0.54519 | 10.9266 | 0 | 0 | 0.053706 | 0.91084 | 0 | 0.00083464 | 0 | 0 | 12.8885 | 0 | 0 | 0 | 0 | 0 | 0 | 0 | 0 | 0 | 0 | 0 | 0 | 0
2 | 27 | 2 | 2 | 1.7931 | 0 | 2.4769 | 0 | 0 | 0 | 0 | 0.98749 | 0 | 0 | 0.66458 | 0 | 5.9221 | 0 | 0 | 0 | 0 | 0 | 0 | 0 | 0 | 0 | 0 | 0 | 0 | 0 | 0.45131 | 0 | 0.32173 | 11.6396 | 0 | 0 | 0.053706 | 0.92155 | 0 | 0.0008878 | 0 | 0 | 13.3888 | 0 | 0 | 0 | 0 | 0 | 0 | 0 | 0 | 0 | 0 | 0 | 0 | 0
2 | 27 | 3 | 2 | 1.7931 | 0 | 2.4769 | 0 | 0 | 0 | 0 | 1.0393 | 0 | 0 | 0.66462 | 0 | 5.9739 | 0 | 0 | 0 | 0 | 0 | 0 | 0 | 0 | 0 | 0 | 0 | 0 | 0 | 0.45131 | 0 | 0.32173 | 12.3385 | 0 | 0 | 0.053706 | 0.93032 | 0 | 0.24023 | 0 | 0 | 14.3358 | 0 | 0 | 0 | 0 | 0 | 0 | 0 | 0 | 0 | 0 | 0 | 0 | 0
2 | 27 | 4 | 2 | 1.7931 | 0 | 2.4769 | 0 | 0 | 0 | 0 | 1.0292 | 0 | 0 | 0.66464 | 0 | 5.9638 | 0 | 0 | 0 | 0 | 0 | 0 | 0 | 0 | 0 | 0 | 0 | 0 | 0 | 0.45131 | 0 | 0.32173 | 12.2689 | 0 | 0 | 0.053706 | 0.92551 | 0 | 0.50301 | 0 | 0 | 14.5242 | 0 | 0 | 0 | 0 | 0 | 0 | 0 | 0 | 0 | 0 | 0 | 0 | 0
2 | 27 | 5 | 2 | 1.7931 | 0 | 2.4769 | 0 | 0 | 0 | 0 | 1.0647 | 0 | 0 | 0.66463 | 0 | 5.9994 | 0 | 0 | 0 | 0 | 0 | 0 | 0 | 0 | 0 | 0 | 0 | 0 | 0 | 0.45131 | 0 | 0.32173 | 12.7842 | 0 | 0 | 0.053706 | 0.93339 | 0 | 0.84414 | 0 | 0 | 15.3885 | 0 | 0 | 0 | 0 | 0 | 0 | 0 | 0 | 0 | 0 | 0 | 0 | 0
2 | 27 | 6 | 2 | 1.7931 | 0 | 2.4769 | 0 | 0 | 0 | 0 | 1.0866 | 0 | 0 | 0.66464 | 0 | 6.0213 | 0 | 0 | 0 | 0 | 0 | 0 | 0 | 0 | 0 | 0 | 0 | 0 | 0 | 0.45131 | 0 | 0.32173 | 13.1181 | 0 | 0 | 0.053706 | 0.93667 | 0 | 1.1364 | 0 | 0 | 16.018 | 0 | 0 | 0 | 0 | 0 | 0 | 0 | 0 | 0 | 0 | 0 | 0 | 0
2 | 27 | 7 | 2 | 1.7931 | 0 | 2.4769 | 0 | 0 | 0 | 0 | 1.0881 | 0 | 0 | 3.7782 | 0 | 9.1363 | 0 | 0 | 0 | 0 | 0 | 0 | 0 | 0 | 0 | 0 | 0 | 0 | 0 | 0.45131 | 0 | 0.54519 | 12.9473 | 0 | 0 | 0.31621 | 0.92883 | 0 | 0.77028 | 0 | 0 | 15.9591 | 0 | 0 | 0 | 0 | 0 | 0 | 0 | 0 | 0 | 0 | 0 | 0 | 0
2 | 27 | 8 | 2 | 1.7931 | 0 | 2.4769 | 0 | 0 | 0 | 0 | 1.3533 | 0 | 0 | 6.269 | 0 | 11.8924 | 0 | 0 | 0 | 0 | 0 | 0 | 0 | 0 | 0 | 0 | 0 | 0 | 0 | 0.45131 | 0 | 0.71279 | 14.8916 | 0 | 0 | 0.52621 | 0.92295 | 0 | 0.93088 | 0 | 0 | 18.4357 | 0 | 0 | 0 | 0 | 0 | 0 | 0 | 0 | 0 | 0 | 0 | 0 | 0
2 | 27 | 9 | 2 | 1.7931 | 0 | 13.6089 | 0 | 0 | 0 | 0 | 1.2642 | 0 | 0 | 3.959 | 0 | 20.6252 | 0 | 0 | 0 | 0 | 0 | 0 | 0 | 0 | 0 | 0 | 0 | 0 | 0 | 0.45131 | 0 | 0.71279 | 13.7202 | 0 | 0 | 0.42121 | 0.92408 | 0 | 1.1617 | 0 | 0 | 17.3913 | 0 | 0 | 0 | 0 | 0 | 0 | 0 | 0 | 0 | 0 | 0 | 0 | 0
2 | 27 | 10 | 2 | 1.7931 | 0 | 13.6089 | 0 | 0 | 0 | 0 | 1.2732 | 0 | 0 | 4.8302 | 0 | 21.5054 | 0 | 0 | 0 | 0 | 0 | 0 | 0 | 0 | 0 | 0 | 0 | 0 | 0 | 0.45131 | 0 | 0.71279 | 13.9711 | 0 | 0 | 0.31621 | 0.9406 | 0 | 1.3675 | 0 | 0 | 17.7594 | 0 | 0 | 0 | 0 | 0 | 0 | 0 | 0 | 0 | 0 | 0 | 0 | 0
2 | 27 | 11 | 2 | 1.7931 | 0 | 13.6089 | 0 | 0 | 0 | 0 | 1.2604 | 0 | 0 | 3.7782 | 0 | 20.4406 | 0 | 0 | 0 | 0 | 0 | 0 | 0 | 0 | 0 | 0 | 0 | 0 | 0 | 0.45131 | 0 | 0.71279 | 13.935 | 0 | 0 | 0.31621 | 0.94297 | 0 | 1.3616 | 0 | 0 | 17.7199 | 0 | 0 | 0 | 0 | 0 | 0 | 0 | 0 | 0 | 0 | 0 | 0 | 0
2 | 27 | 12 | 2 | 1.7931 | 0 | 13.6089 | 0 | 0 | 0 | 0 | 1.2468 | 0 | 0 | 3.959 | 0 | 20.6078 | 0 | 0 | 0 | 0 | 0 | 0 | 0 | 0 | 0 | 0 | 0 | 0 | 0 | 0.45131 | 0 | 0.54519 | 13.8779 | 0 | 0 | 0.36871 | 0.94864 | 0 | 1.3611 | 0 | 0 | 17.5528 | 0 | 0 | 0 | 0 | 0 | 0 | 0 | 0 | 0 | 0 | 0 | 0 | 0
2 | 27 | 13 | 2 | 1.7931 | 0 | 8.6613 | 0 | 0 | 0 | 0 | 1.27 | 0 | 0 | 3.959 | 0 | 15.6835 | 0 | 0 | 0 | 0 | 0 | 0 | 0 | 0 | 0 | 0 | 0 | 0 | 0 | 0.45131 | 0 | 0.54519 | 13.9472 | 0 | 0 | 0.42121 | 0.94243 | 0 | 1.3666 | 0 | 0 | 17.6739 | 0 | 0 | 0 | 0 | 0 | 0 | 0 | 0 | 0 | 0 | 0 | 0 | 0
2 | 27 | 14 | 2 | 1.7931 | 0 | 13.6089 | 0 | 0 | 0 | 0 | 1.2305 | 0 | 0 | 5.8846 | 0 | 22.5171 | 0 | 0 | 0 | 0 | 0 | 0 | 0 | 0 | 0 | 0 | 0 | 0 | 0 | 0.45131 | 0 | 0.54519 | 13.6232 | 0 | 0 | 0.36871 | 0.94265 | 0 | 1.5519 | 0 | 0 | 17.483 | 0 | 0 | 0 | 0 | 0 | 0 | 0 | 0 | 0 | 0 | 0 | 0 | 0
2 | 27 | 15 | 2 | 1.7931 | 0 | 13.6089 | 0 | 0 | 0 | 0 | 1.1952 | 0 | 0 | 3.959 | 0 | 20.5562 | 0 | 0 | 0 | 0 | 0 | 0 | 0 | 0 | 0 | 0 | 0 | 0 | 0 | 0.45131 | 0 | 0.54519 | 13.0901 | 0 | 0 | 0.36871 | 0.93373 | 0 | 1.6456 | 0 | 0 | 17.0346 | 0 | 0 | 0 | 0 | 0 | 0 | 0 | 0 | 0 | 0 | 0 | 0 | 0
2 | 27 | 16 | 2 | 1.7931 | 0 | 13.6089 | 0 | 0 | 0 | 0 | 1.1861 | 0 | 0 | 4.2149 | 0 | 20.803 | 0 | 0 | 0 | 0 | 0 | 0 | 0 | 0 | 0 | 0 | 0 | 0 | 0 | 0.45131 | 0 | 0.54519 | 12.8683 | 0 | 0 | 0.31621 | 0.93128 | 0 | 1.5297 | 0 | 0 | 16.642 | 0 | 0 | 0 | 0 | 0 | 0 | 0 | 0 | 0 | 0 | 0 | 0 | 0
2 | 27 | 17 | 2 | 1.7931 | 0 | 13.6089 | 0 | 0 | 0 | 0 | 1.1753 | 0 | 0 | 3.7782 | 0 | 20.3555 | 0 | 0 | 0 | 0 | 0 | 0 | 0 | 0 | 0 | 0 | 0 | 0 | 0 | 0.45131 | 0 | 0.54519 | 12.6876 | 0 | 0 | 0.31621 | 0.92946 | 0 | 1.6026 | 0 | 0 | 16.5324 | 0 | 0 | 0 | 0 | 0 | 0 | 0 | 0 | 0 | 0 | 0 | 0 | 0
2 | 27 | 18 | 2 | 1.7931 | 0 | 13.6089 | 0 | 0 | 0 | 0 | 1.1747 | 0 | 0 | 6.269 | 0 | 22.8457 | 0 | 0 | 0 | 0 | 0 | 0 | 0 | 0 | 0 | 0 | 0 | 0 | 0 | 0.45131 | 0 | 0.54519 | 12.7499 | 0 | 0 | 0.52621 | 0.93405 | 0 | 1.6295 | 0 | 0 | 16.8361 | 0 | 0 | 0 | 0 | 0 | 0 | 0 | 0 | 0 | 0 | 0 | 0 | 0
2 | 27 | 19 | 2 | 1.7931 | 0 | 9.8982 | 0 | 0 | 0 | 0 | 1.1667 | 0 | 0 | 6.2691 | 0 | 19.1271 | 0 | 0 | 0 | 0 | 0 | 0 | 0 | 0 | 0 | 0 | 0 | 0 | 0 | 0.45131 | 0 | 0.54519 | 12.5543 | 0 | 0 | 0.52621 | 0.92541 | 0 | 1.6228 | 0 | 0 | 16.6252 | 0 | 0 | 0 | 0 | 0 | 0 | 0 | 0 | 0 | 0 | 0 | 0 | 0
2 | 27 | 20 | 2 | 1.7931 | 0 | 2.4769 | 0 | 0 | 0 | 0 | 1.2253 | 0 | 0 | 3.959 | 0 | 9.4544 | 0 | 0 | 0 | 0 | 0 | 0 | 0 | 0 | 0 | 0 | 0 | 0 | 0 | 0.45131 | 0 | 0.88038 | 12.8584 | 0 | 0 | 0.42121 | 0.91695 | 0 | 1.5868 | 0 | 0 | 17.115 | 0 | 0 | 0 | 0 | 0 | 0 | 0 | 0 | 0 | 0 | 0 | 0 | 0
2 | 27 | 21 | 2 | 1.7931 | 0 | 2.4769 | 0 | 0 | 0 | 0 | 1.2159 | 0 | 0 | 3.959 | 0 | 9.445 | 0 | 0 | 0 | 0 | 0 | 0 | 0 | 0 | 0 | 0 | 0 | 0 | 0 | 0.45131 | 0 | 1.1038 | 12.8232 | 0 | 0 | 0.36871 | 0.90834 | 0 | 1.5432 | 0 | 0 | 17.1987 | 0 | 0 | 0 | 0 | 0 | 0 | 0 | 0 | 0 | 0 | 0 | 0 | 0
2 | 27 | 22 | 2 | 1.7931 | 0 | 2.4769 | 0 | 0 | 0 | 0 | 1.1784 | 0 | 0 | 6.6204 | 0 | 12.0688 | 0 | 0 | 0 | 0 | 0 | 0 | 0 | 0 | 0 | 0 | 0 | 0 | 0 | 0.45131 | 0 | 1.2156 | 12.2888 | 0 | 0 | 0.47371 | 0.89524 | 0 | 2.0533 | 0 | 0 | 17.378 | 0 | 0 | 0 | 0 | 0 | 0 | 0 | 0 | 0 | 0 | 0 | 0 | 0
2 | 27 | 23 | 2 | 1.7931 | 0 | 2.4769 | 0 | 0 | 0 | 0 | 1.1686 | 0 | 0 | 4.2744 | 0 | 9.713 | 0 | 0 | 0 | 0 | 0 | 0 | 0 | 0 | 0 | 0 | 0 | 0 | 0 | 0.45131 | 0 | 1.1038 | 11.9829 | 0 | 0 | 0.31621 | 0.8946 | 0 | 1.9413 | 0 | 0 | 16.6901 | 0 | 0 | 0 | 0 | 0 | 0 | 0 | 0 | 0 | 0 | 0 | 0 | 0
2 | 27 | 24 | 2 | 1.7931 | 0 | 2.4769 | 0 | 0 | 0 | 0 | 0.80112 | 0 | 0 | 0.66455 | 0 | 5.7357 | 0 | 0 | 0 | 0 | 0 | 0 | 0 | 0 | 0 | 0 | 0 | 0 | 0 | 0.45131 | 0 | 0.88038 | 9.4712 | 0 | 0 | 0.053706 | 0.90072 | 0 | 1.3605 | 0 | 0 | 13.1179 | 0 | 0 | 0 | 0 | 0 | 0 | 0 | 0 | 0 | 0 | 0 | 0 | 0
2 | 28 | 1 | 3 | 1.7931 | 0 | 2.4769 | 0 | 0 | 0 | 0 | 0.83486 | 0 | 0 | 0.66457 | 0 | 5.7694 | 0 | 0 | 0 | 0 | 0 | 0 | 0 | 0 | 0 | 0 | 0 | 0 | 0 | 0.45131 | 0 | 0.54519 | 10.0169 | 0 | 0 | 0.053706 | 0.89501 | 0 | 1.875 | 0 | 0 | 13.8371 | 0 | 0 | 0 | 0 | 0 | 0 | 0 | 0 | 0 | 0 | 0 | 0 | 0
2 | 28 | 2 | 3 | 1.7931 | 0 | 2.4769 | 0 | 0 | 0 | 0 | 0.86242 | 0 | 0 | 0.66457 | 0 | 5.797 | 0 | 0 | 0 | 0 | 0 | 0 | 0 | 0 | 0 | 0 | 0 | 0 | 0 | 0.45131 | 0 | 0.32173 | 10.2565 | 0 | 0 | 0.053706 | 0.90138 | 0 | 1.9201 | 0 | 0 | 13.9048 | 0 | 0 | 0 | 0 | 0 | 0 | 0 | 0 | 0 | 0 | 0 | 0 | 0
2 | 28 | 3 | 3 | 1.7931 | 0 | 2.4769 | 0 | 0 | 0 | 0 | 0.87925 | 0 | 0 | 0.66458 | 0 | 5.8139 | 0 | 0 | 0 | 0 | 0 | 0 | 0 | 0 | 0 | 0 | 0 | 0 | 0 | 0.45131 | 0 | 0.32173 | 10.386 | 0 | 0 | 0.053706 | 0.90181 | 0 | 1.9443 | 0 | 0 | 14.0589 | 0 | 0 | 0 | 0 | 0 | 0 | 0 | 0 | 0 | 0 | 0 | 0 | 0
2 | 28 | 4 | 3 | 1.7931 | 0 | 2.4769 | 0 | 0 | 0 | 0 | 0.88538 | 0 | 0 | 0.66459 | 0 | 5.82 | 0 | 0 | 0 | 0 | 0 | 0 | 0 | 0 | 0 | 0 | 0 | 0 | 0 | 0.45131 | 0 | 0.32173 | 10.3645 | 0 | 0 | 0.053706 | 0.9013 | 0 | 1.8711 | 0 | 0 | 13.9636 | 0 | 0 | 0 | 0 | 0 | 0 | 0 | 0 | 0 | 0 | 0 | 0 | 0
2 | 28 | 5 | 3 | 1.7931 | 0 | 2.4769 | 0 | 0 | 0 | 0 | 0.89158 | 0 | 0 | 0.66459 | 0 | 5.8262 | 0 | 0 | 0 | 0 | 0 | 0 | 0 | 0 | 0 | 0 | 0 | 0 | 0 | 0.45131 | 0 | 0.32173 | 10.4514 | 0 | 0 | 0.053706 | 0.90162 | 0 | 2.2571 | 0 | 0 | 14.4369 | 0 | 0 | 0 | 0 | 0 | 0 | 0 | 0 | 0 | 0 | 0 | 0 | 0
2 | 28 | 6 | 3 | 1.7931 | 0 | 2.4769 | 0 | 0 | 0 | 0 | 0.97368 | 0 | 0 | 0.66459 | 0 | 5.9083 | 0 | 0 | 0 | 0 | 0 | 0 | 0 | 0 | 0 | 0 | 0 | 0 | 0 | 0.45131 | 0 | 0.32173 | 11.2498 | 0 | 0 | 0.053706 | 0.91592 | 0 | 1.8402 | 0 | 0 | 14.8326 | 0 | 0 | 0 | 0 | 0 | 0 | 0 | 0 | 0 | 0 | 0 | 0 | 0
2 | 28 | 7 | 3 | 1.7931 | 0 | 2.4769 | 0 | 0 | 0 | 0 | 1.0089 | 0 | 0 | 3.7782 | 0 | 9.0571 | 0 | 0 | 0 | 0 | 0 | 0 | 0 | 0 | 0 | 0 | 0 | 0 | 0 | 0.45131 | 0 | 0.54519 | 11.6616 | 0 | 0 | 0.31621 | 0.91434 | 0 | 1.6502 | 0 | 0 | 15.5389 | 0 | 0 | 0 | 0 | 0 | 0 | 0 | 0 | 0 | 0 | 0 | 0 | 0
2 | 28 | 8 | 3 | 1.7931 | 0 | 2.4769 | 0 | 0 | 0 | 0 | 1.3102 | 0 | 0 | 6.269 | 0 | 11.8492 | 0 | 0 | 0 | 0 | 0 | 0 | 0 | 0 | 0 | 0 | 0 | 0 | 0 | 0.45131 | 0 | 0.71279 | 13.807 | 0 | 0 | 0.52621 | 0.91188 | 0 | 1.9925 | 0 | 0 | 18.4017 | 0 | 0 | 0 | 0 | 0 | 0 | 0 | 0 | 0 | 0 | 0 | 0 | 0
2 | 28 | 9 | 3 | 1.7931 | 0 | 13.6089 | 0 | 0 | 0 | 0 | 1.1747 | 0 | 0 | 3.959 | 0 | 20.5357 | 0 | 0 | 0 | 0 | 0 | 0 | 0 | 0 | 0 | 0 | 0 | 0 | 0 | 0.45131 | 0 | 0.71279 | 12.2078 | 0 | 0 | 0.42121 | 0.90814 | 0 | 1.8755 | 0 | 0 | 16.5768 | 0 | 0 | 0 | 0 | 0 | 0 | 0 | 0 | 0 | 0 | 0 | 0 | 0
2 | 28 | 10 | 3 | 1.7931 | 0 | 13.6089 | 0 | 0 | 0 | 0 | 1.0905 | 0 | 0 | 4.8302 | 0 | 21.3227 | 0 | 0 | 0 | 0 | 0 | 0 | 0 | 0 | 0 | 0 | 0 | 0 | 0 | 0.45131 | 0 | 0.71279 | 10.894 | 0 | 0 | 0.31621 | 0.89898 | 0 | 2.142 | 0 | 0 | 15.4153 | 0 | 0 | 0 | 0 | 0 | 0 | 0 | 0 | 0 | 0 | 0 | 0 | 0
2 | 28 | 11 | 3 | 1.7931 | 0 | 13.6089 | 0 | 0 | 0 | 0 | 1.0367 | 0 | 0 | 3.7781 | 0 | 20.2168 | 0 | 0 | 0 | 0 | 0 | 0 | 0 | 0 | 0 | 0 | 0 | 0 | 0 | 0.45131 | 0 | 0.71279 | 10.3563 | 0 | 0 | 0.31621 | 0.89717 | 0 | 2.0381 | 0 | 0 | 14.7719 | 0 | 0 | 0 | 0 | 0 | 0 | 0 | 0 | 0 | 0 | 0 | 0 | 0
2 | 28 | 12 | 3 | 1.7931 | 0 | 13.6089 | 0 | 0 | 0 | 0 | 1.0299 | 0 | 0 | 3.959 | 0 | 20.391 | 0 | 0 | 0 | 0 | 0 | 0 | 0 | 0 | 0 | 0 | 0 | 0 | 0 | 0.45131 | 0 | 0.54519 | 10.4524 | 0 | 0 | 0.36871 | 0.90421 | 0 | 1.7864 | 0 | 0 | 14.5082 | 0 | 0 | 0 | 0 | 0 | 0 | 0 | 0 | 0 | 0 | 0 | 0 | 0
2 | 28 | 13 | 3 | 1.7931 | 0 | 8.6613 | 0 | 0 | 0 | 0 | 1.0468 | 0 | 0 | 3.959 | 0 | 15.4602 | 0 | 0 | 0 | 0 | 0 | 0 | 0 | 0 | 0 | 0 | 0 | 0 | 0 | 0.45131 | 0 | 0.54519 | 10.4137 | 0 | 0 | 0.42121 | 0.89939 | 0 | 1.8379 | 0 | 0 | 14.5686 | 0 | 0 | 0 | 0 | 0 | 0 | 0 | 0 | 0 | 0 | 0 | 0 | 0
2 | 28 | 14 | 3 | 1.7931 | 0 | 13.6089 | 0 | 0 | 0 | 0 | 0.98684 | 0 | 0 | 5.8844 | 0 | 22.2733 | 0 | 0 | 0 | 0 | 0 | 0 | 0 | 0 | 0 | 0 | 0 | 0 | 0 | 0.45131 | 0 | 0.54519 | 9.991 | 0 | 0 | 0.36871 | 0.89909 | 0 | 1.9546 | 0 | 0 | 14.2099 | 0 | 0 | 0 | 0 | 0 | 0 | 0 | 0 | 0 | 0 | 0 | 0 | 0
2 | 28 | 15 | 3 | 1.7931 | 0 | 13.6089 | 0 | 0 | 0 | 0 | 0.97613 | 0 | 0 | 3.959 | 0 | 20.3371 | 0 | 0 | 0 | 0 | 0 | 0 | 0 | 0 | 0 | 0 | 0 | 0 | 0 | 0.45131 | 0 | 0.54519 | 9.7496 | 0 | 0 | 0.36871 | 0.89903 | 0 | 1.9499 | 0 | 0 | 13.9637 | 0 | 0 | 0 | 0 | 0 | 0 | 0 | 0 | 0 | 0 | 0 | 0 | 0
2 | 28 | 16 | 3 | 1.7931 | 0 | 13.6089 | 0 | 0 | 0 | 0 | 0.89573 | 0 | 0 | 4.2148 | 0 | 20.5125 | 0 | 0 | 0 | 0 | 0 | 0 | 0 | 0 | 0 | 0 | 0 | 0 | 0 | 0.45131 | 0 | 0.54519 | 9.0009 | 0 | 0 | 0.31621 | 0.88587 | 0 | 2.605 | 0 | 0 | 13.8045 | 0 | 0 | 0 | 0 | 0 | 0 | 0 | 0 | 0 | 0 | 0 | 0 | 0
2 | 28 | 17 | 3 | 1.7931 | 0 | 13.6089 | 0 | 0 | 0 | 0 | 0.86336 | 0 | 0 | 3.7781 | 0 | 20.0435 | 0 | 0 | 0 | 0 | 0 | 0 | 0 | 0 | 0 | 0 | 0 | 0 | 0 | 0.45131 | 0 | 0.54519 | 7.8048 | 0 | 0 | 0.31621 | 0.88163 | 0 | 0 | 0 | 0 | 9.9992 | 0 | 0 | 0 | 0 | 0 | 0 | 0 | 0 | 0 | 0 | 0 | 0 | 0
2 | 28 | 18 | 3 | 1.7931 | 0 | 13.6089 | 0 | 0 | 0 | 0 | 0.85569 | 0 | 0 | 6.2689 | 0 | 22.5266 | 0 | 0 | 0 | 0 | 0 | 0 | 0 | 0 | 0 | 0 | 0 | 0 | 0 | 0.45131 | 0 | 0.54519 | 7.665 | 0 | 0 | 0.52621 | 0.88523 | 0 | 0 | 0 | 0 | 10.073 | 0 | 0 | 0 | 0 | 0 | 0 | 0 | 0 | 0 | 0 | 0 | 0 | 0
2 | 28 | 19 | 3 | 1.7931 | 0 | 9.8982 | 0 | 0 | 0 | 0 | 0.94796 | 0 | 0 | 6.269 | 0 | 18.9083 | 0 | 0 | 0 | 0 | 0 | 0 | 0 | 0 | 0 | 0 | 0 | 0 | 0 | 0.45131 | 0 | 0.54519 | 8.3803 | 0 | 0 | 0.52621 | 0.89357 | 0 | 0 | 0 | 0 | 10.7966 | 0 | 0 | 0 | 0 | 0 | 0 | 0 | 0 | 0 | 0 | 0 | 0 | 0
2 | 28 | 20 | 3 | 1.7931 | 0 | 2.4769 | 0 | 0 | 0 | 0 | 1.0695 | 0 | 0 | 3.959 | 0 | 9.2985 | 0 | 0 | 0 | 0 | 0 | 0 | 0 | 0 | 0 | 0 | 0 | 0 | 0 | 0.45131 | 0 | 0.88038 | 9.031 | 0 | 0 | 0.42121 | 0.89226 | 0 | 0 | 0 | 0 | 11.6762 | 0 | 0 | 0 | 0 | 0 | 0 | 0 | 0 | 0 | 0 | 0 | 0 | 0
2 | 28 | 21 | 3 | 1.7931 | 0 | 2.4769 | 0 | 0 | 0 | 0 | 1.0717 | 0 | 0 | 3.959 | 0 | 9.3007 | 0 | 0 | 0 | 0 | 0 | 0 | 0 | 0 | 0 | 0 | 0 | 0 | 0 | 0.45131 | 0 | 1.1038 | 9.2189 | 0 | 0 | 0.36871 | 0.88514 | 0 | 0 | 0 | 0 | 12.0279 | 0 | 0 | 0 | 0 | 0 | 0 | 0 | 0 | 0 | 0 | 0 | 0 | 0
2 | 28 | 22 | 3 | 1.7931 | 0 | 2.4769 | 0 | 0 | 0 | 0 | 1.0737 | 0 | 0 | 6.6204 | 0 | 11.9641 | 0 | 0 | 0 | 0 | 0 | 0 | 0 | 0 | 0 | 0 | 0 | 0 | 0 | 0.45131 | 0 | 1.2156 | 9.175 | 0 | 0 | 0.47371 | 0.88192 | 0 | 0 | 0 | 0 | 12.1975 | 0 | 0 | 0 | 0 | 0 | 0 | 0 | 0 | 0 | 0 | 0 | 0 | 0
2 | 28 | 23 | 3 | 1.7931 | 0 | 2.4769 | 0 | 0 | 0 | 0 | 1.0784 | 0 | 0 | 4.2744 | 0 | 9.6228 | 0 | 0 | 0 | 0 | 0 | 0 | 0 | 0 | 0 | 0 | 0 | 0 | 0 | 0.45131 | 0 | 1.1038 | 10.2726 | 0 | 0 | 0.31621 | 0.8871 | 0 | 1.8664 | 0 | 0 | 14.8975 | 0 | 0 | 0 | 0 | 0 | 0 | 0 | 0 | 0 | 0 | 0 | 0 | 0
2 | 28 | 24 | 3 | 1.7931 | 0 | 2.4769 | 0 | 0 | 0 | 0 | 0.66427 | 0 | 0 | 0.66456 | 0 | 5.5988 | 0 | 0 | 0 | 0 | 0 | 0 | 0 | 0 | 0 | 0 | 0 | 0 | 0 | 0.45131 | 0 | 0.88038 | 7.7671 | 0 | 0 | 0.053706 | 0.89199 | 0 | 1.0001 | 0 | 0 | 11.0446 | 0 | 0 | 0 | 0 | 0 | 0 | 0 | 0 | 0 | 0 | 0 | 0 | 0
3 | 1 | 1 | 4 | 1.7931 | 0 | 2.4769 | 0 | 0 | 0 | 0 | 0.78932 | 0 | 0 | 0.66697 | 0 | 5.7263 | 0 | 0 | 0 | 0 | 0 | 0 | 0 | 0 | 0 | 0 | 0 | 0 | 0 | 0.45131 | 0 | 0.54519 | 9.0934 | 0 | 0 | 0.053706 | 0.90028 | 0 | 1.3607 | 0 | 0 | 12.4046 | 0 | 0 | 0 | 0 | 0 | 0 | 0 | 0 | 0 | 0 | 0 | 0 | 0
3 | 1 | 2 | 4 | 1.7931 | 0 | 2.4769 | 0 | 0 | 0 | 0 | 0.83344 | 0 | 0 | 0.667 | 0 | 5.7705 | 0 | 0 | 0 | 0 | 0 | 0 | 0 | 0 | 0 | 0 | 0 | 0 | 0 | 0.45131 | 0 | 0.32173 | 9.5698 | 0 | 0 | 0.053706 | 0.90671 | 0 | 1.4337 | 0 | 0 | 12.737 | 0 | 0 | 0 | 0 | 0 | 0 | 0 | 0 | 0 | 0 | 0 | 0 | 0
3 | 1 | 3 | 4 | 1.7931 | 0 | 2.4769 | 0 | 0 | 0 | 0 | 0.86128 | 0 | 0 | 0.66702 | 0 | 5.7983 | 0 | 0 | 0 | 0 | 0 | 0 | 0 | 0 | 0 | 0 | 0 | 0 | 0 | 0.45131 | 0 | 0.32173 | 9.9296 | 0 | 0 | 0.053706 | 0.90857 | 0 | 1.4633 | 0 | 0 | 13.1283 | 0 | 0 | 0 | 0 | 0 | 0 | 0 | 0 | 0 | 0 | 0 | 0 | 0
3 | 1 | 4 | 4 | 1.7931 | 0 | 2.4769 | 0 | 0 | 0 | 0 | 0.87529 | 0 | 0 | 0.66702 | 0 | 5.8123 | 0 | 0 | 0 | 0 | 0 | 0 | 0 | 0 | 0 | 0 | 0 | 0 | 0 | 0.45131 | 0 | 0.32173 | 10.0561 | 0 | 0 | 0.053706 | 0.90878 | 0 | 1.4837 | 0 | 0 | 13.2753 | 0 | 0 | 0 | 0 | 0 | 0 | 0 | 0 | 0 | 0 | 0 | 0 | 0
3 | 1 | 5 | 4 | 1.7931 | 0 | 2.4769 | 0 | 0 | 0 | 0 | 0.88455 | 0 | 0 | 0.66702 | 0 | 5.8216 | 0 | 0 | 0 | 0 | 0 | 0 | 0 | 0 | 0 | 0 | 0 | 0 | 0 | 0.45131 | 0 | 0.32173 | 10.1019 | 0 | 0 | 0.053706 | 0.90875 | 0 | 1.1293 | 0 | 0 | 12.9667 | 0 | 0 | 0 | 0 | 0 | 0 | 0 | 0 | 0 | 0 | 0 | 0 | 0
3 | 1 | 6 | 4 | 1.7931 | 0 | 2.4769 | 0 | 0 | 0 | 0 | 0.88195 | 0 | 0 | 0.66702 | 0 | 5.819 | 0 | 0 | 0 | 0 | 0 | 0 | 0 | 0 | 0 | 0 | 0 | 0 | 0 | 0.45131 | 0 | 0.32173 | 10.1032 | 0 | 0 | 0.053706 | 0.90701 | 0 | 1.5456 | 0 | 0 | 13.3826 | 0 | 0 | 0 | 0 | 0 | 0 | 0 | 0 | 0 | 0 | 0 | 0 | 0
3 | 1 | 7 | 4 | 1.7931 | 0 | 2.4769 | 0 | 0 | 0 | 0 | 0.92296 | 0 | 0 | 3.7925 | 0 | 8.9855 | 0 | 0 | 0 | 0 | 0 | 0 | 0 | 0 | 0 | 0 | 0 | 0 | 0 | 0.45131 | 0 | 0.54519 | 10.4846 | 0 | 0 | 0.31621 | 0.90693 | 0 | 1.3895 | 0 | 0 | 14.0938 | 0 | 0 | 0 | 0 | 0 | 0 | 0 | 0 | 0 | 0 | 0 | 0 | 0
3 | 1 | 8 | 4 | 1.7931 | 0 | 2.4769 | 0 | 0 | 0 | 0 | 1.2476 | 0 | 0 | 6.2929 | 0 | 11.8105 | 0 | 0 | 0 | 0 | 0 | 0 | 0 | 0 | 0 | 0 | 0 | 0 | 0 | 0.45131 | 0 | 0.71279 | 12.7169 | 0 | 0 | 0.52621 | 0.90301 | 0 | 1.4301 | 0 | 0 | 16.7404 | 0 | 0 | 0 | 0 | 0 | 0 | 0 | 0 | 0 | 0 | 0 | 0 | 0
3 | 1 | 9 | 4 | 1.7931 | 0 | 13.6089 | 0 | 0 | 0 | 0 | 1.104 | 0 | 0 | 3.959 | 0 | 20.465 | 0 | 0 | 0 | 0 | 0 | 0 | 0 | 0 | 0 | 0 | 0 | 0 | 0 | 0.45131 | 0 | 0.71279 | 11.0689 | 0 | 0 | 0.42121 | 0.89885 | 0 | 1.2646 | 0 | 0 | 14.8177 | 0 | 0 | 0 | 0 | 0 | 0 | 0 | 0 | 0 | 0 | 0 | 0 | 0
3 | 1 | 10 | 4 | 1.7931 | 0 | 13.6089 | 0 | 0 | 0 | 0 | 1.0148 | 0 | 0 | 4.8634 | 0 | 21.2802 | 0 | 0 | 0 | 0 | 0 | 0 | 0 | 0 | 0 | 0 | 0 | 0 | 0 | 0.45131 | 0 | 0.71279 | 10.1209 | 0 | 0 | 0.31621 | 0.89325 | 0 | 1.1565 | 0 | 0 | 13.651 | 0 | 0 | 0 | 0 | 0 | 0 | 0 | 0 | 0 | 0 | 0 | 0 | 0
3 | 1 | 11 | 4 | 1.7931 | 0 | 13.6089 | 0 | 0 | 0 | 0 | 0.93112 | 0 | 0 | 3.7924 | 0 | 20.1256 | 0 | 0 | 0 | 0 | 0 | 0 | 0 | 0 | 0 | 0 | 0 | 0 | 0 | 0.45131 | 0 | 0.71279 | 9.1234 | 0 | 0 | 0.31621 | 0.88554 | 0 | 0.84615 | 0 | 0 | 12.3354 | 0 | 0 | 0 | 0 | 0 | 0 | 0 | 0 | 0 | 0 | 0 | 0 | 0
3 | 1 | 12 | 4 | 1.7931 | 0 | 13.6089 | 0 | 0 | 0 | 0 | 0.86553 | 0 | 0 | 3.959 | 0 | 20.2265 | 0 | 0 | 0 | 0 | 0 | 0 | 0 | 0 | 0 | 0 | 0 | 0 | 0 | 0.45131 | 0 | 0.54519 | 7.8281 | 0 | 0 | 0.36871 | 0.88181 | 0 | 0 | 0 | 0 | 10.0751 | 0 | 0 | 0 | 0 | 0 | 0 | 0 | 0 | 0 | 0 | 0 | 0 | 0
3 | 1 | 13 | 4 | 1.7931 | 0 | 8.6613 | 0 | 0 | 0 | 0 | 0.90607 | 0 | 0 | 3.959 | 0 | 15.3195 | 0 | 0 | 0 | 0 | 0 | 0 | 0 | 0 | 0 | 0 | 0 | 0 | 0 | 0.45131 | 0 | 0.54519 | 7.9376 | 0 | 0 | 0.42121 | 0.88362 | 0 | 0 | 0 | 0 | 10.2389 | 0 | 0 | 0 | 0 | 0 | 0 | 0 | 0 | 0 | 0 | 0 | 0 | 0
3 | 1 | 14 | 4 | 1.7931 | 0 | 13.6089 | 0 | 0 | 0 | 0 | 0.84415 | 0 | 0 | 5.9363 | 0 | 22.1824 | 0 | 0 | 0 | 0 | 0 | 0 | 0 | 0 | 0 | 0 | 0 | 0 | 0 | 0.45131 | 0 | 0.54519 | 7.6345 | 0 | 0 | 0.36871 | 0.88479 | 0 | 0 | 0 | 0 | 9.8844 | 0 | 0 | 0 | 0 | 0 | 0 | 0 | 0 | 0 | 0 | 0 | 0 | 0
3 | 1 | 15 | 4 | 1.7931 | 0 | 13.6089 | 0 | 0 | 0 | 0 | 0.84141 | 0 | 0 | 3.959 | 0 | 20.2024 | 0 | 0 | 0 | 0 | 0 | 0 | 0 | 0 | 0 | 0 | 0 | 0 | 0 | 0.45131 | 0 | 0.54519 | 7.605 | 0 | 0 | 0.36871 | 0.88566 | 0 | 0 | 0 | 0 | 9.8558 | 0 | 0 | 0 | 0 | 0 | 0 | 0 | 0 | 0 | 0 | 0 | 0 | 0
3 | 1 | 16 | 4 | 1.7931 | 0 | 13.6089 | 0 | 0 | 0 | 0 | 0.87529 | 0 | 0 | 4.2456 | 0 | 20.5229 | 0 | 0 | 0 | 0 | 0 | 0 | 0 | 0 | 0 | 0 | 0 | 0 | 0 | 0.45131 | 0 | 0.54519 | 7.8387 | 0 | 0 | 0.31621 | 0.8898 | 0 | 0 | 0 | 0 | 10.0412 | 0 | 0 | 0 | 0 | 0 | 0 | 0 | 0 | 0 | 0 | 0 | 0 | 0
3 | 1 | 17 | 4 | 1.7931 | 0 | 13.6089 | 0 | 0 | 0 | 0 | 0.80287 | 0 | 0 | 3.7925 | 0 | 19.9973 | 0 | 0 | 0 | 0 | 0 | 0 | 0 | 0 | 0 | 0 | 0 | 0 | 0 | 0.45131 | 0 | 0.54519 | 7.3861 | 0 | 0 | 0.31621 | 0.88299 | 0 | 0 | 0 | 0 | 9.5818 | 0 | 0 | 0 | 0 | 0 | 0 | 0 | 0 | 0 | 0 | 0 | 0 | 0
3 | 1 | 18 | 4 | 1.7931 | 0 | 13.6089 | 0 | 0 | 0 | 0 | 0.80758 | 0 | 0 | 6.2928 | 0 | 22.5024 | 0 | 0 | 0 | 0 | 0 | 0 | 0 | 0 | 0 | 0 | 0 | 0 | 0 | 0.45131 | 0 | 0.54519 | 7.498 | 0 | 0 | 0.52621 | 0.88407 | 0 | 0 | 0 | 0 | 9.9047 | 0 | 0 | 0 | 0 | 0 | 0 | 0 | 0 | 0 | 0 | 0 | 0 | 0
3 | 1 | 19 | 4 | 1.7931 | 0 | 9.8982 | 0 | 0 | 0 | 0 | 0.8721 | 0 | 0 | 6.2928 | 0 | 18.8563 | 0 | 0 | 0 | 0 | 0 | 0 | 0 | 0 | 0 | 0 | 0 | 0 | 0 | 0.45131 | 0 | 0.54519 | 7.8523 | 0 | 0 | 0.52621 | 0.88563 | 0 | 0 | 0 | 0 | 10.2606 | 0 | 0 | 0 | 0 | 0 | 0 | 0 | 0 | 0 | 0 | 0 | 0 | 0
3 | 1 | 20 | 4 | 1.7931 | 0 | 2.4769 | 0 | 0 | 0 | 0 | 0.97931 | 0 | 0 | 3.959 | 0 | 9.2083 | 0 | 0 | 0 | 0 | 0 | 0 | 0 | 0 | 0 | 0 | 0 | 0 | 0 | 0.45131 | 0 | 0.88038 | 9.2995 | 0 | 0 | 0.42121 | 0.88146 | 0 | 0.83841 | 0 | 0 | 12.7722 | 0 | 0 | 0 | 0 | 0 | 0 | 0 | 0 | 0 | 0 | 0 | 0 | 0
3 | 1 | 21 | 4 | 1.7931 | 0 | 2.4769 | 0 | 0 | 0 | 0 | 1.0072 | 0 | 0 | 3.959 | 0 | 9.2362 | 0 | 0 | 0 | 0 | 0 | 0 | 0 | 0 | 0 | 0 | 0 | 0 | 0 | 0.45131 | 0 | 1.1038 | 9.6145 | 0 | 0 | 0.36871 | 0.87761 | 0 | 0.92692 | 0 | 0 | 13.3429 | 0 | 0 | 0 | 0 | 0 | 0 | 0 | 0 | 0 | 0 | 0 | 0 | 0
3 | 1 | 22 | 4 | 1.7931 | 0 | 2.4769 | 0 | 0 | 0 | 0 | 1.0209 | 0 | 0 | 6.6376 | 0 | 11.9285 | 0 | 0 | 0 | 0 | 0 | 0 | 0 | 0 | 0 | 0 | 0 | 0 | 0 | 0.45131 | 0 | 1.2156 | 9.7247 | 0 | 0 | 0.47371 | 0.87579 | 0 | 0.91068 | 0 | 0 | 13.6518 | 0 | 0 | 0 | 0 | 0 | 0 | 0 | 0 | 0 | 0 | 0 | 0 | 0
3 | 1 | 23 | 4 | 1.7931 | 0 | 2.4769 | 0 | 0 | 0 | 0 | 1.0452 | 0 | 0 | 4.3276 | 0 | 9.6427 | 0 | 0 | 0 | 0 | 0 | 0 | 0 | 0 | 0 | 0 | 0 | 0 | 0 | 0.45131 | 0 | 1.1038 | 10.1867 | 0 | 0 | 0.31621 | 0.88164 | 0 | 0.83196 | 0 | 0 | 13.7716 | 0 | 0 | 0 | 0 | 0 | 0 | 0 | 0 | 0 | 0 | 0 | 0 | 0
3 | 1 | 24 | 4 | 1.7931 | 0 | 2.4769 | 0 | 0 | 0 | 0 | 0.62191 | 0 | 0 | 0.66692 | 0 | 5.5588 | 0 | 0 | 0 | 0 | 0 | 0 | 0 | 0 | 0 | 0 | 0 | 0 | 0 | 0.45131 | 0 | 0.88038 | 7.6646 | 0 | 0 | 0.053706 | 0.88755 | 0 | 0.46775 | 0 | 0 | 10.4053 | 0 | 0 | 0 | 0 | 0 | 0 | 0 | 0 | 0 | 0 | 0 | 0 | 0
3 | 2 | 1 | 5 | 1.7931 | 0 | 2.4769 | 0 | 0 | 0 | 0 | 0.74642 | 0 | 0 | 0.66693 | 0 | 5.6834 | 0 | 0 | 0 | 0 | 0 | 0 | 0 | 0 | 0 | 0 | 0 | 0 | 0 | 0.45131 | 0 | 0.54519 | 8.921 | 0 | 0 | 0.053706 | 0.89446 | 0 | 0.48766 | 0 | 0 | 11.3533 | 0 | 0 | 0 | 0 | 0 | 0 | 0 | 0 | 0 | 0 | 0 | 0 | 0
3 | 2 | 2 | 5 | 1.7931 | 0 | 2.4769 | 0 | 0 | 0 | 0 | 0.83063 | 0 | 0 | 0.66695 | 0 | 5.7676 | 0 | 0 | 0 | 0 | 0 | 0 | 0 | 0 | 0 | 0 | 0 | 0 | 0 | 0.45131 | 0 | 0.32173 | 9.9101 | 0 | 0 | 0.053706 | 0.90781 | 0 | 0.448 | 0 | 0 | 12.0927 | 0 | 0 | 0 | 0 | 0 | 0 | 0 | 0 | 0 | 0 | 0 | 0 | 0
3 | 2 | 3 | 5 | 1.7931 | 0 | 2.4769 | 0 | 0 | 0 | 0 | 0.89205 | 0 | 0 | 0.66699 | 0 | 5.8291 | 0 | 0 | 0 | 0 | 0 | 0 | 0 | 0 | 0 | 0 | 0 | 0 | 0 | 0.45131 | 0 | 0.32173 | 10.5509 | 0 | 0 | 0.053706 | 0.9147 | 0 | 0.1604 | 0 | 0 | 12.4527 | 0 | 0 | 0 | 0 | 0 | 0 | 0 | 0 | 0 | 0 | 0 | 0 | 0
3 | 2 | 4 | 5 | 1.7931 | 0 | 2.4769 | 0 | 0 | 0 | 0 | 0.92506 | 0 | 0 | 0.66701 | 0 | 5.8621 | 0 | 0 | 0 | 0 | 0 | 0 | 0 | 0 | 0 | 0 | 0 | 0 | 0 | 0.45131 | 0 | 0.32173 | 10.9836 | 0 | 0 | 0.053706 | 0.91865 | 0 | 0.22431 | 0 | 0 | 12.9533 | 0 | 0 | 0 | 0 | 0 | 0 | 0 | 0 | 0 | 0 | 0 | 0 | 0
3 | 2 | 5 | 5 | 1.7931 | 0 | 2.4769 | 0 | 0 | 0 | 0 | 0.93135 | 0 | 0 | 0.66701 | 0 | 5.8684 | 0 | 0 | 0 | 0 | 0 | 0 | 0 | 0 | 0 | 0 | 0 | 0 | 0 | 0.45131 | 0 | 0.32173 | 11.0531 | 0 | 0 | 0.053706 | 0.91743 | 0 | 0.14964 | 0 | 0 | 12.947 | 0 | 0 | 0 | 0 | 0 | 0 | 0 | 0 | 0 | 0 | 0 | 0 | 0
3 | 2 | 6 | 5 | 1.7931 | 0 | 2.4769 | 0 | 0 | 0 | 0 | 0.91731 | 0 | 0 | 0.66701 | 0 | 5.8543 | 0 | 0 | 0 | 0 | 0 | 0 | 0 | 0 | 0 | 0 | 0 | 0 | 0 | 0.45131 | 0 | 0.32173 | 10.9398 | 0 | 0 | 0.053706 | 0.9136 | 0 | 0.28326 | 0 | 0 | 12.9634 | 0 | 0 | 0 | 0 | 0 | 0 | 0 | 0 | 0 | 0 | 0 | 0 | 0
3 | 2 | 7 | 5 | 1.7931 | 0 | 2.4769 | 0 | 0 | 0 | 0 | 0.96669 | 0 | 0 | 3.7925 | 0 | 9.0292 | 0 | 0 | 0 | 0 | 0 | 0 | 0 | 0 | 0 | 0 | 0 | 0 | 0 | 0.45131 | 0 | 0.54519 | 11.3455 | 0 | 0 | 0.31621 | 0.91521 | 0 | 0.29489 | 0 | 0 | 13.8683 | 0 | 0 | 0 | 0 | 0 | 0 | 0 | 0 | 0 | 0 | 0 | 0 | 0
3 | 2 | 8 | 5 | 1.7931 | 0 | 2.4769 | 0 | 0 | 0 | 0 | 1.2804 | 0 | 0 | 6.2928 | 0 | 11.8433 | 0 | 0 | 0 | 0 | 0 | 0 | 0 | 0 | 0 | 0 | 0 | 0 | 0 | 0.45131 | 0 | 0.71279 | 13.6101 | 0 | 0 | 0.52621 | 0.91109 | 0 | 0.29223 | 0 | 0 | 16.5037 | 0 | 0 | 0 | 0 | 0 | 0 | 0 | 0 | 0 | 0 | 0 | 0 | 0
3 | 2 | 9 | 5 | 1.7931 | 0 | 13.6089 | 0 | 0 | 0 | 0 | 1.1336 | 0 | 0 | 3.959 | 0 | 20.4946 | 0 | 0 | 0 | 0 | 0 | 0 | 0 | 0 | 0 | 0 | 0 | 0 | 0 | 0.45131 | 0 | 0.71279 | 11.8636 | 0 | 0 | 0.42121 | 0.90204 | 0 | 0.16598 | 0 | 0 | 14.5169 | 0 | 0 | 0 | 0 | 0 | 0 | 0 | 0 | 0 | 0 | 0 | 0 | 0
3 | 2 | 10 | 5 | 1.7931 | 0 | 13.6089 | 0 | 0 | 0 | 0 | 1.055 | 0 | 0 | 4.8634 | 0 | 21.3203 | 0 | 0 | 0 | 0 | 0 | 0 | 0 | 0 | 0 | 0 | 0 | 0 | 0 | 0.45131 | 0 | 0.71279 | 10.773 | 0 | 0 | 0.31621 | 0.89681 | 0 | 0.05154 | 0 | 0 | 13.2017 | 0 | 0 | 0 | 0 | 0 | 0 | 0 | 0 | 0 | 0 | 0 | 0 | 0
3 | 2 | 11 | 5 | 1.7931 | 0 | 13.6089 | 0 | 0 | 0 | 0 | 0.98951 | 0 | 0 | 3.7925 | 0 | 20.184 | 0 | 0 | 0 | 0 | 0 | 0 | 0 | 0 | 0 | 0 | 0 | 0 | 0 | 0.45131 | 0 | 0.71279 | 10.1238 | 0 | 0 | 0.31621 | 0.89627 | 0 | 0.00079206 | 0 | 0 | 12.5011 | 0 | 0 | 0 | 0 | 0 | 0 | 0 | 0 | 0 | 0 | 0 | 0 | 0
3 | 2 | 12 | 5 | 1.7931 | 0 | 13.6089 | 0 | 0 | 0 | 0 | 0.91076 | 0 | 0 | 3.959 | 0 | 20.2718 | 0 | 0 | 0 | 0 | 0 | 0 | 0 | 0 | 0 | 0 | 0 | 0 | 0 | 0.45131 | 0 | 0.54519 | 9.7022 | 0 | 0 | 0.36871 | 0.90435 | 0 | 0.0007475 | 0 | 0 | 11.9725 | 0 | 0 | 0 | 0 | 0 | 0 | 0 | 0 | 0 | 0 | 0 | 0 | 0
3 | 2 | 13 | 5 | 1.7931 | 0 | 8.6613 | 0 | 0 | 0 | 0 | 0.81094 | 0 | 0 | 3.959 | 0 | 15.2244 | 0 | 0 | 0 | 0 | 0 | 0 | 0 | 0 | 0 | 0 | 0 | 0 | 0 | 0.45131 | 0 | 0.54519 | 8.5611 | 0 | 0 | 0.42121 | 0.88794 | 0 | 0.00065947 | 0 | 0 | 10.8675 | 0 | 0 | 0 | 0 | 0 | 0 | 0 | 0 | 0 | 0 | 0 | 0 | 0
3 | 2 | 14 | 5 | 1.7931 | 0 | 13.6089 | 0 | 0 | 0 | 0 | 0.68027 | 0 | 0 | 5.9363 | 0 | 22.0186 | 0 | 0 | 0 | 0 | 0 | 0 | 0 | 0 | 0 | 0 | 0 | 0 | 0 | 0.45131 | 0 | 0.54519 | 7.7028 | 0 | 0 | 0.36871 | 0.88929 | 0 | 0.00057436 | 0 | 0 | 9.9579 | 0 | 0 | 0 | 0 | 0 | 0 | 0 | 0 | 0 | 0 | 0 | 0 | 0
3 | 2 | 15 | 5 | 1.7931 | 0 | 13.6089 | 0 | 0 | 0 | 0 | 0.6381 | 0 | 0 | 3.959 | 0 | 19.9991 | 0 | 0 | 0 | 0 | 0 | 0 | 0 | 0 | 0 | 0 | 0 | 0 | 0 | 0.45131 | 0 | 0.54519 | 7.2707 | 0 | 0 | 0.36871 | 0.88482 | 0 | 0.00053977 | 0 | 0 | 9.5213 | 0 | 0 | 0 | 0 | 0 | 0 | 0 | 0 | 0 | 0 | 0 | 0 | 0
3 | 2 | 16 | 5 | 1.7931 | 0 | 13.6089 | 0 | 0 | 0 | 0 | 0.64886 | 0 | 0 | 4.2456 | 0 | 20.2965 | 0 | 0 | 0 | 0 | 0 | 0 | 0 | 0 | 0 | 0 | 0 | 0 | 0 | 0.45131 | 0 | 0.54519 | 7.4531 | 0 | 0 | 0.31621 | 0.88958 | 0 | 0.00055051 | 0 | 0 | 9.6559 | 0 | 0 | 0 | 0 | 0 | 0 | 0 | 0 | 0 | 0 | 0 | 0 | 0
3 | 2 | 17 | 5 | 1.7931 | 0 | 13.6089 | 0 | 0 | 0 | 0 | 0.73789 | 0 | 0 | 3.7924 | 0 | 19.9323 | 0 | 0 | 0 | 0 | 0 | 0 | 0 | 0 | 0 | 0 | 0 | 0 | 0 | 0.45131 | 0 | 0.54519 | 7.975 | 0 | 0 | 0.31621 | 0.88715 | 0 | 0.00060707 | 0 | 0 | 10.1755 | 0 | 0 | 0 | 0 | 0 | 0 | 0 | 0 | 0 | 0 | 0 | 0 | 0
3 | 2 | 18 | 5 | 1.7931 | 0 | 13.6089 | 0 | 0 | 0 | 0 | 0.78826 | 0 | 0 | 6.2928 | 0 | 22.4831 | 0 | 0 | 0 | 0 | 0 | 0 | 0 | 0 | 0 | 0 | 0 | 0 | 0 | 0.45131 | 0 | 0.54519 | 8.4053 | 0 | 0 | 0.52621 | 0.88823 | 0 | 0.00066073 | 0 | 0 | 10.8169 | 0 | 0 | 0 | 0 | 0 | 0 | 0 | 0 | 0 | 0 | 0 | 0 | 0
3 | 2 | 19 | 5 | 1.7931 | 0 | 9.8982 | 0 | 0 | 0 | 0 | 0.9089 | 0 | 0 | 6.2928 | 0 | 18.893 | 0 | 0 | 0 | 0 | 0 | 0 | 0 | 0 | 0 | 0 | 0 | 0 | 0 | 0.45131 | 0 | 0.54519 | 9.3657 | 0 | 0 | 0.52621 | 0.89428 | 0 | 0.00072841 | 0 | 0 | 11.7834 | 0 | 0 | 0 | 0 | 0 | 0 | 0 | 0 | 0 | 0 | 0 | 0 | 0
3 | 2 | 20 | 5 | 1.7931 | 0 | 2.4769 | 0 | 0 | 0 | 0 | 1.003 | 0 | 0 | 3.959 | 0 | 9.232 | 0 | 0 | 0 | 0 | 0 | 0 | 0 | 0 | 0 | 0 | 0 | 0 | 0 | 0.45131 | 0 | 0.88038 | 10.0706 | 0 | 0 | 0.42121 | 0.88326 | 0 | 0.00079337 | 0 | 0 | 12.7076 | 0 | 0 | 0 | 0 | 0 | 0 | 0 | 0 | 0 | 0 | 0 | 0 | 0
3 | 2 | 21 | 5 | 1.7931 | 0 | 2.4769 | 0 | 0 | 0 | 0 | 1.075 | 0 | 0 | 3.959 | 0 | 9.304 | 0 | 0 | 0 | 0 | 0 | 0 | 0 | 0 | 0 | 0 | 0 | 0 | 0 | 0.45131 | 0 | 1.1038 | 10.8203 | 0 | 0 | 0.36871 | 0.88766 | 0 | 0.00085437 | 0 | 0 | 13.6327 | 0 | 0 | 0 | 0 | 0 | 0 | 0 | 0 | 0 | 0 | 0 | 0 | 0
3 | 2 | 22 | 5 | 1.7931 | 0 | 2.4769 | 0 | 0 | 0 | 0 | 1.0819 | 0 | 0 | 6.6376 | 0 | 11.9895 | 0 | 0 | 0 | 0 | 0 | 0 | 0 | 0 | 0 | 0 | 0 | 0 | 0 | 0.45131 | 0 | 1.2156 | 10.8839 | 0 | 0 | 0.47371 | 0.88394 | 0 | 0.0008605 | 0 | 0 | 13.9093 | 0 | 0 | 0 | 0 | 0 | 0 | 0 | 0 | 0 | 0 | 0 | 0 | 0
3 | 2 | 23 | 5 | 1.7931 | 0 | 2.4769 | 0 | 0 | 0 | 0 | 1.0923 | 0 | 0 | 4.3275 | 0 | 9.6898 | 0 | 0 | 0 | 0 | 0 | 0 | 0 | 0 | 0 | 0 | 0 | 0 | 0 | 0.45131 | 0 | 1.1038 | 11.0701 | 0 | 0 | 0.31621 | 0.88755 | 0 | 0.00087555 | 0 | 0 | 13.8299 | 0 | 0 | 0 | 0 | 0 | 0 | 0 | 0 | 0 | 0 | 0 | 0 | 0
3 | 2 | 24 | 5 | 1.7931 | 0 | 2.4769 | 0 | 0 | 0 | 0 | 0.6512 | 0 | 0 | 0.66691 | 0 | 5.5881 | 0 | 0 | 0 | 0 | 0 | 0 | 0 | 0 | 0 | 0 | 0 | 0 | 0 | 0.45131 | 0 | 0.88038 | 8.0893 | 0 | 0 | 0.053706 | 0.88992 | 0 | 0.00059632 | 0 | 0 | 10.3652 | 0 | 0 | 0 | 0 | 0 | 0 | 0 | 0 | 0 | 0 | 0 | 0 | 0
3 | 3 | 1 | 6 | 1.7931 | 0 | 2.4769 | 0 | 0 | 0 | 0 | 0.78134 | 0 | 0 | 0.66692 | 0 | 5.7183 | 0 | 0 | 0 | 0 | 0 | 0 | 0 | 0 | 0 | 0 | 0 | 0 | 0 | 0.45131 | 0 | 0.54519 | 9.4475 | 0 | 0 | 0.053706 | 0.8993 | 0 | 0.038674 | 0 | 0 | 11.4357 | 0 | 0 | 0 | 0 | 0 | 0 | 0 | 0 | 0 | 0 | 0 | 0 | 0
3 | 3 | 2 | 6 | 1.7931 | 0 | 2.4769 | 0 | 0 | 0 | 0 | 0.84396 | 0 | 0 | 0.66694 | 0 | 5.7809 | 0 | 0 | 0 | 0 | 0 | 0 | 0 | 0 | 0 | 0 | 0 | 0 | 0 | 0.45131 | 0 | 0.32173 | 10.1319 | 0 | 0 | 0.053706 | 0.90836 | 0 | 0.041686 | 0 | 0 | 11.9087 | 0 | 0 | 0 | 0 | 0 | 0 | 0 | 0 | 0 | 0 | 0 | 0 | 0
3 | 3 | 3 | 6 | 1.7931 | 0 | 2.4769 | 0 | 0 | 0 | 0 | 0.86918 | 0 | 0 | 0.66697 | 0 | 5.8062 | 0 | 0 | 0 | 0 | 0 | 0 | 0 | 0 | 0 | 0 | 0 | 0 | 0 | 0.45131 | 0 | 0.32173 | 10.4073 | 0 | 0 | 0.053706 | 0.90959 | 0 | 0.015612 | 0 | 0 | 12.1592 | 0 | 0 | 0 | 0 | 0 | 0 | 0 | 0 | 0 | 0 | 0 | 0 | 0
3 | 3 | 4 | 6 | 1.7931 | 0 | 2.4769 | 0 | 0 | 0 | 0 | 0.8655 | 0 | 0 | 0.66697 | 0 | 5.8025 | 0 | 0 | 0 | 0 | 0 | 0 | 0 | 0 | 0 | 0 | 0 | 0 | 0 | 0.45131 | 0 | 0.32173 | 10.3436 | 0 | 0 | 0.053706 | 0.90599 | 0 | 0.015533 | 0 | 0 | 12.0918 | 0 | 0 | 0 | 0 | 0 | 0 | 0 | 0 | 0 | 0 | 0 | 0 | 0
3 | 3 | 5 | 6 | 1.7931 | 0 | 2.4769 | 0 | 0 | 0 | 0 | 0.91439 | 0 | 0 | 0.66696 | 0 | 5.8514 | 0 | 0 | 0 | 0 | 0 | 0 | 0 | 0 | 0 | 0 | 0 | 0 | 0 | 0.45131 | 0 | 0.32173 | 10.8502 | 0 | 0 | 0.053706 | 0.9133 | 0 | 0.016305 | 0 | 0 | 12.6066 | 0 | 0 | 0 | 0 | 0 | 0 | 0 | 0 | 0 | 0 | 0 | 0 | 0
3 | 3 | 6 | 6 | 1.7931 | 0 | 2.4769 | 0 | 0 | 0 | 0 | 0.94087 | 0 | 0 | 0.66698 | 0 | 5.8779 | 0 | 0 | 0 | 0 | 0 | 0 | 0 | 0 | 0 | 0 | 0 | 0 | 0 | 0.45131 | 0 | 0.32173 | 11.1894 | 0 | 0 | 0.053706 | 0.91685 | 0 | 0.070684 | 0 | 0 | 13.0036 | 0 | 0 | 0 | 0 | 0 | 0 | 0 | 0 | 0 | 0 | 0 | 0 | 0
3 | 3 | 7 | 6 | 1.7931 | 0 | 2.4769 | 0 | 0 | 0 | 0 | 0.95647 | 0 | 0 | 3.7925 | 0 | 9.019 | 0 | 0 | 0 | 0 | 0 | 0 | 0 | 0 | 0 | 0 | 0 | 0 | 0 | 0.45131 | 0 | 0.54519 | 11.2842 | 0 | 0 | 0.31621 | 0.91314 | 0 | 0.071469 | 0 | 0 | 13.5815 | 0 | 0 | 0 | 0 | 0 | 0 | 0 | 0 | 0 | 0 | 0 | 0 | 0
3 | 3 | 8 | 6 | 1.7931 | 0 | 2.4769 | 0 | 0 | 0 | 0 | 1.2375 | 0 | 0 | 6.2928 | 0 | 11.8004 | 0 | 0 | 0 | 0 | 0 | 0 | 0 | 0 | 0 | 0 | 0 | 0 | 0 | 0.45131 | 0 | 0.71279 | 13.1528 | 0 | 0 | 0.52621 | 0.90228 | 0 | 0.0010313 | 0 | 0 | 15.7464 | 0 | 0 | 0 | 0 | 0 | 0 | 0 | 0 | 0 | 0 | 0 | 0 | 0
3 | 3 | 9 | 6 | 1.7931 | 0 | 13.6089 | 0 | 0 | 0 | 0 | 1.0414 | 0 | 0 | 3.959 | 0 | 20.4024 | 0 | 0 | 0 | 0 | 0 | 0 | 0 | 0 | 0 | 0 | 0 | 0 | 0 | 0.45131 | 0 | 0.71279 | 10.8856 | 0 | 0 | 0.42121 | 0.88658 | 0 | 0.0010535 | 0 | 0 | 13.3585 | 0 | 0 | 0 | 0 | 0 | 0 | 0 | 0 | 0 | 0 | 0 | 0 | 0
3 | 3 | 10 | 6 | 1.7931 | 0 | 13.6089 | 0 | 0 | 0 | 0 | 0.96263 | 0 | 0 | 4.8633 | 0 | 21.2279 | 0 | 0 | 0 | 0 | 0 | 0 | 0 | 0 | 0 | 0 | 0 | 0 | 0 | 0.45131 | 0 | 0.71279 | 9.971 | 0 | 0 | 0.31621 | 0.88666 | 0 | 0.00078485 | 0 | 0 | 12.3388 | 0 | 0 | 0 | 0 | 0 | 0 | 0 | 0 | 0 | 0 | 0 | 0 | 0
3 | 3 | 11 | 6 | 1.7931 | 0 | 13.6089 | 0 | 0 | 0 | 0 | 0.87702 | 0 | 0 | 3.7924 | 0 | 20.0714 | 0 | 0 | 0 | 0 | 0 | 0 | 0 | 0 | 0 | 0 | 0 | 0 | 0 | 0.45131 | 0 | 0.71279 | 9.2227 | 0 | 0 | 0.31621 | 0.8839 | 0 | 0.0007145 | 0 | 0 | 11.5876 | 0 | 0 | 0 | 0 | 0 | 0 | 0 | 0 | 0 | 0 | 0 | 0 | 0
3 | 3 | 12 | 6 | 1.7931 | 0 | 13.6089 | 0 | 0 | 0 | 0 | 0.78105 | 0 | 0 | 3.959 | 0 | 20.142 | 0 | 0 | 0 | 0 | 0 | 0 | 0 | 0 | 0 | 0 | 0 | 0 | 0 | 0.45131 | 0 | 0.54519 | 8.52 | 0 | 0 | 0.36871 | 0.88667 | 0 | 0.00064865 | 0 | 0 | 10.7725 | 0 | 0 | 0 | 0 | 0 | 0 | 0 | 0 | 0 | 0 | 0 | 0 | 0
3 | 3 | 13 | 6 | 1.7931 | 0 | 8.6613 | 0 | 0 | 0 | 0 | 0.78497 | 0 | 0 | 3.959 | 0 | 15.1984 | 0 | 0 | 0 | 0 | 0 | 0 | 0 | 0 | 0 | 0 | 0 | 0 | 0 | 0.45131 | 0 | 0.54519 | 8.3622 | 0 | 0 | 0.42121 | 0.88309 | 0 | 0.0006414 | 0 | 0 | 10.6636 | 0 | 0 | 0 | 0 | 0 | 0 | 0 | 0 | 0 | 0 | 0 | 0 | 0
3 | 3 | 14 | 6 | 1.7931 | 0 | 13.6089 | 0 | 0 | 0 | 0 | 0.67574 | 0 | 0 | 5.9362 | 0 | 22.014 | 0 | 0 | 0 | 0 | 0 | 0 | 0 | 0 | 0 | 0 | 0 | 0 | 0 | 0.45131 | 0 | 0.54519 | 7.6797 | 0 | 0 | 0.36871 | 0.88653 | 0 | 0.00057202 | 0 | 0 | 9.932 | 0 | 0 | 0 | 0 | 0 | 0 | 0 | 0 | 0 | 0 | 0 | 0 | 0
3 | 3 | 15 | 6 | 1.7931 | 0 | 13.6089 | 0 | 0 | 0 | 0 | 0.62719 | 0 | 0 | 3.959 | 0 | 19.9882 | 0 | 0 | 0 | 0 | 0 | 0 | 0 | 0 | 0 | 0 | 0 | 0 | 0 | 0.45131 | 0 | 0.54519 | 7.2736 | 0 | 0 | 0.36871 | 0.88513 | 0 | 0.00053781 | 0 | 0 | 9.5244 | 0 | 0 | 0 | 0 | 0 | 0 | 0 | 0 | 0 | 0 | 0 | 0 | 0
3 | 3 | 16 | 6 | 1.7931 | 0 | 13.6089 | 0 | 0 | 0 | 0 | 0.70335 | 0 | 0 | 4.2456 | 0 | 20.3509 | 0 | 0 | 0 | 0 | 0 | 0 | 0 | 0 | 0 | 0 | 0 | 0 | 0 | 0.45131 | 0 | 0.54519 | 7.7703 | 0 | 0 | 0.31621 | 0.88898 | 0 | 0.00058635 | 0 | 0 | 9.9726 | 0 | 0 | 0 | 0 | 0 | 0 | 0 | 0 | 0 | 0 | 0 | 0 | 0
3 | 3 | 17 | 6 | 1.7931 | 0 | 13.6089 | 0 | 0 | 0 | 0 | 0.69797 | 0 | 0 | 3.7924 | 0 | 19.8924 | 0 | 0 | 0 | 0 | 0 | 0 | 0 | 0 | 0 | 0 | 0 | 0 | 0 | 0.45131 | 0 | 0.54519 | 7.6275 | 0 | 0 | 0.31621 | 0.8838 | 0 | 0.0006544 | 0 | 0 | 9.8247 | 0 | 0 | 0 | 0 | 0 | 0 | 0 | 0 | 0 | 0 | 0 | 0 | 0
3 | 3 | 18 | 6 | 1.7931 | 0 | 13.6089 | 0 | 0 | 0 | 0 | 0.79771 | 0 | 0 | 6.2928 | 0 | 22.4925 | 0 | 0 | 0 | 0 | 0 | 0 | 0 | 0 | 0 | 0 | 0 | 0 | 0 | 0.45131 | 0 | 0.54519 | 8.3843 | 0 | 0 | 0.52621 | 0.88848 | 0 | 0.016533 | 0 | 0 | 10.812 | 0 | 0 | 0 | 0 | 0 | 0 | 0 | 0 | 0 | 0 | 0 | 0 | 0
3 | 3 | 19 | 6 | 1.7931 | 0 | 9.8982 | 0 | 0 | 0 | 0 | 0.89895 | 0 | 0 | 6.2928 | 0 | 18.8831 | 0 | 0 | 0 | 0 | 0 | 0 | 0 | 0 | 0 | 0 | 0 | 0 | 0 | 0.45131 | 0 | 0.54519 | 9.2293 | 0 | 0 | 0.52621 | 0.8913 | 0 | 0.15306 | 0 | 0 | 11.7963 | 0 | 0 | 0 | 0 | 0 | 0 | 0 | 0 | 0 | 0 | 0 | 0 | 0
3 | 3 | 20 | 6 | 1.7931 | 0 | 2.4769 | 0 | 0 | 0 | 0 | 0.99888 | 0 | 0 | 3.959 | 0 | 9.2279 | 0 | 0 | 0 | 0 | 0 | 0 | 0 | 0 | 0 | 0 | 0 | 0 | 0 | 0.45131 | 0 | 0.88038 | 9.9967 | 0 | 0 | 0.42121 | 0.8815 | 0 | 0.39762 | 0 | 0 | 13.0287 | 0 | 0 | 0 | 0 | 0 | 0 | 0 | 0 | 0 | 0 | 0 | 0 | 0
3 | 3 | 21 | 6 | 1.7931 | 0 | 2.4769 | 0 | 0 | 0 | 0 | 1.0092 | 0 | 0 | 3.959 | 0 | 9.2382 | 0 | 0 | 0 | 0 | 0 | 0 | 0 | 0 | 0 | 0 | 0 | 0 | 0 | 0.45131 | 0 | 1.1038 | 9.9528 | 0 | 0 | 0.36871 | 0.87383 | 0 | 0.6143 | 0 | 0 | 13.3648 | 0 | 0 | 0 | 0 | 0 | 0 | 0 | 0 | 0 | 0 | 0 | 0 | 0
3 | 3 | 22 | 6 | 1.7931 | 0 | 2.4769 | 0 | 0 | 0 | 0 | 1.0047 | 0 | 0 | 6.6376 | 0 | 11.9123 | 0 | 0 | 0 | 0 | 0 | 0 | 0 | 0 | 0 | 0 | 0 | 0 | 0 | 0.45131 | 0 | 1.2156 | 10.0444 | 0 | 0 | 0.47371 | 0.86904 | 0 | 0.93711 | 0 | 0 | 13.9911 | 0 | 0 | 0 | 0 | 0 | 0 | 0 | 0 | 0 | 0 | 0 | 0 | 0
3 | 3 | 23 | 6 | 1.7931 | 0 | 2.4769 | 0 | 0 | 0 | 0 | 1.0398 | 0 | 0 | 4.3275 | 0 | 9.6373 | 0 | 0 | 0 | 0 | 0 | 0 | 0 | 0 | 0 | 0 | 0 | 0 | 0 | 0.45131 | 0 | 1.1038 | 10.3715 | 0 | 0 | 0.31621 | 0.87627 | 0 | 0.98483 | 0 | 0 | 14.104 | 0 | 0 | 0 | 0 | 0 | 0 | 0 | 0 | 0 | 0 | 0 | 0 | 0
3 | 3 | 24 | 6 | 1.7931 | 0 | 2.4769 | 0 | 0 | 0 | 0 | 0.58692 | 0 | 0 | 0.66689 | 0 | 5.5238 | 0 | 0 | 0 | 0 | 0 | 0 | 0 | 0 | 0 | 0 | 0 | 0 | 0 | 0.45131 | 0 | 0.88038 | 7.4342 | 0 | 0 | 0.053706 | 0.87889 | 0 | 0.65955 | 0 | 0 | 10.358 | 0 | 0 | 0 | 0 | 0 | 0 | 0 | 0 | 0 | 0 | 0 | 0 | 0
3 | 4 | 1 | 7 | 1.7931 | 0 | 2.4769 | 0 | 0 | 0 | 0 | 0.72317 | 0 | 0 | 0.6669 | 0 | 5.6601 | 0 | 0 | 0 | 0 | 0 | 0 | 0 | 0 | 0 | 0 | 0 | 0 | 0 | 0.45131 | 0 | 0.54519 | 8.7786 | 0 | 0 | 0.053706 | 0.88889 | 0 | 0.82247 | 0 | 0 | 11.5402 | 0 | 0 | 0 | 0 | 0 | 0 | 0 | 0 | 0 | 0 | 0 | 0 | 0
3 | 4 | 2 | 7 | 1.7931 | 0 | 2.4769 | 0 | 0 | 0 | 0 | 0.76322 | 0 | 0 | 0.66693 | 0 | 5.7002 | 0 | 0 | 0 | 0 | 0 | 0 | 0 | 0 | 0 | 0 | 0 | 0 | 0 | 0.45131 | 0 | 0.32173 | 9.2319 | 0 | 0 | 0.053706 | 0.89394 | 0 | 0.91368 | 0 | 0 | 11.8663 | 0 | 0 | 0 | 0 | 0 | 0 | 0 | 0 | 0 | 0 | 0 | 0 | 0
3 | 4 | 3 | 7 | 1.7931 | 0 | 2.4769 | 0 | 0 | 0 | 0 | 0.80046 | 0 | 0 | 0.66695 | 0 | 5.7374 | 0 | 0 | 0 | 0 | 0 | 0 | 0 | 0 | 0 | 0 | 0 | 0 | 0 | 0.45131 | 0 | 0.32173 | 9.5512 | 0 | 0 | 0.053706 | 0.89697 | 0 | 0.89799 | 0 | 0 | 12.1729 | 0 | 0 | 0 | 0 | 0 | 0 | 0 | 0 | 0 | 0 | 0 | 0 | 0
3 | 4 | 4 | 7 | 1.7931 | 0 | 2.4769 | 0 | 0 | 0 | 0 | 0.83072 | 0 | 0 | 0.66696 | 0 | 5.7677 | 0 | 0 | 0 | 0 | 0 | 0 | 0 | 0 | 0 | 0 | 0 | 0 | 0 | 0.45131 | 0 | 0.32173 | 9.8935 | 0 | 0 | 0.053706 | 0.89966 | 0 | 1.2511 | 0 | 0 | 12.871 | 0 | 0 | 0 | 0 | 0 | 0 | 0 | 0 | 0 | 0 | 0 | 0 | 0
3 | 4 | 5 | 7 | 1.7931 | 0 | 2.4769 | 0 | 0 | 0 | 0 | 0.81458 | 0 | 0 | 0.66697 | 0 | 5.7516 | 0 | 0 | 0 | 0 | 0 | 0 | 0 | 0 | 0 | 0 | 0 | 0 | 0 | 0.45131 | 0 | 0.32173 | 9.716 | 0 | 0 | 0.053706 | 0.8944 | 0 | 1.4203 | 0 | 0 | 12.8574 | 0 | 0 | 0 | 0 | 0 | 0 | 0 | 0 | 0 | 0 | 0 | 0 | 0
3 | 4 | 6 | 7 | 1.7931 | 0 | 2.4769 | 0 | 0 | 0 | 0 | 0.83731 | 0 | 0 | 0.66695 | 0 | 5.7743 | 0 | 0 | 0 | 0 | 0 | 0 | 0 | 0 | 0 | 0 | 0 | 0 | 0 | 0.45131 | 0 | 0.32173 | 9.8249 | 0 | 0 | 0.053706 | 0.89701 | 0 | 1.2561 | 0 | 0 | 12.8048 | 0 | 0 | 0 | 0 | 0 | 0 | 0 | 0 | 0 | 0 | 0 | 0 | 0
3 | 4 | 7 | 7 | 1.7931 | 0 | 2.4769 | 0 | 0 | 0 | 0 | 0.8453 | 0 | 0 | 3.7924 | 0 | 8.9078 | 0 | 0 | 0 | 0 | 0 | 0 | 0 | 0 | 0 | 0 | 0 | 0 | 0 | 0.45131 | 0 | 0.54519 | 9.8903 | 0 | 0 | 0.31621 | 0.89273 | 0 | 1.3462 | 0 | 0 | 13.4419 | 0 | 0 | 0 | 0 | 0 | 0 | 0 | 0 | 0 | 0 | 0 | 0 | 0
3 | 4 | 8 | 7 | 1.7931 | 0 | 2.4769 | 0 | 0 | 0 | 0 | 1.1986 | 0 | 0 | 6.2928 | 0 | 11.7614 | 0 | 0 | 0 | 0 | 0 | 0 | 0 | 0 | 0 | 0 | 0 | 0 | 0 | 0.45131 | 0 | 0.71279 | 12.4851 | 0 | 0 | 0.52621 | 0.89273 | 0 | 1.5345 | 0 | 0 | 16.6027 | 0 | 0 | 0 | 0 | 0 | 0 | 0 | 0 | 0 | 0 | 0 | 0 | 0
3 | 4 | 9 | 7 | 1.7931 | 0 | 13.6089 | 0 | 0 | 0 | 0 | 1.0672 | 0 | 0 | 3.959 | 0 | 20.4282 | 0 | 0 | 0 | 0 | 0 | 0 | 0 | 0 | 0 | 0 | 0 | 0 | 0 | 0.45131 | 0 | 0.71279 | 11.0599 | 0 | 0 | 0.42121 | 0.89317 | 0 | 1.5471 | 0 | 0 | 15.0854 | 0 | 0 | 0 | 0 | 0 | 0 | 0 | 0 | 0 | 0 | 0 | 0 | 0
3 | 4 | 10 | 7 | 1.7931 | 0 | 13.6089 | 0 | 0 | 0 | 0 | 1.0186 | 0 | 0 | 4.8633 | 0 | 21.2839 | 0 | 0 | 0 | 0 | 0 | 0 | 0 | 0 | 0 | 0 | 0 | 0 | 0 | 0.45131 | 0 | 0.71279 | 10.5094 | 0 | 0 | 0.31621 | 0.89561 | 0 | 1.2635 | 0 | 0 | 14.1488 | 0 | 0 | 0 | 0 | 0 | 0 | 0 | 0 | 0 | 0 | 0 | 0 | 0
3 | 4 | 11 | 7 | 1.7931 | 0 | 13.6089 | 0 | 0 | 0 | 0 | 0.98813 | 0 | 0 | 3.7924 | 0 | 20.1826 | 0 | 0 | 0 | 0 | 0 | 0 | 0 | 0 | 0 | 0 | 0 | 0 | 0 | 0.45131 | 0 | 0.71279 | 10.1489 | 0 | 0 | 0.31621 | 0.89533 | 0 | 1.1468 | 0 | 0 | 13.6714 | 0 | 0 | 0 | 0 | 0 | 0 | 0 | 0 | 0 | 0 | 0 | 0 | 0
3 | 4 | 12 | 7 | 1.7931 | 0 | 13.6089 | 0 | 0 | 0 | 0 | 0.97118 | 0 | 0 | 3.959 | 0 | 20.3322 | 0 | 0 | 0 | 0 | 0 | 0 | 0 | 0 | 0 | 0 | 0 | 0 | 0 | 0.45131 | 0 | 0.54519 | 10.0747 | 0 | 0 | 0.36871 | 0.89977 | 0 | 1.1348 | 0 | 0 | 13.4746 | 0 | 0 | 0 | 0 | 0 | 0 | 0 | 0 | 0 | 0 | 0 | 0 | 0
3 | 4 | 13 | 7 | 1.7931 | 0 | 8.6613 | 0 | 0 | 0 | 0 | 1.0306 | 0 | 0 | 3.959 | 0 | 15.444 | 0 | 0 | 0 | 0 | 0 | 0 | 0 | 0 | 0 | 0 | 0 | 0 | 0 | 0.45131 | 0 | 0.54519 | 10.4335 | 0 | 0 | 0.42121 | 0.90152 | 0 | 1.1321 | 0 | 0 | 13.8848 | 0 | 0 | 0 | 0 | 0 | 0 | 0 | 0 | 0 | 0 | 0 | 0 | 0
3 | 4 | 14 | 7 | 1.7931 | 0 | 13.6089 | 0 | 0 | 0 | 0 | 0.94072 | 0 | 0 | 5.9363 | 0 | 22.279 | 0 | 0 | 0 | 0 | 0 | 0 | 0 | 0 | 0 | 0 | 0 | 0 | 0 | 0.45131 | 0 | 0.54519 | 9.7559 | 0 | 0 | 0.36871 | 0.89735 | 0 | 1.0504 | 0 | 0 | 13.0688 | 0 | 0 | 0 | 0 | 0 | 0 | 0 | 0 | 0 | 0 | 0 | 0 | 0
3 | 4 | 15 | 7 | 1.7931 | 0 | 13.6089 | 0 | 0 | 0 | 0 | 0.93771 | 0 | 0 | 3.959 | 0 | 20.2987 | 0 | 0 | 0 | 0 | 0 | 0 | 0 | 0 | 0 | 0 | 0 | 0 | 0 | 0.45131 | 0 | 0.54519 | 9.7137 | 0 | 0 | 0.36871 | 0.89958 | 0 | 1.0455 | 0 | 0 | 13.024 | 0 | 0 | 0 | 0 | 0 | 0 | 0 | 0 | 0 | 0 | 0 | 0 | 0
3 | 4 | 16 | 7 | 1.7931 | 0 | 13.6089 | 0 | 0 | 0 | 0 | 0.93541 | 0 | 0 | 4.2456 | 0 | 20.583 | 0 | 0 | 0 | 0 | 0 | 0 | 0 | 0 | 0 | 0 | 0 | 0 | 0 | 0.45131 | 0 | 0.54519 | 9.5945 | 0 | 0 | 0.31621 | 0.90061 | 0 | 0.79641 | 0 | 0 | 12.6042 | 0 | 0 | 0 | 0 | 0 | 0 | 0 | 0 | 0 | 0 | 0 | 0 | 0
3 | 4 | 17 | 7 | 1.7931 | 0 | 13.6089 | 0 | 0 | 0 | 0 | 0.91441 | 0 | 0 | 3.7925 | 0 | 20.1089 | 0 | 0 | 0 | 0 | 0 | 0 | 0 | 0 | 0 | 0 | 0 | 0 | 0 | 0.45131 | 0 | 0.54519 | 9.4007 | 0 | 0 | 0.31621 | 0.89665 | 0 | 0.81542 | 0 | 0 | 12.4254 | 0 | 0 | 0 | 0 | 0 | 0 | 0 | 0 | 0 | 0 | 0 | 0 | 0
3 | 4 | 18 | 7 | 1.7931 | 0 | 13.6089 | 0 | 0 | 0 | 0 | 0.90392 | 0 | 0 | 6.2928 | 0 | 22.5988 | 0 | 0 | 0 | 0 | 0 | 0 | 0 | 0 | 0 | 0 | 0 | 0 | 0 | 0.45131 | 0 | 0.54519 | 9.2429 | 0 | 0 | 0.52621 | 0.89368 | 0 | 0.47729 | 0 | 0 | 12.1366 | 0 | 0 | 0 | 0 | 0 | 0 | 0 | 0 | 0 | 0 | 0 | 0 | 0
3 | 4 | 19 | 7 | 1.7931 | 0 | 9.8982 | 0 | 0 | 0 | 0 | 0.92356 | 0 | 0 | 6.2928 | 0 | 18.9077 | 0 | 0 | 0 | 0 | 0 | 0 | 0 | 0 | 0 | 0 | 0 | 0 | 0 | 0.45131 | 0 | 0.54519 | 9.3037 | 0 | 0 | 0.52621 | 0.88879 | 0 | 0.35295 | 0 | 0 | 12.0682 | 0 | 0 | 0 | 0 | 0 | 0 | 0 | 0 | 0 | 0 | 0 | 0 | 0
3 | 4 | 20 | 7 | 1.7931 | 0 | 2.4769 | 0 | 0 | 0 | 0 | 1.0272 | 0 | 0 | 3.959 | 0 | 9.2561 | 0 | 0 | 0 | 0 | 0 | 0 | 0 | 0 | 0 | 0 | 0 | 0 | 0 | 0.45131 | 0 | 0.88038 | 10.22 | 0 | 0 | 0.42121 | 0.88294 | 0 | 1.138 | 0 | 0 | 13.9938 | 0 | 0 | 0 | 0 | 0 | 0 | 0 | 0 | 0 | 0 | 0 | 0 | 0
3 | 4 | 21 | 7 | 1.7931 | 0 | 2.4769 | 0 | 0 | 0 | 0 | 1.0549 | 0 | 0 | 3.959 | 0 | 9.2839 | 0 | 0 | 0 | 0 | 0 | 0 | 0 | 0 | 0 | 0 | 0 | 0 | 0 | 0.45131 | 0 | 1.1038 | 10.4275 | 0 | 0 | 0.36871 | 0.88029 | 0 | 1.033 | 0 | 0 | 14.2646 | 0 | 0 | 0 | 0 | 0 | 0 | 0 | 0 | 0 | 0 | 0 | 0 | 0
3 | 4 | 22 | 7 | 1.7931 | 0 | 2.4769 | 0 | 0 | 0 | 0 | 1.0635 | 0 | 0 | 6.6376 | 0 | 11.9711 | 0 | 0 | 0 | 0 | 0 | 0 | 0 | 0 | 0 | 0 | 0 | 0 | 0 | 0.45131 | 0 | 1.2156 | 10.4937 | 0 | 0 | 0.47371 | 0.87778 | 0 | 1.121 | 0 | 0 | 14.6331 | 0 | 0 | 0 | 0 | 0 | 0 | 0 | 0 | 0 | 0 | 0 | 0 | 0
3 | 4 | 23 | 7 | 1.7931 | 0 | 2.4769 | 0 | 0 | 0 | 0 | 1.0859 | 0 | 0 | 4.3275 | 0 | 9.6834 | 0 | 0 | 0 | 0 | 0 | 0 | 0 | 0 | 0 | 0 | 0 | 0 | 0 | 0.45131 | 0 | 1.1038 | 10.7112 | 0 | 0 | 0.31621 | 0.88301 | 0 | 0.87695 | 0 | 0 | 14.3425 | 0 | 0 | 0 | 0 | 0 | 0 | 0 | 0 | 0 | 0 | 0 | 0 | 0
3 | 4 | 24 | 7 | 1.7931 | 0 | 2.4769 | 0 | 0 | 0 | 0 | 0.64449 | 0 | 0 | 0.66691 | 0 | 5.5814 | 0 | 0 | 0 | 0 | 0 | 0 | 0 | 0 | 0 | 0 | 0 | 0 | 0 | 0.45131 | 0 | 0.88038 | 7.9118 | 0 | 0 | 0.053706 | 0.8856 | 0 | 0.5949 | 0 | 0 | 10.7777 | 0 | 0 | 0 | 0 | 0 | 0 | 0 | 0 | 0 | 0 | 0 | 0 | 0
3 | 5 | 1 | 1 | 1.7931 | 0 | 2.4769 | 0 | 0 | 0 | 0 | 0.74613 | 0 | 0 | 0.66692 | 0 | 5.6831 | 0 | 0 | 0 | 0 | 0 | 0 | 0 | 0 | 0 | 0 | 0 | 0 | 0 | 0.45131 | 0 | 0.54519 | 8.925 | 0 | 0 | 0.053706 | 0.88901 | 0 | 0.58873 | 0 | 0 | 11.4529 | 0 | 0 | 0 | 0 | 0 | 0 | 0 | 0 | 0 | 0 | 0 | 0 | 0
3 | 5 | 2 | 1 | 1.7931 | 0 | 2.4769 | 0 | 0 | 0 | 0 | 0.79212 | 0 | 0 | 0.66693 | 0 | 5.7291 | 0 | 0 | 0 | 0 | 0 | 0 | 0 | 0 | 0 | 0 | 0 | 0 | 0 | 0.45131 | 0 | 0.32173 | 9.3855 | 0 | 0 | 0.053706 | 0.89564 | 0 | 0.61782 | 0 | 0 | 11.7257 | 0 | 0 | 0 | 0 | 0 | 0 | 0 | 0 | 0 | 0 | 0 | 0 | 0
3 | 5 | 3 | 1 | 1.7931 | 0 | 2.4769 | 0 | 0 | 0 | 0 | 0.84389 | 0 | 0 | 0.66695 | 0 | 5.7809 | 0 | 0 | 0 | 0 | 0 | 0 | 0 | 0 | 0 | 0 | 0 | 0 | 0 | 0.45131 | 0 | 0.32173 | 9.9613 | 0 | 0 | 0.053706 | 0.90136 | 0 | 0.67805 | 0 | 0 | 12.3675 | 0 | 0 | 0 | 0 | 0 | 0 | 0 | 0 | 0 | 0 | 0 | 0 | 0
3 | 5 | 4 | 1 | 1.7931 | 0 | 2.4769 | 0 | 0 | 0 | 0 | 0.87233 | 0 | 0 | 0.66697 | 0 | 5.8093 | 0 | 0 | 0 | 0 | 0 | 0 | 0 | 0 | 0 | 0 | 0 | 0 | 0 | 0.45131 | 0 | 0.32173 | 10.3297 | 0 | 0 | 0.053706 | 0.90406 | 0 | 0.75526 | 0 | 0 | 12.8158 | 0 | 0 | 0 | 0 | 0 | 0 | 0 | 0 | 0 | 0 | 0 | 0 | 0
3 | 5 | 5 | 1 | 1.7931 | 0 | 2.4769 | 0 | 0 | 0 | 0 | 0.85482 | 0 | 0 | 0.66697 | 0 | 5.7918 | 0 | 0 | 0 | 0 | 0 | 0 | 0 | 0 | 0 | 0 | 0 | 0 | 0 | 0.45131 | 0 | 0.32173 | 10.1678 | 0 | 0 | 0.053706 | 0.89885 | 0 | 0.82785 | 0 | 0 | 12.7213 | 0 | 0 | 0 | 0 | 0 | 0 | 0 | 0 | 0 | 0 | 0 | 0 | 0
3 | 5 | 6 | 1 | 1.7931 | 0 | 2.4769 | 0 | 0 | 0 | 0 | 0.88363 | 0 | 0 | 0.66695 | 0 | 5.8206 | 0 | 0 | 0 | 0 | 0 | 0 | 0 | 0 | 0 | 0 | 0 | 0 | 0 | 0.45131 | 0 | 0.32173 | 10.4206 | 0 | 0 | 0.053706 | 0.90295 | 0 | 0.70741 | 0 | 0 | 12.8577 | 0 | 0 | 0 | 0 | 0 | 0 | 0 | 0 | 0 | 0 | 0 | 0 | 0
3 | 5 | 7 | 1 | 1.7931 | 0 | 2.4769 | 0 | 0 | 0 | 0 | 0.8779 | 0 | 0 | 3.7924 | 0 | 8.9404 | 0 | 0 | 0 | 0 | 0 | 0 | 0 | 0 | 0 | 0 | 0 | 0 | 0 | 0.45131 | 0 | 0.54519 | 10.1931 | 0 | 0 | 0.31621 | 0.89437 | 0 | 0.56642 | 0 | 0 | 12.9666 | 0 | 0 | 0 | 0 | 0 | 0 | 0 | 0 | 0 | 0 | 0 | 0 | 0
3 | 5 | 8 | 1 | 1.7931 | 0 | 2.4769 | 0 | 0 | 0 | 0 | 1.1942 | 0 | 0 | 6.2928 | 0 | 11.757 | 0 | 0 | 0 | 0 | 0 | 0 | 0 | 0 | 0 | 0 | 0 | 0 | 0 | 0.45131 | 0 | 0.71279 | 12.239 | 0 | 0 | 0.52621 | 0.88533 | 0 | 0.72385 | 0 | 0 | 15.5385 | 0 | 0 | 0 | 0 | 0 | 0 | 0 | 0 | 0 | 0 | 0 | 0 | 0
3 | 5 | 9 | 1 | 1.7931 | 0 | 13.6089 | 0 | 0 | 0 | 0 | 1.1026 | 0 | 0 | 3.959 | 0 | 20.4636 | 0 | 0 | 0 | 0 | 0 | 0 | 0 | 0 | 0 | 0 | 0 | 0 | 0 | 0.45131 | 0 | 0.71279 | 11.1162 | 0 | 0 | 0.42121 | 0.89346 | 0 | 0.5169 | 0 | 0 | 14.1119 | 0 | 0 | 0 | 0 | 0 | 0 | 0 | 0 | 0 | 0 | 0 | 0 | 0
3 | 5 | 10 | 1 | 1.7931 | 0 | 13.6089 | 0 | 0 | 0 | 0 | 1.0473 | 0 | 0 | 4.8633 | 0 | 21.3126 | 0 | 0 | 0 | 0 | 0 | 0 | 0 | 0 | 0 | 0 | 0 | 0 | 0 | 0.45131 | 0 | 0.71279 | 10.4314 | 0 | 0 | 0.31621 | 0.89319 | 0 | 0.41703 | 0 | 0 | 13.2219 | 0 | 0 | 0 | 0 | 0 | 0 | 0 | 0 | 0 | 0 | 0 | 0 | 0
3 | 5 | 11 | 1 | 1.7931 | 0 | 13.6089 | 0 | 0 | 0 | 0 | 0.91338 | 0 | 0 | 3.7925 | 0 | 20.1078 | 0 | 0 | 0 | 0 | 0 | 0 | 0 | 0 | 0 | 0 | 0 | 0 | 0 | 0.45131 | 0 | 0.71279 | 9.0862 | 0 | 0 | 0.31621 | 0.88333 | 0 | 0.312 | 0 | 0 | 11.7618 | 0 | 0 | 0 | 0 | 0 | 0 | 0 | 0 | 0 | 0 | 0 | 0 | 0
3 | 5 | 12 | 1 | 1.7931 | 0 | 13.6089 | 0 | 0 | 0 | 0 | 0.77705 | 0 | 0 | 3.959 | 0 | 20.138 | 0 | 0 | 0 | 0 | 0 | 0 | 0 | 0 | 0 | 0 | 0 | 0 | 0 | 0.45131 | 0 | 0.54519 | 7.3167 | 0 | 0 | 0.36871 | 0.8806 | 0 | 0 | 0 | 0 | 9.5625 | 0 | 0 | 0 | 0 | 0 | 0 | 0 | 0 | 0 | 0 | 0 | 0 | 0
3 | 5 | 13 | 1 | 1.7931 | 0 | 8.6613 | 0 | 0 | 0 | 0 | 0.75987 | 0 | 0 | 3.959 | 0 | 15.1733 | 0 | 0 | 0 | 0 | 0 | 0 | 0 | 0 | 0 | 0 | 0 | 0 | 0 | 0.45131 | 0 | 0.54519 | 7.0619 | 0 | 0 | 0.42121 | 0.87689 | 0 | 0 | 0 | 0 | 9.3565 | 0 | 0 | 0 | 0 | 0 | 0 | 0 | 0 | 0 | 0 | 0 | 0 | 0
3 | 5 | 14 | 1 | 1.7931 | 0 | 13.6089 | 0 | 0 | 0 | 0 | 0.71742 | 0 | 0 | 5.9363 | 0 | 22.0557 | 0 | 0 | 0 | 0 | 0 | 0 | 0 | 0 | 0 | 0 | 0 | 0 | 0 | 0.45131 | 0 | 0.54519 | 6.7222 | 0 | 0 | 0.36871 | 0.87599 | 0 | 0 | 0 | 0 | 8.9634 | 0 | 0 | 0 | 0 | 0 | 0 | 0 | 0 | 0 | 0 | 0 | 0 | 0
3 | 5 | 15 | 1 | 1.7931 | 0 | 13.6089 | 0 | 0 | 0 | 0 | 0.76753 | 0 | 0 | 3.959 | 0 | 20.1285 | 0 | 0 | 0 | 0 | 0 | 0 | 0 | 0 | 0 | 0 | 0 | 0 | 0 | 0.45131 | 0 | 0.54519 | 6.8687 | 0 | 0 | 0.36871 | 0.87576 | 0 | 0 | 0 | 0 | 9.1096 | 0 | 0 | 0 | 0 | 0 | 0 | 0 | 0 | 0 | 0 | 0 | 0 | 0
3 | 5 | 16 | 1 | 1.7931 | 0 | 13.6089 | 0 | 0 | 0 | 0 | 0.78188 | 0 | 0 | 4.2456 | 0 | 20.4295 | 0 | 0 | 0 | 0 | 0 | 0 | 0 | 0 | 0 | 0 | 0 | 0 | 0 | 0.45131 | 0 | 0.54519 | 6.9534 | 0 | 0 | 0.31621 | 0.87728 | 0 | 0 | 0 | 0 | 9.1434 | 0 | 0 | 0 | 0 | 0 | 0 | 0 | 0 | 0 | 0 | 0 | 0 | 0
3 | 5 | 17 | 1 | 1.7931 | 0 | 13.6089 | 0 | 0 | 0 | 0 | 0.82186 | 0 | 0 | 3.7924 | 0 | 20.0163 | 0 | 0 | 0 | 0 | 0 | 0 | 0 | 0 | 0 | 0 | 0 | 0 | 0 | 0.45131 | 0 | 0.54519 | 7.32 | 0 | 0 | 0.31621 | 0.87952 | 0 | 0 | 0 | 0 | 9.5122 | 0 | 0 | 0 | 0 | 0 | 0 | 0 | 0 | 0 | 0 | 0 | 0 | 0
3 | 5 | 18 | 1 | 1.7931 | 0 | 13.6089 | 0 | 0 | 0 | 0 | 0.81095 | 0 | 0 | 6.2928 | 0 | 22.5058 | 0 | 0 | 0 | 0 | 0 | 0 | 0 | 0 | 0 | 0 | 0 | 0 | 0 | 0.45131 | 0 | 0.54519 | 7.3816 | 0 | 0 | 0.52621 | 0.87888 | 0 | 0 | 0 | 0 | 9.7832 | 0 | 0 | 0 | 0 | 0 | 0 | 0 | 0 | 0 | 0 | 0 | 0 | 0
3 | 5 | 19 | 1 | 1.7931 | 0 | 9.8982 | 0 | 0 | 0 | 0 | 0.85349 | 0 | 0 | 6.2928 | 0 | 18.8376 | 0 | 0 | 0 | 0 | 0 | 0 | 0 | 0 | 0 | 0 | 0 | 0 | 0 | 0.45131 | 0 | 0.54519 | 7.4814 | 0 | 0 | 0.52621 | 0.8778 | 0 | 0 | 0 | 0 | 9.8819 | 0 | 0 | 0 | 0 | 0 | 0 | 0 | 0 | 0 | 0 | 0 | 0 | 0
3 | 5 | 20 | 1 | 1.7931 | 0 | 2.4769 | 0 | 0 | 0 | 0 | 0.94752 | 0 | 0 | 3.959 | 0 | 9.1765 | 0 | 0 | 0 | 0 | 0 | 0 | 0 | 0 | 0 | 0 | 0 | 0 | 0 | 0.45131 | 0 | 0.88038 | 7.9403 | 0 | 0 | 0.42121 | 0.86987 | 0 | 0 | 0 | 0 | 10.5631 | 0 | 0 | 0 | 0 | 0 | 0 | 0 | 0 | 0 | 0 | 0 | 0 | 0
3 | 5 | 21 | 1 | 1.7931 | 0 | 2.4769 | 0 | 0 | 0 | 0 | 0.97096 | 0 | 0 | 3.959 | 0 | 9.1999 | 0 | 0 | 0 | 0 | 0 | 0 | 0 | 0 | 0 | 0 | 0 | 0 | 0 | 0.45131 | 0 | 1.1038 | 8.1868 | 0 | 0 | 0.36871 | 0.86606 | 0 | 0 | 0 | 0 | 10.9767 | 0 | 0 | 0 | 0 | 0 | 0 | 0 | 0 | 0 | 0 | 0 | 0 | 0
3 | 5 | 22 | 1 | 1.7931 | 0 | 2.4769 | 0 | 0 | 0 | 0 | 0.98969 | 0 | 0 | 6.6376 | 0 | 11.8973 | 0 | 0 | 0 | 0 | 0 | 0 | 0 | 0 | 0 | 0 | 0 | 0 | 0 | 0.45131 | 0 | 1.2156 | 9.2677 | 0 | 0 | 0.47371 | 0.8673 | 0 | 1.0831 | 0 | 0 | 13.3587 | 0 | 0 | 0 | 0 | 0 | 0 | 0 | 0 | 0 | 0 | 0 | 0 | 0
3 | 5 | 23 | 1 | 1.7931 | 0 | 2.4769 | 0 | 0 | 0 | 0 | 0.99161 | 0 | 0 | 4.3275 | 0 | 9.5891 | 0 | 0 | 0 | 0 | 0 | 0 | 0 | 0 | 0 | 0 | 0 | 0 | 0 | 0.45131 | 0 | 1.1038 | 9.4015 | 0 | 0 | 0.31621 | 0.86848 | 0 | 1.3552 | 0 | 0 | 13.4966 | 0 | 0 | 0 | 0 | 0 | 0 | 0 | 0 | 0 | 0 | 0 | 0 | 0
3 | 5 | 24 | 1 | 1.7931 | 0 | 2.4769 | 0 | 0 | 0 | 0 | 0.53656 | 0 | 0 | 0.66688 | 0 | 5.4735 | 0 | 0 | 0 | 0 | 0 | 0 | 0 | 0 | 0 | 0 | 0 | 0 | 0 | 0.45131 | 0 | 0.88038 | 6.736 | 0 | 0 | 0.053706 | 0.87182 | 0 | 1.0076 | 0 | 0 | 10.0009 | 0 | 0 | 0 | 0 | 0 | 0 | 0 | 0 | 0 | 0 | 0 | 0 | 0
3 | 6 | 1 | 2 | 1.7931 | 0 | 2.4769 | 0 | 0 | 0 | 0 | 0.66121 | 0 | 0 | 0.6669 | 0 | 5.5981 | 0 | 0 | 0 | 0 | 0 | 0 | 0 | 0 | 0 | 0 | 0 | 0 | 0 | 0.45131 | 0 | 0.54519 | 7.8682 | 0 | 0 | 0.053706 | 0.8793 | 0 | 1.217 | 0 | 0 | 11.0148 | 0 | 0 | 0 | 0 | 0 | 0 | 0 | 0 | 0 | 0 | 0 | 0 | 0
3 | 6 | 2 | 2 | 1.7931 | 0 | 2.4769 | 0 | 0 | 0 | 0 | 0.69876 | 0 | 0 | 0.66692 | 0 | 5.6357 | 0 | 0 | 0 | 0 | 0 | 0 | 0 | 0 | 0 | 0 | 0 | 0 | 0 | 0.45131 | 0 | 0.32173 | 8.2538 | 0 | 0 | 0.053706 | 0.88389 | 0 | 1.3383 | 0 | 0 | 11.3028 | 0 | 0 | 0 | 0 | 0 | 0 | 0 | 0 | 0 | 0 | 0 | 0 | 0
3 | 6 | 3 | 2 | 1.7931 | 0 | 2.4769 | 0 | 0 | 0 | 0 | 0.70102 | 0 | 0 | 0.66693 | 0 | 5.638 | 0 | 0 | 0 | 0 | 0 | 0 | 0 | 0 | 0 | 0 | 0 | 0 | 0 | 0.45131 | 0 | 0.32173 | 8.2519 | 0 | 0 | 0.053706 | 0.88072 | 0 | 1.4673 | 0 | 0 | 11.4267 | 0 | 0 | 0 | 0 | 0 | 0 | 0 | 0 | 0 | 0 | 0 | 0 | 0
3 | 6 | 4 | 2 | 1.7931 | 0 | 2.4769 | 0 | 0 | 0 | 0 | 0.72228 | 0 | 0 | 0.66693 | 0 | 5.6592 | 0 | 0 | 0 | 0 | 0 | 0 | 0 | 0 | 0 | 0 | 0 | 0 | 0 | 0.45131 | 0 | 0.32173 | 8.4073 | 0 | 0 | 0.053706 | 0.88236 | 0 | 1.4362 | 0 | 0 | 11.5526 | 0 | 0 | 0 | 0 | 0 | 0 | 0 | 0 | 0 | 0 | 0 | 0 | 0
3 | 6 | 5 | 2 | 1.7931 | 0 | 2.4769 | 0 | 0 | 0 | 0 | 0.72404 | 0 | 0 | 0.66693 | 0 | 5.661 | 0 | 0 | 0 | 0 | 0 | 0 | 0 | 0 | 0 | 0 | 0 | 0 | 0 | 0.45131 | 0 | 0.32173 | 8.4212 | 0 | 0 | 0.053706 | 0.88057 | 0 | 1.5082 | 0 | 0 | 11.6367 | 0 | 0 | 0 | 0 | 0 | 0 | 0 | 0 | 0 | 0 | 0 | 0 | 0
3 | 6 | 6 | 2 | 1.7931 | 0 | 2.4769 | 0 | 0 | 0 | 0 | 0.72606 | 0 | 0 | 0.66692 | 0 | 5.663 | 0 | 0 | 0 | 0 | 0 | 0 | 0 | 0 | 0 | 0 | 0 | 0 | 0 | 0.45131 | 0 | 0.32173 | 8.3332 | 0 | 0 | 0.053706 | 0.87935 | 0 | 1.5874 | 0 | 0 | 11.6267 | 0 | 0 | 0 | 0 | 0 | 0 | 0 | 0 | 0 | 0 | 0 | 0 | 0
3 | 6 | 7 | 2 | 1.7931 | 0 | 2.4769 | 0 | 0 | 0 | 0 | 0.74999 | 0 | 0 | 3.7924 | 0 | 8.8124 | 0 | 0 | 0 | 0 | 0 | 0 | 0 | 0 | 0 | 0 | 0 | 0 | 0 | 0.45131 | 0 | 0.54519 | 7.62 | 0 | 0 | 0.31621 | 0.87385 | 0 | 0 | 0 | 0 | 9.8066 | 0 | 0 | 0 | 0 | 0 | 0 | 0 | 0 | 0 | 0 | 0 | 0 | 0
3 | 6 | 8 | 2 | 1.7931 | 0 | 2.4769 | 0 | 0 | 0 | 0 | 1.1756 | 0 | 0 | 6.2928 | 0 | 11.7383 | 0 | 0 | 0 | 0 | 0 | 0 | 0 | 0 | 0 | 0 | 0 | 0 | 0 | 0.45131 | 0 | 0.71279 | 10.0422 | 0 | 0 | 0.52621 | 0.87893 | 0 | 0 | 0 | 0 | 12.6114 | 0 | 0 | 0 | 0 | 0 | 0 | 0 | 0 | 0 | 0 | 0 | 0 | 0
3 | 6 | 9 | 2 | 1.7931 | 0 | 13.6089 | 0 | 0 | 0 | 0 | 0.97448 | 0 | 0 | 3.959 | 0 | 20.3355 | 0 | 0 | 0 | 0 | 0 | 0 | 0 | 0 | 0 | 0 | 0 | 0 | 0 | 0.45131 | 0 | 0.71279 | 8.0457 | 0 | 0 | 0.42121 | 0.8676 | 0 | 0 | 0 | 0 | 10.4986 | 0 | 0 | 0 | 0 | 0 | 0 | 0 | 0 | 0 | 0 | 0 | 0 | 0
3 | 6 | 10 | 2 | 1.7931 | 0 | 13.6089 | 0 | 0 | 0 | 0 | 0.86701 | 0 | 0 | 4.8633 | 0 | 21.1323 | 0 | 0 | 0 | 0 | 0 | 0 | 0 | 0 | 0 | 0 | 0 | 0 | 0 | 0.45131 | 0 | 0.71279 | 7.0956 | 0 | 0 | 0.31621 | 0.86371 | 0 | 0 | 0 | 0 | 9.4396 | 0 | 0 | 0 | 0 | 0 | 0 | 0 | 0 | 0 | 0 | 0 | 0 | 0
3 | 6 | 11 | 2 | 1.7931 | 0 | 13.6089 | 0 | 0 | 0 | 0 | 0.84984 | 0 | 0 | 3.7924 | 0 | 20.0442 | 0 | 0 | 0 | 0 | 0 | 0 | 0 | 0 | 0 | 0 | 0 | 0 | 0 | 0.45131 | 0 | 0.71279 | 6.9975 | 0 | 0 | 0.31621 | 0.86744 | 0 | 0 | 0 | 0 | 9.3452 | 0 | 0 | 0 | 0 | 0 | 0 | 0 | 0 | 0 | 0 | 0 | 0 | 0
3 | 6 | 12 | 2 | 1.7931 | 0 | 13.6089 | 0 | 0 | 0 | 0 | 0.76415 | 0 | 0 | 3.959 | 0 | 20.1251 | 0 | 0 | 0 | 0 | 0 | 0 | 0 | 0 | 0 | 0 | 0 | 0 | 0 | 0.45131 | 0 | 0.54519 | 6.0115 | 0 | 0 | 0.36871 | 0.86203 | 0 | 0 | 0 | 0 | 8.2387 | 0 | 0 | 0 | 0 | 0 | 0 | 0 | 0 | 0 | 0 | 0 | 0 | 0
3 | 6 | 13 | 2 | 1.7931 | 0 | 8.6613 | 0 | 0 | 0 | 0 | 0.78278 | 0 | 0 | 3.959 | 0 | 15.1962 | 0 | 0 | 0 | 0 | 0 | 0 | 0 | 0 | 0 | 0 | 0 | 0 | 0 | 0.45131 | 0 | 0.54519 | 5.8782 | 0 | 0 | 0.42121 | 0.85949 | 0 | 0 | 0 | 0 | 8.1554 | 0 | 0 | 0 | 0 | 0 | 0 | 0 | 0 | 0 | 0 | 0 | 0 | 0
3 | 6 | 14 | 2 | 1.7931 | 0 | 13.6089 | 0 | 0 | 0 | 0 | 0.68119 | 0 | 0 | 5.9361 | 0 | 22.0194 | 0 | 0 | 0 | 0 | 0 | 0 | 0 | 0 | 0 | 0 | 0 | 0 | 0 | 0.45131 | 0 | 0.54519 | 5.1191 | 0 | 0 | 0.36871 | 0.85547 | 0 | 0 | 0 | 0 | 7.3398 | 0 | 0 | 0 | 0 | 0 | 0 | 0 | 0 | 0 | 0 | 0 | 0 | 0
3 | 6 | 15 | 2 | 1.7931 | 0 | 13.6089 | 0 | 0 | 0 | 0 | 0.63795 | 0 | 0 | 3.959 | 0 | 19.9989 | 0 | 0 | 0 | 0 | 0 | 0 | 0 | 0 | 0 | 0 | 0 | 0 | 0 | 0.45131 | 0 | 0.54519 | 4.7572 | 0 | 0 | 0.36871 | 0.85186 | 0 | 0 | 0 | 0 | 6.9742 | 0 | 0 | 0 | 0 | 0 | 0 | 0 | 0 | 0 | 0 | 0 | 0 | 0
3 | 6 | 16 | 2 | 1.7931 | 0 | 13.6089 | 0 | 0 | 0 | 0 | 0.64256 | 0 | 0 | 4.2455 | 0 | 20.2901 | 0 | 0 | 0 | 0 | 0 | 0 | 0 | 0 | 0 | 0 | 0 | 0 | 0 | 0.45131 | 0 | 0.54519 | 5.0343 | 0 | 0 | 0.31621 | 0.85249 | 0 | 0 | 0 | 0 | 7.1995 | 0 | 0 | 0 | 0 | 0 | 0 | 0 | 0 | 0 | 0 | 0 | 0 | 0
3 | 6 | 17 | 2 | 1.7931 | 0 | 13.6089 | 0 | 0 | 0 | 0 | 0.48606 | 0 | 0 | 3.7924 | 0 | 19.6804 | 0 | 0 | 0 | 0 | 0 | 0 | 0 | 0 | 0 | 0 | 0 | 0 | 0 | 0.45131 | 0 | 0.54519 | 3.9797 | 0 | 0 | 0.31621 | 0.84552 | 0 | 0 | 0 | 0 | 6.1379 | 0 | 0 | 0 | 0 | 0 | 0 | 0 | 0 | 0 | 0 | 0 | 0 | 0
3 | 6 | 18 | 2 | 1.7931 | 0 | 13.6089 | 0 | 0 | 0 | 0 | 0.50538 | 0 | 0 | 6.2927 | 0 | 22.2001 | 0 | 0 | 0 | 0 | 0 | 0 | 0 | 0 | 0 | 0 | 0 | 0 | 0 | 0.45131 | 0 | 0.54519 | 4.7299 | 0 | 0 | 0.52621 | 0.84814 | 0 | 0 | 0 | 0 | 7.1008 | 0 | 0 | 0 | 0 | 0 | 0 | 0 | 0 | 0 | 0 | 0 | 0 | 0
3 | 6 | 19 | 2 | 1.7931 | 0 | 9.8982 | 0 | 0 | 0 | 0 | 0.56408 | 0 | 0 | 6.2927 | 0 | 18.5481 | 0 | 0 | 0 | 0 | 0 | 0 | 0 | 0 | 0 | 0 | 0 | 0 | 0 | 0.45131 | 0 | 0.54519 | 4.855 | 0 | 0 | 0.52621 | 0.84443 | 0 | 0 | 0 | 0 | 7.2221 | 0 | 0 | 0 | 0 | 0 | 0 | 0 | 0 | 0 | 0 | 0 | 0 | 0
3 | 6 | 20 | 2 | 1.7931 | 0 | 2.4769 | 0 | 0 | 0 | 0 | 0.72695 | 0 | 0 | 3.9589 | 0 | 8.9559 | 0 | 0 | 0 | 0 | 0 | 0 | 0 | 0 | 0 | 0 | 0 | 0 | 0 | 0.45131 | 0 | 0.88038 | 5.3905 | 0 | 0 | 0.42121 | 0.84253 | 0 | 0 | 0 | 0 | 7.9859 | 0 | 0 | 0 | 0 | 0 | 0 | 0 | 0 | 0 | 0 | 0 | 0 | 0
3 | 6 | 21 | 2 | 1.7931 | 0 | 2.4769 | 0 | 0 | 0 | 0 | 0.77083 | 0 | 0 | 3.9589 | 0 | 8.9998 | 0 | 0 | 0 | 0 | 0 | 0 | 0 | 0 | 0 | 0 | 0 | 0 | 0 | 0.45131 | 0 | 1.1038 | 5.7621 | 0 | 0 | 0.36871 | 0.83972 | 0 | 0 | 0 | 0 | 8.5257 | 0 | 0 | 0 | 0 | 0 | 0 | 0 | 0 | 0 | 0 | 0 | 0 | 0
3 | 6 | 22 | 2 | 1.7931 | 0 | 2.4769 | 0 | 0 | 0 | 0 | 0.73034 | 0 | 0 | 6.6375 | 0 | 11.6379 | 0 | 0 | 0 | 0 | 0 | 0 | 0 | 0 | 0 | 0 | 0 | 0 | 0 | 0.45131 | 0 | 1.2156 | 5.6749 | 0 | 0 | 0.47371 | 0.82975 | 0 | 0 | 0 | 0 | 8.6453 | 0 | 0 | 0 | 0 | 0 | 0 | 0 | 0 | 0 | 0 | 0 | 0 | 0
3 | 6 | 23 | 2 | 1.7931 | 0 | 2.4769 | 0 | 0 | 0 | 0 | 0.78641 | 0 | 0 | 4.3273 | 0 | 9.3838 | 0 | 0 | 0 | 0 | 0 | 0 | 0 | 0 | 0 | 0 | 0 | 0 | 0 | 0.45131 | 0 | 1.1038 | 6.2872 | 0 | 0 | 0.31621 | 0.83896 | 0 | 0 | 0 | 0 | 8.9976 | 0 | 0 | 0 | 0 | 0 | 0 | 0 | 0 | 0 | 0 | 0 | 0 | 0
3 | 6 | 24 | 2 | 1.7931 | 0 | 2.4769 | 0 | 0 | 0 | 0 | 0.39682 | 0 | 0 | 0.66681 | 0 | 5.3336 | 0 | 0 | 0 | 0 | 0 | 0 | 0 | 0 | 0 | 0 | 0 | 0 | 0 | 0.45131 | 0 | 0.88038 | 5.0714 | 0 | 0 | 0.053706 | 0.8528 | 0 | 0 | 0 | 0 | 7.3096 | 0 | 0 | 0 | 0 | 0 | 0 | 0 | 0 | 0 | 0 | 0 | 0 | 0
3 | 7 | 1 | 3 | 1.7931 | 0 | 2.4769 | 0 | 0 | 0 | 0 | 0.50328 | 0 | 0 | 0.66685 | 0 | 5.4401 | 0 | 0 | 0 | 0 | 0 | 0 | 0 | 0 | 0 | 0 | 0 | 0 | 0 | 0.45131 | 0 | 0.54519 | 5.854 | 0 | 0 | 0.053706 | 0.85611 | 0 | 0 | 0 | 0 | 7.7603 | 0 | 0 | 0 | 0 | 0 | 0 | 0 | 0 | 0 | 0 | 0 | 0 | 0
3 | 7 | 2 | 3 | 1.7931 | 0 | 2.4769 | 0 | 0 | 0 | 0 | 0.56476 | 0 | 0 | 0.66686 | 0 | 5.5016 | 0 | 0 | 0 | 0 | 0 | 0 | 0 | 0 | 0 | 0 | 0 | 0 | 0 | 0.45131 | 0 | 0.32173 | 6.3299 | 0 | 0 | 0.053706 | 0.8646 | 0 | 0 | 0 | 0 | 8.0213 | 0 | 0 | 0 | 0 | 0 | 0 | 0 | 0 | 0 | 0 | 0 | 0 | 0
3 | 7 | 3 | 3 | 1.7931 | 0 | 2.4769 | 0 | 0 | 0 | 0 | 0.56341 | 0 | 0 | 0.66688 | 0 | 5.5003 | 0 | 0 | 0 | 0 | 0 | 0 | 0 | 0 | 0 | 0 | 0 | 0 | 0 | 0.45131 | 0 | 0.32173 | 6.3154 | 0 | 0 | 0.053706 | 0.86069 | 0 | 0 | 0 | 0 | 8.0029 | 0 | 0 | 0 | 0 | 0 | 0 | 0 | 0 | 0 | 0 | 0 | 0 | 0
3 | 7 | 4 | 3 | 1.7931 | 0 | 2.4769 | 0 | 0 | 0 | 0 | 0.63558 | 0 | 0 | 0.66687 | 0 | 5.5725 | 0 | 0 | 0 | 0 | 0 | 0 | 0 | 0 | 0 | 0 | 0 | 0 | 0 | 0.45131 | 0 | 0.32173 | 7.4144 | 0 | 0 | 0.053706 | 0.87289 | 0 | 1.1753 | 0 | 0 | 10.2893 | 0 | 0 | 0 | 0 | 0 | 0 | 0 | 0 | 0 | 0 | 0 | 0 | 0
3 | 7 | 5 | 3 | 1.7931 | 0 | 2.4769 | 0 | 0 | 0 | 0 | 0.63919 | 0 | 0 | 0.6669 | 0 | 5.5761 | 0 | 0 | 0 | 0 | 0 | 0 | 0 | 0 | 0 | 0 | 0 | 0 | 0 | 0.45131 | 0 | 0.32173 | 7.4823 | 0 | 0 | 0.053706 | 0.87024 | 0 | 1.2679 | 0 | 0 | 10.4472 | 0 | 0 | 0 | 0 | 0 | 0 | 0 | 0 | 0 | 0 | 0 | 0 | 0
3 | 7 | 6 | 3 | 1.7931 | 0 | 2.4769 | 0 | 0 | 0 | 0 | 0.6276 | 0 | 0 | 0.66689 | 0 | 5.5645 | 0 | 0 | 0 | 0 | 0 | 0 | 0 | 0 | 0 | 0 | 0 | 0 | 0 | 0.45131 | 0 | 0.32173 | 7.4317 | 0 | 0 | 0.053706 | 0.86616 | 0 | 1.3302 | 0 | 0 | 10.4549 | 0 | 0 | 0 | 0 | 0 | 0 | 0 | 0 | 0 | 0 | 0 | 0 | 0
3 | 7 | 7 | 3 | 1.7931 | 0 | 2.4769 | 0 | 0 | 0 | 0 | 0.64517 | 0 | 0 | 3.7923 | 0 | 8.7075 | 0 | 0 | 0 | 0 | 0 | 0 | 0 | 0 | 0 | 0 | 0 | 0 | 0 | 0.45131 | 0 | 0.54519 | 7.3831 | 0 | 0 | 0.31621 | 0.8616 | 0 | 1.234 | 0 | 0 | 10.7914 | 0 | 0 | 0 | 0 | 0 | 0 | 0 | 0 | 0 | 0 | 0 | 0 | 0
3 | 7 | 8 | 3 | 1.7931 | 0 | 2.4769 | 0 | 0 | 0 | 0 | 1.0693 | 0 | 0 | 6.2927 | 0 | 11.632 | 0 | 0 | 0 | 0 | 0 | 0 | 0 | 0 | 0 | 0 | 0 | 0 | 0 | 0.45131 | 0 | 0.71279 | 9.1465 | 0 | 0 | 0.52621 | 0.85723 | 0 | 0 | 0 | 0 | 11.6941 | 0 | 0 | 0 | 0 | 0 | 0 | 0 | 0 | 0 | 0 | 0 | 0 | 0
3 | 7 | 9 | 3 | 1.7931 | 0 | 13.6089 | 0 | 0 | 0 | 0 | 0.83739 | 0 | 0 | 3.9589 | 0 | 20.1983 | 0 | 0 | 0 | 0 | 0 | 0 | 0 | 0 | 0 | 0 | 0 | 0 | 0 | 0.45131 | 0 | 0.71279 | 7.209 | 0 | 0 | 0.42121 | 0.85194 | 0 | 0 | 0 | 0 | 9.6462 | 0 | 0 | 0 | 0 | 0 | 0 | 0 | 0 | 0 | 0 | 0 | 0 | 0
3 | 7 | 10 | 3 | 1.7931 | 0 | 13.6089 | 0 | 0 | 0 | 0 | 0.69523 | 0 | 0 | 4.8632 | 0 | 20.9604 | 0 | 0 | 0 | 0 | 0 | 0 | 0 | 0 | 0 | 0 | 0 | 0 | 0 | 0.45131 | 0 | 0.71279 | 5.9383 | 0 | 0 | 0.31621 | 0.84401 | 0 | 0 | 0 | 0 | 8.2627 | 0 | 0 | 0 | 0 | 0 | 0 | 0 | 0 | 0 | 0 | 0 | 0 | 0
3 | 7 | 11 | 3 | 1.7931 | 0 | 13.6089 | 0 | 0 | 0 | 0 | 0.58552 | 0 | 0 | 3.7923 | 0 | 19.7798 | 0 | 0 | 0 | 0 | 0 | 0 | 0 | 0 | 0 | 0 | 0 | 0 | 0 | 0.45131 | 0 | 0.71279 | 4.6606 | 0 | 0 | 0.31621 | 0.83729 | 0 | 0 | 0 | 0 | 6.9782 | 0 | 0 | 0 | 0 | 0 | 0 | 0 | 0 | 0 | 0 | 0 | 0 | 0
3 | 7 | 12 | 3 | 1.7931 | 0 | 13.6089 | 0 | 0 | 0 | 0 | 0.60922 | 0 | 0 | 3.9589 | 0 | 19.9701 | 0 | 0 | 0 | 0 | 0 | 0 | 0 | 0 | 0 | 0 | 0 | 0 | 0 | 0.45131 | 0 | 0.54519 | 4.9275 | 0 | 0 | 0.36871 | 0.84579 | 0 | 0 | 0 | 0 | 7.1385 | 0 | 0 | 0 | 0 | 0 | 0 | 0 | 0 | 0 | 0 | 0 | 0 | 0
3 | 7 | 13 | 3 | 1.7931 | 0 | 8.6613 | 0 | 0 | 0 | 0 | 0.66037 | 0 | 0 | 3.9589 | 0 | 15.0737 | 0 | 0 | 0 | 0 | 0 | 0 | 0 | 0 | 0 | 0 | 0 | 0 | 0 | 0.45131 | 0 | 0.54519 | 5.2683 | 0 | 0 | 0.42121 | 0.84363 | 0 | 0 | 0 | 0 | 7.5297 | 0 | 0 | 0 | 0 | 0 | 0 | 0 | 0 | 0 | 0 | 0 | 0 | 0
3 | 7 | 14 | 3 | 1.7931 | 0 | 13.6089 | 0 | 0 | 0 | 0 | 0.60941 | 0 | 0 | 5.936 | 0 | 21.9474 | 0 | 0 | 0 | 0 | 0 | 0 | 0 | 0 | 0 | 0 | 0 | 0 | 0 | 0.45131 | 0 | 0.54519 | 5.0418 | 0 | 0 | 0.36871 | 0.8439 | 0 | 0 | 0 | 0 | 7.2509 | 0 | 0 | 0 | 0 | 0 | 0 | 0 | 0 | 0 | 0 | 0 | 0 | 0
3 | 7 | 15 | 3 | 1.7931 | 0 | 13.6089 | 0 | 0 | 0 | 0 | 0.6117 | 0 | 0 | 3.9589 | 0 | 19.9726 | 0 | 0 | 0 | 0 | 0 | 0 | 0 | 0 | 0 | 0 | 0 | 0 | 0 | 0.45131 | 0 | 0.54519 | 5.0455 | 0 | 0 | 0.36871 | 0.84479 | 0 | 0 | 0 | 0 | 7.2555 | 0 | 0 | 0 | 0 | 0 | 0 | 0 | 0 | 0 | 0 | 0 | 0 | 0
3 | 7 | 16 | 3 | 1.7931 | 0 | 13.6089 | 0 | 0 | 0 | 0 | 0.58016 | 0 | 0 | 4.2454 | 0 | 20.2276 | 0 | 0 | 0 | 0 | 0 | 0 | 0 | 0 | 0 | 0 | 0 | 0 | 0 | 0.45131 | 0 | 0.54519 | 4.6432 | 0 | 0 | 0.31621 | 0.83998 | 0 | 0 | 0 | 0 | 6.7959 | 0 | 0 | 0 | 0 | 0 | 0 | 0 | 0 | 0 | 0 | 0 | 0 | 0
3 | 7 | 17 | 3 | 1.7931 | 0 | 13.6089 | 0 | 0 | 0 | 0 | 0.57365 | 0 | 0 | 3.7923 | 0 | 19.768 | 0 | 0 | 0 | 0 | 0 | 0 | 0 | 0 | 0 | 0 | 0 | 0 | 0 | 0.45131 | 0 | 0.54519 | 4.7257 | 0 | 0 | 0.31621 | 0.84039 | 0 | 0 | 0 | 0 | 6.8788 | 0 | 0 | 0 | 0 | 0 | 0 | 0 | 0 | 0 | 0 | 0 | 0 | 0
3 | 7 | 18 | 3 | 1.7931 | 0 | 13.6089 | 0 | 0 | 0 | 0 | 0.54788 | 0 | 0 | 6.2927 | 0 | 22.2426 | 0 | 0 | 0 | 0 | 0 | 0 | 0 | 0 | 0 | 0 | 0 | 0 | 0 | 0.45131 | 0 | 0.54519 | 4.6241 | 0 | 0 | 0.52621 | 0.8403 | 0 | 0 | 0 | 0 | 6.9871 | 0 | 0 | 0 | 0 | 0 | 0 | 0 | 0 | 0 | 0 | 0 | 0 | 0
3 | 7 | 19 | 3 | 1.7931 | 0 | 9.8982 | 0 | 0 | 0 | 0 | 0.58456 | 0 | 0 | 6.2927 | 0 | 18.5686 | 0 | 0 | 0 | 0 | 0 | 0 | 0 | 0 | 0 | 0 | 0 | 0 | 0 | 0.45131 | 0 | 0.54519 | 4.7507 | 0 | 0 | 0.52621 | 0.83939 | 0 | 0 | 0 | 0 | 7.1128 | 0 | 0 | 0 | 0 | 0 | 0 | 0 | 0 | 0 | 0 | 0 | 0 | 0
3 | 7 | 20 | 3 | 1.7931 | 0 | 2.4769 | 0 | 0 | 0 | 0 | 0.71954 | 0 | 0 | 3.9589 | 0 | 8.9485 | 0 | 0 | 0 | 0 | 0 | 0 | 0 | 0 | 0 | 0 | 0 | 0 | 0 | 0.45131 | 0 | 0.88038 | 5.4196 | 0 | 0 | 0.42121 | 0.83623 | 0 | 0 | 0 | 0 | 8.0087 | 0 | 0 | 0 | 0 | 0 | 0 | 0 | 0 | 0 | 0 | 0 | 0 | 0
3 | 7 | 21 | 3 | 1.7931 | 0 | 2.4769 | 0 | 0 | 0 | 0 | 0.78915 | 0 | 0 | 3.9589 | 0 | 9.0181 | 0 | 0 | 0 | 0 | 0 | 0 | 0 | 0 | 0 | 0 | 0 | 0 | 0 | 0.45131 | 0 | 1.1038 | 6.0436 | 0 | 0 | 0.36871 | 0.83785 | 0 | 0 | 0 | 0 | 8.8053 | 0 | 0 | 0 | 0 | 0 | 0 | 0 | 0 | 0 | 0 | 0 | 0 | 0
3 | 7 | 22 | 3 | 1.7931 | 0 | 2.4769 | 0 | 0 | 0 | 0 | 0.78214 | 0 | 0 | 6.6375 | 0 | 11.6897 | 0 | 0 | 0 | 0 | 0 | 0 | 0 | 0 | 0 | 0 | 0 | 0 | 0 | 0.45131 | 0 | 1.2156 | 5.9912 | 0 | 0 | 0.47371 | 0.83255 | 0 | 0 | 0 | 0 | 8.9643 | 0 | 0 | 0 | 0 | 0 | 0 | 0 | 0 | 0 | 0 | 0 | 0 | 0
3 | 7 | 23 | 3 | 1.7931 | 0 | 2.4769 | 0 | 0 | 0 | 0 | 0.76724 | 0 | 0 | 4.3273 | 0 | 9.3645 | 0 | 0 | 0 | 0 | 0 | 0 | 0 | 0 | 0 | 0 | 0 | 0 | 0 | 0.45131 | 0 | 1.1038 | 5.9046 | 0 | 0 | 0.31621 | 0.8316 | 0 | 0 | 0 | 0 | 8.6075 | 0 | 0 | 0 | 0 | 0 | 0 | 0 | 0 | 0 | 0 | 0 | 0 | 0
3 | 7 | 24 | 3 | 1.7931 | 0 | 2.4769 | 0 | 0 | 0 | 0 | 0.30498 | 0 | 0 | 0.66677 | 0 | 5.2418 | 0 | 0 | 0 | 0 | 0 | 0 | 0 | 0 | 0 | 0 | 0 | 0 | 0 | 0.45131 | 0 | 0.88038 | 3.972 | 0 | 0 | 0.053706 | 0.83513 | 0 | 0 | 0 | 0 | 6.1925 | 0 | 0 | 0 | 0 | 0 | 0 | 0 | 0 | 0 | 0 | 0 | 0 | 0
3 | 8 | 1 | 4 | 1.7931 | 0 | 2.4769 | 0 | 0 | 0 | 0 | 0.42818 | 0 | 0 | 0.66678 | 0 | 5.365 | 0 | 0 | 0 | 0 | 0 | 0 | 0 | 0 | 0 | 0 | 0 | 0 | 0 | 0.45131 | 0 | 0.54519 | 4.6427 | 0 | 0 | 0.053706 | 0.84193 | 0 | 0 | 0 | 0 | 6.5348 | 0 | 0 | 0 | 0 | 0 | 0 | 0 | 0 | 0 | 0 | 0 | 0 | 0
3 | 8 | 2 | 4 | 1.7931 | 0 | 2.4769 | 0 | 0 | 0 | 0 | 0.48428 | 0 | 0 | 0.6668 | 0 | 5.4211 | 0 | 0 | 0 | 0 | 0 | 0 | 0 | 0 | 0 | 0 | 0 | 0 | 0 | 0.45131 | 0 | 0.32173 | 5.0006 | 0 | 0 | 0.053706 | 0.84911 | 0 | 0 | 0 | 0 | 6.6764 | 0 | 0 | 0 | 0 | 0 | 0 | 0 | 0 | 0 | 0 | 0 | 0 | 0
3 | 8 | 3 | 4 | 1.7931 | 0 | 2.4769 | 0 | 0 | 0 | 0 | 0.4983 | 0 | 0 | 0.66683 | 0 | 5.4352 | 0 | 0 | 0 | 0 | 0 | 0 | 0 | 0 | 0 | 0 | 0 | 0 | 0 | 0.45131 | 0 | 0.32173 | 4.9741 | 0 | 0 | 0.053706 | 0.84788 | 0 | 0 | 0 | 0 | 6.6487 | 0 | 0 | 0 | 0 | 0 | 0 | 0 | 0 | 0 | 0 | 0 | 0 | 0
3 | 8 | 4 | 4 | 1.7931 | 0 | 2.4769 | 0 | 0 | 0 | 0 | 0.51367 | 0 | 0 | 0.66683 | 0 | 5.4505 | 0 | 0 | 0 | 0 | 0 | 0 | 0 | 0 | 0 | 0 | 0 | 0 | 0 | 0.45131 | 0 | 0.32173 | 5.2493 | 0 | 0 | 0.053706 | 0.84787 | 0 | 0 | 0 | 0 | 6.9239 | 0 | 0 | 0 | 0 | 0 | 0 | 0 | 0 | 0 | 0 | 0 | 0 | 0
3 | 8 | 5 | 4 | 1.7931 | 0 | 2.4769 | 0 | 0 | 0 | 0 | 0.491 | 0 | 0 | 0.66682 | 0 | 5.4278 | 0 | 0 | 0 | 0 | 0 | 0 | 0 | 0 | 0 | 0 | 0 | 0 | 0 | 0.45131 | 0 | 0.32173 | 5.0934 | 0 | 0 | 0.053706 | 0.84219 | 0 | 0 | 0 | 0 | 6.7623 | 0 | 0 | 0 | 0 | 0 | 0 | 0 | 0 | 0 | 0 | 0 | 0 | 0
3 | 8 | 6 | 4 | 1.7931 | 0 | 2.4769 | 0 | 0 | 0 | 0 | 0.5519 | 0 | 0 | 0.6668 | 0 | 5.4887 | 0 | 0 | 0 | 0 | 0 | 0 | 0 | 0 | 0 | 0 | 0 | 0 | 0 | 0.45131 | 0 | 0.32173 | 5.355 | 0 | 0 | 0.053706 | 0.85104 | 0 | 0 | 0 | 0 | 7.0328 | 0 | 0 | 0 | 0 | 0 | 0 | 0 | 0 | 0 | 0 | 0 | 0 | 0
3 | 8 | 7 | 4 | 1.7931 | 0 | 2.4769 | 0 | 0 | 0 | 0 | 0.51924 | 0 | 0 | 3.7923 | 0 | 8.5816 | 0 | 0 | 0 | 0 | 0 | 0 | 0 | 0 | 0 | 0 | 0 | 0 | 0 | 0.45131 | 0 | 0.54519 | 4.9059 | 0 | 0 | 0.31621 | 0.83839 | 0 | 0 | 0 | 0 | 7.057 | 0 | 0 | 0 | 0 | 0 | 0 | 0 | 0 | 0 | 0 | 0 | 0 | 0
3 | 8 | 8 | 4 | 1.7931 | 0 | 2.4769 | 0 | 0 | 0 | 0 | 0.97291 | 0 | 0 | 6.2926 | 0 | 11.5356 | 0 | 0 | 0 | 0 | 0 | 0 | 0 | 0 | 0 | 0 | 0 | 0 | 0 | 0.45131 | 0 | 0.71279 | 6.5439 | 0 | 0 | 0.52621 | 0.83542 | 0 | 0 | 0 | 0 | 9.0696 | 0 | 0 | 0 | 0 | 0 | 0 | 0 | 0 | 0 | 0 | 0 | 0 | 0
3 | 8 | 9 | 4 | 1.7931 | 0 | 13.6089 | 0 | 0 | 0 | 0 | 0.67904 | 0 | 0 | 3.9589 | 0 | 20.0399 | 0 | 0 | 0 | 0 | 0 | 0 | 0 | 0 | 0 | 0 | 0 | 0 | 0 | 0.45131 | 0 | 0.71279 | 4.7679 | 0 | 0 | 0.42121 | 0.83045 | 0 | 0 | 0 | 0 | 7.1837 | 0 | 0 | 0 | 0 | 0 | 0 | 0 | 0 | 0 | 0 | 0 | 0 | 0
3 | 8 | 10 | 4 | 1.7931 | 0 | 13.6089 | 0 | 0 | 0 | 0 | 0.58349 | 0 | 0 | 4.8631 | 0 | 20.8486 | 0 | 0 | 0 | 0 | 0 | 0 | 0 | 0 | 0 | 0 | 0 | 0 | 0 | 0.45131 | 0 | 0.71279 | 4.0101 | 0 | 0 | 0.31621 | 0.82721 | 0 | 0 | 0 | 0 | 6.3176 | 0 | 0 | 0 | 0 | 0 | 0 | 0 | 0 | 0 | 0 | 0 | 0 | 0
3 | 8 | 11 | 4 | 1.7931 | 0 | 13.6089 | 0 | 0 | 0 | 0 | 0.47977 | 0 | 0 | 3.7922 | 0 | 19.674 | 0 | 0 | 0 | 0 | 0 | 0 | 0 | 0 | 0 | 0 | 0 | 0 | 0 | 0.45131 | 0 | 0.71279 | 3.0672 | 0 | 0 | 0.31621 | 0.82123 | 0 | 0 | 0 | 0 | 5.3687 | 0 | 0 | 0 | 0 | 0 | 0 | 0 | 0 | 0 | 0 | 0 | 0 | 0
3 | 8 | 12 | 4 | 1.7931 | 0 | 13.6089 | 0 | 0 | 0 | 0 | 0.40062 | 0 | 0 | 3.9589 | 0 | 19.7615 | 0 | 0 | 0 | 0 | 0 | 0 | 0 | 0 | 0 | 0 | 0 | 0 | 0 | 0.45131 | 0 | 0.54519 | 2.8274 | 0 | 0 | 0.36871 | 0.8238 | 0 | 0 | 0 | 0 | 5.0164 | 0 | 0 | 0 | 0 | 0 | 0 | 0 | 0 | 0 | 0 | 0 | 0 | 0
3 | 8 | 13 | 4 | 1.7931 | 0 | 8.6613 | 0 | 0 | 0 | 0 | 0.46344 | 0 | 0 | 3.9589 | 0 | 14.8768 | 0 | 0 | 0 | 0 | 0 | 0 | 0 | 0 | 0 | 0 | 0 | 0 | 0 | 0.45131 | 0 | 0.54519 | 2.8523 | 0 | 0 | 0.42121 | 0.82132 | 0 | 0 | 0 | 0 | 5.0913 | 0 | 0 | 0 | 0 | 0 | 0 | 0 | 0 | 0 | 0 | 0 | 0 | 0
3 | 8 | 14 | 4 | 1.7931 | 0 | 13.6089 | 0 | 0 | 0 | 0 | 0.41821 | 0 | 0 | 5.9359 | 0 | 21.7561 | 0 | 0 | 0 | 0 | 0 | 0 | 0 | 0 | 0 | 0 | 0 | 0 | 0 | 0.45131 | 0 | 0.54519 | 2.9881 | 0 | 0 | 0.36871 | 0.82314 | 0 | 0 | 0 | 0 | 5.1764 | 0 | 0 | 0 | 0 | 0 | 0 | 0 | 0 | 0 | 0 | 0 | 0 | 0
3 | 8 | 15 | 4 | 1.7931 | 0 | 13.6089 | 0 | 0 | 0 | 0 | 0.45952 | 0 | 0 | 3.9589 | 0 | 19.8204 | 0 | 0 | 0 | 0 | 0 | 0 | 0 | 0 | 0 | 0 | 0 | 0 | 0 | 0.45131 | 0 | 0.54519 | 3.2592 | 0 | 0 | 0.36871 | 0.82716 | 0 | 0 | 0 | 0 | 5.4515 | 0 | 0 | 0 | 0 | 0 | 0 | 0 | 0 | 0 | 0 | 0 | 0 | 0
3 | 8 | 16 | 4 | 1.7931 | 0 | 13.6089 | 0 | 0 | 0 | 0 | 0.4782 | 0 | 0 | 4.2453 | 0 | 20.1255 | 0 | 0 | 0 | 0 | 0 | 0 | 0 | 0 | 0 | 0 | 0 | 0 | 0 | 0.45131 | 0 | 0.54519 | 3.3337 | 0 | 0 | 0.31621 | 0.82792 | 0 | 0 | 0 | 0 | 5.4744 | 0 | 0 | 0 | 0 | 0 | 0 | 0 | 0 | 0 | 0 | 0 | 0 | 0
3 | 8 | 17 | 4 | 1.7931 | 0 | 13.6089 | 0 | 0 | 0 | 0 | 0.48144 | 0 | 0 | 3.7923 | 0 | 19.6757 | 0 | 0 | 0 | 0 | 0 | 0 | 0 | 0 | 0 | 0 | 0 | 0 | 0 | 0.45131 | 0 | 0.54519 | 3.3487 | 0 | 0 | 0.31621 | 0.82878 | 0 | 0 | 0 | 0 | 5.4902 | 0 | 0 | 0 | 0 | 0 | 0 | 0 | 0 | 0 | 0 | 0 | 0 | 0
3 | 8 | 18 | 4 | 1.7931 | 0 | 13.6089 | 0 | 0 | 0 | 0 | 0.49762 | 0 | 0 | 6.2926 | 0 | 22.1923 | 0 | 0 | 0 | 0 | 0 | 0 | 0 | 0 | 0 | 0 | 0 | 0 | 0 | 0.45131 | 0 | 0.54519 | 3.5701 | 0 | 0 | 0.52621 | 0.83365 | 0 | 0 | 0 | 0 | 5.9264 | 0 | 0 | 0 | 0 | 0 | 0 | 0 | 0 | 0 | 0 | 0 | 0 | 0
3 | 8 | 19 | 4 | 1.7931 | 0 | 9.8982 | 0 | 0 | 0 | 0 | 0.49836 | 0 | 0 | 6.2927 | 0 | 18.4824 | 0 | 0 | 0 | 0 | 0 | 0 | 0 | 0 | 0 | 0 | 0 | 0 | 0 | 0.45131 | 0 | 0.54519 | 3.4076 | 0 | 0 | 0.52621 | 0.82784 | 0 | 0 | 0 | 0 | 5.7582 | 0 | 0 | 0 | 0 | 0 | 0 | 0 | 0 | 0 | 0 | 0 | 0 | 0
3 | 8 | 20 | 4 | 1.7931 | 0 | 2.4769 | 0 | 0 | 0 | 0 | 0.70538 | 0 | 0 | 3.9589 | 0 | 8.9343 | 0 | 0 | 0 | 0 | 0 | 0 | 0 | 0 | 0 | 0 | 0 | 0 | 0 | 0.45131 | 0 | 0.88038 | 5.8749 | 0 | 0 | 0.42121 | 0.83508 | 0 | 0 | 0 | 0 | 8.4629 | 0 | 0 | 0 | 0 | 0 | 0 | 0 | 0 | 0 | 0 | 0 | 0 | 0
3 | 8 | 21 | 4 | 1.7931 | 0 | 2.4769 | 0 | 0 | 0 | 0 | 0.71295 | 0 | 0 | 3.9589 | 0 | 8.9419 | 0 | 0 | 0 | 0 | 0 | 0 | 0 | 0 | 0 | 0 | 0 | 0 | 0 | 0.45131 | 0 | 1.1038 | 5.9883 | 0 | 0 | 0.36871 | 0.827 | 0 | 0 | 0 | 0 | 8.7391 | 0 | 0 | 0 | 0 | 0 | 0 | 0 | 0 | 0 | 0 | 0 | 0 | 0
3 | 8 | 22 | 4 | 1.7931 | 0 | 2.4769 | 0 | 0 | 0 | 0 | 0.7749 | 0 | 0 | 6.6375 | 0 | 11.6824 | 0 | 0 | 0 | 0 | 0 | 0 | 0 | 0 | 0 | 0 | 0 | 0 | 0 | 0.45131 | 0 | 1.2156 | 6.451 | 0 | 0 | 0.47371 | 0.83155 | 0 | 0 | 0 | 0 | 9.4231 | 0 | 0 | 0 | 0 | 0 | 0 | 0 | 0 | 0 | 0 | 0 | 0 | 0
3 | 8 | 23 | 4 | 1.7931 | 0 | 2.4769 | 0 | 0 | 0 | 0 | 0.84427 | 0 | 0 | 4.3272 | 0 | 9.4415 | 0 | 0 | 0 | 0 | 0 | 0 | 0 | 0 | 0 | 0 | 0 | 0 | 0 | 0.45131 | 0 | 1.1038 | 7.0497 | 0 | 0 | 0.31621 | 0.84202 | 0 | 0 | 0 | 0 | 9.7631 | 0 | 0 | 0 | 0 | 0 | 0 | 0 | 0 | 0 | 0 | 0 | 0 | 0
3 | 8 | 24 | 4 | 1.7931 | 0 | 2.4769 | 0 | 0 | 0 | 0 | 0.37596 | 0 | 0 | 0.66678 | 0 | 5.3128 | 0 | 0 | 0 | 0 | 0 | 0 | 0 | 0 | 0 | 0 | 0 | 0 | 0 | 0.45131 | 0 | 0.88038 | 5.1604 | 0 | 0 | 0.053706 | 0.8456 | 0 | 0.68627 | 0 | 0 | 8.0776 | 0 | 0 | 0 | 0 | 0 | 0 | 0 | 0 | 0 | 0 | 0 | 0 | 0
3 | 9 | 1 | 5 | 1.7931 | 0 | 2.4769 | 0 | 0 | 0 | 0 | 0.52935 | 0 | 0 | 0.66679 | 0 | 5.4662 | 0 | 0 | 0 | 0 | 0 | 0 | 0 | 0 | 0 | 0 | 0 | 0 | 0 | 0.45131 | 0 | 0.54519 | 6.5385 | 0 | 0 | 0.053706 | 0.85741 | 0 | 0.80777 | 0 | 0 | 9.2539 | 0 | 0 | 0 | 0 | 0 | 0 | 0 | 0 | 0 | 0 | 0 | 0 | 0
3 | 9 | 2 | 5 | 1.7931 | 0 | 2.4769 | 0 | 0 | 0 | 0 | 0.58882 | 0 | 0 | 0.66683 | 0 | 5.5257 | 0 | 0 | 0 | 0 | 0 | 0 | 0 | 0 | 0 | 0 | 0 | 0 | 0 | 0.45131 | 0 | 0.32173 | 7.0942 | 0 | 0 | 0.053706 | 0.86429 | 0 | 0.89672 | 0 | 0 | 9.682 | 0 | 0 | 0 | 0 | 0 | 0 | 0 | 0 | 0 | 0 | 0 | 0 | 0
3 | 9 | 3 | 5 | 1.7931 | 0 | 2.4769 | 0 | 0 | 0 | 0 | 0.72145 | 0 | 0 | 0.66684 | 0 | 5.6583 | 0 | 0 | 0 | 0 | 0 | 0 | 0 | 0 | 0 | 0 | 0 | 0 | 0 | 0.45131 | 0 | 0.32173 | 8.4387 | 0 | 0 | 0.053706 | 0.88256 | 0 | 0.60217 | 0 | 0 | 10.7501 | 0 | 0 | 0 | 0 | 0 | 0 | 0 | 0 | 0 | 0 | 0 | 0 | 0
3 | 9 | 4 | 5 | 1.7931 | 0 | 2.4769 | 0 | 0 | 0 | 0 | 0.7106 | 0 | 0 | 0.6669 | 0 | 5.6475 | 0 | 0 | 0 | 0 | 0 | 0 | 0 | 0 | 0 | 0 | 0 | 0 | 0 | 0.45131 | 0 | 0.32173 | 8.415 | 0 | 0 | 0.053706 | 0.87679 | 0 | 0.46389 | 0 | 0 | 10.5824 | 0 | 0 | 0 | 0 | 0 | 0 | 0 | 0 | 0 | 0 | 0 | 0 | 0
3 | 9 | 5 | 5 | 1.7931 | 0 | 2.4769 | 0 | 0 | 0 | 0 | 0.81576 | 0 | 0 | 0.66687 | 0 | 5.7527 | 0 | 0 | 0 | 0 | 0 | 0 | 0 | 0 | 0 | 0 | 0 | 0 | 0 | 0.45131 | 0 | 0.32173 | 9.4631 | 0 | 0 | 0.053706 | 0.89318 | 0 | 0.52719 | 0 | 0 | 11.7102 | 0 | 0 | 0 | 0 | 0 | 0 | 0 | 0 | 0 | 0 | 0 | 0 | 0
3 | 9 | 6 | 5 | 1.7931 | 0 | 2.4769 | 0 | 0 | 0 | 0 | 0.80622 | 0 | 0 | 0.66691 | 0 | 5.7432 | 0 | 0 | 0 | 0 | 0 | 0 | 0 | 0 | 0 | 0 | 0 | 0 | 0 | 0.45131 | 0 | 0.32173 | 9.3724 | 0 | 0 | 0.053706 | 0.88785 | 0 | 0.39821 | 0 | 0 | 11.4852 | 0 | 0 | 0 | 0 | 0 | 0 | 0 | 0 | 0 | 0 | 0 | 0 | 0
3 | 9 | 7 | 5 | 1.7931 | 0 | 2.4769 | 0 | 0 | 0 | 0 | 0.8304 | 0 | 0 | 3.7924 | 0 | 8.8928 | 0 | 0 | 0 | 0 | 0 | 0 | 0 | 0 | 0 | 0 | 0 | 0 | 0 | 0.45131 | 0 | 0.54519 | 9.5564 | 0 | 0 | 0.31621 | 0.88431 | 0 | 0.30238 | 0 | 0 | 12.0557 | 0 | 0 | 0 | 0 | 0 | 0 | 0 | 0 | 0 | 0 | 0 | 0 | 0
3 | 9 | 8 | 5 | 1.7931 | 0 | 2.4769 | 0 | 0 | 0 | 0 | 1.2339 | 0 | 0 | 6.2927 | 0 | 11.7966 | 0 | 0 | 0 | 0 | 0 | 0 | 0 | 0 | 0 | 0 | 0 | 0 | 0 | 0.45131 | 0 | 0.71279 | 12.7328 | 0 | 0 | 0.52621 | 0.89009 | 0 | 0.35221 | 0 | 0 | 15.6654 | 0 | 0 | 0 | 0 | 0 | 0 | 0 | 0 | 0 | 0 | 0 | 0 | 0
3 | 9 | 9 | 5 | 1.7931 | 0 | 13.6089 | 0 | 0 | 0 | 0 | 1.0968 | 0 | 0 | 3.9589 | 0 | 20.4577 | 0 | 0 | 0 | 0 | 0 | 0 | 0 | 0 | 0 | 0 | 0 | 0 | 0 | 0.45131 | 0 | 0.71279 | 11.2176 | 0 | 0 | 0.42121 | 0.88405 | 0 | 0.31437 | 0 | 0 | 14.0013 | 0 | 0 | 0 | 0 | 0 | 0 | 0 | 0 | 0 | 0 | 0 | 0 | 0
3 | 9 | 10 | 5 | 1.7931 | 0 | 13.6089 | 0 | 0 | 0 | 0 | 1.0356 | 0 | 0 | 4.8632 | 0 | 21.3009 | 0 | 0 | 0 | 0 | 0 | 0 | 0 | 0 | 0 | 0 | 0 | 0 | 0 | 0.45131 | 0 | 0.71279 | 10.4554 | 0 | 0 | 0.31621 | 0.88128 | 0 | 0.16218 | 0 | 0 | 12.9792 | 0 | 0 | 0 | 0 | 0 | 0 | 0 | 0 | 0 | 0 | 0 | 0 | 0
3 | 9 | 11 | 5 | 1.7931 | 0 | 13.6089 | 0 | 0 | 0 | 0 | 0.91986 | 0 | 0 | 3.7923 | 0 | 20.1142 | 0 | 0 | 0 | 0 | 0 | 0 | 0 | 0 | 0 | 0 | 0 | 0 | 0 | 0.45131 | 0 | 0.71279 | 9.3582 | 0 | 0 | 0.31621 | 0.87426 | 0 | 0.046334 | 0 | 0 | 11.7591 | 0 | 0 | 0 | 0 | 0 | 0 | 0 | 0 | 0 | 0 | 0 | 0 | 0
3 | 9 | 12 | 5 | 1.7931 | 0 | 13.6089 | 0 | 0 | 0 | 0 | 0.83051 | 0 | 0 | 3.9589 | 0 | 20.1915 | 0 | 0 | 0 | 0 | 0 | 0 | 0 | 0 | 0 | 0 | 0 | 0 | 0 | 0.45131 | 0 | 0.54519 | 8.7941 | 0 | 0 | 0.36871 | 0.88116 | 0 | 0.042791 | 0 | 0 | 11.0833 | 0 | 0 | 0 | 0 | 0 | 0 | 0 | 0 | 0 | 0 | 0 | 0 | 0
3 | 9 | 13 | 5 | 1.7931 | 0 | 8.6613 | 0 | 0 | 0 | 0 | 0.81024 | 0 | 0 | 3.959 | 0 | 15.2236 | 0 | 0 | 0 | 0 | 0 | 0 | 0 | 0 | 0 | 0 | 0 | 0 | 0 | 0.45131 | 0 | 0.54519 | 8.5636 | 0 | 0 | 0.42121 | 0.87728 | 0 | 0.060087 | 0 | 0 | 10.9187 | 0 | 0 | 0 | 0 | 0 | 0 | 0 | 0 | 0 | 0 | 0 | 0 | 0
3 | 9 | 14 | 5 | 1.7931 | 0 | 13.6089 | 0 | 0 | 0 | 0 | 0.6996 | 0 | 0 | 5.9361 | 0 | 22.0377 | 0 | 0 | 0 | 0 | 0 | 0 | 0 | 0 | 0 | 0 | 0 | 0 | 0 | 0.45131 | 0 | 0.54519 | 7.7833 | 0 | 0 | 0.36871 | 0.87805 | 0 | 0.00058174 | 0 | 0 | 10.0271 | 0 | 0 | 0 | 0 | 0 | 0 | 0 | 0 | 0 | 0 | 0 | 0 | 0
3 | 9 | 15 | 5 | 1.7931 | 0 | 13.6089 | 0 | 0 | 0 | 0 | 0.68529 | 0 | 0 | 3.959 | 0 | 20.0462 | 0 | 0 | 0 | 0 | 0 | 0 | 0 | 0 | 0 | 0 | 0 | 0 | 0 | 0.45131 | 0 | 0.54519 | 7.6938 | 0 | 0 | 0.36871 | 0.88321 | 0 | 0.00057166 | 0 | 0 | 9.9428 | 0 | 0 | 0 | 0 | 0 | 0 | 0 | 0 | 0 | 0 | 0 | 0 | 0
3 | 9 | 16 | 5 | 1.7931 | 0 | 13.6089 | 0 | 0 | 0 | 0 | 0.69826 | 0 | 0 | 4.2455 | 0 | 20.3458 | 0 | 0 | 0 | 0 | 0 | 0 | 0 | 0 | 0 | 0 | 0 | 0 | 0 | 0.45131 | 0 | 0.54519 | 7.8447 | 0 | 0 | 0.31621 | 0.88282 | 0 | 0.00058451 | 0 | 0 | 10.0408 | 0 | 0 | 0 | 0 | 0 | 0 | 0 | 0 | 0 | 0 | 0 | 0 | 0
3 | 9 | 17 | 5 | 1.7931 | 0 | 13.6089 | 0 | 0 | 0 | 0 | 0.67138 | 0 | 0 | 3.7924 | 0 | 19.8658 | 0 | 0 | 0 | 0 | 0 | 0 | 0 | 0 | 0 | 0 | 0 | 0 | 0 | 0.45131 | 0 | 0.54519 | 7.6877 | 0 | 0 | 0.31621 | 0.88096 | 0 | 0.00056714 | 0 | 0 | 9.882 | 0 | 0 | 0 | 0 | 0 | 0 | 0 | 0 | 0 | 0 | 0 | 0 | 0
3 | 9 | 18 | 5 | 1.7931 | 0 | 13.6089 | 0 | 0 | 0 | 0 | 0.81073 | 0 | 0 | 6.2927 | 0 | 22.5055 | 0 | 0 | 0 | 0 | 0 | 0 | 0 | 0 | 0 | 0 | 0 | 0 | 0 | 0.45131 | 0 | 0.54519 | 8.7713 | 0 | 0 | 0.52621 | 0.89033 | 0 | 0.00067036 | 0 | 0 | 11.185 | 0 | 0 | 0 | 0 | 0 | 0 | 0 | 0 | 0 | 0 | 0 | 0 | 0
3 | 9 | 19 | 5 | 1.7931 | 0 | 9.8982 | 0 | 0 | 0 | 0 | 1.0229 | 0 | 0 | 6.2928 | 0 | 19.007 | 0 | 0 | 0 | 0 | 0 | 0 | 0 | 0 | 0 | 0 | 0 | 0 | 0 | 0.45131 | 0 | 0.54519 | 10.5873 | 0 | 0 | 0.52621 | 0.90443 | 0 | 0.0031751 | 0 | 0 | 13.0176 | 0 | 0 | 0 | 0 | 0 | 0 | 0 | 0 | 0 | 0 | 0 | 0 | 0
3 | 9 | 20 | 5 | 1.7931 | 0 | 2.4769 | 0 | 0 | 0 | 0 | 1.1786 | 0 | 0 | 3.959 | 0 | 9.4076 | 0 | 0 | 0 | 0 | 0 | 0 | 0 | 0 | 0 | 0 | 0 | 0 | 0 | 0.45131 | 0 | 0.88038 | 12.0574 | 0 | 0 | 0.42121 | 0.90821 | 0 | 0.03187 | 0 | 0 | 14.7504 | 0 | 0 | 0 | 0 | 0 | 0 | 0 | 0 | 0 | 0 | 0 | 0 | 0
3 | 9 | 21 | 5 | 1.7931 | 0 | 2.4769 | 0 | 0 | 0 | 0 | 1.1913 | 0 | 0 | 3.959 | 0 | 9.4203 | 0 | 0 | 0 | 0 | 0 | 0 | 0 | 0 | 0 | 0 | 0 | 0 | 0 | 0.45131 | 0 | 1.1038 | 12.2312 | 0 | 0 | 0.36871 | 0.90142 | 0 | 0.00098705 | 0 | 0 | 15.0574 | 0 | 0 | 0 | 0 | 0 | 0 | 0 | 0 | 0 | 0 | 0 | 0 | 0
3 | 9 | 22 | 5 | 1.7931 | 0 | 2.4769 | 0 | 0 | 0 | 0 | 1.218 | 0 | 0 | 6.6376 | 0 | 12.1256 | 0 | 0 | 0 | 0 | 0 | 0 | 0 | 0 | 0 | 0 | 0 | 0 | 0 | 0.45131 | 0 | 1.2156 | 12.5181 | 0 | 0 | 0.47371 | 0.90364 | 0 | 0.053768 | 0 | 0 | 15.6161 | 0 | 0 | 0 | 0 | 0 | 0 | 0 | 0 | 0 | 0 | 0 | 0 | 0
3 | 9 | 23 | 5 | 1.7931 | 0 | 2.4769 | 0 | 0 | 0 | 0 | 1.2342 | 0 | 0 | 4.3275 | 0 | 9.8318 | 0 | 0 | 0 | 0 | 0 | 0 | 0 | 0 | 0 | 0 | 0 | 0 | 0 | 0.45131 | 0 | 1.1038 | 12.7455 | 0 | 0 | 0.31621 | 0.90734 | 0 | 0.054688 | 0 | 0 | 15.5788 | 0 | 0 | 0 | 0 | 0 | 0 | 0 | 0 | 0 | 0 | 0 | 0 | 0
3 | 9 | 24 | 5 | 1.7931 | 0 | 2.4769 | 0 | 0 | 0 | 0 | 0.83517 | 0 | 0 | 0.6669 | 0 | 5.7721 | 0 | 0 | 0 | 0 | 0 | 0 | 0 | 0 | 0 | 0 | 0 | 0 | 0 | 0.45131 | 0 | 0.88038 | 9.773 | 0 | 0 | 0.053706 | 0.90786 | 0 | 0.082972 | 0 | 0 | 12.1492 | 0 | 0 | 0 | 0 | 0 | 0 | 0 | 0 | 0 | 0 | 0 | 0 | 0
3 | 10 | 1 | 6 | 1.7931 | 0 | 2.4769 | 0 | 0 | 0 | 0 | 0.9728 | 0 | 0 | 0.66689 | 0 | 5.9097 | 0 | 0 | 0 | 0 | 0 | 0 | 0 | 0 | 0 | 0 | 0 | 0 | 0 | 0.45131 | 0 | 0.54519 | 11.4135 | 0 | 0 | 0.053706 | 0.92409 | 0 | 0.097506 | 0 | 0 | 13.4853 | 0 | 0 | 0 | 0 | 0 | 0 | 0 | 0 | 0 | 0 | 0 | 0 | 0
3 | 10 | 2 | 6 | 1.7931 | 0 | 2.4769 | 0 | 0 | 0 | 0 | 1.0029 | 0 | 0 | 0.66693 | 0 | 5.9399 | 0 | 0 | 0 | 0 | 0 | 0 | 0 | 0 | 0 | 0 | 0 | 0 | 0 | 0.45131 | 0 | 0.32173 | 11.8092 | 0 | 0 | 0.053706 | 0.92818 | 0 | 0.1009 | 0 | 0 | 13.6651 | 0 | 0 | 0 | 0 | 0 | 0 | 0 | 0 | 0 | 0 | 0 | 0 | 0
3 | 10 | 3 | 6 | 1.7931 | 0 | 2.4769 | 0 | 0 | 0 | 0 | 1.0557 | 0 | 0 | 0.66695 | 0 | 5.9927 | 0 | 0 | 0 | 0 | 0 | 0 | 0 | 0 | 0 | 0 | 0 | 0 | 0 | 0.45131 | 0 | 0.32173 | 12.3672 | 0 | 0 | 0.053706 | 0.93732 | 0 | 0.0010017 | 0 | 0 | 14.1322 | 0 | 0 | 0 | 0 | 0 | 0 | 0 | 0 | 0 | 0 | 0 | 0 | 0
3 | 10 | 4 | 6 | 1.7931 | 0 | 2.4769 | 0 | 0 | 0 | 0 | 1.0687 | 0 | 0 | 0.66697 | 0 | 6.0057 | 0 | 0 | 0 | 0 | 0 | 0 | 0 | 0 | 0 | 0 | 0 | 0 | 0 | 0.45131 | 0 | 0.32173 | 12.5189 | 0 | 0 | 0.053706 | 0.93721 | 0 | 0.0010145 | 0 | 0 | 14.2839 | 0 | 0 | 0 | 0 | 0 | 0 | 0 | 0 | 0 | 0 | 0 | 0 | 0
3 | 10 | 5 | 6 | 1.7931 | 0 | 2.4769 | 0 | 0 | 0 | 0 | 1.0906 | 0 | 0 | 0.66697 | 0 | 6.0276 | 0 | 0 | 0 | 0 | 0 | 0 | 0 | 0 | 0 | 0 | 0 | 0 | 0 | 0.45131 | 0 | 0.32173 | 12.8493 | 0 | 0 | 0.053706 | 0.94416 | 0 | 0.11865 | 0 | 0 | 14.7388 | 0 | 0 | 0 | 0 | 0 | 0 | 0 | 0 | 0 | 0 | 0 | 0 | 0
3 | 10 | 6 | 6 | 1.7931 | 0 | 2.4769 | 0 | 0 | 0 | 0 | 1.1262 | 0 | 0 | 0.66697 | 0 | 6.0632 | 0 | 0 | 0 | 0 | 0 | 0 | 0 | 0 | 0 | 0 | 0 | 0 | 0 | 0.45131 | 0 | 0.32173 | 13.3112 | 0 | 0 | 0.053706 | 0.95151 | 0 | 0.12278 | 0 | 0 | 15.2123 | 0 | 0 | 0 | 0 | 0 | 0 | 0 | 0 | 0 | 0 | 0 | 0 | 0
3 | 10 | 7 | 6 | 1.7931 | 0 | 2.4769 | 0 | 0 | 0 | 0 | 1.0904 | 0 | 0 | 3.7925 | 0 | 9.1529 | 0 | 0 | 0 | 0 | 0 | 0 | 0 | 0 | 0 | 0 | 0 | 0 | 0 | 0.45131 | 0 | 0.54519 | 12.7696 | 0 | 0 | 0.31621 | 0.93344 | 0 | 0.0010371 | 0 | 0 | 15.0168 | 0 | 0 | 0 | 0 | 0 | 0 | 0 | 0 | 0 | 0 | 0 | 0 | 0
3 | 10 | 8 | 6 | 1.7931 | 0 | 2.4769 | 0 | 0 | 0 | 0 | 1.3112 | 0 | 0 | 6.2928 | 0 | 11.874 | 0 | 0 | 0 | 0 | 0 | 0 | 0 | 0 | 0 | 0 | 0 | 0 | 0 | 0.45131 | 0 | 0.71279 | 14.1723 | 0 | 0 | 0.52621 | 0.9177 | 0 | 0.0011652 | 0 | 0 | 16.7815 | 0 | 0 | 0 | 0 | 0 | 0 | 0 | 0 | 0 | 0 | 0 | 0 | 0
3 | 10 | 9 | 6 | 1.7931 | 0 | 13.6089 | 0 | 0 | 0 | 0 | 1.1848 | 0 | 0 | 3.959 | 0 | 20.5458 | 0 | 0 | 0 | 0 | 0 | 0 | 0 | 0 | 0 | 0 | 0 | 0 | 0 | 0.45131 | 0 | 0.71279 | 12.4683 | 0 | 0 | 0.42121 | 0.90379 | 0 | 0.0010106 | 0 | 0 | 14.9584 | 0 | 0 | 0 | 0 | 0 | 0 | 0 | 0 | 0 | 0 | 0 | 0 | 0
3 | 10 | 10 | 6 | 1.7931 | 0 | 13.6089 | 0 | 0 | 0 | 0 | 1.0929 | 0 | 0 | 4.8633 | 0 | 21.3582 | 0 | 0 | 0 | 0 | 0 | 0 | 0 | 0 | 0 | 0 | 0 | 0 | 0 | 0.45131 | 0 | 0.71279 | 11.2715 | 0 | 0 | 0.31621 | 0.88919 | 0 | 0.00089882 | 0 | 0 | 13.6419 | 0 | 0 | 0 | 0 | 0 | 0 | 0 | 0 | 0 | 0 | 0 | 0 | 0
3 | 10 | 11 | 6 | 1.7931 | 0 | 13.6089 | 0 | 0 | 0 | 0 | 1.0234 | 0 | 0 | 3.7924 | 0 | 20.2178 | 0 | 0 | 0 | 0 | 0 | 0 | 0 | 0 | 0 | 0 | 0 | 0 | 0 | 0.45131 | 0 | 0.71279 | 10.5297 | 0 | 0 | 0.31621 | 0.8856 | 0 | 0.00083039 | 0 | 0 | 12.8964 | 0 | 0 | 0 | 0 | 0 | 0 | 0 | 0 | 0 | 0 | 0 | 0 | 0
3 | 10 | 12 | 6 | 1.7931 | 0 | 13.6089 | 0 | 0 | 0 | 0 | 0.95448 | 0 | 0 | 3.959 | 0 | 20.3154 | 0 | 0 | 0 | 0 | 0 | 0 | 0 | 0 | 0 | 0 | 0 | 0 | 0 | 0.45131 | 0 | 0.54519 | 9.9681 | 0 | 0 | 0.36871 | 0.89263 | 0 | 0.00077635 | 0 | 0 | 12.2267 | 0 | 0 | 0 | 0 | 0 | 0 | 0 | 0 | 0 | 0 | 0 | 0 | 0
3 | 10 | 13 | 6 | 1.7931 | 0 | 8.6613 | 0 | 0 | 0 | 0 | 0.89313 | 0 | 0 | 3.959 | 0 | 15.3066 | 0 | 0 | 0 | 0 | 0 | 0 | 0 | 0 | 0 | 0 | 0 | 0 | 0 | 0.45131 | 0 | 0.54519 | 9.3067 | 0 | 0 | 0.42121 | 0.88505 | 0 | 0.00072153 | 0 | 0 | 11.6102 | 0 | 0 | 0 | 0 | 0 | 0 | 0 | 0 | 0 | 0 | 0 | 0 | 0
3 | 10 | 14 | 6 | 1.7931 | 0 | 13.6089 | 0 | 0 | 0 | 0 | 0.74513 | 0 | 0 | 5.9362 | 0 | 22.0833 | 0 | 0 | 0 | 0 | 0 | 0 | 0 | 0 | 0 | 0 | 0 | 0 | 0 | 0.45131 | 0 | 0.54519 | 8.2287 | 0 | 0 | 0.36871 | 0.88589 | 0 | 0.00062157 | 0 | 0 | 10.4804 | 0 | 0 | 0 | 0 | 0 | 0 | 0 | 0 | 0 | 0 | 0 | 0 | 0
3 | 10 | 15 | 6 | 1.7931 | 0 | 13.6089 | 0 | 0 | 0 | 0 | 0.59924 | 0 | 0 | 3.959 | 0 | 19.9602 | 0 | 0 | 0 | 0 | 0 | 0 | 0 | 0 | 0 | 0 | 0 | 0 | 0 | 0.45131 | 0 | 0.54519 | 7.0774 | 0 | 0 | 0.36871 | 0.87998 | 0 | 0.00051694 | 0 | 0 | 9.3232 | 0 | 0 | 0 | 0 | 0 | 0 | 0 | 0 | 0 | 0 | 0 | 0 | 0
3 | 10 | 16 | 6 | 1.7931 | 0 | 13.6089 | 0 | 0 | 0 | 0 | 0.57131 | 0 | 0 | 4.2455 | 0 | 20.2188 | 0 | 0 | 0 | 0 | 0 | 0 | 0 | 0 | 0 | 0 | 0 | 0 | 0 | 0.45131 | 0 | 0.54519 | 6.8645 | 0 | 0 | 0.31621 | 0.88238 | 0 | 0.00049676 | 0 | 0 | 9.0601 | 0 | 0 | 0 | 0 | 0 | 0 | 0 | 0 | 0 | 0 | 0 | 0 | 0
3 | 10 | 17 | 6 | 1.7931 | 0 | 13.6089 | 0 | 0 | 0 | 0 | 0.56377 | 0 | 0 | 3.7924 | 0 | 19.7582 | 0 | 0 | 0 | 0 | 0 | 0 | 0 | 0 | 0 | 0 | 0 | 0 | 0 | 0.45131 | 0 | 0.54519 | 6.7715 | 0 | 0 | 0.31621 | 0.8775 | 0 | 0.00048936 | 0 | 0 | 8.9622 | 0 | 0 | 0 | 0 | 0 | 0 | 0 | 0 | 0 | 0 | 0 | 0 | 0
3 | 10 | 18 | 6 | 1.7931 | 0 | 13.6089 | 0 | 0 | 0 | 0 | 0.71894 | 0 | 0 | 6.2928 | 0 | 22.4137 | 0 | 0 | 0 | 0 | 0 | 0 | 0 | 0 | 0 | 0 | 0 | 0 | 0 | 0.45131 | 0 | 0.54519 | 7.7936 | 0 | 0 | 0.52621 | 0.88317 | 0 | 0.00059143 | 0 | 0 | 10.2001 | 0 | 0 | 0 | 0 | 0 | 0 | 0 | 0 | 0 | 0 | 0 | 0 | 0
3 | 10 | 19 | 6 | 1.7931 | 0 | 9.8982 | 0 | 0 | 0 | 0 | 0.9151 | 0 | 0 | 6.2928 | 0 | 18.8992 | 0 | 0 | 0 | 0 | 0 | 0 | 0 | 0 | 0 | 0 | 0 | 0 | 0 | 0.45131 | 0 | 0.54519 | 9.2799 | 0 | 0 | 0.52621 | 0.89017 | 0 | 0.00072699 | 0 | 0 | 11.6935 | 0 | 0 | 0 | 0 | 0 | 0 | 0 | 0 | 0 | 0 | 0 | 0 | 0
3 | 10 | 20 | 6 | 1.7931 | 0 | 2.4769 | 0 | 0 | 0 | 0 | 1.09 | 0 | 0 | 3.959 | 0 | 9.319 | 0 | 0 | 0 | 0 | 0 | 0 | 0 | 0 | 0 | 0 | 0 | 0 | 0 | 0.45131 | 0 | 0.88038 | 10.6971 | 0 | 0 | 0.42121 | 0.88933 | 0 | 0.00084927 | 0 | 0 | 13.3401 | 0 | 0 | 0 | 0 | 0 | 0 | 0 | 0 | 0 | 0 | 0 | 0 | 0
3 | 10 | 21 | 6 | 1.7931 | 0 | 2.4769 | 0 | 0 | 0 | 0 | 1.1231 | 0 | 0 | 3.959 | 0 | 9.3521 | 0 | 0 | 0 | 0 | 0 | 0 | 0 | 0 | 0 | 0 | 0 | 0 | 0 | 0.45131 | 0 | 1.1038 | 11.022 | 0 | 0 | 0.36871 | 0.88668 | 0 | 0.00087655 | 0 | 0 | 13.8334 | 0 | 0 | 0 | 0 | 0 | 0 | 0 | 0 | 0 | 0 | 0 | 0 | 0
3 | 10 | 22 | 6 | 1.7931 | 0 | 2.4769 | 0 | 0 | 0 | 0 | 1.083 | 0 | 0 | 6.6376 | 0 | 11.9906 | 0 | 0 | 0 | 0 | 0 | 0 | 0 | 0 | 0 | 0 | 0 | 0 | 0 | 0.45131 | 0 | 1.2156 | 10.6666 | 0 | 0 | 0.47371 | 0.87219 | 0 | 0.0008518 | 0 | 0 | 13.6802 | 0 | 0 | 0 | 0 | 0 | 0 | 0 | 0 | 0 | 0 | 0 | 0 | 0
3 | 10 | 23 | 6 | 1.7931 | 0 | 2.4769 | 0 | 0 | 0 | 0 | 1.11 | 0 | 0 | 4.3275 | 0 | 9.7075 | 0 | 0 | 0 | 0 | 0 | 0 | 0 | 0 | 0 | 0 | 0 | 0 | 0 | 0.45131 | 0 | 1.1038 | 10.8823 | 0 | 0 | 0.31621 | 0.88027 | 0 | 0.00086492 | 0 | 0 | 13.6348 | 0 | 0 | 0 | 0 | 0 | 0 | 0 | 0 | 0 | 0 | 0 | 0 | 0
3 | 10 | 24 | 6 | 1.7931 | 0 | 2.4769 | 0 | 0 | 0 | 0 | 0.68654 | 0 | 0 | 0.66689 | 0 | 5.6235 | 0 | 0 | 0 | 0 | 0 | 0 | 0 | 0 | 0 | 0 | 0 | 0 | 0 | 0.45131 | 0 | 0.88038 | 8.1598 | 0 | 0 | 0.053706 | 0.88538 | 0 | 0.00060673 | 0 | 0 | 10.4312 | 0 | 0 | 0 | 0 | 0 | 0 | 0 | 0 | 0 | 0 | 0 | 0 | 0
3 | 11 | 1 | 7 | 1.7931 | 0 | 2.4769 | 0 | 0 | 0 | 0 | 0.75346 | 0 | 0 | 0.66691 | 0 | 5.6904 | 0 | 0 | 0 | 0 | 0 | 0 | 0 | 0 | 0 | 0 | 0 | 0 | 0 | 0.45131 | 0 | 0.32173 | 8.9739 | 0 | 0 | 0.053706 | 0.88902 | 0 | 0.00069216 | 0 | 0 | 10.6903 | 0 | 0 | 0 | 0 | 0 | 0 | 0 | 0 | 0 | 0 | 0 | 0 | 0
3 | 11 | 2 | 7 | 1.7931 | 0 | 2.4769 | 0 | 0 | 0 | 0 | 0.84114 | 0 | 0 | 0.66693 | 0 | 5.7781 | 0 | 0 | 0 | 0 | 0 | 0 | 0 | 0 | 0 | 0 | 0 | 0 | 0 | 0.45131 | 0 | 0.32173 | 9.8563 | 0 | 0 | 0.053706 | 0.90047 | 0 | 0.00074599 | 0 | 0 | 11.5843 | 0 | 0 | 0 | 0 | 0 | 0 | 0 | 0 | 0 | 0 | 0 | 0 | 0
3 | 11 | 3 | 7 | 1.7931 | 0 | 2.4769 | 0 | 0 | 0 | 0 | 0.83927 | 0 | 0 | 0.66696 | 0 | 5.7763 | 0 | 0 | 0 | 0 | 0 | 0 | 0 | 0 | 0 | 0 | 0 | 0 | 0 | 0.45131 | 0 | 0.32173 | 9.8588 | 0 | 0 | 0.053706 | 0.89604 | 0 | 0.00074727 | 0 | 0 | 11.5824 | 0 | 0 | 0 | 0 | 0 | 0 | 0 | 0 | 0 | 0 | 0 | 0 | 0
3 | 11 | 4 | 7 | 1.7931 | 0 | 2.4769 | 0 | 0 | 0 | 0 | 0.8349 | 0 | 0 | 0.66695 | 0 | 5.7719 | 0 | 0 | 0 | 0 | 0 | 0 | 0 | 0 | 0 | 0 | 0 | 0 | 0 | 0.45131 | 0 | 0.32173 | 9.8384 | 0 | 0 | 0.053706 | 0.89413 | 0 | 0.00082173 | 0 | 0 | 11.5601 | 0 | 0 | 0 | 0 | 0 | 0 | 0 | 0 | 0 | 0 | 0 | 0 | 0
3 | 11 | 5 | 7 | 1.7931 | 0 | 2.4769 | 0 | 0 | 0 | 0 | 0.79409 | 0 | 0 | 0.66694 | 0 | 5.731 | 0 | 0 | 0 | 0 | 0 | 0 | 0 | 0 | 0 | 0 | 0 | 0 | 0 | 0.45131 | 0 | 0.32173 | 9.5081 | 0 | 0 | 0.053706 | 0.88517 | 0 | 0.0011117 | 0 | 0 | 11.2211 | 0 | 0 | 0 | 0 | 0 | 0 | 0 | 0 | 0 | 0 | 0 | 0 | 0
3 | 11 | 6 | 7 | 1.7931 | 0 | 2.4769 | 0 | 0 | 0 | 0 | 0.79463 | 0 | 0 | 3.7924 | 0 | 8.857 | 0 | 0 | 0 | 0 | 0 | 0 | 0 | 0 | 0 | 0 | 0 | 0 | 0 | 0.45131 | 0 | 0.54519 | 9.318 | 0 | 0 | 0.31621 | 0.88046 | 0 | 0.0010937 | 0 | 0 | 11.5122 | 0 | 0 | 0 | 0 | 0 | 0 | 0 | 0 | 0 | 0 | 0 | 0 | 0
3 | 11 | 7 | 7 | 1.7931 | 0 | 2.4769 | 0 | 0 | 0 | 0 | 1.1835 | 0 | 0 | 6.2927 | 0 | 11.7462 | 0 | 0 | 0 | 0 | 0 | 0 | 0 | 0 | 0 | 0 | 0 | 0 | 0 | 0.45131 | 0 | 0.71279 | 12.042 | 0 | 0 | 0.52621 | 0.88371 | 0 | 0.0010578 | 0 | 0 | 14.6171 | 0 | 0 | 0 | 0 | 0 | 0 | 0 | 0 | 0 | 0 | 0 | 0 | 0
3 | 11 | 8 | 7 | 1.7931 | 0 | 13.6089 | 0 | 0 | 0 | 0 | 1.0574 | 0 | 0 | 3.959 | 0 | 20.4184 | 0 | 0 | 0 | 0 | 0 | 0 | 0 | 0 | 0 | 0 | 0 | 0 | 0 | 0.45131 | 0 | 0.71279 | 10.7566 | 0 | 0 | 0.42121 | 0.88597 | 0 | 0.00093214 | 0 | 0 | 13.2288 | 0 | 0 | 0 | 0 | 0 | 0 | 0 | 0 | 0 | 0 | 0 | 0 | 0
3 | 11 | 9 | 7 | 1.7931 | 0 | 13.6089 | 0 | 0 | 0 | 0 | 1.0048 | 0 | 0 | 4.8633 | 0 | 21.27 | 0 | 0 | 0 | 0 | 0 | 0 | 0 | 0 | 0 | 0 | 0 | 0 | 0 | 0.45131 | 0 | 0.71279 | 10.1317 | 0 | 0 | 0.31621 | 0.88747 | 0 | 0.0007971 | 0 | 0 | 12.5003 | 0 | 0 | 0 | 0 | 0 | 0 | 0 | 0 | 0 | 0 | 0 | 0 | 0
3 | 11 | 10 | 7 | 1.7931 | 0 | 13.6089 | 0 | 0 | 0 | 0 | 0.87884 | 0 | 0 | 3.7924 | 0 | 20.0733 | 0 | 0 | 0 | 0 | 0 | 0 | 0 | 0 | 0 | 0 | 0 | 0 | 0 | 0.45131 | 0 | 0.71279 | 8.8978 | 0 | 0 | 0.31621 | 0.87554 | 0 | 0.00071493 | 0 | 0 | 11.2543 | 0 | 0 | 0 | 0 | 0 | 0 | 0 | 0 | 0 | 0 | 0 | 0 | 0
3 | 11 | 11 | 7 | 1.7931 | 0 | 13.6089 | 0 | 0 | 0 | 0 | 0.80953 | 0 | 0 | 3.959 | 0 | 20.1705 | 0 | 0 | 0 | 0 | 0 | 0 | 0 | 0 | 0 | 0 | 0 | 0 | 0 | 0.45131 | 0 | 0.54519 | 8.1723 | 0 | 0 | 0.36871 | 0.87085 | 0 | 0.00081191 | 0 | 0 | 10.4092 | 0 | 0 | 0 | 0 | 0 | 0 | 0 | 0 | 0 | 0 | 0 | 0 | 0
3 | 11 | 12 | 7 | 1.7931 | 0 | 8.6613 | 0 | 0 | 0 | 0 | 0.91561 | 0 | 0 | 3.959 | 0 | 15.329 | 0 | 0 | 0 | 0 | 0 | 0 | 0 | 0 | 0 | 0 | 0 | 0 | 0 | 0.45131 | 0 | 0.54519 | 8.8118 | 0 | 0 | 0.42121 | 0.88102 | 0 | 0.00070968 | 0 | 0 | 11.1112 | 0 | 0 | 0 | 0 | 0 | 0 | 0 | 0 | 0 | 0 | 0 | 0 | 0
3 | 11 | 13 | 7 | 1.7931 | 0 | 13.6089 | 0 | 0 | 0 | 0 | 0.828 | 0 | 0 | 5.9362 | 0 | 22.1662 | 0 | 0 | 0 | 0 | 0 | 0 | 0 | 0 | 0 | 0 | 0 | 0 | 0 | 0.45131 | 0 | 0.54519 | 7.5782 | 0 | 0 | 0.36871 | 0.8774 | 0 | 0 | 0 | 0 | 9.8208 | 0 | 0 | 0 | 0 | 0 | 0 | 0 | 0 | 0 | 0 | 0 | 0 | 0
3 | 11 | 14 | 7 | 1.7931 | 0 | 13.6089 | 0 | 0 | 0 | 0 | 0.60759 | 0 | 0 | 3.959 | 0 | 19.9686 | 0 | 0 | 0 | 0 | 0 | 0 | 0 | 0 | 0 | 0 | 0 | 0 | 0 | 0.45131 | 0 | 0.54519 | 6.1028 | 0 | 0 | 0.36871 | 0.86985 | 0 | 0 | 0 | 0 | 8.3378 | 0 | 0 | 0 | 0 | 0 | 0 | 0 | 0 | 0 | 0 | 0 | 0 | 0
3 | 11 | 15 | 7 | 1.7931 | 0 | 13.6089 | 0 | 0 | 0 | 0 | 0.48088 | 0 | 0 | 4.2455 | 0 | 20.1284 | 0 | 0 | 0 | 0 | 0 | 0 | 0 | 0 | 0 | 0 | 0 | 0 | 0 | 0.45131 | 0 | 0.54519 | 5.3172 | 0 | 0 | 0.31621 | 0.86653 | 0 | 0 | 0 | 0 | 7.4965 | 0 | 0 | 0 | 0 | 0 | 0 | 0 | 0 | 0 | 0 | 0 | 0 | 0
3 | 11 | 16 | 7 | 1.7931 | 0 | 13.6089 | 0 | 0 | 0 | 0 | 0.5369 | 0 | 0 | 3.7924 | 0 | 19.7313 | 0 | 0 | 0 | 0 | 0 | 0 | 0 | 0 | 0 | 0 | 0 | 0 | 0 | 0.45131 | 0 | 0.54519 | 5.809 | 0 | 0 | 0.31621 | 0.87614 | 0 | 0 | 0 | 0 | 7.9979 | 0 | 0 | 0 | 0 | 0 | 0 | 0 | 0 | 0 | 0 | 0 | 0 | 0
3 | 11 | 17 | 7 | 1.7931 | 0 | 13.6089 | 0 | 0 | 0 | 0 | 0.54668 | 0 | 0 | 6.2928 | 0 | 22.2415 | 0 | 0 | 0 | 0 | 0 | 0 | 0 | 0 | 0 | 0 | 0 | 0 | 0 | 0.45131 | 0 | 0.54519 | 5.9836 | 0 | 0 | 0.52621 | 0.877 | 0 | 0 | 0 | 0 | 8.3833 | 0 | 0 | 0 | 0 | 0 | 0 | 0 | 0 | 0 | 0 | 0 | 0 | 0
3 | 11 | 18 | 7 | 1.7931 | 0 | 9.8982 | 0 | 0 | 0 | 0 | 0.73854 | 0 | 0 | 6.2928 | 0 | 18.7227 | 0 | 0 | 0 | 0 | 0 | 0 | 0 | 0 | 0 | 0 | 0 | 0 | 0 | 0.45131 | 0 | 0.54519 | 7.6759 | 0 | 0 | 0.52621 | 0.88466 | 0 | 0.00059746 | 0 | 0 | 10.0839 | 0 | 0 | 0 | 0 | 0 | 0 | 0 | 0 | 0 | 0 | 0 | 0 | 0
3 | 11 | 19 | 7 | 1.7931 | 0 | 2.4769 | 0 | 0 | 0 | 0 | 0.92952 | 0 | 0 | 3.959 | 0 | 9.1585 | 0 | 0 | 0 | 0 | 0 | 0 | 0 | 0 | 0 | 0 | 0 | 0 | 0 | 0.45131 | 0 | 0.88038 | 8.99 | 0 | 0 | 0.42121 | 0.87897 | 0 | 0.00072115 | 0 | 0 | 11.6226 | 0 | 0 | 0 | 0 | 0 | 0 | 0 | 0 | 0 | 0 | 0 | 0 | 0
3 | 11 | 20 | 7 | 1.7931 | 0 | 2.4769 | 0 | 0 | 0 | 0 | 0.96821 | 0 | 0 | 3.959 | 0 | 9.1972 | 0 | 0 | 0 | 0 | 0 | 0 | 0 | 0 | 0 | 0 | 0 | 0 | 0 | 0.45131 | 0 | 1.1038 | 9.27 | 0 | 0 | 0.36871 | 0.87192 | 0 | 0.00074828 | 0 | 0 | 12.0665 | 0 | 0 | 0 | 0 | 0 | 0 | 0 | 0 | 0 | 0 | 0 | 0 | 0
3 | 11 | 21 | 7 | 1.7931 | 0 | 2.4769 | 0 | 0 | 0 | 0 | 0.96949 | 0 | 0 | 6.6376 | 0 | 11.8771 | 0 | 0 | 0 | 0 | 0 | 0 | 0 | 0 | 0 | 0 | 0 | 0 | 0 | 0.45131 | 0 | 1.2156 | 9.2194 | 0 | 0 | 0.47371 | 0.86596 | 0 | 0.00077287 | 0 | 0 | 12.2268 | 0 | 0 | 0 | 0 | 0 | 0 | 0 | 0 | 0 | 0 | 0 | 0 | 0
3 | 11 | 22 | 7 | 1.7931 | 0 | 2.4769 | 0 | 0 | 0 | 0 | 0.96305 | 0 | 0 | 4.3275 | 0 | 9.5606 | 0 | 0 | 0 | 0 | 0 | 0 | 0 | 0 | 0 | 0 | 0 | 0 | 0 | 0.45131 | 0 | 1.1038 | 9.1626 | 0 | 0 | 0.31621 | 0.86538 | 0 | 0.043377 | 0 | 0 | 11.9427 | 0 | 0 | 0 | 0 | 0 | 0 | 0 | 0 | 0 | 0 | 0 | 0 | 0
3 | 11 | 23 | 7 | 1.7931 | 0 | 2.4769 | 0 | 0 | 0 | 0 | 0.50617 | 0 | 0 | 0.66688 | 0 | 5.4431 | 0 | 0 | 0 | 0 | 0 | 0 | 0 | 0 | 0 | 0 | 0 | 0 | 0 | 0.45131 | 0 | 0.88038 | 6.5058 | 0 | 0 | 0.053706 | 0.86846 | 0 | 0.33544 | 0 | 0 | 9.0951 | 0 | 0 | 0 | 0 | 0 | 0 | 0 | 0 | 0 | 0 | 0 | 0 | 0
3 | 11 | 24 | 7 | 1.7931 | 0 | 2.4769 | 0 | 0 | 0 | 0 | 0.66735 | 0 | 0 | 0.66689 | 0 | 5.6043 | 0 | 0 | 0 | 0 | 0 | 0 | 0 | 0 | 0 | 0 | 0 | 0 | 0 | 0.45131 | 0 | 0.54519 | 8.0412 | 0 | 0 | 0.053706 | 0.88254 | 0 | 0.59115 | 0 | 0 | 10.5651 | 0 | 0 | 0 | 0 | 0 | 0 | 0 | 0 | 0 | 0 | 0 | 0 | 0
3 | 12 | 1 | 1 | 1.7931 | 0 | 2.4769 | 0 | 0 | 0 | 0 | 0.72175 | 0 | 0 | 0.66693 | 0 | 5.6587 | 0 | 0 | 0 | 0 | 0 | 0 | 0 | 0 | 0 | 0 | 0 | 0 | 0 | 0.45131 | 0 | 0.32173 | 8.6087 | 0 | 0 | 0.053706 | 0.88934 | 0 | 0.63632 | 0 | 0 | 10.9612 | 0 | 0 | 0 | 0 | 0 | 0 | 0 | 0 | 0 | 0 | 0 | 0 | 0
3 | 12 | 2 | 1 | 1.7931 | 0 | 2.4769 | 0 | 0 | 0 | 0 | 0.7385 | 0 | 0 | 0.66695 | 0 | 5.6755 | 0 | 0 | 0 | 0 | 0 | 0 | 0 | 0 | 0 | 0 | 0 | 0 | 0 | 0.45131 | 0 | 0.32173 | 8.7491 | 0 | 0 | 0.053706 | 0.88836 | 0 | 0.67921 | 0 | 0 | 11.1434 | 0 | 0 | 0 | 0 | 0 | 0 | 0 | 0 | 0 | 0 | 0 | 0 | 0
3 | 12 | 3 | 1 | 1.7931 | 0 | 2.4769 | 0 | 0 | 0 | 0 | 0.78037 | 0 | 0 | 0.66695 | 0 | 5.7173 | 0 | 0 | 0 | 0 | 0 | 0 | 0 | 0 | 0 | 0 | 0 | 0 | 0 | 0.45131 | 0 | 0.32173 | 9.2109 | 0 | 0 | 0.053706 | 0.89342 | 0 | 0.71991 | 0 | 0 | 11.6509 | 0 | 0 | 0 | 0 | 0 | 0 | 0 | 0 | 0 | 0 | 0 | 0 | 0
3 | 12 | 4 | 1 | 1.7931 | 0 | 2.4769 | 0 | 0 | 0 | 0 | 0.79764 | 0 | 0 | 0.66696 | 0 | 5.7346 | 0 | 0 | 0 | 0 | 0 | 0 | 0 | 0 | 0 | 0 | 0 | 0 | 0 | 0.45131 | 0 | 0.32173 | 9.3996 | 0 | 0 | 0.053706 | 0.8939 | 0 | 0.92571 | 0 | 0 | 12.046 | 0 | 0 | 0 | 0 | 0 | 0 | 0 | 0 | 0 | 0 | 0 | 0 | 0
3 | 12 | 5 | 1 | 1.7931 | 0 | 2.4769 | 0 | 0 | 0 | 0 | 0.82938 | 0 | 0 | 0.66696 | 0 | 5.7664 | 0 | 0 | 0 | 0 | 0 | 0 | 0 | 0 | 0 | 0 | 0 | 0 | 0 | 0.45131 | 0 | 0.32173 | 9.7033 | 0 | 0 | 0.053706 | 0.89759 | 0 | 0.9399 | 0 | 0 | 12.3675 | 0 | 0 | 0 | 0 | 0 | 0 | 0 | 0 | 0 | 0 | 0 | 0 | 0
3 | 12 | 6 | 1 | 1.7931 | 0 | 2.4769 | 0 | 0 | 0 | 0 | 0.85093 | 0 | 0 | 3.7924 | 0 | 8.9134 | 0 | 0 | 0 | 0 | 0 | 0 | 0 | 0 | 0 | 0 | 0 | 0 | 0 | 0.45131 | 0 | 0.54519 | 9.9276 | 0 | 0 | 0.31621 | 0.89316 | 0 | 0.95624 | 0 | 0 | 13.0897 | 0 | 0 | 0 | 0 | 0 | 0 | 0 | 0 | 0 | 0 | 0 | 0 | 0
3 | 12 | 7 | 1 | 1.7931 | 0 | 2.4769 | 0 | 0 | 0 | 0 | 1.2084 | 0 | 0 | 6.2928 | 0 | 11.7712 | 0 | 0 | 0 | 0 | 0 | 0 | 0 | 0 | 0 | 0 | 0 | 0 | 0 | 0.45131 | 0 | 0.71279 | 12.5183 | 0 | 0 | 0.52621 | 0.88937 | 0 | 1.2473 | 0 | 0 | 16.3453 | 0 | 0 | 0 | 0 | 0 | 0 | 0 | 0 | 0 | 0 | 0 | 0 | 0
3 | 12 | 8 | 1 | 1.7931 | 0 | 13.6089 | 0 | 0 | 0 | 0 | 1.0242 | 0 | 0 | 3.959 | 0 | 20.3852 | 0 | 0 | 0 | 0 | 0 | 0 | 0 | 0 | 0 | 0 | 0 | 0 | 0 | 0.45131 | 0 | 0.71279 | 10.2183 | 0 | 0 | 0.42121 | 0.87918 | 0 | 0.93346 | 0 | 0 | 13.6162 | 0 | 0 | 0 | 0 | 0 | 0 | 0 | 0 | 0 | 0 | 0 | 0 | 0
3 | 12 | 9 | 1 | 1.7931 | 0 | 13.6089 | 0 | 0 | 0 | 0 | 0.9336 | 0 | 0 | 4.8633 | 0 | 21.1989 | 0 | 0 | 0 | 0 | 0 | 0 | 0 | 0 | 0 | 0 | 0 | 0 | 0 | 0.45131 | 0 | 0.71279 | 9.0622 | 0 | 0 | 0.31621 | 0.87541 | 0 | 0.85055 | 0 | 0 | 12.2684 | 0 | 0 | 0 | 0 | 0 | 0 | 0 | 0 | 0 | 0 | 0 | 0 | 0
3 | 12 | 10 | 1 | 1.7931 | 0 | 13.6089 | 0 | 0 | 0 | 0 | 0.85842 | 0 | 0 | 3.7924 | 0 | 20.0528 | 0 | 0 | 0 | 0 | 0 | 0 | 0 | 0 | 0 | 0 | 0 | 0 | 0 | 0.45131 | 0 | 0.71279 | 7.5936 | 0 | 0 | 0.31621 | 0.86962 | 0 | 0 | 0 | 0 | 9.9436 | 0 | 0 | 0 | 0 | 0 | 0 | 0 | 0 | 0 | 0 | 0 | 0 | 0
3 | 12 | 11 | 1 | 1.7931 | 0 | 13.6089 | 0 | 0 | 0 | 0 | 0.7326 | 0 | 0 | 3.959 | 0 | 20.0936 | 0 | 0 | 0 | 0 | 0 | 0 | 0 | 0 | 0 | 0 | 0 | 0 | 0 | 0.45131 | 0 | 0.54519 | 6.2823 | 0 | 0 | 0.36871 | 0.86351 | 0 | 0 | 0 | 0 | 8.511 | 0 | 0 | 0 | 0 | 0 | 0 | 0 | 0 | 0 | 0 | 0 | 0 | 0
3 | 12 | 12 | 1 | 1.7931 | 0 | 8.6613 | 0 | 0 | 0 | 0 | 0.71244 | 0 | 0 | 3.959 | 0 | 15.1259 | 0 | 0 | 0 | 0 | 0 | 0 | 0 | 0 | 0 | 0 | 0 | 0 | 0 | 0.45131 | 0 | 0.54519 | 5.8553 | 0 | 0 | 0.42121 | 0.85823 | 0 | 0 | 0 | 0 | 8.1312 | 0 | 0 | 0 | 0 | 0 | 0 | 0 | 0 | 0 | 0 | 0 | 0 | 0
3 | 12 | 13 | 1 | 1.7931 | 0 | 13.6089 | 0 | 0 | 0 | 0 | 0.75304 | 0 | 0 | 5.9362 | 0 | 22.0912 | 0 | 0 | 0 | 0 | 0 | 0 | 0 | 0 | 0 | 0 | 0 | 0 | 0 | 0.45131 | 0 | 0.54519 | 6.6314 | 0 | 0 | 0.36871 | 0.86983 | 0 | 0 | 0 | 0 | 8.8665 | 0 | 0 | 0 | 0 | 0 | 0 | 0 | 0 | 0 | 0 | 0 | 0 | 0
3 | 12 | 14 | 1 | 1.7931 | 0 | 13.6089 | 0 | 0 | 0 | 0 | 0.77567 | 0 | 0 | 3.959 | 0 | 20.1366 | 0 | 0 | 0 | 0 | 0 | 0 | 0 | 0 | 0 | 0 | 0 | 0 | 0 | 0.45131 | 0 | 0.54519 | 6.938 | 0 | 0 | 0.36871 | 0.87505 | 0 | 0 | 0 | 0 | 9.1782 | 0 | 0 | 0 | 0 | 0 | 0 | 0 | 0 | 0 | 0 | 0 | 0 | 0
3 | 12 | 15 | 1 | 1.7931 | 0 | 13.6089 | 0 | 0 | 0 | 0 | 0.78374 | 0 | 0 | 4.2456 | 0 | 20.4313 | 0 | 0 | 0 | 0 | 0 | 0 | 0 | 0 | 0 | 0 | 0 | 0 | 0 | 0.45131 | 0 | 0.54519 | 6.9775 | 0 | 0 | 0.31621 | 0.87371 | 0 | 0 | 0 | 0 | 9.1639 | 0 | 0 | 0 | 0 | 0 | 0 | 0 | 0 | 0 | 0 | 0 | 0 | 0
3 | 12 | 16 | 1 | 1.7931 | 0 | 13.6089 | 0 | 0 | 0 | 0 | 0.79609 | 0 | 0 | 3.7924 | 0 | 19.9905 | 0 | 0 | 0 | 0 | 0 | 0 | 0 | 0 | 0 | 0 | 0 | 0 | 0 | 0.45131 | 0 | 0.54519 | 7.2656 | 0 | 0 | 0.31621 | 0.87565 | 0 | 0 | 0 | 0 | 9.454 | 0 | 0 | 0 | 0 | 0 | 0 | 0 | 0 | 0 | 0 | 0 | 0 | 0
3 | 12 | 17 | 1 | 1.7931 | 0 | 13.6089 | 0 | 0 | 0 | 0 | 0.76848 | 0 | 0 | 6.2928 | 0 | 22.4633 | 0 | 0 | 0 | 0 | 0 | 0 | 0 | 0 | 0 | 0 | 0 | 0 | 0 | 0.45131 | 0 | 0.54519 | 7.1279 | 0 | 0 | 0.52621 | 0.87369 | 0 | 0 | 0 | 0 | 9.5243 | 0 | 0 | 0 | 0 | 0 | 0 | 0 | 0 | 0 | 0 | 0 | 0 | 0
3 | 12 | 18 | 1 | 1.7931 | 0 | 9.8982 | 0 | 0 | 0 | 0 | 0.83154 | 0 | 0 | 6.2928 | 0 | 18.8157 | 0 | 0 | 0 | 0 | 0 | 0 | 0 | 0 | 0 | 0 | 0 | 0 | 0 | 0.45131 | 0 | 0.54519 | 7.5439 | 0 | 0 | 0.52621 | 0.8754 | 0 | 0 | 0 | 0 | 9.9421 | 0 | 0 | 0 | 0 | 0 | 0 | 0 | 0 | 0 | 0 | 0 | 0 | 0
3 | 12 | 19 | 1 | 1.7931 | 0 | 2.4769 | 0 | 0 | 0 | 0 | 0.91182 | 0 | 0 | 3.959 | 0 | 9.1408 | 0 | 0 | 0 | 0 | 0 | 0 | 0 | 0 | 0 | 0 | 0 | 0 | 0 | 0.45131 | 0 | 0.88038 | 7.7989 | 0 | 0 | 0.42121 | 0.86381 | 0 | 0 | 0 | 0 | 10.4156 | 0 | 0 | 0 | 0 | 0 | 0 | 0 | 0 | 0 | 0 | 0 | 0 | 0
3 | 12 | 20 | 1 | 1.7931 | 0 | 2.4769 | 0 | 0 | 0 | 0 | 0.97001 | 0 | 0 | 3.959 | 0 | 9.199 | 0 | 0 | 0 | 0 | 0 | 0 | 0 | 0 | 0 | 0 | 0 | 0 | 0 | 0.45131 | 0 | 1.1038 | 8.305 | 0 | 0 | 0.36871 | 0.86499 | 0 | 0 | 0 | 0 | 11.0939 | 0 | 0 | 0 | 0 | 0 | 0 | 0 | 0 | 0 | 0 | 0 | 0 | 0
3 | 12 | 21 | 1 | 1.7931 | 0 | 2.4769 | 0 | 0 | 0 | 0 | 0.97227 | 0 | 0 | 6.6376 | 0 | 11.8799 | 0 | 0 | 0 | 0 | 0 | 0 | 0 | 0 | 0 | 0 | 0 | 0 | 0 | 0.45131 | 0 | 1.2156 | 9.1654 | 0 | 0 | 0.47371 | 0.86314 | 0 | 1.2298 | 0 | 0 | 13.399 | 0 | 0 | 0 | 0 | 0 | 0 | 0 | 0 | 0 | 0 | 0 | 0 | 0
3 | 12 | 22 | 1 | 1.7931 | 0 | 2.4769 | 0 | 0 | 0 | 0 | 0.98388 | 0 | 0 | 4.3275 | 0 | 9.5814 | 0 | 0 | 0 | 0 | 0 | 0 | 0 | 0 | 0 | 0 | 0 | 0 | 0 | 0.45131 | 0 | 1.1038 | 9.2964 | 0 | 0 | 0.31621 | 0.86564 | 0 | 1.5814 | 0 | 0 | 13.6148 | 0 | 0 | 0 | 0 | 0 | 0 | 0 | 0 | 0 | 0 | 0 | 0 | 0
3 | 12 | 23 | 1 | 1.7931 | 0 | 2.4769 | 0 | 0 | 0 | 0 | 0.53104 | 0 | 0 | 0.66687 | 0 | 5.4679 | 0 | 0 | 0 | 0 | 0 | 0 | 0 | 0 | 0 | 0 | 0 | 0 | 0 | 0.45131 | 0 | 0.88038 | 6.6524 | 0 | 0 | 0.053706 | 0.86951 | 0 | 0.94734 | 0 | 0 | 9.8546 | 0 | 0 | 0 | 0 | 0 | 0 | 0 | 0 | 0 | 0 | 0 | 0 | 0
3 | 12 | 24 | 1 | 1.7931 | 0 | 2.4769 | 0 | 0 | 0 | 0 | 0.62885 | 0 | 0 | 0.66688 | 0 | 5.5658 | 0 | 0 | 0 | 0 | 0 | 0 | 0 | 0 | 0 | 0 | 0 | 0 | 0 | 0.45131 | 0 | 0.54519 | 7.554 | 0 | 0 | 0.053706 | 0.87255 | 0 | 1.2058 | 0 | 0 | 10.6826 | 0 | 0 | 0 | 0 | 0 | 0 | 0 | 0 | 0 | 0 | 0 | 0 | 0
3 | 13 | 1 | 2 | 1.7931 | 0 | 2.4769 | 0 | 0 | 0 | 0 | 0.68337 | 0 | 0 | 0.66689 | 0 | 5.6203 | 0 | 0 | 0 | 0 | 0 | 0 | 0 | 0 | 0 | 0 | 0 | 0 | 0 | 0.45131 | 0 | 0.32173 | 8.0541 | 0 | 0 | 0.053706 | 0.88035 | 0 | 1.2514 | 0 | 0 | 11.0126 | 0 | 0 | 0 | 0 | 0 | 0 | 0 | 0 | 0 | 0 | 0 | 0 | 0
3 | 13 | 2 | 2 | 1.7931 | 0 | 2.4769 | 0 | 0 | 0 | 0 | 0.7082 | 0 | 0 | 0.66692 | 0 | 5.6451 | 0 | 0 | 0 | 0 | 0 | 0 | 0 | 0 | 0 | 0 | 0 | 0 | 0 | 0.45131 | 0 | 0.32173 | 8.3484 | 0 | 0 | 0.053706 | 0.88082 | 0 | 1.2631 | 0 | 0 | 11.319 | 0 | 0 | 0 | 0 | 0 | 0 | 0 | 0 | 0 | 0 | 0 | 0 | 0
3 | 13 | 3 | 2 | 1.7931 | 0 | 2.4769 | 0 | 0 | 0 | 0 | 0.6966 | 0 | 0 | 0.66692 | 0 | 5.6335 | 0 | 0 | 0 | 0 | 0 | 0 | 0 | 0 | 0 | 0 | 0 | 0 | 0 | 0.45131 | 0 | 0.32173 | 8.219 | 0 | 0 | 0.053706 | 0.87599 | 0 | 1.4096 | 0 | 0 | 11.3313 | 0 | 0 | 0 | 0 | 0 | 0 | 0 | 0 | 0 | 0 | 0 | 0 | 0
3 | 13 | 4 | 2 | 1.7931 | 0 | 2.4769 | 0 | 0 | 0 | 0 | 0.70463 | 0 | 0 | 0.6669 | 0 | 5.6415 | 0 | 0 | 0 | 0 | 0 | 0 | 0 | 0 | 0 | 0 | 0 | 0 | 0 | 0.45131 | 0 | 0.32173 | 8.2537 | 0 | 0 | 0.053706 | 0.87566 | 0 | 1.4206 | 0 | 0 | 11.3767 | 0 | 0 | 0 | 0 | 0 | 0 | 0 | 0 | 0 | 0 | 0 | 0 | 0
3 | 13 | 5 | 2 | 1.7931 | 0 | 2.4769 | 0 | 0 | 0 | 0 | 0.72303 | 0 | 0 | 0.6669 | 0 | 5.6599 | 0 | 0 | 0 | 0 | 0 | 0 | 0 | 0 | 0 | 0 | 0 | 0 | 0 | 0.45131 | 0 | 0.32173 | 8.4073 | 0 | 0 | 0.053706 | 0.87716 | 0 | 1.3895 | 0 | 0 | 11.5008 | 0 | 0 | 0 | 0 | 0 | 0 | 0 | 0 | 0 | 0 | 0 | 0 | 0
3 | 13 | 6 | 2 | 1.7931 | 0 | 2.4769 | 0 | 0 | 0 | 0 | 0.72866 | 0 | 0 | 3.7924 | 0 | 8.7911 | 0 | 0 | 0 | 0 | 0 | 0 | 0 | 0 | 0 | 0 | 0 | 0 | 0 | 0.45131 | 0 | 0.54519 | 8.2663 | 0 | 0 | 0.31621 | 0.87013 | 0 | 1.1217 | 0 | 0 | 11.5708 | 0 | 0 | 0 | 0 | 0 | 0 | 0 | 0 | 0 | 0 | 0 | 0 | 0
3 | 13 | 7 | 2 | 1.7931 | 0 | 2.4769 | 0 | 0 | 0 | 0 | 1.1277 | 0 | 0 | 6.2927 | 0 | 11.6905 | 0 | 0 | 0 | 0 | 0 | 0 | 0 | 0 | 0 | 0 | 0 | 0 | 0 | 0.45131 | 0 | 0.71279 | 10.9449 | 0 | 0 | 0.52621 | 0.86615 | 0 | 1.3709 | 0 | 0 | 14.8723 | 0 | 0 | 0 | 0 | 0 | 0 | 0 | 0 | 0 | 0 | 0 | 0 | 0
3 | 13 | 8 | 2 | 1.7931 | 0 | 13.6089 | 0 | 0 | 0 | 0 | 0.96355 | 0 | 0 | 3.9589 | 0 | 20.3245 | 0 | 0 | 0 | 0 | 0 | 0 | 0 | 0 | 0 | 0 | 0 | 0 | 0 | 0.45131 | 0 | 0.71279 | 8.3793 | 0 | 0 | 0.42121 | 0.86277 | 0 | 0 | 0 | 0 | 10.8274 | 0 | 0 | 0 | 0 | 0 | 0 | 0 | 0 | 0 | 0 | 0 | 0 | 0
3 | 13 | 9 | 2 | 1.7931 | 0 | 13.6089 | 0 | 0 | 0 | 0 | 0.78434 | 0 | 0 | 4.8632 | 0 | 21.0495 | 0 | 0 | 0 | 0 | 0 | 0 | 0 | 0 | 0 | 0 | 0 | 0 | 0 | 0.45131 | 0 | 0.71279 | 6.6573 | 0 | 0 | 0.31621 | 0.84839 | 0 | 0 | 0 | 0 | 8.986 | 0 | 0 | 0 | 0 | 0 | 0 | 0 | 0 | 0 | 0 | 0 | 0 | 0
3 | 13 | 10 | 2 | 1.7931 | 0 | 13.6089 | 0 | 0 | 0 | 0 | 0.70065 | 0 | 0 | 3.7923 | 0 | 19.895 | 0 | 0 | 0 | 0 | 0 | 0 | 0 | 0 | 0 | 0 | 0 | 0 | 0 | 0.45131 | 0 | 0.71279 | 5.7523 | 0 | 0 | 0.31621 | 0.84352 | 0 | 0 | 0 | 0 | 8.0761 | 0 | 0 | 0 | 0 | 0 | 0 | 0 | 0 | 0 | 0 | 0 | 0 | 0
3 | 13 | 11 | 2 | 1.7931 | 0 | 13.6089 | 0 | 0 | 0 | 0 | 0.5563 | 0 | 0 | 3.9589 | 0 | 19.9172 | 0 | 0 | 0 | 0 | 0 | 0 | 0 | 0 | 0 | 0 | 0 | 0 | 0 | 0.45131 | 0 | 0.54519 | 4.3271 | 0 | 0 | 0.36871 | 0.83983 | 0 | 0 | 0 | 0 | 6.5321 | 0 | 0 | 0 | 0 | 0 | 0 | 0 | 0 | 0 | 0 | 0 | 0 | 0
3 | 13 | 12 | 2 | 1.7931 | 0 | 8.6613 | 0 | 0 | 0 | 0 | 0.45468 | 0 | 0 | 3.9589 | 0 | 14.8681 | 0 | 0 | 0 | 0 | 0 | 0 | 0 | 0 | 0 | 0 | 0 | 0 | 0 | 0.45131 | 0 | 0.54519 | 3.1296 | 0 | 0 | 0.42121 | 0.83415 | 0 | 0 | 0 | 0 | 5.3814 | 0 | 0 | 0 | 0 | 0 | 0 | 0 | 0 | 0 | 0 | 0 | 0 | 0
3 | 13 | 13 | 2 | 1.7931 | 0 | 13.6089 | 0 | 0 | 0 | 0 | 0.27498 | 0 | 0 | 5.936 | 0 | 21.613 | 0 | 0 | 0 | 0 | 0 | 0 | 0 | 0 | 0 | 0 | 0 | 0 | 0 | 0.45131 | 0 | 0.54519 | 2.1837 | 0 | 0 | 0.36871 | 0.83213 | 0 | 0 | 0 | 0 | 4.3811 | 0 | 0 | 0 | 0 | 0 | 0 | 0 | 0 | 0 | 0 | 0 | 0 | 0
3 | 13 | 14 | 2 | 1.7931 | 0 | 13.6089 | 0 | 0 | 0 | 0 | 0.17851 | 0 | 0 | 3.9589 | 0 | 19.5394 | 0 | 0 | 0 | 0 | 0 | 0 | 0 | 0 | 0 | 0 | 0 | 0 | 0 | 0.45131 | 0 | 0.54519 | 1.3413 | 0 | 0 | 0.36871 | 0.82561 | 0 | 0 | 0 | 0 | 3.5322 | 0 | 0 | 0 | 0 | 0 | 0 | 0 | 0 | 0 | 0 | 0 | 0 | 0
3 | 13 | 15 | 2 | 1.7931 | 0 | 13.6089 | 0 | 0 | 0 | 0 | 0.12513 | 0 | 0 | 4.2454 | 0 | 19.7725 | 0 | 0 | 0 | 0 | 0 | 0 | 0 | 0 | 0 | 0 | 0 | 0 | 0 | 0.45131 | 0 | 0.54519 | 0.83045 | 0 | 0 | 0.31621 | 0.82071 | 0 | 0 | 0 | 0 | 2.9639 | 0 | 0 | 0 | 0 | 0 | 0 | 0 | 0 | 0 | 0 | 0 | 0 | 0
3 | 13 | 16 | 2 | 1.7931 | 0 | 13.6089 | 0 | 0 | 0 | 0 | 0.11058 | 0 | 0 | 3.7923 | 0 | 19.3049 | 0 | 0 | 0 | 0 | 0 | 0 | 0 | 0 | 0 | 0 | 0 | 0 | 0 | 0.45131 | 0 | 0.54519 | 0.71035 | 0 | 0 | 0.31621 | 0.81642 | 0 | 0 | 0 | 0 | 2.8395 | 0 | 0 | 0 | 0 | 0 | 0 | 0 | 0 | 0 | 0 | 0 | 0 | 0
3 | 13 | 17 | 2 | 1.7931 | 0 | 13.6089 | 0 | 0 | 0 | 0 | 0.10752 | 0 | 0 | 6.2927 | 0 | 21.8022 | 0 | 0 | 0 | 0 | 0 | 0 | 0 | 0 | 0 | 0 | 0 | 0 | 0 | 0.45131 | 0 | 0.54519 | 0.76988 | 0 | 0 | 0.52621 | 0.81383 | 0 | 0 | 0 | 0 | 3.1064 | 0 | 0 | 0 | 0 | 0 | 0 | 0 | 0 | 0 | 0 | 0 | 0 | 0
3 | 13 | 18 | 2 | 1.7931 | 0 | 9.8982 | 0 | 0 | 0 | 0 | 0.15558 | 0 | 0 | 6.2927 | 0 | 18.1396 | 0 | 0 | 0 | 0 | 0 | 0 | 0 | 0 | 0 | 0 | 0 | 0 | 0 | 0.45131 | 0 | 0.54519 | 1.1534 | 0 | 0 | 0.52621 | 0.81708 | 0 | 0 | 0 | 0 | 3.4932 | 0 | 0 | 0 | 0 | 0 | 0 | 0 | 0 | 0 | 0 | 0 | 0 | 0
3 | 13 | 19 | 2 | 1.7931 | 0 | 2.4769 | 0 | 0 | 0 | 0 | 0.253 | 0 | 0 | 3.9589 | 0 | 8.4819 | 0 | 0 | 0 | 0 | 0 | 0 | 0 | 0 | 0 | 0 | 0 | 0 | 0 | 0.45131 | 0 | 0.88038 | 1.7124 | 0 | 0 | 0.42121 | 0.8162 | 0 | 0 | 0 | 0 | 4.2815 | 0 | 0 | 0 | 0 | 0 | 0 | 0 | 0 | 0 | 0 | 0 | 0 | 0
3 | 13 | 20 | 2 | 1.7931 | 0 | 2.4769 | 0 | 0 | 0 | 0 | 0.37805 | 0 | 0 | 3.9589 | 0 | 8.607 | 0 | 0 | 0 | 0 | 0 | 0 | 0 | 0 | 0 | 0 | 0 | 0 | 0 | 0.45131 | 0 | 1.1038 | 2.7185 | 0 | 0 | 0.36871 | 0.81535 | 0 | 0 | 0 | 0 | 5.4577 | 0 | 0 | 0 | 0 | 0 | 0 | 0 | 0 | 0 | 0 | 0 | 0 | 0
3 | 13 | 21 | 2 | 1.7931 | 0 | 2.4769 | 0 | 0 | 0 | 0 | 0.46639 | 0 | 0 | 6.6375 | 0 | 11.3739 | 0 | 0 | 0 | 0 | 0 | 0 | 0 | 0 | 0 | 0 | 0 | 0 | 0 | 0.45131 | 0 | 1.2156 | 3.2323 | 0 | 0 | 0.47371 | 0.81413 | 0 | 0 | 0 | 0 | 6.1871 | 0 | 0 | 0 | 0 | 0 | 0 | 0 | 0 | 0 | 0 | 0 | 0 | 0
3 | 13 | 22 | 2 | 1.7931 | 0 | 2.4769 | 0 | 0 | 0 | 0 | 0.45816 | 0 | 0 | 4.3273 | 0 | 9.0554 | 0 | 0 | 0 | 0 | 0 | 0 | 0 | 0 | 0 | 0 | 0 | 0 | 0 | 0.45131 | 0 | 1.1038 | 2.9752 | 0 | 0 | 0.31621 | 0.81188 | 0 | 0 | 0 | 0 | 5.6584 | 0 | 0 | 0 | 0 | 0 | 0 | 0 | 0 | 0 | 0 | 0 | 0 | 0
3 | 13 | 23 | 2 | 1.7931 | 0 | 2.4769 | 0 | 0 | 0 | 0 | 0.12422 | 0 | 0 | 0.66676 | 0 | 5.061 | 0 | 0 | 0 | 0 | 0 | 0 | 0 | 0 | 0 | 0 | 0 | 0 | 0 | 0.45131 | 0 | 0.88038 | 2.642 | 0 | 0 | 0.053706 | 0.82736 | 0 | 0 | 0 | 0 | 4.8548 | 0 | 0 | 0 | 0 | 0 | 0 | 0 | 0 | 0 | 0 | 0 | 0 | 0
3 | 13 | 24 | 2 | 1.7931 | 0 | 2.4769 | 0 | 0 | 0 | 0 | 0.21055 | 0 | 0 | 0.6668 | 0 | 5.1474 | 0 | 0 | 0 | 0 | 0 | 0 | 0 | 0 | 0 | 0 | 0 | 0 | 0 | 0.45131 | 0 | 0.54519 | 3.5076 | 0 | 0 | 0.053706 | 0.82754 | 0 | 0 | 0 | 0 | 5.3854 | 0 | 0 | 0 | 0 | 0 | 0 | 0 | 0 | 0 | 0 | 0 | 0 | 0
3 | 14 | 1 | 3 | 1.7931 | 0 | 2.4769 | 0 | 0 | 0 | 0 | 0.25793 | 0 | 0 | 0.6668 | 0 | 5.1947 | 0 | 0 | 0 | 0 | 0 | 0 | 0 | 0 | 0 | 0 | 0 | 0 | 0 | 0.45131 | 0 | 0.32173 | 3.6689 | 0 | 0 | 0.053706 | 0.83208 | 0 | 0 | 0 | 0 | 5.3277 | 0 | 0 | 0 | 0 | 0 | 0 | 0 | 0 | 0 | 0 | 0 | 0 | 0
3 | 14 | 2 | 3 | 1.7931 | 0 | 2.4769 | 0 | 0 | 0 | 0 | 0.28425 | 0 | 0 | 0.66681 | 0 | 5.2211 | 0 | 0 | 0 | 0 | 0 | 0 | 0 | 0 | 0 | 0 | 0 | 0 | 0 | 0.45131 | 0 | 0.32173 | 3.8686 | 0 | 0 | 0.053706 | 0.83207 | 0 | 0 | 0 | 0 | 5.5274 | 0 | 0 | 0 | 0 | 0 | 0 | 0 | 0 | 0 | 0 | 0 | 0 | 0
3 | 14 | 3 | 3 | 1.7931 | 0 | 2.4769 | 0 | 0 | 0 | 0 | 0.30689 | 0 | 0 | 0.66681 | 0 | 5.2437 | 0 | 0 | 0 | 0 | 0 | 0 | 0 | 0 | 0 | 0 | 0 | 0 | 0 | 0.45131 | 0 | 0.32173 | 4.1227 | 0 | 0 | 0.053706 | 0.83221 | 0 | 0 | 0 | 0 | 5.7816 | 0 | 0 | 0 | 0 | 0 | 0 | 0 | 0 | 0 | 0 | 0 | 0 | 0
3 | 14 | 4 | 3 | 1.7931 | 0 | 2.4769 | 0 | 0 | 0 | 0 | 0.42047 | 0 | 0 | 0.6668 | 0 | 5.3573 | 0 | 0 | 0 | 0 | 0 | 0 | 0 | 0 | 0 | 0 | 0 | 0 | 0 | 0.45131 | 0 | 0.32173 | 5.0233 | 0 | 0 | 0.053706 | 0.8476 | 0 | 0 | 0 | 0 | 6.6976 | 0 | 0 | 0 | 0 | 0 | 0 | 0 | 0 | 0 | 0 | 0 | 0 | 0
3 | 14 | 5 | 3 | 1.7931 | 0 | 2.4769 | 0 | 0 | 0 | 0 | 0.4395 | 0 | 0 | 0.66684 | 0 | 5.3764 | 0 | 0 | 0 | 0 | 0 | 0 | 0 | 0 | 0 | 0 | 0 | 0 | 0 | 0.45131 | 0 | 0.32173 | 5.2647 | 0 | 0 | 0.053706 | 0.84693 | 0 | 0 | 0 | 0 | 6.9383 | 0 | 0 | 0 | 0 | 0 | 0 | 0 | 0 | 0 | 0 | 0 | 0 | 0
3 | 14 | 6 | 3 | 1.7931 | 0 | 2.4769 | 0 | 0 | 0 | 0 | 0.47251 | 0 | 0 | 3.7923 | 0 | 8.5348 | 0 | 0 | 0 | 0 | 0 | 0 | 0 | 0 | 0 | 0 | 0 | 0 | 0 | 0.45131 | 0 | 0.54519 | 5.4754 | 0 | 0 | 0.31621 | 0.84358 | 0 | 0 | 0 | 0 | 7.6317 | 0 | 0 | 0 | 0 | 0 | 0 | 0 | 0 | 0 | 0 | 0 | 0 | 0
3 | 14 | 7 | 3 | 1.7931 | 0 | 2.4769 | 0 | 0 | 0 | 0 | 0.94709 | 0 | 0 | 6.2927 | 0 | 11.5098 | 0 | 0 | 0 | 0 | 0 | 0 | 0 | 0 | 0 | 0 | 0 | 0 | 0 | 0.45131 | 0 | 0.71279 | 7.8958 | 0 | 0 | 0.52621 | 0.83964 | 0 | 0 | 0 | 0 | 10.4257 | 0 | 0 | 0 | 0 | 0 | 0 | 0 | 0 | 0 | 0 | 0 | 0 | 0
3 | 14 | 8 | 3 | 1.7931 | 0 | 13.6089 | 0 | 0 | 0 | 0 | 0.60874 | 0 | 0 | 3.9589 | 0 | 19.9697 | 0 | 0 | 0 | 0 | 0 | 0 | 0 | 0 | 0 | 0 | 0 | 0 | 0 | 0.45131 | 0 | 0.71279 | 5.378 | 0 | 0 | 0.42121 | 0.82871 | 0 | 0 | 0 | 0 | 7.792 | 0 | 0 | 0 | 0 | 0 | 0 | 0 | 0 | 0 | 0 | 0 | 0 | 0
3 | 14 | 9 | 3 | 1.7931 | 0 | 13.6089 | 0 | 0 | 0 | 0 | 0.50889 | 0 | 0 | 4.8631 | 0 | 20.774 | 0 | 0 | 0 | 0 | 0 | 0 | 0 | 0 | 0 | 0 | 0 | 0 | 0 | 0.45131 | 0 | 0.71279 | 4.676 | 0 | 0 | 0.31621 | 0.82518 | 0 | 0 | 0 | 0 | 6.9815 | 0 | 0 | 0 | 0 | 0 | 0 | 0 | 0 | 0 | 0 | 0 | 0 | 0
3 | 14 | 10 | 3 | 1.7931 | 0 | 13.6089 | 0 | 0 | 0 | 0 | 0.4536 | 0 | 0 | 3.7923 | 0 | 19.6478 | 0 | 0 | 0 | 0 | 0 | 0 | 0 | 0 | 0 | 0 | 0 | 0 | 0 | 0.45131 | 0 | 0.71279 | 4.3079 | 0 | 0 | 0.31621 | 0.82456 | 0 | 0 | 0 | 0 | 6.6127 | 0 | 0 | 0 | 0 | 0 | 0 | 0 | 0 | 0 | 0 | 0 | 0 | 0
3 | 14 | 11 | 3 | 1.7931 | 0 | 13.6089 | 0 | 0 | 0 | 0 | 0.32577 | 0 | 0 | 3.9589 | 0 | 19.6867 | 0 | 0 | 0 | 0 | 0 | 0 | 0 | 0 | 0 | 0 | 0 | 0 | 0 | 0.45131 | 0 | 0.54519 | 3.5568 | 0 | 0 | 0.36871 | 0.81928 | 0 | 0 | 0 | 0 | 5.7413 | 0 | 0 | 0 | 0 | 0 | 0 | 0 | 0 | 0 | 0 | 0 | 0 | 0
3 | 14 | 12 | 3 | 1.7931 | 0 | 8.6613 | 0 | 0 | 0 | 0 | 0.25258 | 0 | 0 | 3.9589 | 0 | 14.6659 | 0 | 0 | 0 | 0 | 0 | 0 | 0 | 0 | 0 | 0 | 0 | 0 | 0 | 0.45131 | 0 | 0.54519 | 2.871 | 0 | 0 | 0.42121 | 0.81323 | 0 | 0 | 0 | 0 | 5.102 | 0 | 0 | 0 | 0 | 0 | 0 | 0 | 0 | 0 | 0 | 0 | 0 | 0
3 | 14 | 13 | 3 | 1.7931 | 0 | 13.6089 | 0 | 0 | 0 | 0 | 0.14395 | 0 | 0 | 5.9359 | 0 | 21.4818 | 0 | 0 | 0 | 0 | 0 | 0 | 0 | 0 | 0 | 0 | 0 | 0 | 0 | 0.45131 | 0 | 0.54519 | 1.968 | 0 | 0 | 0.36871 | 0.81049 | 0 | 0 | 0 | 0 | 4.1437 | 0 | 0 | 0 | 0 | 0 | 0 | 0 | 0 | 0 | 0 | 0 | 0 | 0
3 | 14 | 14 | 3 | 1.7931 | 0 | 13.6089 | 0 | 0 | 0 | 0 | 0.10811 | 0 | 0 | 3.9589 | 0 | 19.469 | 0 | 0 | 0 | 0 | 0 | 0 | 0 | 0 | 0 | 0 | 0 | 0 | 0 | 0.45131 | 0 | 0.54519 | 1.5299 | 0 | 0 | 0.36871 | 0.80577 | 0 | 0 | 0 | 0 | 3.7009 | 0 | 0 | 0 | 0 | 0 | 0 | 0 | 0 | 0 | 0 | 0 | 0 | 0
3 | 14 | 15 | 3 | 1.7931 | 0 | 13.6089 | 0 | 0 | 0 | 0 | 0.11064 | 0 | 0 | 4.2453 | 0 | 19.7579 | 0 | 0 | 0 | 0 | 0 | 0 | 0 | 0 | 0 | 0 | 0 | 0 | 0 | 0.45131 | 0 | 0.54519 | 1.8546 | 0 | 0 | 0.31621 | 0.81229 | 0 | 0 | 0 | 0 | 3.9796 | 0 | 0 | 0 | 0 | 0 | 0 | 0 | 0 | 0 | 0 | 0 | 0 | 0
3 | 14 | 16 | 3 | 1.7931 | 0 | 13.6089 | 0 | 0 | 0 | 0 | 0.12896 | 0 | 0 | 3.7922 | 0 | 19.3232 | 0 | 0 | 0 | 0 | 0 | 0 | 0 | 0 | 0 | 0 | 0 | 0 | 0 | 0.45131 | 0 | 0.54519 | 2.1598 | 0 | 0 | 0.31621 | 0.81428 | 0 | 0 | 0 | 0 | 4.2868 | 0 | 0 | 0 | 0 | 0 | 0 | 0 | 0 | 0 | 0 | 0 | 0 | 0
3 | 14 | 17 | 3 | 1.7931 | 0 | 13.6089 | 0 | 0 | 0 | 0 | 0.15173 | 0 | 0 | 6.2926 | 0 | 21.8463 | 0 | 0 | 0 | 0 | 0 | 0 | 0 | 0 | 0 | 0 | 0 | 0 | 0 | 0.45131 | 0 | 0.54519 | 2.4413 | 0 | 0 | 0.52621 | 0.81786 | 0 | 0 | 0 | 0 | 4.7818 | 0 | 0 | 0 | 0 | 0 | 0 | 0 | 0 | 0 | 0 | 0 | 0 | 0
3 | 14 | 18 | 3 | 1.7931 | 0 | 9.8982 | 0 | 0 | 0 | 0 | 0.21747 | 0 | 0 | 6.2926 | 0 | 18.2014 | 0 | 0 | 0 | 0 | 0 | 0 | 0 | 0 | 0 | 0 | 0 | 0 | 0 | 0.45131 | 0 | 0.54519 | 3.0756 | 0 | 0 | 0.52621 | 0.82115 | 0 | 0 | 0 | 0 | 5.4195 | 0 | 0 | 0 | 0 | 0 | 0 | 0 | 0 | 0 | 0 | 0 | 0 | 0
3 | 14 | 19 | 3 | 1.7931 | 0 | 2.4769 | 0 | 0 | 0 | 0 | 0.41952 | 0 | 0 | 3.9589 | 0 | 8.6484 | 0 | 0 | 0 | 0 | 0 | 0 | 0 | 0 | 0 | 0 | 0 | 0 | 0 | 0.45131 | 0 | 0.88038 | 4.269 | 0 | 0 | 0.42121 | 0.81427 | 0 | 0 | 0 | 0 | 6.8361 | 0 | 0 | 0 | 0 | 0 | 0 | 0 | 0 | 0 | 0 | 0 | 0 | 0
3 | 14 | 20 | 3 | 1.7931 | 0 | 2.4769 | 0 | 0 | 0 | 0 | 0.49289 | 0 | 0 | 3.9589 | 0 | 8.7218 | 0 | 0 | 0 | 0 | 0 | 0 | 0 | 0 | 0 | 0 | 0 | 0 | 0 | 0.45131 | 0 | 1.1038 | 4.5767 | 0 | 0 | 0.36871 | 0.81013 | 0 | 0 | 0 | 0 | 7.3107 | 0 | 0 | 0 | 0 | 0 | 0 | 0 | 0 | 0 | 0 | 0 | 0 | 0
3 | 14 | 21 | 3 | 1.7931 | 0 | 2.4769 | 0 | 0 | 0 | 0 | 0.49361 | 0 | 0 | 6.6374 | 0 | 11.4011 | 0 | 0 | 0 | 0 | 0 | 0 | 0 | 0 | 0 | 0 | 0 | 0 | 0 | 0.45131 | 0 | 1.2156 | 4.6034 | 0 | 0 | 0.47371 | 0.80274 | 0 | 0 | 0 | 0 | 7.5467 | 0 | 0 | 0 | 0 | 0 | 0 | 0 | 0 | 0 | 0 | 0 | 0 | 0
3 | 14 | 22 | 3 | 1.7931 | 0 | 2.4769 | 0 | 0 | 0 | 0 | 0.49488 | 0 | 0 | 4.327 | 0 | 9.0919 | 0 | 0 | 0 | 0 | 0 | 0 | 0 | 0 | 0 | 0 | 0 | 0 | 0 | 0.45131 | 0 | 1.1038 | 4.596 | 0 | 0 | 0.31621 | 0.80213 | 0 | 0 | 0 | 0 | 7.2695 | 0 | 0 | 0 | 0 | 0 | 0 | 0 | 0 | 0 | 0 | 0 | 0 | 0
3 | 14 | 23 | 3 | 1.7931 | 0 | 2.4769 | 0 | 0 | 0 | 0 | 0.10026 | 0 | 0 | 0.66665 | 0 | 5.0369 | 0 | 0 | 0 | 0 | 0 | 0 | 0 | 0 | 0 | 0 | 0 | 0 | 0 | 0.45131 | 0 | 0.88038 | 2.7022 | 0 | 0 | 0.053706 | 0.81 | 0 | 0 | 0 | 0 | 4.8976 | 0 | 0 | 0 | 0 | 0 | 0 | 0 | 0 | 0 | 0 | 0 | 0 | 0
3 | 14 | 24 | 3 | 1.7931 | 0 | 2.4769 | 0 | 0 | 0 | 0 | 0.21031 | 0 | 0 | 0.66668 | 0 | 5.147 | 0 | 0 | 0 | 0 | 0 | 0 | 0 | 0 | 0 | 0 | 0 | 0 | 0 | 0.45131 | 0 | 0.54519 | 3.5688 | 0 | 0 | 0.053706 | 0.81638 | 0 | 0 | 0 | 0 | 5.4354 | 0 | 0 | 0 | 0 | 0 | 0 | 0 | 0 | 0 | 0 | 0 | 0 | 0
3 | 15 | 1 | 4 | 1.7931 | 0 | 2.4769 | 0 | 0 | 0 | 0 | 0.29049 | 0 | 0 | 0.6667 | 0 | 5.2272 | 0 | 0 | 0 | 0 | 0 | 0 | 0 | 0 | 0 | 0 | 0 | 0 | 0 | 0.45131 | 0 | 0.32173 | 4.0561 | 0 | 0 | 0.053706 | 0.82504 | 0 | 0 | 0 | 0 | 5.7079 | 0 | 0 | 0 | 0 | 0 | 0 | 0 | 0 | 0 | 0 | 0 | 0 | 0
3 | 15 | 2 | 4 | 1.7931 | 0 | 2.4769 | 0 | 0 | 0 | 0 | 0.34417 | 0 | 0 | 0.66673 | 0 | 5.2809 | 0 | 0 | 0 | 0 | 0 | 0 | 0 | 0 | 0 | 0 | 0 | 0 | 0 | 0.45131 | 0 | 0.32173 | 4.4286 | 0 | 0 | 0.053706 | 0.82873 | 0 | 0 | 0 | 0 | 6.0841 | 0 | 0 | 0 | 0 | 0 | 0 | 0 | 0 | 0 | 0 | 0 | 0 | 0
3 | 15 | 3 | 4 | 1.7931 | 0 | 2.4769 | 0 | 0 | 0 | 0 | 0.34355 | 0 | 0 | 0.66674 | 0 | 5.2803 | 0 | 0 | 0 | 0 | 0 | 0 | 0 | 0 | 0 | 0 | 0 | 0 | 0 | 0.45131 | 0 | 0.32173 | 4.3424 | 0 | 0 | 0.053706 | 0.82486 | 0 | 0 | 0 | 0 | 5.994 | 0 | 0 | 0 | 0 | 0 | 0 | 0 | 0 | 0 | 0 | 0 | 0 | 0
3 | 15 | 4 | 4 | 1.7931 | 0 | 2.4769 | 0 | 0 | 0 | 0 | 0.3521 | 0 | 0 | 0.66673 | 0 | 5.2889 | 0 | 0 | 0 | 0 | 0 | 0 | 0 | 0 | 0 | 0 | 0 | 0 | 0 | 0.45131 | 0 | 0.32173 | 4.3677 | 0 | 0 | 0.053706 | 0.82337 | 0 | 0 | 0 | 0 | 6.0179 | 0 | 0 | 0 | 0 | 0 | 0 | 0 | 0 | 0 | 0 | 0 | 0 | 0
3 | 15 | 5 | 4 | 1.7931 | 0 | 2.4769 | 0 | 0 | 0 | 0 | 0.38362 | 0 | 0 | 0.66672 | 0 | 5.3204 | 0 | 0 | 0 | 0 | 0 | 0 | 0 | 0 | 0 | 0 | 0 | 0 | 0 | 0.45131 | 0 | 0.32173 | 4.5507 | 0 | 0 | 0.053706 | 0.82599 | 0 | 0 | 0 | 0 | 6.2034 | 0 | 0 | 0 | 0 | 0 | 0 | 0 | 0 | 0 | 0 | 0 | 0 | 0
3 | 15 | 6 | 4 | 1.7931 | 0 | 2.4769 | 0 | 0 | 0 | 0 | 0.40662 | 0 | 0 | 3.7922 | 0 | 8.4688 | 0 | 0 | 0 | 0 | 0 | 0 | 0 | 0 | 0 | 0 | 0 | 0 | 0 | 0.45131 | 0 | 0.54519 | 4.6242 | 0 | 0 | 0.31621 | 0.82073 | 0 | 0 | 0 | 0 | 6.7576 | 0 | 0 | 0 | 0 | 0 | 0 | 0 | 0 | 0 | 0 | 0 | 0 | 0
3 | 15 | 7 | 4 | 1.7931 | 0 | 2.4769 | 0 | 0 | 0 | 0 | 0.82847 | 0 | 0 | 6.2926 | 0 | 11.391 | 0 | 0 | 0 | 0 | 0 | 0 | 0 | 0 | 0 | 0 | 0 | 0 | 0 | 0.45131 | 0 | 0.71279 | 6.6405 | 0 | 0 | 0.52621 | 0.80948 | 0 | 0 | 0 | 0 | 9.1403 | 0 | 0 | 0 | 0 | 0 | 0 | 0 | 0 | 0 | 0 | 0 | 0 | 0
3 | 15 | 8 | 4 | 1.7931 | 0 | 13.6089 | 0 | 0 | 0 | 0 | 0.57638 | 0 | 0 | 3.9588 | 0 | 19.9372 | 0 | 0 | 0 | 0 | 0 | 0 | 0 | 0 | 0 | 0 | 0 | 0 | 0 | 0.45131 | 0 | 0.71279 | 4.9469 | 0 | 0 | 0.42121 | 0.81164 | 0 | 0 | 0 | 0 | 7.3438 | 0 | 0 | 0 | 0 | 0 | 0 | 0 | 0 | 0 | 0 | 0 | 0 | 0
3 | 15 | 9 | 4 | 1.7931 | 0 | 13.6089 | 0 | 0 | 0 | 0 | 0.47594 | 0 | 0 | 4.8629 | 0 | 20.7409 | 0 | 0 | 0 | 0 | 0 | 0 | 0 | 0 | 0 | 0 | 0 | 0 | 0 | 0.45131 | 0 | 0.71279 | 4.2447 | 0 | 0 | 0.31621 | 0.80766 | 0 | 0 | 0 | 0 | 6.5327 | 0 | 0 | 0 | 0 | 0 | 0 | 0 | 0 | 0 | 0 | 0 | 0 | 0
3 | 15 | 10 | 4 | 1.7931 | 0 | 13.6089 | 0 | 0 | 0 | 0 | 0.38583 | 0 | 0 | 3.7921 | 0 | 19.58 | 0 | 0 | 0 | 0 | 0 | 0 | 0 | 0 | 0 | 0 | 0 | 0 | 0 | 0.45131 | 0 | 0.71279 | 3.4582 | 0 | 0 | 0.31621 | 0.80212 | 0 | 0 | 0 | 0 | 5.7406 | 0 | 0 | 0 | 0 | 0 | 0 | 0 | 0 | 0 | 0 | 0 | 0 | 0
3 | 15 | 11 | 4 | 1.7931 | 0 | 13.6089 | 0 | 0 | 0 | 0 | 0.32825 | 0 | 0 | 3.9588 | 0 | 19.6891 | 0 | 0 | 0 | 0 | 0 | 0 | 0 | 0 | 0 | 0 | 0 | 0 | 0 | 0.45131 | 0 | 0.54519 | 3.1398 | 0 | 0 | 0.36871 | 0.80312 | 0 | 0 | 0 | 0 | 5.3081 | 0 | 0 | 0 | 0 | 0 | 0 | 0 | 0 | 0 | 0 | 0 | 0 | 0
3 | 15 | 12 | 4 | 1.7931 | 0 | 8.6613 | 0 | 0 | 0 | 0 | 0.23196 | 0 | 0 | 3.9588 | 0 | 14.6453 | 0 | 0 | 0 | 0 | 0 | 0 | 0 | 0 | 0 | 0 | 0 | 0 | 0 | 0.45131 | 0 | 0.54519 | 2.1706 | 0 | 0 | 0.42121 | 0.79888 | 0 | 0 | 0 | 0 | 4.3872 | 0 | 0 | 0 | 0 | 0 | 0 | 0 | 0 | 0 | 0 | 0 | 0 | 0
3 | 15 | 13 | 4 | 1.7931 | 0 | 13.6089 | 0 | 0 | 0 | 0 | 0.10227 | 0 | 0 | 5.9357 | 0 | 21.44 | 0 | 0 | 0 | 0 | 0 | 0 | 0 | 0 | 0 | 0 | 0 | 0 | 0 | 0.45131 | 0 | 0.54519 | 0.9983 | 0 | 0 | 0.36871 | 0.7916 | 0 | 0 | 0 | 0 | 3.1551 | 0 | 0 | 0 | 0 | 0 | 0 | 0 | 0 | 0 | 0 | 0 | 0 | 0
3 | 15 | 14 | 4 | 1.7931 | 0 | 13.6089 | 0 | 0 | 0 | 0 | 0.063591 | 0 | 0 | 3.9588 | 0 | 19.4244 | 0 | 0 | 0 | 0 | 0 | 0 | 0 | 0 | 0 | 0 | 0 | 0 | 0 | 0.45131 | 0 | 0.54519 | 0.57758 | 0 | 0 | 0.36871 | 0.78722 | 0 | 0 | 0 | 0 | 2.73 | 0 | 0 | 0 | 0 | 0 | 0 | 0 | 0 | 0 | 0 | 0 | 0 | 0
3 | 15 | 15 | 4 | 1.7931 | 0 | 13.6089 | 0 | 0 | 0 | 0 | 0.060228 | 0 | 0 | 4.2451 | 0 | 19.7074 | 0 | 0 | 0 | 0 | 0 | 0 | 0 | 0 | 0 | 0 | 0 | 0 | 0 | 0.45131 | 0 | 0.54519 | 0.59576 | 0 | 0 | 0.31621 | 0.78653 | 0 | 0 | 0 | 0 | 2.695 | 0 | 0 | 0 | 0 | 0 | 0 | 0 | 0 | 0 | 0 | 0 | 0 | 0
3 | 15 | 16 | 4 | 1.7931 | 0 | 13.6089 | 0 | 0 | 0 | 0 | 0.059076 | 0 | 0 | 3.7921 | 0 | 19.2532 | 0 | 0 | 0 | 0 | 0 | 0 | 0 | 0 | 0 | 0 | 0 | 0 | 0 | 0.45131 | 0 | 0.54519 | 0.6356 | 0 | 0 | 0.31621 | 0.78541 | 0 | 0 | 0 | 0 | 2.7337 | 0 | 0 | 0 | 0 | 0 | 0 | 0 | 0 | 0 | 0 | 0 | 0 | 0
3 | 15 | 17 | 4 | 1.7931 | 0 | 13.6089 | 0 | 0 | 0 | 0 | 0.060776 | 0 | 0 | 6.2925 | 0 | 21.7553 | 0 | 0 | 0 | 0 | 0 | 0 | 0 | 0 | 0 | 0 | 0 | 0 | 0 | 0.45131 | 0 | 0.54519 | 0.8263 | 0 | 0 | 0.52621 | 0.78691 | 0 | 0 | 0 | 0 | 3.1359 | 0 | 0 | 0 | 0 | 0 | 0 | 0 | 0 | 0 | 0 | 0 | 0 | 0
3 | 15 | 18 | 4 | 1.7931 | 0 | 9.8982 | 0 | 0 | 0 | 0 | 0.095968 | 0 | 0 | 6.2925 | 0 | 18.0798 | 0 | 0 | 0 | 0 | 0 | 0 | 0 | 0 | 0 | 0 | 0 | 0 | 0 | 0.45131 | 0 | 0.54519 | 1.5224 | 0 | 0 | 0.52621 | 0.7962 | 0 | 0 | 0 | 0 | 3.8413 | 0 | 0 | 0 | 0 | 0 | 0 | 0 | 0 | 0 | 0 | 0 | 0 | 0
3 | 15 | 19 | 4 | 1.7931 | 0 | 2.4769 | 0 | 0 | 0 | 0 | 0.18603 | 0 | 0 | 3.9588 | 0 | 8.4149 | 0 | 0 | 0 | 0 | 0 | 0 | 0 | 0 | 0 | 0 | 0 | 0 | 0 | 0.45131 | 0 | 0.88038 | 2.067 | 0 | 0 | 0.42121 | 0.79395 | 0 | 0 | 0 | 0 | 4.6139 | 0 | 0 | 0 | 0 | 0 | 0 | 0 | 0 | 0 | 0 | 0 | 0 | 0
3 | 15 | 20 | 4 | 1.7931 | 0 | 2.4769 | 0 | 0 | 0 | 0 | 0.22673 | 0 | 0 | 3.9588 | 0 | 8.4556 | 0 | 0 | 0 | 0 | 0 | 0 | 0 | 0 | 0 | 0 | 0 | 0 | 0 | 0.45131 | 0 | 1.1038 | 2.3161 | 0 | 0 | 0.36871 | 0.79095 | 0 | 0 | 0 | 0 | 5.0309 | 0 | 0 | 0 | 0 | 0 | 0 | 0 | 0 | 0 | 0 | 0 | 0 | 0
3 | 15 | 21 | 4 | 1.7931 | 0 | 2.4769 | 0 | 0 | 0 | 0 | 0.3188 | 0 | 0 | 6.6374 | 0 | 11.2262 | 0 | 0 | 0 | 0 | 0 | 0 | 0 | 0 | 0 | 0 | 0 | 0 | 0 | 0.45131 | 0 | 1.2156 | 3.0778 | 0 | 0 | 0.47371 | 0.7906 | 0 | 0 | 0 | 0 | 6.009 | 0 | 0 | 0 | 0 | 0 | 0 | 0 | 0 | 0 | 0 | 0 | 0 | 0
3 | 15 | 22 | 4 | 1.7931 | 0 | 2.4769 | 0 | 0 | 0 | 0 | 0.36861 | 0 | 0 | 4.3269 | 0 | 8.9656 | 0 | 0 | 0 | 0 | 0 | 0 | 0 | 0 | 0 | 0 | 0 | 0 | 0 | 0.45131 | 0 | 1.1038 | 3.4528 | 0 | 0 | 0.31621 | 0.79252 | 0 | 0 | 0 | 0 | 6.1166 | 0 | 0 | 0 | 0 | 0 | 0 | 0 | 0 | 0 | 0 | 0 | 0 | 0
3 | 15 | 23 | 4 | 1.7931 | 0 | 2.4769 | 0 | 0 | 0 | 0 | 0.058967 | 0 | 0 | 0.66662 | 0 | 4.9956 | 0 | 0 | 0 | 0 | 0 | 0 | 0 | 0 | 0 | 0 | 0 | 0 | 0 | 0.45131 | 0 | 0.88038 | 1.484 | 0 | 0 | 0.053706 | 0.79571 | 0 | 0 | 0 | 0 | 3.6651 | 0 | 0 | 0 | 0 | 0 | 0 | 0 | 0 | 0 | 0 | 0 | 0 | 0
3 | 15 | 24 | 4 | 1.7931 | 0 | 2.4769 | 0 | 0 | 0 | 0 | 0.0995 | 0 | 0 | 0.66663 | 0 | 5.0362 | 0 | 0 | 0 | 0 | 0 | 0 | 0 | 0 | 0 | 0 | 0 | 0 | 0 | 0.45131 | 0 | 0.54519 | 2.5771 | 0 | 0 | 0.053706 | 0.81053 | 0 | 0 | 0 | 0 | 4.4378 | 0 | 0 | 0 | 0 | 0 | 0 | 0 | 0 | 0 | 0 | 0 | 0 | 0
3 | 16 | 1 | 5 | 1.7931 | 0 | 2.4769 | 0 | 0 | 0 | 0 | 0.17024 | 0 | 0 | 0.66668 | 0 | 5.1069 | 0 | 0 | 0 | 0 | 0 | 0 | 0 | 0 | 0 | 0 | 0 | 0 | 0 | 0.45131 | 0 | 0.32173 | 3.2992 | 0 | 0 | 0.053706 | 0.81536 | 0 | 0 | 0 | 0 | 4.9413 | 0 | 0 | 0 | 0 | 0 | 0 | 0 | 0 | 0 | 0 | 0 | 0 | 0
3 | 16 | 2 | 5 | 1.7931 | 0 | 2.4769 | 0 | 0 | 0 | 0 | 0.21662 | 0 | 0 | 0.66669 | 0 | 5.1533 | 0 | 0 | 0 | 0 | 0 | 0 | 0 | 0 | 0 | 0 | 0 | 0 | 0 | 0.45131 | 0 | 0.32173 | 3.5783 | 0 | 0 | 0.053706 | 0.81584 | 0 | 0 | 0 | 0 | 5.2209 | 0 | 0 | 0 | 0 | 0 | 0 | 0 | 0 | 0 | 0 | 0 | 0 | 0
3 | 16 | 3 | 5 | 1.7931 | 0 | 2.4769 | 0 | 0 | 0 | 0 | 0.28611 | 0 | 0 | 0.66669 | 0 | 5.2228 | 0 | 0 | 0 | 0 | 0 | 0 | 0 | 0 | 0 | 0 | 0 | 0 | 0 | 0.45131 | 0 | 0.32173 | 4.0319 | 0 | 0 | 0.053706 | 0.82233 | 0 | 0 | 0 | 0 | 5.6809 | 0 | 0 | 0 | 0 | 0 | 0 | 0 | 0 | 0 | 0 | 0 | 0 | 0
3 | 16 | 4 | 5 | 1.7931 | 0 | 2.4769 | 0 | 0 | 0 | 0 | 0.3075 | 0 | 0 | 0.66671 | 0 | 5.2442 | 0 | 0 | 0 | 0 | 0 | 0 | 0 | 0 | 0 | 0 | 0 | 0 | 0 | 0.45131 | 0 | 0.32173 | 4.2023 | 0 | 0 | 0.053706 | 0.82156 | 0 | 0 | 0 | 0 | 5.8506 | 0 | 0 | 0 | 0 | 0 | 0 | 0 | 0 | 0 | 0 | 0 | 0 | 0
3 | 16 | 5 | 5 | 1.7931 | 0 | 2.4769 | 0 | 0 | 0 | 0 | 0.32776 | 0 | 0 | 0.6667 | 0 | 5.2645 | 0 | 0 | 0 | 0 | 0 | 0 | 0 | 0 | 0 | 0 | 0 | 0 | 0 | 0.45131 | 0 | 0.32173 | 4.3161 | 0 | 0 | 0.053706 | 0.82145 | 0 | 0 | 0 | 0 | 5.9643 | 0 | 0 | 0 | 0 | 0 | 0 | 0 | 0 | 0 | 0 | 0 | 0 | 0
3 | 16 | 6 | 5 | 1.7931 | 0 | 2.4769 | 0 | 0 | 0 | 0 | 0.34855 | 0 | 0 | 3.7922 | 0 | 8.4107 | 0 | 0 | 0 | 0 | 0 | 0 | 0 | 0 | 0 | 0 | 0 | 0 | 0 | 0.45131 | 0 | 0.54519 | 4.4157 | 0 | 0 | 0.31621 | 0.81515 | 0 | 0 | 0 | 0 | 6.5435 | 0 | 0 | 0 | 0 | 0 | 0 | 0 | 0 | 0 | 0 | 0 | 0 | 0
3 | 16 | 7 | 5 | 1.7931 | 0 | 2.4769 | 0 | 0 | 0 | 0 | 0.83796 | 0 | 0 | 6.2925 | 0 | 11.4005 | 0 | 0 | 0 | 0 | 0 | 0 | 0 | 0 | 0 | 0 | 0 | 0 | 0 | 0.45131 | 0 | 0.71279 | 6.9175 | 0 | 0 | 0.52621 | 0.8137 | 0 | 0 | 0 | 0 | 9.4215 | 0 | 0 | 0 | 0 | 0 | 0 | 0 | 0 | 0 | 0 | 0 | 0 | 0
3 | 16 | 8 | 5 | 1.7931 | 0 | 13.6089 | 0 | 0 | 0 | 0 | 0.56796 | 0 | 0 | 3.9588 | 0 | 19.9288 | 0 | 0 | 0 | 0 | 0 | 0 | 0 | 0 | 0 | 0 | 0 | 0 | 0 | 0.45131 | 0 | 0.71279 | 4.9914 | 0 | 0 | 0.42121 | 0.81071 | 0 | 0 | 0 | 0 | 7.3874 | 0 | 0 | 0 | 0 | 0 | 0 | 0 | 0 | 0 | 0 | 0 | 0 | 0
3 | 16 | 9 | 5 | 1.7931 | 0 | 13.6089 | 0 | 0 | 0 | 0 | 0.44645 | 0 | 0 | 4.8629 | 0 | 20.7113 | 0 | 0 | 0 | 0 | 0 | 0 | 0 | 0 | 0 | 0 | 0 | 0 | 0 | 0.45131 | 0 | 0.71279 | 4.0722 | 0 | 0 | 0.31621 | 0.80492 | 0 | 0 | 0 | 0 | 6.3575 | 0 | 0 | 0 | 0 | 0 | 0 | 0 | 0 | 0 | 0 | 0 | 0 | 0
3 | 16 | 10 | 5 | 1.7931 | 0 | 13.6089 | 0 | 0 | 0 | 0 | 0.32034 | 0 | 0 | 3.7921 | 0 | 19.5145 | 0 | 0 | 0 | 0 | 0 | 0 | 0 | 0 | 0 | 0 | 0 | 0 | 0 | 0.45131 | 0 | 0.71279 | 3.1859 | 0 | 0 | 0.31621 | 0.7925 | 0 | 0 | 0 | 0 | 5.4587 | 0 | 0 | 0 | 0 | 0 | 0 | 0 | 0 | 0 | 0 | 0 | 0 | 0
3 | 16 | 11 | 5 | 1.7931 | 0 | 13.6089 | 0 | 0 | 0 | 0 | 0.19108 | 0 | 0 | 3.9588 | 0 | 19.5519 | 0 | 0 | 0 | 0 | 0 | 0 | 0 | 0 | 0 | 0 | 0 | 0 | 0 | 0.45131 | 0 | 0.54519 | 1.9074 | 0 | 0 | 0.36871 | 0.79096 | 0 | 0 | 0 | 0 | 4.0636 | 0 | 0 | 0 | 0 | 0 | 0 | 0 | 0 | 0 | 0 | 0 | 0 | 0
3 | 16 | 12 | 5 | 1.7931 | 0 | 8.6613 | 0 | 0 | 0 | 0 | 0.16111 | 0 | 0 | 3.9588 | 0 | 14.5744 | 0 | 0 | 0 | 0 | 0 | 0 | 0 | 0 | 0 | 0 | 0 | 0 | 0 | 0.45131 | 0 | 0.54519 | 1.6819 | 0 | 0 | 0.42121 | 0.79043 | 0 | 0 | 0 | 0 | 3.8901 | 0 | 0 | 0 | 0 | 0 | 0 | 0 | 0 | 0 | 0 | 0 | 0 | 0
3 | 16 | 13 | 5 | 1.7931 | 0 | 13.6089 | 0 | 0 | 0 | 0 | 0.11218 | 0 | 0 | 5.9356 | 0 | 21.4498 | 0 | 0 | 0 | 0 | 0 | 0 | 0 | 0 | 0 | 0 | 0 | 0 | 0 | 0.45131 | 0 | 0.54519 | 1.5217 | 0 | 0 | 0.36871 | 0.79184 | 0 | 0 | 0 | 0 | 3.6787 | 0 | 0 | 0 | 0 | 0 | 0 | 0 | 0 | 0 | 0 | 0 | 0 | 0
3 | 16 | 14 | 5 | 1.7931 | 0 | 13.6089 | 0 | 0 | 0 | 0 | 0.1006 | 0 | 0 | 3.9588 | 0 | 19.4614 | 0 | 0 | 0 | 0 | 0 | 0 | 0 | 0 | 0 | 0 | 0 | 0 | 0 | 0.45131 | 0 | 0.54519 | 1.55 | 0 | 0 | 0.36871 | 0.79396 | 0 | 0 | 0 | 0 | 3.7092 | 0 | 0 | 0 | 0 | 0 | 0 | 0 | 0 | 0 | 0 | 0 | 0 | 0
3 | 16 | 15 | 5 | 1.7931 | 0 | 13.6089 | 0 | 0 | 0 | 0 | 0.11822 | 0 | 0 | 4.2451 | 0 | 19.7653 | 0 | 0 | 0 | 0 | 0 | 0 | 0 | 0 | 0 | 0 | 0 | 0 | 0 | 0.45131 | 0 | 0.54519 | 1.8521 | 0 | 0 | 0.31621 | 0.79776 | 0 | 0 | 0 | 0 | 3.9625 | 0 | 0 | 0 | 0 | 0 | 0 | 0 | 0 | 0 | 0 | 0 | 0 | 0
3 | 16 | 16 | 5 | 1.7931 | 0 | 13.6089 | 0 | 0 | 0 | 0 | 0.13745 | 0 | 0 | 3.7921 | 0 | 19.3316 | 0 | 0 | 0 | 0 | 0 | 0 | 0 | 0 | 0 | 0 | 0 | 0 | 0 | 0.45131 | 0 | 0.54519 | 2.0831 | 0 | 0 | 0.31621 | 0.79824 | 0 | 0 | 0 | 0 | 4.194 | 0 | 0 | 0 | 0 | 0 | 0 | 0 | 0 | 0 | 0 | 0 | 0 | 0
3 | 16 | 17 | 5 | 1.7931 | 0 | 13.6089 | 0 | 0 | 0 | 0 | 0.18709 | 0 | 0 | 6.2925 | 0 | 21.8816 | 0 | 0 | 0 | 0 | 0 | 0 | 0 | 0 | 0 | 0 | 0 | 0 | 0 | 0.45131 | 0 | 0.54519 | 2.6221 | 0 | 0 | 0.52621 | 0.8022 | 0 | 0 | 0 | 0 | 4.947 | 0 | 0 | 0 | 0 | 0 | 0 | 0 | 0 | 0 | 0 | 0 | 0 | 0
3 | 16 | 18 | 5 | 1.7931 | 0 | 9.8982 | 0 | 0 | 0 | 0 | 0.26734 | 0 | 0 | 6.2925 | 0 | 18.2512 | 0 | 0 | 0 | 0 | 0 | 0 | 0 | 0 | 0 | 0 | 0 | 0 | 0 | 0.45131 | 0 | 0.54519 | 2.9476 | 0 | 0 | 0.52621 | 0.80093 | 0 | 0 | 0 | 0 | 5.2713 | 0 | 0 | 0 | 0 | 0 | 0 | 0 | 0 | 0 | 0 | 0 | 0 | 0
3 | 16 | 19 | 5 | 1.7931 | 0 | 2.4769 | 0 | 0 | 0 | 0 | 0.39937 | 0 | 0 | 3.9588 | 0 | 8.6282 | 0 | 0 | 0 | 0 | 0 | 0 | 0 | 0 | 0 | 0 | 0 | 0 | 0 | 0.45131 | 0 | 0.88038 | 3.3776 | 0 | 0 | 0.42121 | 0.79379 | 0 | 0 | 0 | 0 | 5.9243 | 0 | 0 | 0 | 0 | 0 | 0 | 0 | 0 | 0 | 0 | 0 | 0 | 0
3 | 16 | 20 | 5 | 1.7931 | 0 | 2.4769 | 0 | 0 | 0 | 0 | 0.47638 | 0 | 0 | 3.9588 | 0 | 8.7052 | 0 | 0 | 0 | 0 | 0 | 0 | 0 | 0 | 0 | 0 | 0 | 0 | 0 | 0.45131 | 0 | 1.1038 | 3.7879 | 0 | 0 | 0.36871 | 0.79451 | 0 | 0 | 0 | 0 | 6.5062 | 0 | 0 | 0 | 0 | 0 | 0 | 0 | 0 | 0 | 0 | 0 | 0 | 0
3 | 16 | 21 | 5 | 1.7931 | 0 | 2.4769 | 0 | 0 | 0 | 0 | 0.47957 | 0 | 0 | 6.6374 | 0 | 11.387 | 0 | 0 | 0 | 0 | 0 | 0 | 0 | 0 | 0 | 0 | 0 | 0 | 0 | 0.45131 | 0 | 1.2156 | 3.7824 | 0 | 0 | 0.47371 | 0.78969 | 0 | 0 | 0 | 0 | 6.7127 | 0 | 0 | 0 | 0 | 0 | 0 | 0 | 0 | 0 | 0 | 0 | 0 | 0
3 | 16 | 22 | 5 | 1.7931 | 0 | 2.4769 | 0 | 0 | 0 | 0 | 0.47997 | 0 | 0 | 4.3269 | 0 | 9.0769 | 0 | 0 | 0 | 0 | 0 | 0 | 0 | 0 | 0 | 0 | 0 | 0 | 0 | 0.45131 | 0 | 1.1038 | 3.7892 | 0 | 0 | 0.31621 | 0.79024 | 0 | 0 | 0 | 0 | 6.4508 | 0 | 0 | 0 | 0 | 0 | 0 | 0 | 0 | 0 | 0 | 0 | 0 | 0
3 | 16 | 23 | 5 | 1.7931 | 0 | 2.4769 | 0 | 0 | 0 | 0 | 0.093151 | 0 | 0 | 0.66659 | 0 | 5.0298 | 0 | 0 | 0 | 0 | 0 | 0 | 0 | 0 | 0 | 0 | 0 | 0 | 0 | 0.45131 | 0 | 0.88038 | 2.357 | 0 | 0 | 0.053706 | 0.80029 | 0 | 0 | 0 | 0 | 4.5427 | 0 | 0 | 0 | 0 | 0 | 0 | 0 | 0 | 0 | 0 | 0 | 0 | 0
3 | 16 | 24 | 5 | 1.7931 | 0 | 2.4769 | 0 | 0 | 0 | 0 | 0.24294 | 0 | 0 | 0.66662 | 0 | 5.1796 | 0 | 0 | 0 | 0 | 0 | 0 | 0 | 0 | 0 | 0 | 0 | 0 | 0 | 0.45131 | 0 | 0.54519 | 3.6942 | 0 | 0 | 0.053706 | 0.81239 | 0 | 0 | 0 | 0 | 5.5568 | 0 | 0 | 0 | 0 | 0 | 0 | 0 | 0 | 0 | 0 | 0 | 0 | 0
3 | 17 | 1 | 6 | 1.7931 | 0 | 2.4769 | 0 | 0 | 0 | 0 | 0.34524 | 0 | 0 | 0.66665 | 0 | 5.2819 | 0 | 0 | 0 | 0 | 0 | 0 | 0 | 0 | 0 | 0 | 0 | 0 | 0 | 0.45131 | 0 | 0.32173 | 4.2214 | 0 | 0 | 0.053706 | 0.82485 | 0 | 0 | 0 | 0 | 5.873 | 0 | 0 | 0 | 0 | 0 | 0 | 0 | 0 | 0 | 0 | 0 | 0 | 0
3 | 17 | 2 | 6 | 1.7931 | 0 | 2.4769 | 0 | 0 | 0 | 0 | 0.32166 | 0 | 0 | 0.6667 | 0 | 5.2584 | 0 | 0 | 0 | 0 | 0 | 0 | 0 | 0 | 0 | 0 | 0 | 0 | 0 | 0.45131 | 0 | 0.32173 | 4.0523 | 0 | 0 | 0.053706 | 0.81631 | 0 | 0 | 0 | 0 | 5.6954 | 0 | 0 | 0 | 0 | 0 | 0 | 0 | 0 | 0 | 0 | 0 | 0 | 0
3 | 17 | 3 | 6 | 1.7931 | 0 | 2.4769 | 0 | 0 | 0 | 0 | 0.35896 | 0 | 0 | 0.66667 | 0 | 5.2957 | 0 | 0 | 0 | 0 | 0 | 0 | 0 | 0 | 0 | 0 | 0 | 0 | 0 | 0.45131 | 0 | 0.32173 | 4.3219 | 0 | 0 | 0.053706 | 0.81958 | 0 | 0 | 0 | 0 | 5.9683 | 0 | 0 | 0 | 0 | 0 | 0 | 0 | 0 | 0 | 0 | 0 | 0 | 0
3 | 17 | 4 | 6 | 1.7931 | 0 | 2.4769 | 0 | 0 | 0 | 0 | 0.39587 | 0 | 0 | 0.66668 | 0 | 5.3326 | 0 | 0 | 0 | 0 | 0 | 0 | 0 | 0 | 0 | 0 | 0 | 0 | 0 | 0.45131 | 0 | 0.32173 | 4.6043 | 0 | 0 | 0.053706 | 0.82293 | 0 | 0 | 0 | 0 | 6.254 | 0 | 0 | 0 | 0 | 0 | 0 | 0 | 0 | 0 | 0 | 0 | 0 | 0
3 | 17 | 5 | 6 | 1.7931 | 0 | 2.4769 | 0 | 0 | 0 | 0 | 0.40852 | 0 | 0 | 0.66669 | 0 | 5.3452 | 0 | 0 | 0 | 0 | 0 | 0 | 0 | 0 | 0 | 0 | 0 | 0 | 0 | 0.45131 | 0 | 0.32173 | 4.6852 | 0 | 0 | 0.053706 | 0.82208 | 0 | 0 | 0 | 0 | 6.334 | 0 | 0 | 0 | 0 | 0 | 0 | 0 | 0 | 0 | 0 | 0 | 0 | 0
3 | 17 | 6 | 6 | 1.7931 | 0 | 2.4769 | 0 | 0 | 0 | 0 | 0.43216 | 0 | 0 | 3.7922 | 0 | 8.4943 | 0 | 0 | 0 | 0 | 0 | 0 | 0 | 0 | 0 | 0 | 0 | 0 | 0 | 0.45131 | 0 | 0.54519 | 4.7874 | 0 | 0 | 0.31621 | 0.81967 | 0 | 0 | 0 | 0 | 6.9198 | 0 | 0 | 0 | 0 | 0 | 0 | 0 | 0 | 0 | 0 | 0 | 0 | 0
3 | 17 | 7 | 6 | 1.7931 | 0 | 2.4769 | 0 | 0 | 0 | 0 | 0.8869 | 0 | 0 | 6.2925 | 0 | 11.4494 | 0 | 0 | 0 | 0 | 0 | 0 | 0 | 0 | 0 | 0 | 0 | 0 | 0 | 0.45131 | 0 | 0.71279 | 7.0687 | 0 | 0 | 0.52621 | 0.8153 | 0 | 0 | 0 | 0 | 9.5744 | 0 | 0 | 0 | 0 | 0 | 0 | 0 | 0 | 0 | 0 | 0 | 0 | 0
3 | 17 | 8 | 6 | 1.7931 | 0 | 13.6089 | 0 | 0 | 0 | 0 | 0.61464 | 0 | 0 | 3.9588 | 0 | 19.9755 | 0 | 0 | 0 | 0 | 0 | 0 | 0 | 0 | 0 | 0 | 0 | 0 | 0 | 0.45131 | 0 | 0.71279 | 5.2383 | 0 | 0 | 0.42121 | 0.81369 | 0 | 0 | 0 | 0 | 7.6373 | 0 | 0 | 0 | 0 | 0 | 0 | 0 | 0 | 0 | 0 | 0 | 0 | 0
3 | 17 | 9 | 6 | 1.7931 | 0 | 13.6089 | 0 | 0 | 0 | 0 | 0.51818 | 0 | 0 | 4.8629 | 0 | 20.7831 | 0 | 0 | 0 | 0 | 0 | 0 | 0 | 0 | 0 | 0 | 0 | 0 | 0 | 0.45131 | 0 | 0.71279 | 4.6685 | 0 | 0 | 0.31621 | 0.80943 | 0 | 0 | 0 | 0 | 6.9583 | 0 | 0 | 0 | 0 | 0 | 0 | 0 | 0 | 0 | 0 | 0 | 0 | 0
3 | 17 | 10 | 6 | 1.7931 | 0 | 13.6089 | 0 | 0 | 0 | 0 | 0.46481 | 0 | 0 | 3.7921 | 0 | 19.6589 | 0 | 0 | 0 | 0 | 0 | 0 | 0 | 0 | 0 | 0 | 0 | 0 | 0 | 0.45131 | 0 | 0.71279 | 4.2947 | 0 | 0 | 0.31621 | 0.80611 | 0 | 0 | 0 | 0 | 6.5811 | 0 | 0 | 0 | 0 | 0 | 0 | 0 | 0 | 0 | 0 | 0 | 0 | 0
3 | 17 | 11 | 6 | 1.7931 | 0 | 13.6089 | 0 | 0 | 0 | 0 | 0.41333 | 0 | 0 | 3.9588 | 0 | 19.7742 | 0 | 0 | 0 | 0 | 0 | 0 | 0 | 0 | 0 | 0 | 0 | 0 | 0 | 0.45131 | 0 | 0.54519 | 3.9057 | 0 | 0 | 0.36871 | 0.80566 | 0 | 0 | 0 | 0 | 6.0766 | 0 | 0 | 0 | 0 | 0 | 0 | 0 | 0 | 0 | 0 | 0 | 0 | 0
3 | 17 | 12 | 6 | 1.7931 | 0 | 8.6613 | 0 | 0 | 0 | 0 | 0.41991 | 0 | 0 | 3.9588 | 0 | 14.8332 | 0 | 0 | 0 | 0 | 0 | 0 | 0 | 0 | 0 | 0 | 0 | 0 | 0 | 0.45131 | 0 | 0.54519 | 3.6319 | 0 | 0 | 0.42121 | 0.80211 | 0 | 0 | 0 | 0 | 5.8518 | 0 | 0 | 0 | 0 | 0 | 0 | 0 | 0 | 0 | 0 | 0 | 0 | 0
3 | 17 | 13 | 6 | 1.7931 | 0 | 13.6089 | 0 | 0 | 0 | 0 | 0.17049 | 0 | 0 | 5.9356 | 0 | 21.5081 | 0 | 0 | 0 | 0 | 0 | 0 | 0 | 0 | 0 | 0 | 0 | 0 | 0 | 0.45131 | 0 | 0.54519 | 2.1178 | 0 | 0 | 0.36871 | 0.79614 | 0 | 0 | 0 | 0 | 4.2791 | 0 | 0 | 0 | 0 | 0 | 0 | 0 | 0 | 0 | 0 | 0 | 0 | 0
3 | 17 | 14 | 6 | 1.7931 | 0 | 13.6089 | 0 | 0 | 0 | 0 | 0.09403 | 0 | 0 | 3.9588 | 0 | 19.4549 | 0 | 0 | 0 | 0 | 0 | 0 | 0 | 0 | 0 | 0 | 0 | 0 | 0 | 0.45131 | 0 | 0.54519 | 1.3816 | 0 | 0 | 0.36871 | 0.79318 | 0 | 0 | 0 | 0 | 3.5399 | 0 | 0 | 0 | 0 | 0 | 0 | 0 | 0 | 0 | 0 | 0 | 0 | 0
3 | 17 | 15 | 6 | 1.7931 | 0 | 13.6089 | 0 | 0 | 0 | 0 | 0.084987 | 0 | 0 | 4.2451 | 0 | 19.7321 | 0 | 0 | 0 | 0 | 0 | 0 | 0 | 0 | 0 | 0 | 0 | 0 | 0 | 0.45131 | 0 | 0.54519 | 1.5223 | 0 | 0 | 0.31621 | 0.79598 | 0 | 0 | 0 | 0 | 3.631 | 0 | 0 | 0 | 0 | 0 | 0 | 0 | 0 | 0 | 0 | 0 | 0 | 0
3 | 17 | 16 | 6 | 1.7931 | 0 | 13.6089 | 0 | 0 | 0 | 0 | 0.096027 | 0 | 0 | 3.7921 | 0 | 19.2901 | 0 | 0 | 0 | 0 | 0 | 0 | 0 | 0 | 0 | 0 | 0 | 0 | 0 | 0.45131 | 0 | 0.54519 | 1.6784 | 0 | 0 | 0.31621 | 0.79746 | 0 | 0 | 0 | 0 | 3.7886 | 0 | 0 | 0 | 0 | 0 | 0 | 0 | 0 | 0 | 0 | 0 | 0 | 0
3 | 17 | 17 | 6 | 1.7931 | 0 | 13.6089 | 0 | 0 | 0 | 0 | 0.12578 | 0 | 0 | 6.2925 | 0 | 21.8203 | 0 | 0 | 0 | 0 | 0 | 0 | 0 | 0 | 0 | 0 | 0 | 0 | 0 | 0.45131 | 0 | 0.54519 | 2.2061 | 0 | 0 | 0.52621 | 0.79875 | 0 | 0 | 0 | 0 | 4.5275 | 0 | 0 | 0 | 0 | 0 | 0 | 0 | 0 | 0 | 0 | 0 | 0 | 0
3 | 17 | 18 | 6 | 1.7931 | 0 | 9.8982 | 0 | 0 | 0 | 0 | 0.24877 | 0 | 0 | 6.2925 | 0 | 18.2326 | 0 | 0 | 0 | 0 | 0 | 0 | 0 | 0 | 0 | 0 | 0 | 0 | 0 | 0.45131 | 0 | 0.54519 | 2.6175 | 0 | 0 | 0.52621 | 0.79885 | 0 | 0 | 0 | 0 | 4.939 | 0 | 0 | 0 | 0 | 0 | 0 | 0 | 0 | 0 | 0 | 0 | 0 | 0
3 | 17 | 19 | 6 | 1.7931 | 0 | 2.4769 | 0 | 0 | 0 | 0 | 0.44344 | 0 | 0 | 3.9588 | 0 | 8.6723 | 0 | 0 | 0 | 0 | 0 | 0 | 0 | 0 | 0 | 0 | 0 | 0 | 0 | 0.45131 | 0 | 0.88038 | 3.6542 | 0 | 0 | 0.42121 | 0.79749 | 0 | 0 | 0 | 0 | 6.2046 | 0 | 0 | 0 | 0 | 0 | 0 | 0 | 0 | 0 | 0 | 0 | 0 | 0
3 | 17 | 20 | 6 | 1.7931 | 0 | 2.4769 | 0 | 0 | 0 | 0 | 0.50507 | 0 | 0 | 3.9588 | 0 | 8.7339 | 0 | 0 | 0 | 0 | 0 | 0 | 0 | 0 | 0 | 0 | 0 | 0 | 0 | 0.45131 | 0 | 1.1038 | 3.5977 | 0 | 0 | 0.36871 | 0.79478 | 0 | 0 | 0 | 0 | 6.3163 | 0 | 0 | 0 | 0 | 0 | 0 | 0 | 0 | 0 | 0 | 0 | 0 | 0
3 | 17 | 21 | 6 | 1.7931 | 0 | 2.4769 | 0 | 0 | 0 | 0 | 0.56617 | 0 | 0 | 6.6374 | 0 | 11.4736 | 0 | 0 | 0 | 0 | 0 | 0 | 0 | 0 | 0 | 0 | 0 | 0 | 0 | 0.45131 | 0 | 1.2156 | 4.2015 | 0 | 0 | 0.47371 | 0.79775 | 0 | 0 | 0 | 0 | 7.1398 | 0 | 0 | 0 | 0 | 0 | 0 | 0 | 0 | 0 | 0 | 0 | 0 | 0
3 | 17 | 22 | 6 | 1.7931 | 0 | 2.4769 | 0 | 0 | 0 | 0 | 0.63965 | 0 | 0 | 4.3269 | 0 | 9.2365 | 0 | 0 | 0 | 0 | 0 | 0 | 0 | 0 | 0 | 0 | 0 | 0 | 0 | 0.45131 | 0 | 1.1038 | 4.8362 | 0 | 0 | 0.31621 | 0.80797 | 0 | 0 | 0 | 0 | 7.5155 | 0 | 0 | 0 | 0 | 0 | 0 | 0 | 0 | 0 | 0 | 0 | 0 | 0
3 | 17 | 23 | 6 | 1.7931 | 0 | 2.4769 | 0 | 0 | 0 | 0 | 0.18325 | 0 | 0 | 0.66664 | 0 | 5.1199 | 0 | 0 | 0 | 0 | 0 | 0 | 0 | 0 | 0 | 0 | 0 | 0 | 0 | 0.45131 | 0 | 0.88038 | 3.1375 | 0 | 0 | 0.053706 | 0.81149 | 0 | 0 | 0 | 0 | 5.3344 | 0 | 0 | 0 | 0 | 0 | 0 | 0 | 0 | 0 | 0 | 0 | 0 | 0
3 | 17 | 24 | 6 | 1.7931 | 0 | 2.4769 | 0 | 0 | 0 | 0 | 0.36142 | 0 | 0 | 0.66665 | 0 | 5.2981 | 0 | 0 | 0 | 0 | 0 | 0 | 0 | 0 | 0 | 0 | 0 | 0 | 0 | 0.45131 | 0 | 0.54519 | 4.439 | 0 | 0 | 0.053706 | 0.82569 | 0 | 0 | 0 | 0 | 6.3149 | 0 | 0 | 0 | 0 | 0 | 0 | 0 | 0 | 0 | 0 | 0 | 0 | 0
3 | 18 | 1 | 7 | 1.7931 | 0 | 2.4769 | 0 | 0 | 0 | 0 | 0.46164 | 0 | 0 | 0.6667 | 0 | 5.3984 | 0 | 0 | 0 | 0 | 0 | 0 | 0 | 0 | 0 | 0 | 0 | 0 | 0 | 0.45131 | 0 | 0.32173 | 5.1994 | 0 | 0 | 0.053706 | 0.83855 | 0 | 0 | 0 | 0 | 6.8647 | 0 | 0 | 0 | 0 | 0 | 0 | 0 | 0 | 0 | 0 | 0 | 0 | 0
3 | 18 | 2 | 7 | 1.7931 | 0 | 2.4769 | 0 | 0 | 0 | 0 | 0.49727 | 0 | 0 | 0.66674 | 0 | 5.434 | 0 | 0 | 0 | 0 | 0 | 0 | 0 | 0 | 0 | 0 | 0 | 0 | 0 | 0.45131 | 0 | 0.32173 | 5.5025 | 0 | 0 | 0.053706 | 0.83986 | 0 | 0 | 0 | 0 | 7.1691 | 0 | 0 | 0 | 0 | 0 | 0 | 0 | 0 | 0 | 0 | 0 | 0 | 0
3 | 18 | 3 | 7 | 1.7931 | 0 | 2.4769 | 0 | 0 | 0 | 0 | 0.51525 | 0 | 0 | 0.66674 | 0 | 5.452 | 0 | 0 | 0 | 0 | 0 | 0 | 0 | 0 | 0 | 0 | 0 | 0 | 0 | 0.45131 | 0 | 0.32173 | 5.6142 | 0 | 0 | 0.053706 | 0.83984 | 0 | 0 | 0 | 0 | 7.2808 | 0 | 0 | 0 | 0 | 0 | 0 | 0 | 0 | 0 | 0 | 0 | 0 | 0
3 | 18 | 4 | 7 | 1.7931 | 0 | 2.4769 | 0 | 0 | 0 | 0 | 0.51005 | 0 | 0 | 0.66674 | 0 | 5.4468 | 0 | 0 | 0 | 0 | 0 | 0 | 0 | 0 | 0 | 0 | 0 | 0 | 0 | 0.45131 | 0 | 0.32173 | 5.5583 | 0 | 0 | 0.053706 | 0.83668 | 0 | 0 | 0 | 0 | 7.2218 | 0 | 0 | 0 | 0 | 0 | 0 | 0 | 0 | 0 | 0 | 0 | 0 | 0
3 | 18 | 5 | 7 | 1.7931 | 0 | 2.4769 | 0 | 0 | 0 | 0 | 0.50592 | 0 | 0 | 0.66673 | 0 | 5.4427 | 0 | 0 | 0 | 0 | 0 | 0 | 0 | 0 | 0 | 0 | 0 | 0 | 0 | 0.45131 | 0 | 0.32173 | 5.5696 | 0 | 0 | 0.053706 | 0.83397 | 0 | 0 | 0 | 0 | 7.2303 | 0 | 0 | 0 | 0 | 0 | 0 | 0 | 0 | 0 | 0 | 0 | 0 | 0
3 | 18 | 6 | 7 | 1.7931 | 0 | 2.4769 | 0 | 0 | 0 | 0 | 0.54356 | 0 | 0 | 3.7922 | 0 | 8.6058 | 0 | 0 | 0 | 0 | 0 | 0 | 0 | 0 | 0 | 0 | 0 | 0 | 0 | 0.45131 | 0 | 0.54519 | 5.7784 | 0 | 0 | 0.31621 | 0.83407 | 0 | 0 | 0 | 0 | 7.9252 | 0 | 0 | 0 | 0 | 0 | 0 | 0 | 0 | 0 | 0 | 0 | 0 | 0
3 | 18 | 7 | 7 | 1.7931 | 0 | 2.4769 | 0 | 0 | 0 | 0 | 0.95696 | 0 | 0 | 6.2926 | 0 | 11.5195 | 0 | 0 | 0 | 0 | 0 | 0 | 0 | 0 | 0 | 0 | 0 | 0 | 0 | 0.45131 | 0 | 0.71279 | 7.9649 | 0 | 0 | 0.52621 | 0.82656 | 0 | 0 | 0 | 0 | 10.4818 | 0 | 0 | 0 | 0 | 0 | 0 | 0 | 0 | 0 | 0 | 0 | 0 | 0
3 | 18 | 8 | 7 | 1.7931 | 0 | 13.6089 | 0 | 0 | 0 | 0 | 0.65834 | 0 | 0 | 3.9588 | 0 | 20.0192 | 0 | 0 | 0 | 0 | 0 | 0 | 0 | 0 | 0 | 0 | 0 | 0 | 0 | 0.45131 | 0 | 0.71279 | 5.7591 | 0 | 0 | 0.42121 | 0.82238 | 0 | 0 | 0 | 0 | 8.1667 | 0 | 0 | 0 | 0 | 0 | 0 | 0 | 0 | 0 | 0 | 0 | 0 | 0
3 | 18 | 9 | 7 | 1.7931 | 0 | 13.6089 | 0 | 0 | 0 | 0 | 0.6203 | 0 | 0 | 4.8629 | 0 | 20.8852 | 0 | 0 | 0 | 0 | 0 | 0 | 0 | 0 | 0 | 0 | 0 | 0 | 0 | 0.45131 | 0 | 0.71279 | 5.3122 | 0 | 0 | 0.31621 | 0.82404 | 0 | 0 | 0 | 0 | 7.6165 | 0 | 0 | 0 | 0 | 0 | 0 | 0 | 0 | 0 | 0 | 0 | 0 | 0
3 | 18 | 10 | 7 | 1.7931 | 0 | 13.6089 | 0 | 0 | 0 | 0 | 0.55357 | 0 | 0 | 3.7922 | 0 | 19.7478 | 0 | 0 | 0 | 0 | 0 | 0 | 0 | 0 | 0 | 0 | 0 | 0 | 0 | 0.45131 | 0 | 0.71279 | 4.7544 | 0 | 0 | 0.31621 | 0.8191 | 0 | 0 | 0 | 0 | 7.0538 | 0 | 0 | 0 | 0 | 0 | 0 | 0 | 0 | 0 | 0 | 0 | 0 | 0
3 | 18 | 11 | 7 | 1.7931 | 0 | 13.6089 | 0 | 0 | 0 | 0 | 0.4592 | 0 | 0 | 3.9588 | 0 | 19.8201 | 0 | 0 | 0 | 0 | 0 | 0 | 0 | 0 | 0 | 0 | 0 | 0 | 0 | 0.45131 | 0 | 0.54519 | 4.1491 | 0 | 0 | 0.36871 | 0.81973 | 0 | 0 | 0 | 0 | 6.334 | 0 | 0 | 0 | 0 | 0 | 0 | 0 | 0 | 0 | 0 | 0 | 0 | 0
3 | 18 | 12 | 7 | 1.7931 | 0 | 8.6613 | 0 | 0 | 0 | 0 | 0.3713 | 0 | 0 | 3.9589 | 0 | 14.7846 | 0 | 0 | 0 | 0 | 0 | 0 | 0 | 0 | 0 | 0 | 0 | 0 | 0 | 0.45131 | 0 | 0.54519 | 3.559 | 0 | 0 | 0.42121 | 0.81315 | 0 | 0 | 0 | 0 | 5.7898 | 0 | 0 | 0 | 0 | 0 | 0 | 0 | 0 | 0 | 0 | 0 | 0 | 0
3 | 18 | 13 | 7 | 1.7931 | 0 | 13.6089 | 0 | 0 | 0 | 0 | 0.20252 | 0 | 0 | 5.9357 | 0 | 21.5403 | 0 | 0 | 0 | 0 | 0 | 0 | 0 | 0 | 0 | 0 | 0 | 0 | 0 | 0.45131 | 0 | 0.54519 | 2.4782 | 0 | 0 | 0.36871 | 0.80869 | 0 | 0 | 0 | 0 | 4.6521 | 0 | 0 | 0 | 0 | 0 | 0 | 0 | 0 | 0 | 0 | 0 | 0 | 0
3 | 18 | 14 | 7 | 1.7931 | 0 | 13.6089 | 0 | 0 | 0 | 0 | 0.13175 | 0 | 0 | 3.9588 | 0 | 19.4926 | 0 | 0 | 0 | 0 | 0 | 0 | 0 | 0 | 0 | 0 | 0 | 0 | 0 | 0.45131 | 0 | 0.54519 | 1.8025 | 0 | 0 | 0.36871 | 0.80556 | 0 | 0 | 0 | 0 | 3.9732 | 0 | 0 | 0 | 0 | 0 | 0 | 0 | 0 | 0 | 0 | 0 | 0 | 0
3 | 18 | 15 | 7 | 1.7931 | 0 | 13.6089 | 0 | 0 | 0 | 0 | 0.10475 | 0 | 0 | 4.2451 | 0 | 19.7519 | 0 | 0 | 0 | 0 | 0 | 0 | 0 | 0 | 0 | 0 | 0 | 0 | 0 | 0.45131 | 0 | 0.54519 | 1.727 | 0 | 0 | 0.31621 | 0.80678 | 0 | 0 | 0 | 0 | 3.8465 | 0 | 0 | 0 | 0 | 0 | 0 | 0 | 0 | 0 | 0 | 0 | 0 | 0
3 | 18 | 16 | 7 | 1.7931 | 0 | 13.6089 | 0 | 0 | 0 | 0 | 0.11088 | 0 | 0 | 3.7921 | 0 | 19.305 | 0 | 0 | 0 | 0 | 0 | 0 | 0 | 0 | 0 | 0 | 0 | 0 | 0 | 0.45131 | 0 | 0.54519 | 1.8031 | 0 | 0 | 0.31621 | 0.80619 | 0 | 0 | 0 | 0 | 3.922 | 0 | 0 | 0 | 0 | 0 | 0 | 0 | 0 | 0 | 0 | 0 | 0 | 0
3 | 18 | 17 | 7 | 1.7931 | 0 | 13.6089 | 0 | 0 | 0 | 0 | 0.13105 | 0 | 0 | 6.2925 | 0 | 21.8256 | 0 | 0 | 0 | 0 | 0 | 0 | 0 | 0 | 0 | 0 | 0 | 0 | 0 | 0.45131 | 0 | 0.54519 | 1.901 | 0 | 0 | 0.52621 | 0.80399 | 0 | 0 | 0 | 0 | 4.2277 | 0 | 0 | 0 | 0 | 0 | 0 | 0 | 0 | 0 | 0 | 0 | 0 | 0
3 | 18 | 18 | 7 | 1.7931 | 0 | 9.8982 | 0 | 0 | 0 | 0 | 0.16438 | 0 | 0 | 6.2925 | 0 | 18.1483 | 0 | 0 | 0 | 0 | 0 | 0 | 0 | 0 | 0 | 0 | 0 | 0 | 0 | 0.45131 | 0 | 0.54519 | 2.0473 | 0 | 0 | 0.52621 | 0.80074 | 0 | 0 | 0 | 0 | 4.3707 | 0 | 0 | 0 | 0 | 0 | 0 | 0 | 0 | 0 | 0 | 0 | 0 | 0
3 | 18 | 19 | 7 | 1.7931 | 0 | 2.4769 | 0 | 0 | 0 | 0 | 0.26121 | 0 | 0 | 3.9588 | 0 | 8.4901 | 0 | 0 | 0 | 0 | 0 | 0 | 0 | 0 | 0 | 0 | 0 | 0 | 0 | 0.45131 | 0 | 0.88038 | 2.6414 | 0 | 0 | 0.42121 | 0.79988 | 0 | 0 | 0 | 0 | 5.1942 | 0 | 0 | 0 | 0 | 0 | 0 | 0 | 0 | 0 | 0 | 0 | 0 | 0
3 | 18 | 20 | 7 | 1.7931 | 0 | 2.4769 | 0 | 0 | 0 | 0 | 0.3843 | 0 | 0 | 3.9588 | 0 | 8.6131 | 0 | 0 | 0 | 0 | 0 | 0 | 0 | 0 | 0 | 0 | 0 | 0 | 0 | 0.45131 | 0 | 1.1038 | 3.5549 | 0 | 0 | 0.36871 | 0.79751 | 0 | 0 | 0 | 0 | 6.2763 | 0 | 0 | 0 | 0 | 0 | 0 | 0 | 0 | 0 | 0 | 0 | 0 | 0
3 | 18 | 21 | 7 | 1.7931 | 0 | 2.4769 | 0 | 0 | 0 | 0 | 0.45753 | 0 | 0 | 6.6374 | 0 | 11.3649 | 0 | 0 | 0 | 0 | 0 | 0 | 0 | 0 | 0 | 0 | 0 | 0 | 0 | 0.45131 | 0 | 1.2156 | 4.0083 | 0 | 0 | 0.47371 | 0.7943 | 0 | 0 | 0 | 0 | 6.9431 | 0 | 0 | 0 | 0 | 0 | 0 | 0 | 0 | 0 | 0 | 0 | 0 | 0
3 | 18 | 22 | 7 | 1.7931 | 0 | 2.4769 | 0 | 0 | 0 | 0 | 0.50012 | 0 | 0 | 4.3269 | 0 | 9.097 | 0 | 0 | 0 | 0 | 0 | 0 | 0 | 0 | 0 | 0 | 0 | 0 | 0 | 0.45131 | 0 | 1.1038 | 4.2175 | 0 | 0 | 0.31621 | 0.79746 | 0 | 0 | 0 | 0 | 6.8863 | 0 | 0 | 0 | 0 | 0 | 0 | 0 | 0 | 0 | 0 | 0 | 0 | 0
3 | 18 | 23 | 7 | 1.7931 | 0 | 2.4769 | 0 | 0 | 0 | 0 | 0.093693 | 0 | 0 | 0.66661 | 0 | 5.0303 | 0 | 0 | 0 | 0 | 0 | 0 | 0 | 0 | 0 | 0 | 0 | 0 | 0 | 0.45131 | 0 | 0.88038 | 2.3609 | 0 | 0 | 0.053706 | 0.80318 | 0 | 0 | 0 | 0 | 4.5495 | 0 | 0 | 0 | 0 | 0 | 0 | 0 | 0 | 0 | 0 | 0 | 0 | 0
3 | 18 | 24 | 7 | 1.7931 | 0 | 2.4769 | 0 | 0 | 0 | 0 | 0.23831 | 0 | 0 | 0.66663 | 0 | 5.175 | 0 | 0 | 0 | 0 | 0 | 0 | 0 | 0 | 0 | 0 | 0 | 0 | 0 | 0.45131 | 0 | 0.54519 | 3.5451 | 0 | 0 | 0.053706 | 0.8148 | 0 | 0 | 0 | 0 | 5.4101 | 0 | 0 | 0 | 0 | 0 | 0 | 0 | 0 | 0 | 0 | 0 | 0 | 0
3 | 19 | 1 | 1 | 1.7931 | 0 | 2.4769 | 0 | 0 | 0 | 0 | 0.3147 | 0 | 0 | 0.66667 | 0 | 5.2514 | 0 | 0 | 0 | 0 | 0 | 0 | 0 | 0 | 0 | 0 | 0 | 0 | 0 | 0.45131 | 0 | 0.32173 | 4.0703 | 0 | 0 | 0.053706 | 0.82256 | 0 | 0 | 0 | 0 | 5.7196 | 0 | 0 | 0 | 0 | 0 | 0 | 0 | 0 | 0 | 0 | 0 | 0 | 0
3 | 19 | 2 | 1 | 1.7931 | 0 | 2.4769 | 0 | 0 | 0 | 0 | 0.34357 | 0 | 0 | 0.6667 | 0 | 5.2803 | 0 | 0 | 0 | 0 | 0 | 0 | 0 | 0 | 0 | 0 | 0 | 0 | 0 | 0.45131 | 0 | 0.32173 | 4.2961 | 0 | 0 | 0.053706 | 0.82254 | 0 | 0 | 0 | 0 | 5.9454 | 0 | 0 | 0 | 0 | 0 | 0 | 0 | 0 | 0 | 0 | 0 | 0 | 0
3 | 19 | 3 | 1 | 1.7931 | 0 | 2.4769 | 0 | 0 | 0 | 0 | 0.42922 | 0 | 0 | 0.6667 | 0 | 5.3659 | 0 | 0 | 0 | 0 | 0 | 0 | 0 | 0 | 0 | 0 | 0 | 0 | 0 | 0.45131 | 0 | 0.32173 | 4.9695 | 0 | 0 | 0.053706 | 0.83287 | 0 | 0 | 0 | 0 | 6.6291 | 0 | 0 | 0 | 0 | 0 | 0 | 0 | 0 | 0 | 0 | 0 | 0 | 0
3 | 19 | 4 | 1 | 1.7931 | 0 | 2.4769 | 0 | 0 | 0 | 0 | 0.43447 | 0 | 0 | 0.66673 | 0 | 5.3712 | 0 | 0 | 0 | 0 | 0 | 0 | 0 | 0 | 0 | 0 | 0 | 0 | 0 | 0.45131 | 0 | 0.32173 | 5.0622 | 0 | 0 | 0.053706 | 0.83022 | 0 | 0 | 0 | 0 | 6.7192 | 0 | 0 | 0 | 0 | 0 | 0 | 0 | 0 | 0 | 0 | 0 | 0 | 0
3 | 19 | 5 | 1 | 1.7931 | 0 | 2.4769 | 0 | 0 | 0 | 0 | 0.44503 | 0 | 0 | 0.66672 | 0 | 5.3818 | 0 | 0 | 0 | 0 | 0 | 0 | 0 | 0 | 0 | 0 | 0 | 0 | 0 | 0.45131 | 0 | 0.32173 | 5.0493 | 0 | 0 | 0.053706 | 0.82967 | 0 | 0 | 0 | 0 | 6.7057 | 0 | 0 | 0 | 0 | 0 | 0 | 0 | 0 | 0 | 0 | 0 | 0 | 0
3 | 19 | 6 | 1 | 1.7931 | 0 | 2.4769 | 0 | 0 | 0 | 0 | 0.4777 | 0 | 0 | 3.7922 | 0 | 8.5399 | 0 | 0 | 0 | 0 | 0 | 0 | 0 | 0 | 0 | 0 | 0 | 0 | 0 | 0.45131 | 0 | 0.54519 | 5.3171 | 0 | 0 | 0.31621 | 0.82604 | 0 | 0 | 0 | 0 | 7.4558 | 0 | 0 | 0 | 0 | 0 | 0 | 0 | 0 | 0 | 0 | 0 | 0 | 0
3 | 19 | 7 | 1 | 1.7931 | 0 | 2.4769 | 0 | 0 | 0 | 0 | 0.94521 | 0 | 0 | 6.2926 | 0 | 11.5078 | 0 | 0 | 0 | 0 | 0 | 0 | 0 | 0 | 0 | 0 | 0 | 0 | 0 | 0.45131 | 0 | 0.71279 | 7.7153 | 0 | 0 | 0.52621 | 0.82143 | 0 | 0 | 0 | 0 | 10.227 | 0 | 0 | 0 | 0 | 0 | 0 | 0 | 0 | 0 | 0 | 0 | 0 | 0
3 | 19 | 8 | 1 | 1.7931 | 0 | 13.6089 | 0 | 0 | 0 | 0 | 0.65633 | 0 | 0 | 3.9588 | 0 | 20.0172 | 0 | 0 | 0 | 0 | 0 | 0 | 0 | 0 | 0 | 0 | 0 | 0 | 0 | 0.45131 | 0 | 0.71279 | 5.7211 | 0 | 0 | 0.42121 | 0.8178 | 0 | 0 | 0 | 0 | 8.1242 | 0 | 0 | 0 | 0 | 0 | 0 | 0 | 0 | 0 | 0 | 0 | 0 | 0
3 | 19 | 9 | 1 | 1.7931 | 0 | 13.6089 | 0 | 0 | 0 | 0 | 0.55655 | 0 | 0 | 4.8629 | 0 | 20.8215 | 0 | 0 | 0 | 0 | 0 | 0 | 0 | 0 | 0 | 0 | 0 | 0 | 0 | 0.45131 | 0 | 0.71279 | 4.935 | 0 | 0 | 0.31621 | 0.81504 | 0 | 0 | 0 | 0 | 7.2303 | 0 | 0 | 0 | 0 | 0 | 0 | 0 | 0 | 0 | 0 | 0 | 0 | 0
3 | 19 | 10 | 1 | 1.7931 | 0 | 13.6089 | 0 | 0 | 0 | 0 | 0.47587 | 0 | 0 | 3.7921 | 0 | 19.67 | 0 | 0 | 0 | 0 | 0 | 0 | 0 | 0 | 0 | 0 | 0 | 0 | 0 | 0.45131 | 0 | 0.71279 | 4.3388 | 0 | 0 | 0.31621 | 0.81138 | 0 | 0 | 0 | 0 | 6.6305 | 0 | 0 | 0 | 0 | 0 | 0 | 0 | 0 | 0 | 0 | 0 | 0 | 0
3 | 19 | 11 | 1 | 1.7931 | 0 | 13.6089 | 0 | 0 | 0 | 0 | 0.41043 | 0 | 0 | 3.9588 | 0 | 19.7713 | 0 | 0 | 0 | 0 | 0 | 0 | 0 | 0 | 0 | 0 | 0 | 0 | 0 | 0.45131 | 0 | 0.54519 | 4.0724 | 0 | 0 | 0.36871 | 0.81587 | 0 | 0 | 0 | 0 | 6.2534 | 0 | 0 | 0 | 0 | 0 | 0 | 0 | 0 | 0 | 0 | 0 | 0 | 0
3 | 19 | 12 | 1 | 1.7931 | 0 | 8.6613 | 0 | 0 | 0 | 0 | 0.38062 | 0 | 0 | 3.9588 | 0 | 14.7939 | 0 | 0 | 0 | 0 | 0 | 0 | 0 | 0 | 0 | 0 | 0 | 0 | 0 | 0.45131 | 0 | 0.54519 | 3.8311 | 0 | 0 | 0.42121 | 0.81207 | 0 | 0 | 0 | 0 | 6.0609 | 0 | 0 | 0 | 0 | 0 | 0 | 0 | 0 | 0 | 0 | 0 | 0 | 0
3 | 19 | 13 | 1 | 1.7931 | 0 | 13.6089 | 0 | 0 | 0 | 0 | 0.23093 | 0 | 0 | 5.9357 | 0 | 21.5687 | 0 | 0 | 0 | 0 | 0 | 0 | 0 | 0 | 0 | 0 | 0 | 0 | 0 | 0.45131 | 0 | 0.54519 | 2.9809 | 0 | 0 | 0.36871 | 0.81045 | 0 | 0 | 0 | 0 | 5.1565 | 0 | 0 | 0 | 0 | 0 | 0 | 0 | 0 | 0 | 0 | 0 | 0 | 0
3 | 19 | 14 | 1 | 1.7931 | 0 | 13.6089 | 0 | 0 | 0 | 0 | 0.1688 | 0 | 0 | 3.9588 | 0 | 19.5296 | 0 | 0 | 0 | 0 | 0 | 0 | 0 | 0 | 0 | 0 | 0 | 0 | 0 | 0.45131 | 0 | 0.54519 | 2.4663 | 0 | 0 | 0.36871 | 0.80894 | 0 | 0 | 0 | 0 | 4.6404 | 0 | 0 | 0 | 0 | 0 | 0 | 0 | 0 | 0 | 0 | 0 | 0 | 0
3 | 19 | 15 | 1 | 1.7931 | 0 | 13.6089 | 0 | 0 | 0 | 0 | 0.20202 | 0 | 0 | 4.2452 | 0 | 19.8492 | 0 | 0 | 0 | 0 | 0 | 0 | 0 | 0 | 0 | 0 | 0 | 0 | 0 | 0.45131 | 0 | 0.54519 | 2.7307 | 0 | 0 | 0.31621 | 0.81112 | 0 | 0 | 0 | 0 | 4.8545 | 0 | 0 | 0 | 0 | 0 | 0 | 0 | 0 | 0 | 0 | 0 | 0 | 0
3 | 19 | 16 | 1 | 1.7931 | 0 | 13.6089 | 0 | 0 | 0 | 0 | 0.19582 | 0 | 0 | 3.7922 | 0 | 19.39 | 0 | 0 | 0 | 0 | 0 | 0 | 0 | 0 | 0 | 0 | 0 | 0 | 0 | 0.45131 | 0 | 0.54519 | 2.5526 | 0 | 0 | 0.31621 | 0.81368 | 0 | 0 | 0 | 0 | 4.679 | 0 | 0 | 0 | 0 | 0 | 0 | 0 | 0 | 0 | 0 | 0 | 0 | 0
3 | 19 | 17 | 1 | 1.7931 | 0 | 13.6089 | 0 | 0 | 0 | 0 | 0.20629 | 0 | 0 | 6.2926 | 0 | 21.9009 | 0 | 0 | 0 | 0 | 0 | 0 | 0 | 0 | 0 | 0 | 0 | 0 | 0 | 0.45131 | 0 | 0.54519 | 2.7246 | 0 | 0 | 0.52621 | 0.81591 | 0 | 0 | 0 | 0 | 5.0633 | 0 | 0 | 0 | 0 | 0 | 0 | 0 | 0 | 0 | 0 | 0 | 0 | 0
3 | 19 | 18 | 1 | 1.7931 | 0 | 9.8982 | 0 | 0 | 0 | 0 | 0.31965 | 0 | 0 | 6.2926 | 0 | 18.3036 | 0 | 0 | 0 | 0 | 0 | 0 | 0 | 0 | 0 | 0 | 0 | 0 | 0 | 0.45131 | 0 | 0.54519 | 3.8277 | 0 | 0 | 0.52621 | 0.81791 | 0 | 0 | 0 | 0 | 6.1684 | 0 | 0 | 0 | 0 | 0 | 0 | 0 | 0 | 0 | 0 | 0 | 0 | 0
3 | 19 | 19 | 1 | 1.7931 | 0 | 2.4769 | 0 | 0 | 0 | 0 | 0.56907 | 0 | 0 | 3.9589 | 0 | 8.7979 | 0 | 0 | 0 | 0 | 0 | 0 | 0 | 0 | 0 | 0 | 0 | 0 | 0 | 0.45131 | 0 | 0.88038 | 5.1119 | 0 | 0 | 0.42121 | 0.8181 | 0 | 0 | 0 | 0 | 7.6829 | 0 | 0 | 0 | 0 | 0 | 0 | 0 | 0 | 0 | 0 | 0 | 0 | 0
3 | 19 | 20 | 1 | 1.7931 | 0 | 2.4769 | 0 | 0 | 0 | 0 | 0.60733 | 0 | 0 | 3.9588 | 0 | 8.8362 | 0 | 0 | 0 | 0 | 0 | 0 | 0 | 0 | 0 | 0 | 0 | 0 | 0 | 0.45131 | 0 | 1.1038 | 5.2901 | 0 | 0 | 0.36871 | 0.8096 | 0 | 0 | 0 | 0 | 8.0236 | 0 | 0 | 0 | 0 | 0 | 0 | 0 | 0 | 0 | 0 | 0 | 0 | 0
3 | 19 | 21 | 1 | 1.7931 | 0 | 2.4769 | 0 | 0 | 0 | 0 | 0.67187 | 0 | 0 | 6.6374 | 0 | 11.5793 | 0 | 0 | 0 | 0 | 0 | 0 | 0 | 0 | 0 | 0 | 0 | 0 | 0 | 0.45131 | 0 | 1.2156 | 5.7252 | 0 | 0 | 0.47371 | 0.81235 | 0 | 0 | 0 | 0 | 8.6781 | 0 | 0 | 0 | 0 | 0 | 0 | 0 | 0 | 0 | 0 | 0 | 0 | 0
3 | 19 | 22 | 1 | 1.7931 | 0 | 2.4769 | 0 | 0 | 0 | 0 | 0.69641 | 0 | 0 | 4.327 | 0 | 9.2934 | 0 | 0 | 0 | 0 | 0 | 0 | 0 | 0 | 0 | 0 | 0 | 0 | 0 | 0.45131 | 0 | 1.1038 | 5.8038 | 0 | 0 | 0.31621 | 0.81556 | 0 | 0 | 0 | 0 | 8.4907 | 0 | 0 | 0 | 0 | 0 | 0 | 0 | 0 | 0 | 0 | 0 | 0 | 0
3 | 19 | 23 | 1 | 1.7931 | 0 | 2.4769 | 0 | 0 | 0 | 0 | 0.21523 | 0 | 0 | 0.66666 | 0 | 5.1519 | 0 | 0 | 0 | 0 | 0 | 0 | 0 | 0 | 0 | 0 | 0 | 0 | 0 | 0.45131 | 0 | 0.88038 | 3.6149 | 0 | 0 | 0.053706 | 0.81483 | 0 | 0 | 0 | 0 | 5.8152 | 0 | 0 | 0 | 0 | 0 | 0 | 0 | 0 | 0 | 0 | 0 | 0 | 0
3 | 19 | 24 | 1 | 1.7931 | 0 | 2.4769 | 0 | 0 | 0 | 0 | 0.37749 | 0 | 0 | 0.66666 | 0 | 5.3142 | 0 | 0 | 0 | 0 | 0 | 0 | 0 | 0 | 0 | 0 | 0 | 0 | 0 | 0.45131 | 0 | 0.54519 | 4.6837 | 0 | 0 | 0.053706 | 0.82672 | 0 | 0 | 0 | 0 | 6.5606 | 0 | 0 | 0 | 0 | 0 | 0 | 0 | 0 | 0 | 0 | 0 | 0 | 0
3 | 20 | 1 | 2 | 1.7931 | 0 | 2.4769 | 0 | 0 | 0 | 0 | 0.44138 | 0 | 0 | 0.6667 | 0 | 5.3781 | 0 | 0 | 0 | 0 | 0 | 0 | 0 | 0 | 0 | 0 | 0 | 0 | 0 | 0.45131 | 0 | 0.32173 | 5.1289 | 0 | 0 | 0.053706 | 0.83415 | 0 | 0 | 0 | 0 | 6.7898 | 0 | 0 | 0 | 0 | 0 | 0 | 0 | 0 | 0 | 0 | 0 | 0 | 0
3 | 20 | 2 | 2 | 1.7931 | 0 | 2.4769 | 0 | 0 | 0 | 0 | 0.45851 | 0 | 0 | 0.66673 | 0 | 5.3953 | 0 | 0 | 0 | 0 | 0 | 0 | 0 | 0 | 0 | 0 | 0 | 0 | 0 | 0.45131 | 0 | 0.32173 | 5.2852 | 0 | 0 | 0.053706 | 0.83251 | 0 | 0 | 0 | 0 | 6.9444 | 0 | 0 | 0 | 0 | 0 | 0 | 0 | 0 | 0 | 0 | 0 | 0 | 0
3 | 20 | 3 | 2 | 1.7931 | 0 | 2.4769 | 0 | 0 | 0 | 0 | 0.45384 | 0 | 0 | 0.66672 | 0 | 5.3906 | 0 | 0 | 0 | 0 | 0 | 0 | 0 | 0 | 0 | 0 | 0 | 0 | 0 | 0.45131 | 0 | 0.32173 | 5.2276 | 0 | 0 | 0.053706 | 0.82866 | 0 | 0 | 0 | 0 | 6.883 | 0 | 0 | 0 | 0 | 0 | 0 | 0 | 0 | 0 | 0 | 0 | 0 | 0
3 | 20 | 4 | 2 | 1.7931 | 0 | 2.4769 | 0 | 0 | 0 | 0 | 0.47417 | 0 | 0 | 0.6667 | 0 | 5.4109 | 0 | 0 | 0 | 0 | 0 | 0 | 0 | 0 | 0 | 0 | 0 | 0 | 0 | 0.45131 | 0 | 0.32173 | 5.7264 | 0 | 0 | 0.053706 | 0.8306 | 0 | 0.85991 | 0 | 0 | 8.2436 | 0 | 0 | 0 | 0 | 0 | 0 | 0 | 0 | 0 | 0 | 0 | 0 | 0
3 | 20 | 5 | 2 | 1.7931 | 0 | 2.4769 | 0 | 0 | 0 | 0 | 0.48415 | 0 | 0 | 0.6667 | 0 | 5.4209 | 0 | 0 | 0 | 0 | 0 | 0 | 0 | 0 | 0 | 0 | 0 | 0 | 0 | 0.45131 | 0 | 0.32173 | 5.4013 | 0 | 0 | 0.053706 | 0.82937 | 0 | 0 | 0 | 0 | 7.0574 | 0 | 0 | 0 | 0 | 0 | 0 | 0 | 0 | 0 | 0 | 0 | 0 | 0
3 | 20 | 6 | 2 | 1.7931 | 0 | 2.4769 | 0 | 0 | 0 | 0 | 0.50721 | 0 | 0 | 3.7922 | 0 | 8.5694 | 0 | 0 | 0 | 0 | 0 | 0 | 0 | 0 | 0 | 0 | 0 | 0 | 0 | 0.45131 | 0 | 0.54519 | 5.4228 | 0 | 0 | 0.31621 | 0.82487 | 0 | 0 | 0 | 0 | 7.5604 | 0 | 0 | 0 | 0 | 0 | 0 | 0 | 0 | 0 | 0 | 0 | 0 | 0
3 | 20 | 7 | 2 | 1.7931 | 0 | 2.4769 | 0 | 0 | 0 | 0 | 1.0074 | 0 | 0 | 6.2925 | 0 | 11.57 | 0 | 0 | 0 | 0 | 0 | 0 | 0 | 0 | 0 | 0 | 0 | 0 | 0 | 0.45131 | 0 | 0.71279 | 8.1651 | 0 | 0 | 0.52621 | 0.82715 | 0 | 0 | 0 | 0 | 10.6826 | 0 | 0 | 0 | 0 | 0 | 0 | 0 | 0 | 0 | 0 | 0 | 0 | 0
3 | 20 | 8 | 2 | 1.7931 | 0 | 13.6089 | 0 | 0 | 0 | 0 | 0.70075 | 0 | 0 | 3.9588 | 0 | 20.0616 | 0 | 0 | 0 | 0 | 0 | 0 | 0 | 0 | 0 | 0 | 0 | 0 | 0 | 0.45131 | 0 | 0.71279 | 5.8204 | 0 | 0 | 0.42121 | 0.82053 | 0 | 0 | 0 | 0 | 8.2262 | 0 | 0 | 0 | 0 | 0 | 0 | 0 | 0 | 0 | 0 | 0 | 0 | 0
3 | 20 | 9 | 2 | 1.7931 | 0 | 13.6089 | 0 | 0 | 0 | 0 | 0.62444 | 0 | 0 | 4.8629 | 0 | 20.8894 | 0 | 0 | 0 | 0 | 0 | 0 | 0 | 0 | 0 | 0 | 0 | 0 | 0 | 0.45131 | 0 | 0.71279 | 5.1611 | 0 | 0 | 0.31621 | 0.8225 | 0 | 0 | 0 | 0 | 7.4639 | 0 | 0 | 0 | 0 | 0 | 0 | 0 | 0 | 0 | 0 | 0 | 0 | 0
3 | 20 | 10 | 2 | 1.7931 | 0 | 13.6089 | 0 | 0 | 0 | 0 | 0.55455 | 0 | 0 | 3.7922 | 0 | 19.7487 | 0 | 0 | 0 | 0 | 0 | 0 | 0 | 0 | 0 | 0 | 0 | 0 | 0 | 0.45131 | 0 | 0.71279 | 4.5046 | 0 | 0 | 0.31621 | 0.82068 | 0 | 0 | 0 | 0 | 6.8056 | 0 | 0 | 0 | 0 | 0 | 0 | 0 | 0 | 0 | 0 | 0 | 0 | 0
3 | 20 | 11 | 2 | 1.7931 | 0 | 13.6089 | 0 | 0 | 0 | 0 | 0.53434 | 0 | 0 | 3.9589 | 0 | 19.8952 | 0 | 0 | 0 | 0 | 0 | 0 | 0 | 0 | 0 | 0 | 0 | 0 | 0 | 0.45131 | 0 | 0.54519 | 4.4265 | 0 | 0 | 0.36871 | 0.8232 | 0 | 0 | 0 | 0 | 6.6149 | 0 | 0 | 0 | 0 | 0 | 0 | 0 | 0 | 0 | 0 | 0 | 0 | 0
3 | 20 | 12 | 2 | 1.7931 | 0 | 8.6613 | 0 | 0 | 0 | 0 | 0.51426 | 0 | 0 | 3.9589 | 0 | 14.9276 | 0 | 0 | 0 | 0 | 0 | 0 | 0 | 0 | 0 | 0 | 0 | 0 | 0 | 0.45131 | 0 | 0.54519 | 4.2179 | 0 | 0 | 0.42121 | 0.82207 | 0 | 0 | 0 | 0 | 6.4576 | 0 | 0 | 0 | 0 | 0 | 0 | 0 | 0 | 0 | 0 | 0 | 0 | 0
3 | 20 | 13 | 2 | 1.7931 | 0 | 13.6089 | 0 | 0 | 0 | 0 | 0.41656 | 0 | 0 | 5.9358 | 0 | 21.7543 | 0 | 0 | 0 | 0 | 0 | 0 | 0 | 0 | 0 | 0 | 0 | 0 | 0 | 0.45131 | 0 | 0.54519 | 3.7229 | 0 | 0 | 0.36871 | 0.82119 | 0 | 0 | 0 | 0 | 5.9093 | 0 | 0 | 0 | 0 | 0 | 0 | 0 | 0 | 0 | 0 | 0 | 0 | 0
3 | 20 | 14 | 2 | 1.7931 | 0 | 13.6089 | 0 | 0 | 0 | 0 | 0.35702 | 0 | 0 | 3.9589 | 0 | 19.7179 | 0 | 0 | 0 | 0 | 0 | 0 | 0 | 0 | 0 | 0 | 0 | 0 | 0 | 0.45131 | 0 | 0.54519 | 3.4936 | 0 | 0 | 0.36871 | 0.82285 | 0 | 0 | 0 | 0 | 5.6816 | 0 | 0 | 0 | 0 | 0 | 0 | 0 | 0 | 0 | 0 | 0 | 0 | 0
3 | 20 | 15 | 2 | 1.7931 | 0 | 13.6089 | 0 | 0 | 0 | 0 | 0.31648 | 0 | 0 | 4.2452 | 0 | 19.9637 | 0 | 0 | 0 | 0 | 0 | 0 | 0 | 0 | 0 | 0 | 0 | 0 | 0 | 0.45131 | 0 | 0.54519 | 3.3612 | 0 | 0 | 0.31621 | 0.8244 | 0 | 0 | 0 | 0 | 5.4983 | 0 | 0 | 0 | 0 | 0 | 0 | 0 | 0 | 0 | 0 | 0 | 0 | 0
3 | 20 | 16 | 2 | 1.7931 | 0 | 13.6089 | 0 | 0 | 0 | 0 | 0.26298 | 0 | 0 | 3.7922 | 0 | 19.4572 | 0 | 0 | 0 | 0 | 0 | 0 | 0 | 0 | 0 | 0 | 0 | 0 | 0 | 0.45131 | 0 | 0.54519 | 2.9651 | 0 | 0 | 0.31621 | 0.82085 | 0 | 0 | 0 | 0 | 5.0986 | 0 | 0 | 0 | 0 | 0 | 0 | 0 | 0 | 0 | 0 | 0 | 0 | 0
3 | 20 | 17 | 2 | 1.7931 | 0 | 13.6089 | 0 | 0 | 0 | 0 | 0.35953 | 0 | 0 | 6.2926 | 0 | 22.0541 | 0 | 0 | 0 | 0 | 0 | 0 | 0 | 0 | 0 | 0 | 0 | 0 | 0 | 0.45131 | 0 | 0.54519 | 3.6123 | 0 | 0 | 0.52621 | 0.82618 | 0 | 0 | 0 | 0 | 5.9612 | 0 | 0 | 0 | 0 | 0 | 0 | 0 | 0 | 0 | 0 | 0 | 0 | 0
3 | 20 | 18 | 2 | 1.7931 | 0 | 9.8982 | 0 | 0 | 0 | 0 | 0.4604 | 0 | 0 | 6.2926 | 0 | 18.4443 | 0 | 0 | 0 | 0 | 0 | 0 | 0 | 0 | 0 | 0 | 0 | 0 | 0 | 0.45131 | 0 | 0.54519 | 4.1087 | 0 | 0 | 0.52621 | 0.82727 | 0 | 0 | 0 | 0 | 6.4587 | 0 | 0 | 0 | 0 | 0 | 0 | 0 | 0 | 0 | 0 | 0 | 0 | 0
3 | 20 | 19 | 2 | 1.7931 | 0 | 2.4769 | 0 | 0 | 0 | 0 | 0.61945 | 0 | 0 | 3.9589 | 0 | 8.8483 | 0 | 0 | 0 | 0 | 0 | 0 | 0 | 0 | 0 | 0 | 0 | 0 | 0 | 0.45131 | 0 | 0.88038 | 4.8307 | 0 | 0 | 0.42121 | 0.82012 | 0 | 0 | 0 | 0 | 7.4038 | 0 | 0 | 0 | 0 | 0 | 0 | 0 | 0 | 0 | 0 | 0 | 0 | 0
3 | 20 | 20 | 2 | 1.7931 | 0 | 2.4769 | 0 | 0 | 0 | 0 | 0.64614 | 0 | 0 | 3.9589 | 0 | 8.875 | 0 | 0 | 0 | 0 | 0 | 0 | 0 | 0 | 0 | 0 | 0 | 0 | 0 | 0.45131 | 0 | 1.1038 | 4.9246 | 0 | 0 | 0.36871 | 0.81278 | 0 | 0 | 0 | 0 | 7.6612 | 0 | 0 | 0 | 0 | 0 | 0 | 0 | 0 | 0 | 0 | 0 | 0 | 0
3 | 20 | 21 | 2 | 1.7931 | 0 | 2.4769 | 0 | 0 | 0 | 0 | 0.64744 | 0 | 0 | 6.6374 | 0 | 11.5549 | 0 | 0 | 0 | 0 | 0 | 0 | 0 | 0 | 0 | 0 | 0 | 0 | 0 | 0.45131 | 0 | 1.2156 | 4.8894 | 0 | 0 | 0.47371 | 0.80788 | 0 | 0 | 0 | 0 | 7.8379 | 0 | 0 | 0 | 0 | 0 | 0 | 0 | 0 | 0 | 0 | 0 | 0 | 0
3 | 20 | 22 | 2 | 1.7931 | 0 | 2.4769 | 0 | 0 | 0 | 0 | 0.67457 | 0 | 0 | 4.327 | 0 | 9.2716 | 0 | 0 | 0 | 0 | 0 | 0 | 0 | 0 | 0 | 0 | 0 | 0 | 0 | 0.45131 | 0 | 1.1038 | 5.0435 | 0 | 0 | 0.31621 | 0.81241 | 0 | 0 | 0 | 0 | 7.7273 | 0 | 0 | 0 | 0 | 0 | 0 | 0 | 0 | 0 | 0 | 0 | 0 | 0
3 | 20 | 23 | 2 | 1.7931 | 0 | 2.4769 | 0 | 0 | 0 | 0 | 0.21666 | 0 | 0 | 0.66667 | 0 | 5.1533 | 0 | 0 | 0 | 0 | 0 | 0 | 0 | 0 | 0 | 0 | 0 | 0 | 0 | 0.45131 | 0 | 0.88038 | 3.2102 | 0 | 0 | 0.053706 | 0.81678 | 0 | 0 | 0 | 0 | 5.4123 | 0 | 0 | 0 | 0 | 0 | 0 | 0 | 0 | 0 | 0 | 0 | 0 | 0
3 | 20 | 24 | 2 | 1.7931 | 0 | 2.4769 | 0 | 0 | 0 | 0 | 0.32983 | 0 | 0 | 0.66669 | 0 | 5.2665 | 0 | 0 | 0 | 0 | 0 | 0 | 0 | 0 | 0 | 0 | 0 | 0 | 0 | 0.45131 | 0 | 0.54519 | 3.8265 | 0 | 0 | 0.053706 | 0.82145 | 0 | 0 | 0 | 0 | 5.6982 | 0 | 0 | 0 | 0 | 0 | 0 | 0 | 0 | 0 | 0 | 0 | 0 | 0
3 | 21 | 1 | 3 | 1.7931 | 0 | 2.4769 | 0 | 0 | 0 | 0 | 0.39284 | 0 | 0 | 0.66671 | 0 | 5.3296 | 0 | 0 | 0 | 0 | 0 | 0 | 0 | 0 | 0 | 0 | 0 | 0 | 0 | 0.45131 | 0 | 0.32173 | 4.2818 | 0 | 0 | 0.053706 | 0.82966 | 0 | 0 | 0 | 0 | 5.9382 | 0 | 0 | 0 | 0 | 0 | 0 | 0 | 0 | 0 | 0 | 0 | 0 | 0
3 | 21 | 2 | 3 | 1.7931 | 0 | 2.4769 | 0 | 0 | 0 | 0 | 0.42883 | 0 | 0 | 0.66674 | 0 | 5.3656 | 0 | 0 | 0 | 0 | 0 | 0 | 0 | 0 | 0 | 0 | 0 | 0 | 0 | 0.45131 | 0 | 0.32173 | 4.49 | 0 | 0 | 0.053706 | 0.83189 | 0 | 0 | 0 | 0 | 6.1486 | 0 | 0 | 0 | 0 | 0 | 0 | 0 | 0 | 0 | 0 | 0 | 0 | 0
3 | 21 | 3 | 3 | 1.7931 | 0 | 2.4769 | 0 | 0 | 0 | 0 | 0.43656 | 0 | 0 | 0.66675 | 0 | 5.3733 | 0 | 0 | 0 | 0 | 0 | 0 | 0 | 0 | 0 | 0 | 0 | 0 | 0 | 0.45131 | 0 | 0.32173 | 4.5245 | 0 | 0 | 0.053706 | 0.83063 | 0 | 0 | 0 | 0 | 6.1819 | 0 | 0 | 0 | 0 | 0 | 0 | 0 | 0 | 0 | 0 | 0 | 0 | 0
3 | 21 | 4 | 3 | 1.7931 | 0 | 2.4769 | 0 | 0 | 0 | 0 | 0.46364 | 0 | 0 | 0.66674 | 0 | 5.4004 | 0 | 0 | 0 | 0 | 0 | 0 | 0 | 0 | 0 | 0 | 0 | 0 | 0 | 0.45131 | 0 | 0.32173 | 4.7527 | 0 | 0 | 0.053706 | 0.83318 | 0 | 0 | 0 | 0 | 6.4127 | 0 | 0 | 0 | 0 | 0 | 0 | 0 | 0 | 0 | 0 | 0 | 0 | 0
3 | 21 | 5 | 3 | 1.7931 | 0 | 2.4769 | 0 | 0 | 0 | 0 | 0.47083 | 0 | 0 | 0.66675 | 0 | 5.4076 | 0 | 0 | 0 | 0 | 0 | 0 | 0 | 0 | 0 | 0 | 0 | 0 | 0 | 0.45131 | 0 | 0.32173 | 4.7065 | 0 | 0 | 0.053706 | 0.83272 | 0 | 0 | 0 | 0 | 6.366 | 0 | 0 | 0 | 0 | 0 | 0 | 0 | 0 | 0 | 0 | 0 | 0 | 0
3 | 21 | 6 | 3 | 1.7931 | 0 | 2.4769 | 0 | 0 | 0 | 0 | 0.49924 | 0 | 0 | 3.7922 | 0 | 8.5615 | 0 | 0 | 0 | 0 | 0 | 0 | 0 | 0 | 0 | 0 | 0 | 0 | 0 | 0.45131 | 0 | 0.54519 | 4.8112 | 0 | 0 | 0.31621 | 0.82948 | 0 | 0 | 0 | 0 | 6.9534 | 0 | 0 | 0 | 0 | 0 | 0 | 0 | 0 | 0 | 0 | 0 | 0 | 0
3 | 21 | 7 | 3 | 1.7931 | 0 | 2.4769 | 0 | 0 | 0 | 0 | 0.98696 | 0 | 0 | 6.2926 | 0 | 11.5496 | 0 | 0 | 0 | 0 | 0 | 0 | 0 | 0 | 0 | 0 | 0 | 0 | 0 | 0.45131 | 0 | 0.71279 | 7.0613 | 0 | 0 | 0.52621 | 0.82692 | 0 | 0 | 0 | 0 | 9.5785 | 0 | 0 | 0 | 0 | 0 | 0 | 0 | 0 | 0 | 0 | 0 | 0 | 0
3 | 21 | 8 | 3 | 1.7931 | 0 | 13.6089 | 0 | 0 | 0 | 0 | 0.70911 | 0 | 0 | 3.9589 | 0 | 20.07 | 0 | 0 | 0 | 0 | 0 | 0 | 0 | 0 | 0 | 0 | 0 | 0 | 0 | 0.45131 | 0 | 0.71279 | 5.1557 | 0 | 0 | 0.42121 | 0.8241 | 0 | 0 | 0 | 0 | 7.5651 | 0 | 0 | 0 | 0 | 0 | 0 | 0 | 0 | 0 | 0 | 0 | 0 | 0
3 | 21 | 9 | 3 | 1.7931 | 0 | 13.6089 | 0 | 0 | 0 | 0 | 0.61819 | 0 | 0 | 4.863 | 0 | 20.8832 | 0 | 0 | 0 | 0 | 0 | 0 | 0 | 0 | 0 | 0 | 0 | 0 | 0 | 0.45131 | 0 | 0.71279 | 4.7615 | 0 | 0 | 0.31621 | 0.82231 | 0 | 0 | 0 | 0 | 7.0641 | 0 | 0 | 0 | 0 | 0 | 0 | 0 | 0 | 0 | 0 | 0 | 0 | 0
3 | 21 | 10 | 3 | 1.7931 | 0 | 13.6089 | 0 | 0 | 0 | 0 | 0.54721 | 0 | 0 | 3.7922 | 0 | 19.7414 | 0 | 0 | 0 | 0 | 0 | 0 | 0 | 0 | 0 | 0 | 0 | 0 | 0 | 0.45131 | 0 | 0.71279 | 4.4123 | 0 | 0 | 0.31621 | 0.81902 | 0 | 0 | 0 | 0 | 6.7116 | 0 | 0 | 0 | 0 | 0 | 0 | 0 | 0 | 0 | 0 | 0 | 0 | 0
3 | 21 | 11 | 3 | 1.7931 | 0 | 13.6089 | 0 | 0 | 0 | 0 | 0.51285 | 0 | 0 | 3.9589 | 0 | 19.8737 | 0 | 0 | 0 | 0 | 0 | 0 | 0 | 0 | 0 | 0 | 0 | 0 | 0 | 0.45131 | 0 | 0.54519 | 4.2663 | 0 | 0 | 0.36871 | 0.8206 | 0 | 0 | 0 | 0 | 6.4521 | 0 | 0 | 0 | 0 | 0 | 0 | 0 | 0 | 0 | 0 | 0 | 0 | 0
3 | 21 | 12 | 3 | 1.7931 | 0 | 8.6613 | 0 | 0 | 0 | 0 | 0.51683 | 0 | 0 | 3.9589 | 0 | 14.9302 | 0 | 0 | 0 | 0 | 0 | 0 | 0 | 0 | 0 | 0 | 0 | 0 | 0 | 0.45131 | 0 | 0.54519 | 4.1228 | 0 | 0 | 0.42121 | 0.81415 | 0 | 0 | 0 | 0 | 6.3546 | 0 | 0 | 0 | 0 | 0 | 0 | 0 | 0 | 0 | 0 | 0 | 0 | 0
3 | 21 | 13 | 3 | 1.7931 | 0 | 13.6089 | 0 | 0 | 0 | 0 | 0.38434 | 0 | 0 | 5.9358 | 0 | 21.7221 | 0 | 0 | 0 | 0 | 0 | 0 | 0 | 0 | 0 | 0 | 0 | 0 | 0 | 0.45131 | 0 | 0.54519 | 3.469 | 0 | 0 | 0.36871 | 0.81037 | 0 | 0 | 0 | 0 | 5.6446 | 0 | 0 | 0 | 0 | 0 | 0 | 0 | 0 | 0 | 0 | 0 | 0 | 0
3 | 21 | 14 | 3 | 1.7931 | 0 | 13.6089 | 0 | 0 | 0 | 0 | 0.21923 | 0 | 0 | 3.9588 | 0 | 19.5801 | 0 | 0 | 0 | 0 | 0 | 0 | 0 | 0 | 0 | 0 | 0 | 0 | 0 | 0.45131 | 0 | 0.54519 | 2.4996 | 0 | 0 | 0.36871 | 0.80993 | 0 | 0 | 0 | 0 | 4.6748 | 0 | 0 | 0 | 0 | 0 | 0 | 0 | 0 | 0 | 0 | 0 | 0 | 0
3 | 21 | 15 | 3 | 1.7931 | 0 | 13.6089 | 0 | 0 | 0 | 0 | 0.135 | 0 | 0 | 4.2452 | 0 | 19.7822 | 0 | 0 | 0 | 0 | 0 | 0 | 0 | 0 | 0 | 0 | 0 | 0 | 0 | 0.45131 | 0 | 0.54519 | 1.6442 | 0 | 0 | 0.31621 | 0.80469 | 0 | 0 | 0 | 0 | 3.7616 | 0 | 0 | 0 | 0 | 0 | 0 | 0 | 0 | 0 | 0 | 0 | 0 | 0
3 | 21 | 16 | 3 | 1.7931 | 0 | 13.6089 | 0 | 0 | 0 | 0 | 0.16865 | 0 | 0 | 3.7922 | 0 | 19.3628 | 0 | 0 | 0 | 0 | 0 | 0 | 0 | 0 | 0 | 0 | 0 | 0 | 0 | 0.45131 | 0 | 0.54519 | 2.1158 | 0 | 0 | 0.31621 | 0.80883 | 0 | 0 | 0 | 0 | 4.2374 | 0 | 0 | 0 | 0 | 0 | 0 | 0 | 0 | 0 | 0 | 0 | 0 | 0
3 | 21 | 17 | 3 | 1.7931 | 0 | 13.6089 | 0 | 0 | 0 | 0 | 0.23704 | 0 | 0 | 6.2926 | 0 | 21.9316 | 0 | 0 | 0 | 0 | 0 | 0 | 0 | 0 | 0 | 0 | 0 | 0 | 0 | 0.45131 | 0 | 0.54519 | 2.3946 | 0 | 0 | 0.52621 | 0.81008 | 0 | 0 | 0 | 0 | 4.7274 | 0 | 0 | 0 | 0 | 0 | 0 | 0 | 0 | 0 | 0 | 0 | 0 | 0
3 | 21 | 18 | 3 | 1.7931 | 0 | 9.8982 | 0 | 0 | 0 | 0 | 0.30701 | 0 | 0 | 6.2926 | 0 | 18.2909 | 0 | 0 | 0 | 0 | 0 | 0 | 0 | 0 | 0 | 0 | 0 | 0 | 0 | 0.45131 | 0 | 0.54519 | 2.6007 | 0 | 0 | 0.52621 | 0.80938 | 0 | 0 | 0 | 0 | 4.9328 | 0 | 0 | 0 | 0 | 0 | 0 | 0 | 0 | 0 | 0 | 0 | 0 | 0
3 | 21 | 19 | 3 | 1.7931 | 0 | 2.4769 | 0 | 0 | 0 | 0 | 0.49638 | 0 | 0 | 3.9589 | 0 | 8.7253 | 0 | 0 | 0 | 0 | 0 | 0 | 0 | 0 | 0 | 0 | 0 | 0 | 0 | 0.45131 | 0 | 0.88038 | 3.2822 | 0 | 0 | 0.42121 | 0.80706 | 0 | 0 | 0 | 0 | 5.8422 | 0 | 0 | 0 | 0 | 0 | 0 | 0 | 0 | 0 | 0 | 0 | 0 | 0
3 | 21 | 20 | 3 | 1.7931 | 0 | 2.4769 | 0 | 0 | 0 | 0 | 0.57055 | 0 | 0 | 3.9588 | 0 | 8.7994 | 0 | 0 | 0 | 0 | 0 | 0 | 0 | 0 | 0 | 0 | 0 | 0 | 0 | 0.45131 | 0 | 1.1038 | 3.8053 | 0 | 0 | 0.36871 | 0.80636 | 0 | 0 | 0 | 0 | 6.5355 | 0 | 0 | 0 | 0 | 0 | 0 | 0 | 0 | 0 | 0 | 0 | 0 | 0
3 | 21 | 21 | 3 | 1.7931 | 0 | 2.4769 | 0 | 0 | 0 | 0 | 0.59769 | 0 | 0 | 6.6374 | 0 | 11.5051 | 0 | 0 | 0 | 0 | 0 | 0 | 0 | 0 | 0 | 0 | 0 | 0 | 0 | 0.45131 | 0 | 1.2156 | 4.1599 | 0 | 0 | 0.47371 | 0.80469 | 0 | 0 | 0 | 0 | 7.1052 | 0 | 0 | 0 | 0 | 0 | 0 | 0 | 0 | 0 | 0 | 0 | 0 | 0
3 | 21 | 22 | 3 | 1.7931 | 0 | 2.4769 | 0 | 0 | 0 | 0 | 0.63548 | 0 | 0 | 4.327 | 0 | 9.2325 | 0 | 0 | 0 | 0 | 0 | 0 | 0 | 0 | 0 | 0 | 0 | 0 | 0 | 0.45131 | 0 | 1.1038 | 4.5812 | 0 | 0 | 0.31621 | 0.81043 | 0 | 0 | 0 | 0 | 7.2629 | 0 | 0 | 0 | 0 | 0 | 0 | 0 | 0 | 0 | 0 | 0 | 0 | 0
3 | 21 | 23 | 3 | 1.7931 | 0 | 2.4769 | 0 | 0 | 0 | 0 | 0.17372 | 0 | 0 | 0.66667 | 0 | 5.1104 | 0 | 0 | 0 | 0 | 0 | 0 | 0 | 0 | 0 | 0 | 0 | 0 | 0 | 0.45131 | 0 | 0.88038 | 2.8577 | 0 | 0 | 0.053706 | 0.81389 | 0 | 0 | 0 | 0 | 5.057 | 0 | 0 | 0 | 0 | 0 | 0 | 0 | 0 | 0 | 0 | 0 | 0 | 0
3 | 21 | 24 | 3 | 1.7931 | 0 | 2.4769 | 0 | 0 | 0 | 0 | 0.29723 | 0 | 0 | 0.66669 | 0 | 5.2339 | 0 | 0 | 0 | 0 | 0 | 0 | 0 | 0 | 0 | 0 | 0 | 0 | 0 | 0.45131 | 0 | 0.54519 | 3.6364 | 0 | 0 | 0.053706 | 0.82055 | 0 | 0 | 0 | 0 | 5.5072 | 0 | 0 | 0 | 0 | 0 | 0 | 0 | 0 | 0 | 0 | 0 | 0 | 0
3 | 22 | 1 | 4 | 1.7931 | 0 | 2.4769 | 0 | 0 | 0 | 0 | 0.35525 | 0 | 0 | 0.66671 | 0 | 5.292 | 0 | 0 | 0 | 0 | 0 | 0 | 0 | 0 | 0 | 0 | 0 | 0 | 0 | 0.45131 | 0 | 0.32173 | 3.9758 | 0 | 0 | 0.053706 | 0.82754 | 0 | 0 | 0 | 0 | 5.63 | 0 | 0 | 0 | 0 | 0 | 0 | 0 | 0 | 0 | 0 | 0 | 0 | 0
3 | 22 | 2 | 4 | 1.7931 | 0 | 2.4769 | 0 | 0 | 0 | 0 | 0.4051 | 0 | 0 | 0.66673 | 0 | 5.3419 | 0 | 0 | 0 | 0 | 0 | 0 | 0 | 0 | 0 | 0 | 0 | 0 | 0 | 0.45131 | 0 | 0.32173 | 4.3364 | 0 | 0 | 0.053706 | 0.83168 | 0 | 0 | 0 | 0 | 5.9948 | 0 | 0 | 0 | 0 | 0 | 0 | 0 | 0 | 0 | 0 | 0 | 0 | 0
3 | 22 | 3 | 4 | 1.7931 | 0 | 2.4769 | 0 | 0 | 0 | 0 | 0.42996 | 0 | 0 | 0.66675 | 0 | 5.3667 | 0 | 0 | 0 | 0 | 0 | 0 | 0 | 0 | 0 | 0 | 0 | 0 | 0 | 0.45131 | 0 | 0.32173 | 4.5606 | 0 | 0 | 0.053706 | 0.83275 | 0 | 0 | 0 | 0 | 6.2201 | 0 | 0 | 0 | 0 | 0 | 0 | 0 | 0 | 0 | 0 | 0 | 0 | 0
3 | 22 | 4 | 4 | 1.7931 | 0 | 2.4769 | 0 | 0 | 0 | 0 | 0.4408 | 0 | 0 | 0.66675 | 0 | 5.3776 | 0 | 0 | 0 | 0 | 0 | 0 | 0 | 0 | 0 | 0 | 0 | 0 | 0 | 0.45131 | 0 | 0.32173 | 4.6149 | 0 | 0 | 0.053706 | 0.83223 | 0 | 0 | 0 | 0 | 6.2738 | 0 | 0 | 0 | 0 | 0 | 0 | 0 | 0 | 0 | 0 | 0 | 0 | 0
3 | 22 | 5 | 4 | 1.7931 | 0 | 2.4769 | 0 | 0 | 0 | 0 | 0.42734 | 0 | 0 | 0.66674 | 0 | 5.3641 | 0 | 0 | 0 | 0 | 0 | 0 | 0 | 0 | 0 | 0 | 0 | 0 | 0 | 0.45131 | 0 | 0.32173 | 4.5991 | 0 | 0 | 0.053706 | 0.82809 | 0 | 0 | 0 | 0 | 6.2539 | 0 | 0 | 0 | 0 | 0 | 0 | 0 | 0 | 0 | 0 | 0 | 0 | 0
3 | 22 | 6 | 4 | 1.7931 | 0 | 2.4769 | 0 | 0 | 0 | 0 | 0.44025 | 0 | 0 | 3.7922 | 0 | 8.5025 | 0 | 0 | 0 | 0 | 0 | 0 | 0 | 0 | 0 | 0 | 0 | 0 | 0 | 0.45131 | 0 | 0.54519 | 4.5945 | 0 | 0 | 0.31621 | 0.82215 | 0 | 0 | 0 | 0 | 6.7294 | 0 | 0 | 0 | 0 | 0 | 0 | 0 | 0 | 0 | 0 | 0 | 0 | 0
3 | 22 | 7 | 4 | 1.7931 | 0 | 2.4769 | 0 | 0 | 0 | 0 | 0.91313 | 0 | 0 | 6.2926 | 0 | 11.4757 | 0 | 0 | 0 | 0 | 0 | 0 | 0 | 0 | 0 | 0 | 0 | 0 | 0 | 0.45131 | 0 | 0.71279 | 6.6548 | 0 | 0 | 0.52621 | 0.81797 | 0 | 0 | 0 | 0 | 9.1631 | 0 | 0 | 0 | 0 | 0 | 0 | 0 | 0 | 0 | 0 | 0 | 0 | 0
3 | 22 | 8 | 4 | 1.7931 | 0 | 13.6089 | 0 | 0 | 0 | 0 | 0.6845 | 0 | 0 | 3.9588 | 0 | 20.0454 | 0 | 0 | 0 | 0 | 0 | 0 | 0 | 0 | 0 | 0 | 0 | 0 | 0 | 0.45131 | 0 | 0.71279 | 5.3208 | 0 | 0 | 0.42121 | 0.82177 | 0 | 0 | 0 | 0 | 7.7279 | 0 | 0 | 0 | 0 | 0 | 0 | 0 | 0 | 0 | 0 | 0 | 0 | 0
3 | 22 | 9 | 4 | 1.7931 | 0 | 13.6089 | 0 | 0 | 0 | 0 | 0.59076 | 0 | 0 | 4.8629 | 0 | 20.8557 | 0 | 0 | 0 | 0 | 0 | 0 | 0 | 0 | 0 | 0 | 0 | 0 | 0 | 0.45131 | 0 | 0.71279 | 4.8037 | 0 | 0 | 0.31621 | 0.81896 | 0 | 0 | 0 | 0 | 7.1029 | 0 | 0 | 0 | 0 | 0 | 0 | 0 | 0 | 0 | 0 | 0 | 0 | 0
3 | 22 | 10 | 4 | 1.7931 | 0 | 13.6089 | 0 | 0 | 0 | 0 | 0.57458 | 0 | 0 | 3.7922 | 0 | 19.7688 | 0 | 0 | 0 | 0 | 0 | 0 | 0 | 0 | 0 | 0 | 0 | 0 | 0 | 0.45131 | 0 | 0.71279 | 4.7382 | 0 | 0 | 0.31621 | 0.8229 | 0 | 0 | 0 | 0 | 7.0414 | 0 | 0 | 0 | 0 | 0 | 0 | 0 | 0 | 0 | 0 | 0 | 0 | 0
3 | 22 | 11 | 4 | 1.7931 | 0 | 13.6089 | 0 | 0 | 0 | 0 | 0.52026 | 0 | 0 | 3.9589 | 0 | 19.8811 | 0 | 0 | 0 | 0 | 0 | 0 | 0 | 0 | 0 | 0 | 0 | 0 | 0 | 0.45131 | 0 | 0.54519 | 4.4998 | 0 | 0 | 0.36871 | 0.82285 | 0 | 0 | 0 | 0 | 6.6878 | 0 | 0 | 0 | 0 | 0 | 0 | 0 | 0 | 0 | 0 | 0 | 0 | 0
3 | 22 | 12 | 4 | 1.7931 | 0 | 8.6613 | 0 | 0 | 0 | 0 | 0.57805 | 0 | 0 | 3.9589 | 0 | 14.9914 | 0 | 0 | 0 | 0 | 0 | 0 | 0 | 0 | 0 | 0 | 0 | 0 | 0 | 0.45131 | 0 | 0.54519 | 4.7425 | 0 | 0 | 0.42121 | 0.82478 | 0 | 0 | 0 | 0 | 6.985 | 0 | 0 | 0 | 0 | 0 | 0 | 0 | 0 | 0 | 0 | 0 | 0 | 0
3 | 22 | 13 | 4 | 1.7931 | 0 | 13.6089 | 0 | 0 | 0 | 0 | 0.47648 | 0 | 0 | 5.9358 | 0 | 21.8143 | 0 | 0 | 0 | 0 | 0 | 0 | 0 | 0 | 0 | 0 | 0 | 0 | 0 | 0.45131 | 0 | 0.54519 | 4.2827 | 0 | 0 | 0.36871 | 0.8207 | 0 | 0 | 0 | 0 | 6.4686 | 0 | 0 | 0 | 0 | 0 | 0 | 0 | 0 | 0 | 0 | 0 | 0 | 0
3 | 22 | 14 | 4 | 1.7931 | 0 | 13.6089 | 0 | 0 | 0 | 0 | 0.48591 | 0 | 0 | 3.9589 | 0 | 19.8468 | 0 | 0 | 0 | 0 | 0 | 0 | 0 | 0 | 0 | 0 | 0 | 0 | 0 | 0.45131 | 0 | 0.54519 | 4.3336 | 0 | 0 | 0.36871 | 0.82445 | 0 | 0 | 0 | 0 | 6.5232 | 0 | 0 | 0 | 0 | 0 | 0 | 0 | 0 | 0 | 0 | 0 | 0 | 0
3 | 22 | 15 | 4 | 1.7931 | 0 | 13.6089 | 0 | 0 | 0 | 0 | 0.48364 | 0 | 0 | 4.2452 | 0 | 20.1309 | 0 | 0 | 0 | 0 | 0 | 0 | 0 | 0 | 0 | 0 | 0 | 0 | 0 | 0.45131 | 0 | 0.54519 | 4.1418 | 0 | 0 | 0.31621 | 0.82413 | 0 | 0 | 0 | 0 | 6.2786 | 0 | 0 | 0 | 0 | 0 | 0 | 0 | 0 | 0 | 0 | 0 | 0 | 0
3 | 22 | 16 | 4 | 1.7931 | 0 | 13.6089 | 0 | 0 | 0 | 0 | 0.44068 | 0 | 0 | 3.7922 | 0 | 19.6349 | 0 | 0 | 0 | 0 | 0 | 0 | 0 | 0 | 0 | 0 | 0 | 0 | 0 | 0.45131 | 0 | 0.54519 | 3.9646 | 0 | 0 | 0.31621 | 0.82304 | 0 | 0 | 0 | 0 | 6.1004 | 0 | 0 | 0 | 0 | 0 | 0 | 0 | 0 | 0 | 0 | 0 | 0 | 0
3 | 22 | 17 | 4 | 1.7931 | 0 | 13.6089 | 0 | 0 | 0 | 0 | 0.40367 | 0 | 0 | 6.2926 | 0 | 22.0983 | 0 | 0 | 0 | 0 | 0 | 0 | 0 | 0 | 0 | 0 | 0 | 0 | 0 | 0.45131 | 0 | 0.54519 | 4.0711 | 0 | 0 | 0.52621 | 0.82257 | 0 | 0 | 0 | 0 | 6.4164 | 0 | 0 | 0 | 0 | 0 | 0 | 0 | 0 | 0 | 0 | 0 | 0 | 0
3 | 22 | 18 | 4 | 1.7931 | 0 | 9.8982 | 0 | 0 | 0 | 0 | 0.52339 | 0 | 0 | 6.2926 | 0 | 18.5073 | 0 | 0 | 0 | 0 | 0 | 0 | 0 | 0 | 0 | 0 | 0 | 0 | 0 | 0.45131 | 0 | 0.54519 | 4.635 | 0 | 0 | 0.52621 | 0.83001 | 0 | 0 | 0 | 0 | 6.9877 | 0 | 0 | 0 | 0 | 0 | 0 | 0 | 0 | 0 | 0 | 0 | 0 | 0
3 | 22 | 19 | 4 | 1.7931 | 0 | 2.4769 | 0 | 0 | 0 | 0 | 0.70608 | 0 | 0 | 3.9589 | 0 | 8.935 | 0 | 0 | 0 | 0 | 0 | 0 | 0 | 0 | 0 | 0 | 0 | 0 | 0 | 0.45131 | 0 | 0.88038 | 5.5789 | 0 | 0 | 0.42121 | 0.82801 | 0 | 0 | 0 | 0 | 8.1598 | 0 | 0 | 0 | 0 | 0 | 0 | 0 | 0 | 0 | 0 | 0 | 0 | 0
3 | 22 | 20 | 4 | 1.7931 | 0 | 2.4769 | 0 | 0 | 0 | 0 | 0.72457 | 0 | 0 | 3.9589 | 0 | 8.9535 | 0 | 0 | 0 | 0 | 0 | 0 | 0 | 0 | 0 | 0 | 0 | 0 | 0 | 0.45131 | 0 | 1.1038 | 5.6566 | 0 | 0 | 0.36871 | 0.81981 | 0 | 0 | 0 | 0 | 8.4003 | 0 | 0 | 0 | 0 | 0 | 0 | 0 | 0 | 0 | 0 | 0 | 0 | 0
3 | 22 | 21 | 4 | 1.7931 | 0 | 2.4769 | 0 | 0 | 0 | 0 | 0.75803 | 0 | 0 | 6.6374 | 0 | 11.6655 | 0 | 0 | 0 | 0 | 0 | 0 | 0 | 0 | 0 | 0 | 0 | 0 | 0 | 0.45131 | 0 | 1.2156 | 5.8199 | 0 | 0 | 0.47371 | 0.81952 | 0 | 0 | 0 | 0 | 8.78 | 0 | 0 | 0 | 0 | 0 | 0 | 0 | 0 | 0 | 0 | 0 | 0 | 0
3 | 22 | 22 | 4 | 1.7931 | 0 | 2.4769 | 0 | 0 | 0 | 0 | 0.76577 | 0 | 0 | 4.3271 | 0 | 9.3628 | 0 | 0 | 0 | 0 | 0 | 0 | 0 | 0 | 0 | 0 | 0 | 0 | 0 | 0.45131 | 0 | 1.1038 | 5.9853 | 0 | 0 | 0.31621 | 0.82098 | 0 | 0 | 0 | 0 | 8.6777 | 0 | 0 | 0 | 0 | 0 | 0 | 0 | 0 | 0 | 0 | 0 | 0 | 0
3 | 22 | 23 | 4 | 1.7931 | 0 | 2.4769 | 0 | 0 | 0 | 0 | 0.33293 | 0 | 0 | 0.66668 | 0 | 5.2696 | 0 | 0 | 0 | 0 | 0 | 0 | 0 | 0 | 0 | 0 | 0 | 0 | 0 | 0.45131 | 0 | 0.88038 | 4.2287 | 0 | 0 | 0.053706 | 0.82946 | 0 | 0 | 0 | 0 | 6.4435 | 0 | 0 | 0 | 0 | 0 | 0 | 0 | 0 | 0 | 0 | 0 | 0 | 0
3 | 22 | 24 | 4 | 1.7931 | 0 | 2.4769 | 0 | 0 | 0 | 0 | 0.46152 | 0 | 0 | 0.66671 | 0 | 5.3982 | 0 | 0 | 0 | 0 | 0 | 0 | 0 | 0 | 0 | 0 | 0 | 0 | 0 | 0.45131 | 0 | 0.54519 | 5.0656 | 0 | 0 | 0.053706 | 0.83649 | 0 | 0 | 0 | 0 | 6.9523 | 0 | 0 | 0 | 0 | 0 | 0 | 0 | 0 | 0 | 0 | 0 | 0 | 0
3 | 23 | 1 | 5 | 1.7931 | 0 | 2.4769 | 0 | 0 | 0 | 0 | 0.50322 | 0 | 0 | 0.66673 | 0 | 5.44 | 0 | 0 | 0 | 0 | 0 | 0 | 0 | 0 | 0 | 0 | 0 | 0 | 0 | 0.45131 | 0 | 0.32173 | 5.3643 | 0 | 0 | 0.053706 | 0.84086 | 0 | 0 | 0 | 0 | 7.0319 | 0 | 0 | 0 | 0 | 0 | 0 | 0 | 0 | 0 | 0 | 0 | 0 | 0
3 | 23 | 2 | 5 | 1.7931 | 0 | 2.4769 | 0 | 0 | 0 | 0 | 0.57389 | 0 | 0 | 0.66675 | 0 | 5.5107 | 0 | 0 | 0 | 0 | 0 | 0 | 0 | 0 | 0 | 0 | 0 | 0 | 0 | 0.45131 | 0 | 0.32173 | 5.7584 | 0 | 0 | 0.053706 | 0.84885 | 0 | 0 | 0 | 0 | 7.434 | 0 | 0 | 0 | 0 | 0 | 0 | 0 | 0 | 0 | 0 | 0 | 0 | 0
3 | 23 | 3 | 5 | 1.7931 | 0 | 2.4769 | 0 | 0 | 0 | 0 | 0.55388 | 0 | 0 | 0.66678 | 0 | 5.4907 | 0 | 0 | 0 | 0 | 0 | 0 | 0 | 0 | 0 | 0 | 0 | 0 | 0 | 0.45131 | 0 | 0.32173 | 5.6932 | 0 | 0 | 0.053706 | 0.84261 | 0 | 0 | 0 | 0 | 7.3626 | 0 | 0 | 0 | 0 | 0 | 0 | 0 | 0 | 0 | 0 | 0 | 0 | 0
3 | 23 | 4 | 5 | 1.7931 | 0 | 2.4769 | 0 | 0 | 0 | 0 | 0.55947 | 0 | 0 | 0.66676 | 0 | 5.4962 | 0 | 0 | 0 | 0 | 0 | 0 | 0 | 0 | 0 | 0 | 0 | 0 | 0 | 0.45131 | 0 | 0.32173 | 5.7057 | 0 | 0 | 0.053706 | 0.84161 | 0 | 0 | 0 | 0 | 7.3741 | 0 | 0 | 0 | 0 | 0 | 0 | 0 | 0 | 0 | 0 | 0 | 0 | 0
3 | 23 | 5 | 5 | 1.7931 | 0 | 2.4769 | 0 | 0 | 0 | 0 | 0.55845 | 0 | 0 | 0.66675 | 0 | 5.4952 | 0 | 0 | 0 | 0 | 0 | 0 | 0 | 0 | 0 | 0 | 0 | 0 | 0 | 0.45131 | 0 | 0.32173 | 5.6839 | 0 | 0 | 0.053706 | 0.83966 | 0 | 0 | 0 | 0 | 7.3503 | 0 | 0 | 0 | 0 | 0 | 0 | 0 | 0 | 0 | 0 | 0 | 0 | 0
3 | 23 | 6 | 5 | 1.7931 | 0 | 2.4769 | 0 | 0 | 0 | 0 | 0.56667 | 0 | 0 | 3.7922 | 0 | 8.6289 | 0 | 0 | 0 | 0 | 0 | 0 | 0 | 0 | 0 | 0 | 0 | 0 | 0 | 0.45131 | 0 | 0.54519 | 5.658 | 0 | 0 | 0.31621 | 0.83307 | 0 | 0 | 0 | 0 | 7.8038 | 0 | 0 | 0 | 0 | 0 | 0 | 0 | 0 | 0 | 0 | 0 | 0 | 0
3 | 23 | 7 | 5 | 1.7931 | 0 | 2.4769 | 0 | 0 | 0 | 0 | 1.0152 | 0 | 0 | 6.2926 | 0 | 11.5778 | 0 | 0 | 0 | 0 | 0 | 0 | 0 | 0 | 0 | 0 | 0 | 0 | 0 | 0.45131 | 0 | 0.71279 | 7.9306 | 0 | 0 | 0.52621 | 0.82856 | 0 | 0 | 0 | 0 | 10.4495 | 0 | 0 | 0 | 0 | 0 | 0 | 0 | 0 | 0 | 0 | 0 | 0 | 0
3 | 23 | 8 | 5 | 1.7931 | 0 | 13.6089 | 0 | 0 | 0 | 0 | 0.74622 | 0 | 0 | 3.9588 | 0 | 20.1071 | 0 | 0 | 0 | 0 | 0 | 0 | 0 | 0 | 0 | 0 | 0 | 0 | 0 | 0.45131 | 0 | 0.71279 | 6.0421 | 0 | 0 | 0.42121 | 0.82755 | 0 | 0 | 0 | 0 | 8.455 | 0 | 0 | 0 | 0 | 0 | 0 | 0 | 0 | 0 | 0 | 0 | 0 | 0
3 | 23 | 9 | 5 | 1.7931 | 0 | 13.6089 | 0 | 0 | 0 | 0 | 0.64355 | 0 | 0 | 4.863 | 0 | 20.9085 | 0 | 0 | 0 | 0 | 0 | 0 | 0 | 0 | 0 | 0 | 0 | 0 | 0 | 0.45131 | 0 | 0.71279 | 5.1905 | 0 | 0 | 0.31621 | 0.82206 | 0 | 0 | 0 | 0 | 7.4929 | 0 | 0 | 0 | 0 | 0 | 0 | 0 | 0 | 0 | 0 | 0 | 0 | 0
3 | 23 | 10 | 5 | 1.7931 | 0 | 13.6089 | 0 | 0 | 0 | 0 | 0.54039 | 0 | 0 | 3.7922 | 0 | 19.7346 | 0 | 0 | 0 | 0 | 0 | 0 | 0 | 0 | 0 | 0 | 0 | 0 | 0 | 0.45131 | 0 | 0.71279 | 4.5515 | 0 | 0 | 0.31621 | 0.81673 | 0 | 0 | 0 | 0 | 6.8486 | 0 | 0 | 0 | 0 | 0 | 0 | 0 | 0 | 0 | 0 | 0 | 0 | 0
3 | 23 | 11 | 5 | 1.7931 | 0 | 13.6089 | 0 | 0 | 0 | 0 | 0.48814 | 0 | 0 | 3.9588 | 0 | 19.849 | 0 | 0 | 0 | 0 | 0 | 0 | 0 | 0 | 0 | 0 | 0 | 0 | 0 | 0.45131 | 0 | 0.54519 | 4.3208 | 0 | 0 | 0.36871 | 0.81885 | 0 | 0 | 0 | 0 | 6.5049 | 0 | 0 | 0 | 0 | 0 | 0 | 0 | 0 | 0 | 0 | 0 | 0 | 0
3 | 23 | 12 | 5 | 1.7931 | 0 | 8.6613 | 0 | 0 | 0 | 0 | 0.52804 | 0 | 0 | 3.9589 | 0 | 14.9413 | 0 | 0 | 0 | 0 | 0 | 0 | 0 | 0 | 0 | 0 | 0 | 0 | 0 | 0.45131 | 0 | 0.54519 | 4.4653 | 0 | 0 | 0.42121 | 0.81622 | 0 | 0 | 0 | 0 | 6.6992 | 0 | 0 | 0 | 0 | 0 | 0 | 0 | 0 | 0 | 0 | 0 | 0 | 0
3 | 23 | 13 | 5 | 1.7931 | 0 | 13.6089 | 0 | 0 | 0 | 0 | 0.47592 | 0 | 0 | 5.9357 | 0 | 21.8137 | 0 | 0 | 0 | 0 | 0 | 0 | 0 | 0 | 0 | 0 | 0 | 0 | 0 | 0.45131 | 0 | 0.54519 | 4.2618 | 0 | 0 | 0.36871 | 0.81878 | 0 | 0 | 0 | 0 | 6.4458 | 0 | 0 | 0 | 0 | 0 | 0 | 0 | 0 | 0 | 0 | 0 | 0 | 0
3 | 23 | 14 | 5 | 1.7931 | 0 | 13.6089 | 0 | 0 | 0 | 0 | 0.48809 | 0 | 0 | 3.9589 | 0 | 19.849 | 0 | 0 | 0 | 0 | 0 | 0 | 0 | 0 | 0 | 0 | 0 | 0 | 0 | 0.45131 | 0 | 0.54519 | 4.249 | 0 | 0 | 0.36871 | 0.82254 | 0 | 0 | 0 | 0 | 6.4368 | 0 | 0 | 0 | 0 | 0 | 0 | 0 | 0 | 0 | 0 | 0 | 0 | 0
3 | 23 | 15 | 5 | 1.7931 | 0 | 13.6089 | 0 | 0 | 0 | 0 | 0.48493 | 0 | 0 | 4.2452 | 0 | 20.1322 | 0 | 0 | 0 | 0 | 0 | 0 | 0 | 0 | 0 | 0 | 0 | 0 | 0 | 0.45131 | 0 | 0.54519 | 4.2421 | 0 | 0 | 0.31621 | 0.82234 | 0 | 0 | 0 | 0 | 6.3771 | 0 | 0 | 0 | 0 | 0 | 0 | 0 | 0 | 0 | 0 | 0 | 0 | 0
3 | 23 | 16 | 5 | 1.7931 | 0 | 13.6089 | 0 | 0 | 0 | 0 | 0.49641 | 0 | 0 | 3.7922 | 0 | 19.6906 | 0 | 0 | 0 | 0 | 0 | 0 | 0 | 0 | 0 | 0 | 0 | 0 | 0 | 0.45131 | 0 | 0.54519 | 4.3163 | 0 | 0 | 0.31621 | 0.82498 | 0 | 0 | 0 | 0 | 6.4539 | 0 | 0 | 0 | 0 | 0 | 0 | 0 | 0 | 0 | 0 | 0 | 0 | 0
3 | 23 | 17 | 5 | 1.7931 | 0 | 13.6089 | 0 | 0 | 0 | 0 | 0.51033 | 0 | 0 | 6.2926 | 0 | 22.2049 | 0 | 0 | 0 | 0 | 0 | 0 | 0 | 0 | 0 | 0 | 0 | 0 | 0 | 0.45131 | 0 | 0.54519 | 4.5137 | 0 | 0 | 0.52621 | 0.82923 | 0 | 0 | 0 | 0 | 6.8656 | 0 | 0 | 0 | 0 | 0 | 0 | 0 | 0 | 0 | 0 | 0 | 0 | 0
3 | 23 | 18 | 5 | 1.7931 | 0 | 9.8982 | 0 | 0 | 0 | 0 | 0.55013 | 0 | 0 | 6.2926 | 0 | 18.5341 | 0 | 0 | 0 | 0 | 0 | 0 | 0 | 0 | 0 | 0 | 0 | 0 | 0 | 0.45131 | 0 | 0.54519 | 4.6775 | 0 | 0 | 0.52621 | 0.82612 | 0 | 0 | 0 | 0 | 7.0263 | 0 | 0 | 0 | 0 | 0 | 0 | 0 | 0 | 0 | 0 | 0 | 0 | 0
3 | 23 | 19 | 5 | 1.7931 | 0 | 2.4769 | 0 | 0 | 0 | 0 | 0.68313 | 0 | 0 | 3.9589 | 0 | 8.912 | 0 | 0 | 0 | 0 | 0 | 0 | 0 | 0 | 0 | 0 | 0 | 0 | 0 | 0.45131 | 0 | 0.88038 | 5.3286 | 0 | 0 | 0.42121 | 0.82085 | 0 | 0 | 0 | 0 | 7.9024 | 0 | 0 | 0 | 0 | 0 | 0 | 0 | 0 | 0 | 0 | 0 | 0 | 0
3 | 23 | 20 | 5 | 1.7931 | 0 | 2.4769 | 0 | 0 | 0 | 0 | 0.74548 | 0 | 0 | 3.9589 | 0 | 8.9743 | 0 | 0 | 0 | 0 | 0 | 0 | 0 | 0 | 0 | 0 | 0 | 0 | 0 | 0.45131 | 0 | 1.1038 | 5.6558 | 0 | 0 | 0.36871 | 0.82074 | 0 | 0 | 0 | 0 | 8.4004 | 0 | 0 | 0 | 0 | 0 | 0 | 0 | 0 | 0 | 0 | 0 | 0 | 0
3 | 23 | 21 | 5 | 1.7931 | 0 | 2.4769 | 0 | 0 | 0 | 0 | 0.76518 | 0 | 0 | 6.6374 | 0 | 11.6726 | 0 | 0 | 0 | 0 | 0 | 0 | 0 | 0 | 0 | 0 | 0 | 0 | 0 | 0.45131 | 0 | 1.2156 | 5.8663 | 0 | 0 | 0.47371 | 0.81891 | 0 | 0 | 0 | 0 | 8.8258 | 0 | 0 | 0 | 0 | 0 | 0 | 0 | 0 | 0 | 0 | 0 | 0 | 0
3 | 23 | 22 | 5 | 1.7931 | 0 | 2.4769 | 0 | 0 | 0 | 0 | 0.82407 | 0 | 0 | 4.3271 | 0 | 9.4212 | 0 | 0 | 0 | 0 | 0 | 0 | 0 | 0 | 0 | 0 | 0 | 0 | 0 | 0.45131 | 0 | 1.1038 | 6.3598 | 0 | 0 | 0.31621 | 0.82806 | 0 | 0 | 0 | 0 | 9.0592 | 0 | 0 | 0 | 0 | 0 | 0 | 0 | 0 | 0 | 0 | 0 | 0 | 0
3 | 23 | 23 | 5 | 1.7931 | 0 | 2.4769 | 0 | 0 | 0 | 0 | 0.38657 | 0 | 0 | 0.66671 | 0 | 5.3233 | 0 | 0 | 0 | 0 | 0 | 0 | 0 | 0 | 0 | 0 | 0 | 0 | 0 | 0.45131 | 0 | 0.88038 | 4.4997 | 0 | 0 | 0.053706 | 0.83585 | 0 | 0 | 0 | 0 | 6.7209 | 0 | 0 | 0 | 0 | 0 | 0 | 0 | 0 | 0 | 0 | 0 | 0 | 0
3 | 23 | 24 | 5 | 1.7931 | 0 | 2.4769 | 0 | 0 | 0 | 0 | 0.5251 | 0 | 0 | 0.66675 | 0 | 5.4619 | 0 | 0 | 0 | 0 | 0 | 0 | 0 | 0 | 0 | 0 | 0 | 0 | 0 | 0.45131 | 0 | 0.54519 | 5.4337 | 0 | 0 | 0.053706 | 0.84508 | 0 | 0 | 0 | 0 | 7.329 | 0 | 0 | 0 | 0 | 0 | 0 | 0 | 0 | 0 | 0 | 0 | 0 | 0
3 | 24 | 1 | 6 | 1.7931 | 0 | 2.4769 | 0 | 0 | 0 | 0 | 0.55409 | 0 | 0 | 0.66678 | 0 | 5.4909 | 0 | 0 | 0 | 0 | 0 | 0 | 0 | 0 | 0 | 0 | 0 | 0 | 0 | 0.45131 | 0 | 0.32173 | 5.7354 | 0 | 0 | 0.053706 | 0.8475 | 0 | 0 | 0 | 0 | 7.4097 | 0 | 0 | 0 | 0 | 0 | 0 | 0 | 0 | 0 | 0 | 0 | 0 | 0
3 | 24 | 2 | 6 | 1.7931 | 0 | 2.4769 | 0 | 0 | 0 | 0 | 0.59574 | 0 | 0 | 0.66679 | 0 | 5.5325 | 0 | 0 | 0 | 0 | 0 | 0 | 0 | 0 | 0 | 0 | 0 | 0 | 0 | 0.45131 | 0 | 0.32173 | 6.0072 | 0 | 0 | 0.053706 | 0.8509 | 0 | 0 | 0 | 0 | 7.6848 | 0 | 0 | 0 | 0 | 0 | 0 | 0 | 0 | 0 | 0 | 0 | 0 | 0
3 | 24 | 3 | 6 | 1.7931 | 0 | 2.4769 | 0 | 0 | 0 | 0 | 0.60495 | 0 | 0 | 0.6668 | 0 | 5.5418 | 0 | 0 | 0 | 0 | 0 | 0 | 0 | 0 | 0 | 0 | 0 | 0 | 0 | 0.45131 | 0 | 0.32173 | 6.2246 | 0 | 0 | 0.053706 | 0.84982 | 0 | 0 | 0 | 0 | 7.9012 | 0 | 0 | 0 | 0 | 0 | 0 | 0 | 0 | 0 | 0 | 0 | 0 | 0
3 | 24 | 4 | 6 | 1.7931 | 0 | 2.4769 | 0 | 0 | 0 | 0 | 0.65441 | 0 | 0 | 0.66679 | 0 | 5.5912 | 0 | 0 | 0 | 0 | 0 | 0 | 0 | 0 | 0 | 0 | 0 | 0 | 0 | 0.45131 | 0 | 0.32173 | 6.6389 | 0 | 0 | 0.053706 | 0.85587 | 0 | 0 | 0 | 0 | 8.3215 | 0 | 0 | 0 | 0 | 0 | 0 | 0 | 0 | 0 | 0 | 0 | 0 | 0
3 | 24 | 5 | 6 | 1.7931 | 0 | 2.4769 | 0 | 0 | 0 | 0 | 0.65015 | 0 | 0 | 0.66681 | 0 | 5.587 | 0 | 0 | 0 | 0 | 0 | 0 | 0 | 0 | 0 | 0 | 0 | 0 | 0 | 0.45131 | 0 | 0.32173 | 6.6102 | 0 | 0 | 0.053706 | 0.85317 | 0 | 0 | 0 | 0 | 8.2901 | 0 | 0 | 0 | 0 | 0 | 0 | 0 | 0 | 0 | 0 | 0 | 0 | 0
3 | 24 | 6 | 6 | 1.7931 | 0 | 2.4769 | 0 | 0 | 0 | 0 | 0.63519 | 0 | 0 | 3.7923 | 0 | 8.6975 | 0 | 0 | 0 | 0 | 0 | 0 | 0 | 0 | 0 | 0 | 0 | 0 | 0 | 0.45131 | 0 | 0.54519 | 6.9777 | 0 | 0 | 0.31621 | 0.8459 | 0 | 0.49481 | 0 | 0 | 9.6311 | 0 | 0 | 0 | 0 | 0 | 0 | 0 | 0 | 0 | 0 | 0 | 0 | 0
3 | 24 | 7 | 6 | 1.7931 | 0 | 2.4769 | 0 | 0 | 0 | 0 | 1.0707 | 0 | 0 | 6.2926 | 0 | 11.6333 | 0 | 0 | 0 | 0 | 0 | 0 | 0 | 0 | 0 | 0 | 0 | 0 | 0 | 0.45131 | 0 | 0.71279 | 9.7638 | 0 | 0 | 0.52621 | 0.84712 | 0 | 0.80974 | 0 | 0 | 13.111 | 0 | 0 | 0 | 0 | 0 | 0 | 0 | 0 | 0 | 0 | 0 | 0 | 0
3 | 24 | 8 | 6 | 1.7931 | 0 | 13.6089 | 0 | 0 | 0 | 0 | 0.7752 | 0 | 0 | 3.9589 | 0 | 20.1361 | 0 | 0 | 0 | 0 | 0 | 0 | 0 | 0 | 0 | 0 | 0 | 0 | 0 | 0.45131 | 0 | 0.71279 | 6.6348 | 0 | 0 | 0.42121 | 0.836 | 0 | 0 | 0 | 0 | 9.0561 | 0 | 0 | 0 | 0 | 0 | 0 | 0 | 0 | 0 | 0 | 0 | 0 | 0
3 | 24 | 9 | 6 | 1.7931 | 0 | 13.6089 | 0 | 0 | 0 | 0 | 0.65262 | 0 | 0 | 4.863 | 0 | 20.9177 | 0 | 0 | 0 | 0 | 0 | 0 | 0 | 0 | 0 | 0 | 0 | 0 | 0 | 0.45131 | 0 | 0.71279 | 5.6972 | 0 | 0 | 0.31621 | 0.82907 | 0 | 0 | 0 | 0 | 8.0065 | 0 | 0 | 0 | 0 | 0 | 0 | 0 | 0 | 0 | 0 | 0 | 0 | 0
3 | 24 | 10 | 6 | 1.7931 | 0 | 13.6089 | 0 | 0 | 0 | 0 | 0.56237 | 0 | 0 | 3.7922 | 0 | 19.7566 | 0 | 0 | 0 | 0 | 0 | 0 | 0 | 0 | 0 | 0 | 0 | 0 | 0 | 0.45131 | 0 | 0.71279 | 5.0036 | 0 | 0 | 0.31621 | 0.82407 | 0 | 0 | 0 | 0 | 7.3079 | 0 | 0 | 0 | 0 | 0 | 0 | 0 | 0 | 0 | 0 | 0 | 0 | 0
3 | 24 | 11 | 6 | 1.7931 | 0 | 13.6089 | 0 | 0 | 0 | 0 | 0.58774 | 0 | 0 | 3.9589 | 0 | 19.9486 | 0 | 0 | 0 | 0 | 0 | 0 | 0 | 0 | 0 | 0 | 0 | 0 | 0 | 0.45131 | 0 | 0.54519 | 5.2695 | 0 | 0 | 0.36871 | 0.83267 | 0 | 0 | 0 | 0 | 7.4674 | 0 | 0 | 0 | 0 | 0 | 0 | 0 | 0 | 0 | 0 | 0 | 0 | 0
3 | 24 | 12 | 6 | 1.7931 | 0 | 8.6613 | 0 | 0 | 0 | 0 | 0.68746 | 0 | 0 | 3.9589 | 0 | 15.1008 | 0 | 0 | 0 | 0 | 0 | 0 | 0 | 0 | 0 | 0 | 0 | 0 | 0 | 0.45131 | 0 | 0.54519 | 5.8263 | 0 | 0 | 0.42121 | 0.83852 | 0 | 0 | 0 | 0 | 8.0826 | 0 | 0 | 0 | 0 | 0 | 0 | 0 | 0 | 0 | 0 | 0 | 0 | 0
3 | 24 | 13 | 6 | 1.7931 | 0 | 13.6089 | 0 | 0 | 0 | 0 | 0.66746 | 0 | 0 | 5.9359 | 0 | 22.0053 | 0 | 0 | 0 | 0 | 0 | 0 | 0 | 0 | 0 | 0 | 0 | 0 | 0 | 0.45131 | 0 | 0.54519 | 6.0026 | 0 | 0 | 0.36871 | 0.84503 | 0 | 0 | 0 | 0 | 8.2128 | 0 | 0 | 0 | 0 | 0 | 0 | 0 | 0 | 0 | 0 | 0 | 0 | 0
3 | 24 | 14 | 6 | 1.7931 | 0 | 13.6089 | 0 | 0 | 0 | 0 | 0.60888 | 0 | 0 | 3.9589 | 0 | 19.9698 | 0 | 0 | 0 | 0 | 0 | 0 | 0 | 0 | 0 | 0 | 0 | 0 | 0 | 0.45131 | 0 | 0.54519 | 5.5761 | 0 | 0 | 0.36871 | 0.83992 | 0 | 0 | 0 | 0 | 7.7812 | 0 | 0 | 0 | 0 | 0 | 0 | 0 | 0 | 0 | 0 | 0 | 0 | 0
3 | 24 | 15 | 6 | 1.7931 | 0 | 13.6089 | 0 | 0 | 0 | 0 | 0.62879 | 0 | 0 | 4.2453 | 0 | 20.2761 | 0 | 0 | 0 | 0 | 0 | 0 | 0 | 0 | 0 | 0 | 0 | 0 | 0 | 0.45131 | 0 | 0.54519 | 5.6186 | 0 | 0 | 0.31621 | 0.84504 | 0 | 0 | 0 | 0 | 7.7763 | 0 | 0 | 0 | 0 | 0 | 0 | 0 | 0 | 0 | 0 | 0 | 0 | 0
3 | 24 | 16 | 6 | 1.7931 | 0 | 13.6089 | 0 | 0 | 0 | 0 | 0.5858 | 0 | 0 | 3.7923 | 0 | 19.7801 | 0 | 0 | 0 | 0 | 0 | 0 | 0 | 0 | 0 | 0 | 0 | 0 | 0 | 0.45131 | 0 | 0.54519 | 5.44 | 0 | 0 | 0.31621 | 0.8464 | 0 | 0 | 0 | 0 | 7.5991 | 0 | 0 | 0 | 0 | 0 | 0 | 0 | 0 | 0 | 0 | 0 | 0 | 0
3 | 24 | 17 | 6 | 1.7931 | 0 | 13.6089 | 0 | 0 | 0 | 0 | 0.64385 | 0 | 0 | 6.2927 | 0 | 22.3385 | 0 | 0 | 0 | 0 | 0 | 0 | 0 | 0 | 0 | 0 | 0 | 0 | 0 | 0.45131 | 0 | 0.54519 | 5.7621 | 0 | 0 | 0.52621 | 0.85132 | 0 | 0 | 0 | 0 | 8.1362 | 0 | 0 | 0 | 0 | 0 | 0 | 0 | 0 | 0 | 0 | 0 | 0 | 0
3 | 24 | 18 | 6 | 1.7931 | 0 | 9.8982 | 0 | 0 | 0 | 0 | 0.70428 | 0 | 0 | 6.2927 | 0 | 18.6883 | 0 | 0 | 0 | 0 | 0 | 0 | 0 | 0 | 0 | 0 | 0 | 0 | 0 | 0.45131 | 0 | 0.54519 | 6.1735 | 0 | 0 | 0.52621 | 0.84935 | 0 | 0 | 0 | 0 | 8.5456 | 0 | 0 | 0 | 0 | 0 | 0 | 0 | 0 | 0 | 0 | 0 | 0 | 0
3 | 24 | 19 | 6 | 1.7931 | 0 | 2.4769 | 0 | 0 | 0 | 0 | 0.84494 | 0 | 0 | 3.9589 | 0 | 9.0739 | 0 | 0 | 0 | 0 | 0 | 0 | 0 | 0 | 0 | 0 | 0 | 0 | 0 | 0.45131 | 0 | 0.88038 | 6.9587 | 0 | 0 | 0.42121 | 0.84294 | 0 | 0 | 0 | 0 | 9.5545 | 0 | 0 | 0 | 0 | 0 | 0 | 0 | 0 | 0 | 0 | 0 | 0 | 0
3 | 24 | 20 | 6 | 1.7931 | 0 | 2.4769 | 0 | 0 | 0 | 0 | 0.89506 | 0 | 0 | 3.9589 | 0 | 9.124 | 0 | 0 | 0 | 0 | 0 | 0 | 0 | 0 | 0 | 0 | 0 | 0 | 0 | 0.45131 | 0 | 1.1038 | 7.3472 | 0 | 0 | 0.36871 | 0.84037 | 0 | 0 | 0 | 0 | 10.1114 | 0 | 0 | 0 | 0 | 0 | 0 | 0 | 0 | 0 | 0 | 0 | 0 | 0
3 | 24 | 21 | 6 | 1.7931 | 0 | 2.4769 | 0 | 0 | 0 | 0 | 0.91712 | 0 | 0 | 6.6375 | 0 | 11.8246 | 0 | 0 | 0 | 0 | 0 | 0 | 0 | 0 | 0 | 0 | 0 | 0 | 0 | 0.45131 | 0 | 1.2156 | 8.1599 | 0 | 0 | 0.47371 | 0.83981 | 0 | 0.00066994 | 0 | 0 | 11.141 | 0 | 0 | 0 | 0 | 0 | 0 | 0 | 0 | 0 | 0 | 0 | 0 | 0
3 | 24 | 22 | 6 | 1.7931 | 0 | 2.4769 | 0 | 0 | 0 | 0 | 0.93016 | 0 | 0 | 4.3272 | 0 | 9.5274 | 0 | 0 | 0 | 0 | 0 | 0 | 0 | 0 | 0 | 0 | 0 | 0 | 0 | 0.45131 | 0 | 1.1038 | 8.2823 | 0 | 0 | 0.31621 | 0.84211 | 0 | 0.00068036 | 0 | 0 | 10.9964 | 0 | 0 | 0 | 0 | 0 | 0 | 0 | 0 | 0 | 0 | 0 | 0 | 0
3 | 24 | 23 | 6 | 1.7931 | 0 | 2.4769 | 0 | 0 | 0 | 0 | 0.48166 | 0 | 0 | 0.66675 | 0 | 5.4184 | 0 | 0 | 0 | 0 | 0 | 0 | 0 | 0 | 0 | 0 | 0 | 0 | 0 | 0.45131 | 0 | 0.88038 | 5.9192 | 0 | 0 | 0.053706 | 0.84846 | 0 | 0.0004189 | 0 | 0 | 8.1535 | 0 | 0 | 0 | 0 | 0 | 0 | 0 | 0 | 0 | 0 | 0 | 0 | 0
3 | 24 | 24 | 6 | 1.7931 | 0 | 2.4769 | 0 | 0 | 0 | 0 | 0.62637 | 0 | 0 | 0.66677 | 0 | 5.5632 | 0 | 0 | 0 | 0 | 0 | 0 | 0 | 0 | 0 | 0 | 0 | 0 | 0 | 0.45131 | 0 | 0.54519 | 7.2296 | 0 | 0 | 0.053706 | 0.85952 | 0 | 0.00053541 | 0 | 0 | 9.1398 | 0 | 0 | 0 | 0 | 0 | 0 | 0 | 0 | 0 | 0 | 0 | 0 | 0
3 | 25 | 1 | 7 | 1.7931 | 0 | 2.4769 | 0 | 0 | 0 | 0 | 0.69575 | 0 | 0 | 0.6668 | 0 | 5.6326 | 0 | 0 | 0 | 0 | 0 | 0 | 0 | 0 | 0 | 0 | 0 | 0 | 0 | 0.45131 | 0 | 0.32173 | 7.8873 | 0 | 0 | 0.053706 | 0.86894 | 0 | 0.00059229 | 0 | 0 | 9.5836 | 0 | 0 | 0 | 0 | 0 | 0 | 0 | 0 | 0 | 0 | 0 | 0 | 0
3 | 25 | 2 | 7 | 1.7931 | 0 | 2.4769 | 0 | 0 | 0 | 0 | 0.72018 | 0 | 0 | 0.66684 | 0 | 5.657 | 0 | 0 | 0 | 0 | 0 | 0 | 0 | 0 | 0 | 0 | 0 | 0 | 0 | 0.45131 | 0 | 0.32173 | 8.1578 | 0 | 0 | 0.053706 | 0.86935 | 0 | 0.00061393 | 0 | 0 | 9.8545 | 0 | 0 | 0 | 0 | 0 | 0 | 0 | 0 | 0 | 0 | 0 | 0 | 0
3 | 25 | 3 | 7 | 1.7931 | 0 | 2.4769 | 0 | 0 | 0 | 0 | 0.77226 | 0 | 0 | 0.66683 | 0 | 5.7091 | 0 | 0 | 0 | 0 | 0 | 0 | 0 | 0 | 0 | 0 | 0 | 0 | 0 | 0.45131 | 0 | 0.32173 | 8.6264 | 0 | 0 | 0.053706 | 0.87554 | 0 | 0.00065405 | 0 | 0 | 10.3293 | 0 | 0 | 0 | 0 | 0 | 0 | 0 | 0 | 0 | 0 | 0 | 0 | 0
3 | 25 | 4 | 7 | 1.7931 | 0 | 2.4769 | 0 | 0 | 0 | 0 | 0.7558 | 0 | 0 | 0.66685 | 0 | 5.6927 | 0 | 0 | 0 | 0 | 0 | 0 | 0 | 0 | 0 | 0 | 0 | 0 | 0 | 0.45131 | 0 | 0.32173 | 8.5255 | 0 | 0 | 0.053706 | 0.87046 | 0 | 0.00064457 | 0 | 0 | 10.2233 | 0 | 0 | 0 | 0 | 0 | 0 | 0 | 0 | 0 | 0 | 0 | 0 | 0
3 | 25 | 5 | 7 | 1.7931 | 0 | 2.4769 | 0 | 0 | 0 | 0 | 0.79698 | 0 | 0 | 0.66683 | 0 | 5.7338 | 0 | 0 | 0 | 0 | 0 | 0 | 0 | 0 | 0 | 0 | 0 | 0 | 0 | 0.45131 | 0 | 0.32173 | 8.9357 | 0 | 0 | 0.053706 | 0.87631 | 0 | 0.0006778 | 0 | 0 | 10.6395 | 0 | 0 | 0 | 0 | 0 | 0 | 0 | 0 | 0 | 0 | 0 | 0 | 0
3 | 25 | 6 | 7 | 1.7931 | 0 | 2.4769 | 0 | 0 | 0 | 0 | 0.7947 | 0 | 0 | 3.7923 | 0 | 8.857 | 0 | 0 | 0 | 0 | 0 | 0 | 0 | 0 | 0 | 0 | 0 | 0 | 0 | 0.45131 | 0 | 0.54519 | 8.8603 | 0 | 0 | 0.31621 | 0.86959 | 0 | 0.0006733 | 0 | 0 | 11.0433 | 0 | 0 | 0 | 0 | 0 | 0 | 0 | 0 | 0 | 0 | 0 | 0 | 0
3 | 25 | 7 | 7 | 1.7931 | 0 | 2.4769 | 0 | 0 | 0 | 0 | 1.1499 | 0 | 0 | 6.2927 | 0 | 11.7126 | 0 | 0 | 0 | 0 | 0 | 0 | 0 | 0 | 0 | 0 | 0 | 0 | 0 | 0.45131 | 0 | 0.71279 | 11.2694 | 0 | 0 | 0.52621 | 0.86809 | 0 | 0.00089383 | 0 | 0 | 13.8287 | 0 | 0 | 0 | 0 | 0 | 0 | 0 | 0 | 0 | 0 | 0 | 0 | 0
3 | 25 | 8 | 7 | 1.7931 | 0 | 13.6089 | 0 | 0 | 0 | 0 | 0.92643 | 0 | 0 | 3.9589 | 0 | 20.2874 | 0 | 0 | 0 | 0 | 0 | 0 | 0 | 0 | 0 | 0 | 0 | 0 | 0 | 0.45131 | 0 | 0.71279 | 8.9331 | 0 | 0 | 0.42121 | 0.85777 | 0 | 0.00071006 | 0 | 0 | 11.3769 | 0 | 0 | 0 | 0 | 0 | 0 | 0 | 0 | 0 | 0 | 0 | 0 | 0
3 | 25 | 9 | 7 | 1.7931 | 0 | 13.6089 | 0 | 0 | 0 | 0 | 0.88088 | 0 | 0 | 4.8631 | 0 | 21.146 | 0 | 0 | 0 | 0 | 0 | 0 | 0 | 0 | 0 | 0 | 0 | 0 | 0 | 0.45131 | 0 | 0.71279 | 8.651 | 0 | 0 | 0.31621 | 0.85969 | 0 | 0.00067935 | 0 | 0 | 10.9917 | 0 | 0 | 0 | 0 | 0 | 0 | 0 | 0 | 0 | 0 | 0 | 0 | 0
3 | 25 | 10 | 7 | 1.7931 | 0 | 13.6089 | 0 | 0 | 0 | 0 | 0.79196 | 0 | 0 | 3.7923 | 0 | 19.9863 | 0 | 0 | 0 | 0 | 0 | 0 | 0 | 0 | 0 | 0 | 0 | 0 | 0 | 0.45131 | 0 | 0.71279 | 6.8766 | 0 | 0 | 0.31621 | 0.84976 | 0 | 0 | 0 | 0 | 9.2067 | 0 | 0 | 0 | 0 | 0 | 0 | 0 | 0 | 0 | 0 | 0 | 0 | 0
3 | 25 | 11 | 7 | 1.7931 | 0 | 13.6089 | 0 | 0 | 0 | 0 | 0.73689 | 0 | 0 | 3.9589 | 0 | 20.0978 | 0 | 0 | 0 | 0 | 0 | 0 | 0 | 0 | 0 | 0 | 0 | 0 | 0 | 0.45131 | 0 | 0.54519 | 6.3131 | 0 | 0 | 0.36871 | 0.85489 | 0 | 0 | 0 | 0 | 8.5332 | 0 | 0 | 0 | 0 | 0 | 0 | 0 | 0 | 0 | 0 | 0 | 0 | 0
3 | 25 | 12 | 7 | 1.7931 | 0 | 8.6613 | 0 | 0 | 0 | 0 | 0.69615 | 0 | 0 | 3.9589 | 0 | 15.1095 | 0 | 0 | 0 | 0 | 0 | 0 | 0 | 0 | 0 | 0 | 0 | 0 | 0 | 0.45131 | 0 | 0.54519 | 5.8904 | 0 | 0 | 0.42121 | 0.85333 | 0 | 0 | 0 | 0 | 8.1614 | 0 | 0 | 0 | 0 | 0 | 0 | 0 | 0 | 0 | 0 | 0 | 0 | 0
3 | 25 | 13 | 7 | 1.7931 | 0 | 13.6089 | 0 | 0 | 0 | 0 | 0.50742 | 0 | 0 | 5.936 | 0 | 21.8454 | 0 | 0 | 0 | 0 | 0 | 0 | 0 | 0 | 0 | 0 | 0 | 0 | 0 | 0.45131 | 0 | 0.54519 | 4.6928 | 0 | 0 | 0.36871 | 0.84911 | 0 | 0 | 0 | 0 | 6.9072 | 0 | 0 | 0 | 0 | 0 | 0 | 0 | 0 | 0 | 0 | 0 | 0 | 0
3 | 25 | 14 | 7 | 1.7931 | 0 | 13.6089 | 0 | 0 | 0 | 0 | 0.36345 | 0 | 0 | 3.9589 | 0 | 19.7244 | 0 | 0 | 0 | 0 | 0 | 0 | 0 | 0 | 0 | 0 | 0 | 0 | 0 | 0.45131 | 0 | 0.54519 | 3.8723 | 0 | 0 | 0.36871 | 0.84721 | 0 | 0 | 0 | 0 | 6.0847 | 0 | 0 | 0 | 0 | 0 | 0 | 0 | 0 | 0 | 0 | 0 | 0 | 0
3 | 25 | 15 | 7 | 1.7931 | 0 | 13.6089 | 0 | 0 | 0 | 0 | 0.31718 | 0 | 0 | 4.2454 | 0 | 19.9646 | 0 | 0 | 0 | 0 | 0 | 0 | 0 | 0 | 0 | 0 | 0 | 0 | 0 | 0.45131 | 0 | 0.54519 | 3.5318 | 0 | 0 | 0.31621 | 0.84472 | 0 | 0 | 0 | 0 | 5.6892 | 0 | 0 | 0 | 0 | 0 | 0 | 0 | 0 | 0 | 0 | 0 | 0 | 0
3 | 25 | 16 | 7 | 1.7931 | 0 | 13.6089 | 0 | 0 | 0 | 0 | 0.26521 | 0 | 0 | 3.7923 | 0 | 19.4595 | 0 | 0 | 0 | 0 | 0 | 0 | 0 | 0 | 0 | 0 | 0 | 0 | 0 | 0.45131 | 0 | 0.54519 | 2.9047 | 0 | 0 | 0.31621 | 0.84039 | 0 | 0 | 0 | 0 | 5.0578 | 0 | 0 | 0 | 0 | 0 | 0 | 0 | 0 | 0 | 0 | 0 | 0 | 0
3 | 25 | 17 | 7 | 1.7931 | 0 | 13.6089 | 0 | 0 | 0 | 0 | 0.30082 | 0 | 0 | 6.2927 | 0 | 21.9955 | 0 | 0 | 0 | 0 | 0 | 0 | 0 | 0 | 0 | 0 | 0 | 0 | 0 | 0.45131 | 0 | 0.54519 | 3.0519 | 0 | 0 | 0.52621 | 0.8403 | 0 | 0 | 0 | 0 | 5.4149 | 0 | 0 | 0 | 0 | 0 | 0 | 0 | 0 | 0 | 0 | 0 | 0 | 0
3 | 25 | 18 | 7 | 1.7931 | 0 | 9.8982 | 0 | 0 | 0 | 0 | 0.4036 | 0 | 0 | 6.2927 | 0 | 18.3876 | 0 | 0 | 0 | 0 | 0 | 0 | 0 | 0 | 0 | 0 | 0 | 0 | 0 | 0.45131 | 0 | 0.54519 | 3.7462 | 0 | 0 | 0.52621 | 0.84367 | 0 | 0 | 0 | 0 | 6.1126 | 0 | 0 | 0 | 0 | 0 | 0 | 0 | 0 | 0 | 0 | 0 | 0 | 0
3 | 25 | 19 | 7 | 1.7931 | 0 | 2.4769 | 0 | 0 | 0 | 0 | 0.70034 | 0 | 0 | 3.9589 | 0 | 8.9293 | 0 | 0 | 0 | 0 | 0 | 0 | 0 | 0 | 0 | 0 | 0 | 0 | 0 | 0.45131 | 0 | 0.88038 | 5.3266 | 0 | 0 | 0.42121 | 0.84403 | 0 | 0 | 0 | 0 | 7.9235 | 0 | 0 | 0 | 0 | 0 | 0 | 0 | 0 | 0 | 0 | 0 | 0 | 0
3 | 25 | 20 | 7 | 1.7931 | 0 | 2.4769 | 0 | 0 | 0 | 0 | 0.80402 | 0 | 0 | 3.9589 | 0 | 9.033 | 0 | 0 | 0 | 0 | 0 | 0 | 0 | 0 | 0 | 0 | 0 | 0 | 0 | 0.45131 | 0 | 1.1038 | 5.9887 | 0 | 0 | 0.36871 | 0.84166 | 0 | 0 | 0 | 0 | 8.7543 | 0 | 0 | 0 | 0 | 0 | 0 | 0 | 0 | 0 | 0 | 0 | 0 | 0
3 | 25 | 21 | 7 | 1.7931 | 0 | 2.4769 | 0 | 0 | 0 | 0 | 0.85523 | 0 | 0 | 6.6375 | 0 | 11.7628 | 0 | 0 | 0 | 0 | 0 | 0 | 0 | 0 | 0 | 0 | 0 | 0 | 0 | 0.45131 | 0 | 1.2156 | 6.5192 | 0 | 0 | 0.47371 | 0.84123 | 0 | 0 | 0 | 0 | 9.501 | 0 | 0 | 0 | 0 | 0 | 0 | 0 | 0 | 0 | 0 | 0 | 0 | 0
3 | 25 | 22 | 7 | 1.7931 | 0 | 2.4769 | 0 | 0 | 0 | 0 | 0.82356 | 0 | 0 | 4.3273 | 0 | 9.4209 | 0 | 0 | 0 | 0 | 0 | 0 | 0 | 0 | 0 | 0 | 0 | 0 | 0 | 0.45131 | 0 | 1.1038 | 6.3275 | 0 | 0 | 0.31621 | 0.83619 | 0 | 0 | 0 | 0 | 9.0351 | 0 | 0 | 0 | 0 | 0 | 0 | 0 | 0 | 0 | 0 | 0 | 0 | 0
3 | 25 | 23 | 7 | 1.7931 | 0 | 2.4769 | 0 | 0 | 0 | 0 | 0.35454 | 0 | 0 | 0.66677 | 0 | 5.2913 | 0 | 0 | 0 | 0 | 0 | 0 | 0 | 0 | 0 | 0 | 0 | 0 | 0 | 0.45131 | 0 | 0.88038 | 4.3542 | 0 | 0 | 0.053706 | 0.83883 | 0 | 0 | 0 | 0 | 6.5784 | 0 | 0 | 0 | 0 | 0 | 0 | 0 | 0 | 0 | 0 | 0 | 0 | 0
3 | 25 | 24 | 7 | 1.7931 | 0 | 2.4769 | 0 | 0 | 0 | 0 | 0.49244 | 0 | 0 | 0.66678 | 0 | 5.4292 | 0 | 0 | 0 | 0 | 0 | 0 | 0 | 0 | 0 | 0 | 0 | 0 | 0 | 0.45131 | 0 | 0.54519 | 5.3354 | 0 | 0 | 0.053706 | 0.84788 | 0 | 0 | 0 | 0 | 7.2335 | 0 | 0 | 0 | 0 | 0 | 0 | 0 | 0 | 0 | 0 | 0 | 0 | 0
3 | 26 | 1 | 1 | 1.7931 | 0 | 2.4769 | 0 | 0 | 0 | 0 | 0.52208 | 0 | 0 | 0.66681 | 0 | 5.4589 | 0 | 0 | 0 | 0 | 0 | 0 | 0 | 0 | 0 | 0 | 0 | 0 | 0 | 0.45131 | 0 | 0.32173 | 5.5593 | 0 | 0 | 0.053706 | 0.85057 | 0 | 0 | 0 | 0 | 7.2366 | 0 | 0 | 0 | 0 | 0 | 0 | 0 | 0 | 0 | 0 | 0 | 0 | 0
3 | 26 | 2 | 1 | 1.7931 | 0 | 2.4769 | 0 | 0 | 0 | 0 | 0.56675 | 0 | 0 | 0.66682 | 0 | 5.5036 | 0 | 0 | 0 | 0 | 0 | 0 | 0 | 0 | 0 | 0 | 0 | 0 | 0 | 0.45131 | 0 | 0.32173 | 5.9281 | 0 | 0 | 0.053706 | 0.8545 | 0 | 0 | 0 | 0 | 7.6094 | 0 | 0 | 0 | 0 | 0 | 0 | 0 | 0 | 0 | 0 | 0 | 0 | 0
3 | 26 | 3 | 1 | 1.7931 | 0 | 2.4769 | 0 | 0 | 0 | 0 | 0.60204 | 0 | 0 | 0.66684 | 0 | 5.5389 | 0 | 0 | 0 | 0 | 0 | 0 | 0 | 0 | 0 | 0 | 0 | 0 | 0 | 0.45131 | 0 | 0.32173 | 6.1723 | 0 | 0 | 0.053706 | 0.85761 | 0 | 0 | 0 | 0 | 7.8567 | 0 | 0 | 0 | 0 | 0 | 0 | 0 | 0 | 0 | 0 | 0 | 0 | 0
3 | 26 | 4 | 1 | 1.7931 | 0 | 2.4769 | 0 | 0 | 0 | 0 | 0.61096 | 0 | 0 | 0.66685 | 0 | 5.5478 | 0 | 0 | 0 | 0 | 0 | 0 | 0 | 0 | 0 | 0 | 0 | 0 | 0 | 0.45131 | 0 | 0.32173 | 6.313 | 0 | 0 | 0.053706 | 0.85686 | 0 | 0 | 0 | 0 | 7.9966 | 0 | 0 | 0 | 0 | 0 | 0 | 0 | 0 | 0 | 0 | 0 | 0 | 0
3 | 26 | 5 | 1 | 1.7931 | 0 | 2.4769 | 0 | 0 | 0 | 0 | 0.63794 | 0 | 0 | 0.66684 | 0 | 5.5748 | 0 | 0 | 0 | 0 | 0 | 0 | 0 | 0 | 0 | 0 | 0 | 0 | 0 | 0.45131 | 0 | 0.32173 | 6.5774 | 0 | 0 | 0.053706 | 0.85949 | 0 | 0 | 0 | 0 | 8.2636 | 0 | 0 | 0 | 0 | 0 | 0 | 0 | 0 | 0 | 0 | 0 | 0 | 0
3 | 26 | 6 | 1 | 1.7931 | 0 | 2.4769 | 0 | 0 | 0 | 0 | 0.67836 | 0 | 0 | 3.7923 | 0 | 8.7407 | 0 | 0 | 0 | 0 | 0 | 0 | 0 | 0 | 0 | 0 | 0 | 0 | 0 | 0.45131 | 0 | 0.54519 | 6.9017 | 0 | 0 | 0.31621 | 0.85787 | 0 | 0 | 0 | 0 | 9.0723 | 0 | 0 | 0 | 0 | 0 | 0 | 0 | 0 | 0 | 0 | 0 | 0 | 0
3 | 26 | 7 | 1 | 1.7931 | 0 | 2.4769 | 0 | 0 | 0 | 0 | 1.0676 | 0 | 0 | 6.2927 | 0 | 11.6303 | 0 | 0 | 0 | 0 | 0 | 0 | 0 | 0 | 0 | 0 | 0 | 0 | 0 | 0.45131 | 0 | 0.71279 | 8.7526 | 0 | 0 | 0.52621 | 0.84869 | 0 | 0 | 0 | 0 | 11.2916 | 0 | 0 | 0 | 0 | 0 | 0 | 0 | 0 | 0 | 0 | 0 | 0 | 0
3 | 26 | 8 | 1 | 1.7931 | 0 | 13.6089 | 0 | 0 | 0 | 0 | 0.86418 | 0 | 0 | 3.9589 | 0 | 20.2251 | 0 | 0 | 0 | 0 | 0 | 0 | 0 | 0 | 0 | 0 | 0 | 0 | 0 | 0.45131 | 0 | 0.71279 | 7.1364 | 0 | 0 | 0.42121 | 0.85017 | 0 | 0 | 0 | 0 | 9.5719 | 0 | 0 | 0 | 0 | 0 | 0 | 0 | 0 | 0 | 0 | 0 | 0 | 0
3 | 26 | 9 | 1 | 1.7931 | 0 | 13.6089 | 0 | 0 | 0 | 0 | 0.73163 | 0 | 0 | 4.8631 | 0 | 20.9968 | 0 | 0 | 0 | 0 | 0 | 0 | 0 | 0 | 0 | 0 | 0 | 0 | 0 | 0.45131 | 0 | 0.71279 | 6.0412 | 0 | 0 | 0.31621 | 0.8425 | 0 | 0 | 0 | 0 | 8.364 | 0 | 0 | 0 | 0 | 0 | 0 | 0 | 0 | 0 | 0 | 0 | 0 | 0
3 | 26 | 10 | 1 | 1.7931 | 0 | 13.6089 | 0 | 0 | 0 | 0 | 0.64019 | 0 | 0 | 3.7923 | 0 | 19.8345 | 0 | 0 | 0 | 0 | 0 | 0 | 0 | 0 | 0 | 0 | 0 | 0 | 0 | 0.45131 | 0 | 0.71279 | 5.38 | 0 | 0 | 0.31621 | 0.83653 | 0 | 0 | 0 | 0 | 7.6968 | 0 | 0 | 0 | 0 | 0 | 0 | 0 | 0 | 0 | 0 | 0 | 0 | 0
3 | 26 | 11 | 1 | 1.7931 | 0 | 13.6089 | 0 | 0 | 0 | 0 | 0.54703 | 0 | 0 | 3.9589 | 0 | 19.9079 | 0 | 0 | 0 | 0 | 0 | 0 | 0 | 0 | 0 | 0 | 0 | 0 | 0 | 0.45131 | 0 | 0.54519 | 4.6191 | 0 | 0 | 0.36871 | 0.83627 | 0 | 0 | 0 | 0 | 6.8206 | 0 | 0 | 0 | 0 | 0 | 0 | 0 | 0 | 0 | 0 | 0 | 0 | 0
3 | 26 | 12 | 1 | 1.7931 | 0 | 8.6613 | 0 | 0 | 0 | 0 | 0.46872 | 0 | 0 | 3.9589 | 0 | 14.8821 | 0 | 0 | 0 | 0 | 0 | 0 | 0 | 0 | 0 | 0 | 0 | 0 | 0 | 0.45131 | 0 | 0.54519 | 4.1326 | 0 | 0 | 0.42121 | 0.83046 | 0 | 0 | 0 | 0 | 6.3807 | 0 | 0 | 0 | 0 | 0 | 0 | 0 | 0 | 0 | 0 | 0 | 0 | 0
3 | 26 | 13 | 1 | 1.7931 | 0 | 13.6089 | 0 | 0 | 0 | 0 | 0.3022 | 0 | 0 | 5.9359 | 0 | 21.6401 | 0 | 0 | 0 | 0 | 0 | 0 | 0 | 0 | 0 | 0 | 0 | 0 | 0 | 0.45131 | 0 | 0.54519 | 3.1014 | 0 | 0 | 0.36871 | 0.82939 | 0 | 0 | 0 | 0 | 5.296 | 0 | 0 | 0 | 0 | 0 | 0 | 0 | 0 | 0 | 0 | 0 | 0 | 0
3 | 26 | 14 | 1 | 1.7931 | 0 | 13.6089 | 0 | 0 | 0 | 0 | 0.16483 | 0 | 0 | 3.9589 | 0 | 19.5257 | 0 | 0 | 0 | 0 | 0 | 0 | 0 | 0 | 0 | 0 | 0 | 0 | 0 | 0.45131 | 0 | 0.54519 | 2.2291 | 0 | 0 | 0.36871 | 0.8266 | 0 | 0 | 0 | 0 | 4.4209 | 0 | 0 | 0 | 0 | 0 | 0 | 0 | 0 | 0 | 0 | 0 | 0 | 0
3 | 26 | 15 | 1 | 1.7931 | 0 | 13.6089 | 0 | 0 | 0 | 0 | 0.16336 | 0 | 0 | 4.2453 | 0 | 19.8107 | 0 | 0 | 0 | 0 | 0 | 0 | 0 | 0 | 0 | 0 | 0 | 0 | 0 | 0.45131 | 0 | 0.54519 | 1.896 | 0 | 0 | 0.31621 | 0.82177 | 0 | 0 | 0 | 0 | 4.0305 | 0 | 0 | 0 | 0 | 0 | 0 | 0 | 0 | 0 | 0 | 0 | 0 | 0
3 | 26 | 16 | 1 | 1.7931 | 0 | 13.6089 | 0 | 0 | 0 | 0 | 0.16613 | 0 | 0 | 3.7923 | 0 | 19.3604 | 0 | 0 | 0 | 0 | 0 | 0 | 0 | 0 | 0 | 0 | 0 | 0 | 0 | 0.45131 | 0 | 0.54519 | 1.8804 | 0 | 0 | 0.31621 | 0.8188 | 0 | 0 | 0 | 0 | 4.0119 | 0 | 0 | 0 | 0 | 0 | 0 | 0 | 0 | 0 | 0 | 0 | 0 | 0
3 | 26 | 17 | 1 | 1.7931 | 0 | 13.6089 | 0 | 0 | 0 | 0 | 0.16256 | 0 | 0 | 6.2926 | 0 | 21.8572 | 0 | 0 | 0 | 0 | 0 | 0 | 0 | 0 | 0 | 0 | 0 | 0 | 0 | 0.45131 | 0 | 0.54519 | 1.8508 | 0 | 0 | 0.52621 | 0.81615 | 0 | 0 | 0 | 0 | 4.1897 | 0 | 0 | 0 | 0 | 0 | 0 | 0 | 0 | 0 | 0 | 0 | 0 | 0
3 | 26 | 18 | 1 | 1.7931 | 0 | 9.8982 | 0 | 0 | 0 | 0 | 0.21145 | 0 | 0 | 6.2926 | 0 | 18.1954 | 0 | 0 | 0 | 0 | 0 | 0 | 0 | 0 | 0 | 0 | 0 | 0 | 0 | 0.45131 | 0 | 0.54519 | 2.0905 | 0 | 0 | 0.52621 | 0.81946 | 0 | 0 | 0 | 0 | 4.4326 | 0 | 0 | 0 | 0 | 0 | 0 | 0 | 0 | 0 | 0 | 0 | 0 | 0
3 | 26 | 19 | 1 | 1.7931 | 0 | 2.4769 | 0 | 0 | 0 | 0 | 0.38041 | 0 | 0 | 3.9589 | 0 | 8.6093 | 0 | 0 | 0 | 0 | 0 | 0 | 0 | 0 | 0 | 0 | 0 | 0 | 0 | 0.45131 | 0 | 0.88038 | 3.1174 | 0 | 0 | 0.42121 | 0.81588 | 0 | 0 | 0 | 0 | 5.6862 | 0 | 0 | 0 | 0 | 0 | 0 | 0 | 0 | 0 | 0 | 0 | 0 | 0
3 | 26 | 20 | 1 | 1.7931 | 0 | 2.4769 | 0 | 0 | 0 | 0 | 0.51472 | 0 | 0 | 3.9589 | 0 | 8.7436 | 0 | 0 | 0 | 0 | 0 | 0 | 0 | 0 | 0 | 0 | 0 | 0 | 0 | 0.45131 | 0 | 1.1038 | 3.8276 | 0 | 0 | 0.36871 | 0.8139 | 0 | 0 | 0 | 0 | 6.5653 | 0 | 0 | 0 | 0 | 0 | 0 | 0 | 0 | 0 | 0 | 0 | 0 | 0
3 | 26 | 21 | 1 | 1.7931 | 0 | 2.4769 | 0 | 0 | 0 | 0 | 0.56495 | 0 | 0 | 6.6375 | 0 | 11.4724 | 0 | 0 | 0 | 0 | 0 | 0 | 0 | 0 | 0 | 0 | 0 | 0 | 0 | 0.45131 | 0 | 1.2156 | 4.1368 | 0 | 0 | 0.47371 | 0.81213 | 0 | 0 | 0 | 0 | 7.0895 | 0 | 0 | 0 | 0 | 0 | 0 | 0 | 0 | 0 | 0 | 0 | 0 | 0
3 | 26 | 22 | 1 | 1.7931 | 0 | 2.4769 | 0 | 0 | 0 | 0 | 0.59518 | 0 | 0 | 4.3271 | 0 | 9.1923 | 0 | 0 | 0 | 0 | 0 | 0 | 0 | 0 | 0 | 0 | 0 | 0 | 0 | 0.45131 | 0 | 1.1038 | 4.5164 | 0 | 0 | 0.31621 | 0.81518 | 0 | 0 | 0 | 0 | 7.203 | 0 | 0 | 0 | 0 | 0 | 0 | 0 | 0 | 0 | 0 | 0 | 0 | 0
3 | 26 | 23 | 1 | 1.7931 | 0 | 2.4769 | 0 | 0 | 0 | 0 | 0.17871 | 0 | 0 | 0.66672 | 0 | 5.1154 | 0 | 0 | 0 | 0 | 0 | 0 | 0 | 0 | 0 | 0 | 0 | 0 | 0 | 0.45131 | 0 | 0.88038 | 3.1353 | 0 | 0 | 0.053706 | 0.82414 | 0 | 0 | 0 | 0 | 5.3448 | 0 | 0 | 0 | 0 | 0 | 0 | 0 | 0 | 0 | 0 | 0 | 0 | 0
3 | 26 | 24 | 1 | 1.7931 | 0 | 2.4769 | 0 | 0 | 0 | 0 | 0.30976 | 0 | 0 | 0.66675 | 0 | 5.2465 | 0 | 0 | 0 | 0 | 0 | 0 | 0 | 0 | 0 | 0 | 0 | 0 | 0 | 0.45131 | 0 | 0.54519 | 3.9858 | 0 | 0 | 0.053706 | 0.83016 | 0 | 0 | 0 | 0 | 5.8661 | 0 | 0 | 0 | 0 | 0 | 0 | 0 | 0 | 0 | 0 | 0 | 0 | 0
3 | 27 | 1 | 2 | 1.7931 | 0 | 2.4769 | 0 | 0 | 0 | 0 | 0.38603 | 0 | 0 | 0.66677 | 0 | 5.3228 | 0 | 0 | 0 | 0 | 0 | 0 | 0 | 0 | 0 | 0 | 0 | 0 | 0 | 0.45131 | 0 | 0.32173 | 4.6092 | 0 | 0 | 0.053706 | 0.8392 | 0 | 0 | 0 | 0 | 6.2752 | 0 | 0 | 0 | 0 | 0 | 0 | 0 | 0 | 0 | 0 | 0 | 0 | 0
3 | 27 | 2 | 2 | 1.7931 | 0 | 2.4769 | 0 | 0 | 0 | 0 | 0.42786 | 0 | 0 | 0.6668 | 0 | 5.3647 | 0 | 0 | 0 | 0 | 0 | 0 | 0 | 0 | 0 | 0 | 0 | 0 | 0 | 0.45131 | 0 | 0.32173 | 4.934 | 0 | 0 | 0.053706 | 0.8414 | 0 | 0 | 0 | 0 | 6.6021 | 0 | 0 | 0 | 0 | 0 | 0 | 0 | 0 | 0 | 0 | 0 | 0 | 0
3 | 27 | 3 | 2 | 1.7931 | 0 | 2.4769 | 0 | 0 | 0 | 0 | 0.43517 | 0 | 0 | 0.6668 | 0 | 5.372 | 0 | 0 | 0 | 0 | 0 | 0 | 0 | 0 | 0 | 0 | 0 | 0 | 0 | 0.45131 | 0 | 0.32173 | 5.0353 | 0 | 0 | 0.053706 | 0.83921 | 0 | 0 | 0 | 0 | 6.7012 | 0 | 0 | 0 | 0 | 0 | 0 | 0 | 0 | 0 | 0 | 0 | 0 | 0
3 | 27 | 4 | 2 | 1.7931 | 0 | 2.4769 | 0 | 0 | 0 | 0 | 0.45618 | 0 | 0 | 0.66679 | 0 | 5.393 | 0 | 0 | 0 | 0 | 0 | 0 | 0 | 0 | 0 | 0 | 0 | 0 | 0 | 0.45131 | 0 | 0.32173 | 5.219 | 0 | 0 | 0.053706 | 0.83996 | 0 | 0 | 0 | 0 | 6.8857 | 0 | 0 | 0 | 0 | 0 | 0 | 0 | 0 | 0 | 0 | 0 | 0 | 0
3 | 27 | 5 | 2 | 1.7931 | 0 | 2.4769 | 0 | 0 | 0 | 0 | 0.45213 | 0 | 0 | 0.66678 | 0 | 5.3889 | 0 | 0 | 0 | 0 | 0 | 0 | 0 | 0 | 0 | 0 | 0 | 0 | 0 | 0.45131 | 0 | 0.32173 | 5.2392 | 0 | 0 | 0.053706 | 0.83679 | 0 | 0 | 0 | 0 | 6.9028 | 0 | 0 | 0 | 0 | 0 | 0 | 0 | 0 | 0 | 0 | 0 | 0 | 0
3 | 27 | 6 | 2 | 1.7931 | 0 | 2.4769 | 0 | 0 | 0 | 0 | 0.48921 | 0 | 0 | 3.7922 | 0 | 8.5515 | 0 | 0 | 0 | 0 | 0 | 0 | 0 | 0 | 0 | 0 | 0 | 0 | 0 | 0.45131 | 0 | 0.54519 | 5.4625 | 0 | 0 | 0.31621 | 0.8343 | 0 | 0 | 0 | 0 | 7.6095 | 0 | 0 | 0 | 0 | 0 | 0 | 0 | 0 | 0 | 0 | 0 | 0 | 0
3 | 27 | 7 | 2 | 1.7931 | 0 | 2.4769 | 0 | 0 | 0 | 0 | 0.94573 | 0 | 0 | 6.2926 | 0 | 11.5084 | 0 | 0 | 0 | 0 | 0 | 0 | 0 | 0 | 0 | 0 | 0 | 0 | 0 | 0.45131 | 0 | 0.71279 | 7.6838 | 0 | 0 | 0.52621 | 0.83029 | 0 | 0 | 0 | 0 | 10.2044 | 0 | 0 | 0 | 0 | 0 | 0 | 0 | 0 | 0 | 0 | 0 | 0 | 0
3 | 27 | 8 | 2 | 1.7931 | 0 | 13.6089 | 0 | 0 | 0 | 0 | 0.71869 | 0 | 0 | 3.9589 | 0 | 20.0796 | 0 | 0 | 0 | 0 | 0 | 0 | 0 | 0 | 0 | 0 | 0 | 0 | 0 | 0.45131 | 0 | 0.71279 | 6.1143 | 0 | 0 | 0.42121 | 0.8368 | 0 | 0 | 0 | 0 | 8.5364 | 0 | 0 | 0 | 0 | 0 | 0 | 0 | 0 | 0 | 0 | 0 | 0 | 0
3 | 27 | 9 | 2 | 1.7931 | 0 | 13.6089 | 0 | 0 | 0 | 0 | 0.57377 | 0 | 0 | 4.8631 | 0 | 20.8388 | 0 | 0 | 0 | 0 | 0 | 0 | 0 | 0 | 0 | 0 | 0 | 0 | 0 | 0.45131 | 0 | 0.71279 | 5.0329 | 0 | 0 | 0.31621 | 0.82543 | 0 | 0 | 0 | 0 | 7.3386 | 0 | 0 | 0 | 0 | 0 | 0 | 0 | 0 | 0 | 0 | 0 | 0 | 0
3 | 27 | 10 | 2 | 1.7931 | 0 | 13.6089 | 0 | 0 | 0 | 0 | 0.49777 | 0 | 0 | 3.7922 | 0 | 19.692 | 0 | 0 | 0 | 0 | 0 | 0 | 0 | 0 | 0 | 0 | 0 | 0 | 0 | 0.45131 | 0 | 0.71279 | 4.6014 | 0 | 0 | 0.31621 | 0.82166 | 0 | 0 | 0 | 0 | 6.9034 | 0 | 0 | 0 | 0 | 0 | 0 | 0 | 0 | 0 | 0 | 0 | 0 | 0
3 | 27 | 11 | 2 | 1.7931 | 0 | 13.6089 | 0 | 0 | 0 | 0 | 0.41405 | 0 | 0 | 3.9589 | 0 | 19.7749 | 0 | 0 | 0 | 0 | 0 | 0 | 0 | 0 | 0 | 0 | 0 | 0 | 0 | 0.45131 | 0 | 0.54519 | 4.1475 | 0 | 0 | 0.36871 | 0.82312 | 0 | 0 | 0 | 0 | 6.3358 | 0 | 0 | 0 | 0 | 0 | 0 | 0 | 0 | 0 | 0 | 0 | 0 | 0
3 | 27 | 12 | 2 | 1.7931 | 0 | 8.6613 | 0 | 0 | 0 | 0 | 0.36917 | 0 | 0 | 3.9589 | 0 | 14.7825 | 0 | 0 | 0 | 0 | 0 | 0 | 0 | 0 | 0 | 0 | 0 | 0 | 0 | 0.45131 | 0 | 0.54519 | 3.7863 | 0 | 0 | 0.42121 | 0.82161 | 0 | 0 | 0 | 0 | 6.0256 | 0 | 0 | 0 | 0 | 0 | 0 | 0 | 0 | 0 | 0 | 0 | 0 | 0
3 | 27 | 13 | 2 | 1.7931 | 0 | 13.6089 | 0 | 0 | 0 | 0 | 0.23242 | 0 | 0 | 5.9359 | 0 | 21.5703 | 0 | 0 | 0 | 0 | 0 | 0 | 0 | 0 | 0 | 0 | 0 | 0 | 0 | 0.45131 | 0 | 0.54519 | 2.9555 | 0 | 0 | 0.36871 | 0.82102 | 0 | 0 | 0 | 0 | 5.1418 | 0 | 0 | 0 | 0 | 0 | 0 | 0 | 0 | 0 | 0 | 0 | 0 | 0
3 | 27 | 14 | 2 | 1.7931 | 0 | 13.6089 | 0 | 0 | 0 | 0 | 0.11876 | 0 | 0 | 3.9589 | 0 | 19.4796 | 0 | 0 | 0 | 0 | 0 | 0 | 0 | 0 | 0 | 0 | 0 | 0 | 0 | 0.45131 | 0 | 0.54519 | 2.2054 | 0 | 0 | 0.36871 | 0.81734 | 0 | 0 | 0 | 0 | 4.3879 | 0 | 0 | 0 | 0 | 0 | 0 | 0 | 0 | 0 | 0 | 0 | 0 | 0
3 | 27 | 15 | 2 | 1.7931 | 0 | 13.6089 | 0 | 0 | 0 | 0 | 0.13489 | 0 | 0 | 4.2453 | 0 | 19.7822 | 0 | 0 | 0 | 0 | 0 | 0 | 0 | 0 | 0 | 0 | 0 | 0 | 0 | 0.45131 | 0 | 0.54519 | 2.04 | 0 | 0 | 0.31621 | 0.81355 | 0 | 0 | 0 | 0 | 4.1662 | 0 | 0 | 0 | 0 | 0 | 0 | 0 | 0 | 0 | 0 | 0 | 0 | 0
3 | 27 | 16 | 2 | 1.7931 | 0 | 13.6089 | 0 | 0 | 0 | 0 | 0.14286 | 0 | 0 | 3.7922 | 0 | 19.3371 | 0 | 0 | 0 | 0 | 0 | 0 | 0 | 0 | 0 | 0 | 0 | 0 | 0 | 0.45131 | 0 | 0.54519 | 2.1257 | 0 | 0 | 0.31621 | 0.81241 | 0 | 0 | 0 | 0 | 4.2508 | 0 | 0 | 0 | 0 | 0 | 0 | 0 | 0 | 0 | 0 | 0 | 0 | 0
3 | 27 | 17 | 2 | 1.7931 | 0 | 13.6089 | 0 | 0 | 0 | 0 | 0.14921 | 0 | 0 | 6.2926 | 0 | 21.8438 | 0 | 0 | 0 | 0 | 0 | 0 | 0 | 0 | 0 | 0 | 0 | 0 | 0 | 0.45131 | 0 | 0.54519 | 2.1484 | 0 | 0 | 0.52621 | 0.81219 | 0 | 0 | 0 | 0 | 4.4833 | 0 | 0 | 0 | 0 | 0 | 0 | 0 | 0 | 0 | 0 | 0 | 0 | 0
3 | 27 | 18 | 2 | 1.7931 | 0 | 9.8982 | 0 | 0 | 0 | 0 | 0.20766 | 0 | 0 | 6.2926 | 0 | 18.1916 | 0 | 0 | 0 | 0 | 0 | 0 | 0 | 0 | 0 | 0 | 0 | 0 | 0 | 0.45131 | 0 | 0.54519 | 2.4495 | 0 | 0 | 0.52621 | 0.81629 | 0 | 0 | 0 | 0 | 4.7885 | 0 | 0 | 0 | 0 | 0 | 0 | 0 | 0 | 0 | 0 | 0 | 0 | 0
3 | 27 | 19 | 2 | 1.7931 | 0 | 2.4769 | 0 | 0 | 0 | 0 | 0.33667 | 0 | 0 | 3.9589 | 0 | 8.5656 | 0 | 0 | 0 | 0 | 0 | 0 | 0 | 0 | 0 | 0 | 0 | 0 | 0 | 0.45131 | 0 | 0.88038 | 3.4575 | 0 | 0 | 0.42121 | 0.80871 | 0 | 0 | 0 | 0 | 6.0191 | 0 | 0 | 0 | 0 | 0 | 0 | 0 | 0 | 0 | 0 | 0 | 0 | 0
3 | 27 | 20 | 2 | 1.7931 | 0 | 2.4769 | 0 | 0 | 0 | 0 | 0.48533 | 0 | 0 | 3.9588 | 0 | 8.7142 | 0 | 0 | 0 | 0 | 0 | 0 | 0 | 0 | 0 | 0 | 0 | 0 | 0 | 0.45131 | 0 | 1.1038 | 4.0496 | 0 | 0 | 0.36871 | 0.8083 | 0 | 0 | 0 | 0 | 6.7818 | 0 | 0 | 0 | 0 | 0 | 0 | 0 | 0 | 0 | 0 | 0 | 0 | 0
3 | 27 | 21 | 2 | 1.7931 | 0 | 2.4769 | 0 | 0 | 0 | 0 | 0.52508 | 0 | 0 | 6.6374 | 0 | 11.4325 | 0 | 0 | 0 | 0 | 0 | 0 | 0 | 0 | 0 | 0 | 0 | 0 | 0 | 0.45131 | 0 | 1.2156 | 4.3064 | 0 | 0 | 0.47371 | 0.80459 | 0 | 0 | 0 | 0 | 7.2516 | 0 | 0 | 0 | 0 | 0 | 0 | 0 | 0 | 0 | 0 | 0 | 0 | 0
3 | 27 | 22 | 2 | 1.7931 | 0 | 2.4769 | 0 | 0 | 0 | 0 | 0.50109 | 0 | 0 | 4.327 | 0 | 9.0982 | 0 | 0 | 0 | 0 | 0 | 0 | 0 | 0 | 0 | 0 | 0 | 0 | 0 | 0.45131 | 0 | 1.1038 | 4.1801 | 0 | 0 | 0.31621 | 0.79994 | 0 | 0 | 0 | 0 | 6.8514 | 0 | 0 | 0 | 0 | 0 | 0 | 0 | 0 | 0 | 0 | 0 | 0 | 0
3 | 27 | 23 | 2 | 1.7931 | 0 | 2.4769 | 0 | 0 | 0 | 0 | 0.10864 | 0 | 0 | 0.66665 | 0 | 5.0453 | 0 | 0 | 0 | 0 | 0 | 0 | 0 | 0 | 0 | 0 | 0 | 0 | 0 | 0.45131 | 0 | 0.88038 | 2.5453 | 0 | 0 | 0.053706 | 0.80973 | 0 | 0 | 0 | 0 | 4.7405 | 0 | 0 | 0 | 0 | 0 | 0 | 0 | 0 | 0 | 0 | 0 | 0 | 0
3 | 27 | 24 | 2 | 1.7931 | 0 | 2.4769 | 0 | 0 | 0 | 0 | 0.24929 | 0 | 0 | 0.66668 | 0 | 5.186 | 0 | 0 | 0 | 0 | 0 | 0 | 0 | 0 | 0 | 0 | 0 | 0 | 0 | 0.45131 | 0 | 0.54519 | 3.6374 | 0 | 0 | 0.053706 | 0.81936 | 0 | 0 | 0 | 0 | 5.507 | 0 | 0 | 0 | 0 | 0 | 0 | 0 | 0 | 0 | 0 | 0 | 0 | 0
3 | 28 | 1 | 3 | 1.7931 | 0 | 2.4769 | 0 | 0 | 0 | 0 | 0.32186 | 0 | 0 | 0.66671 | 0 | 5.2586 | 0 | 0 | 0 | 0 | 0 | 0 | 0 | 0 | 0 | 0 | 0 | 0 | 0 | 0.45131 | 0 | 0.32173 | 4.1449 | 0 | 0 | 0.053706 | 0.82688 | 0 | 0 | 0 | 0 | 5.7986 | 0 | 0 | 0 | 0 | 0 | 0 | 0 | 0 | 0 | 0 | 0 | 0 | 0
3 | 28 | 2 | 3 | 1.7931 | 0 | 2.4769 | 0 | 0 | 0 | 0 | 0.37992 | 0 | 0 | 0.66674 | 0 | 5.3167 | 0 | 0 | 0 | 0 | 0 | 0 | 0 | 0 | 0 | 0 | 0 | 0 | 0 | 0.45131 | 0 | 0.32173 | 4.6234 | 0 | 0 | 0.053706 | 0.83119 | 0 | 0 | 0 | 0 | 6.2813 | 0 | 0 | 0 | 0 | 0 | 0 | 0 | 0 | 0 | 0 | 0 | 0 | 0
3 | 28 | 3 | 3 | 1.7931 | 0 | 2.4769 | 0 | 0 | 0 | 0 | 0.42444 | 0 | 0 | 0.66675 | 0 | 5.3612 | 0 | 0 | 0 | 0 | 0 | 0 | 0 | 0 | 0 | 0 | 0 | 0 | 0 | 0.45131 | 0 | 0.32173 | 4.9655 | 0 | 0 | 0.053706 | 0.83452 | 0 | 0 | 0 | 0 | 6.6267 | 0 | 0 | 0 | 0 | 0 | 0 | 0 | 0 | 0 | 0 | 0 | 0 | 0
3 | 28 | 4 | 3 | 1.7931 | 0 | 2.4769 | 0 | 0 | 0 | 0 | 0.43949 | 0 | 0 | 0.66675 | 0 | 5.3763 | 0 | 0 | 0 | 0 | 0 | 0 | 0 | 0 | 0 | 0 | 0 | 0 | 0 | 0.45131 | 0 | 0.32173 | 5.1171 | 0 | 0 | 0.053706 | 0.83369 | 0 | 0 | 0 | 0 | 6.7775 | 0 | 0 | 0 | 0 | 0 | 0 | 0 | 0 | 0 | 0 | 0 | 0 | 0
3 | 28 | 5 | 3 | 1.7931 | 0 | 2.4769 | 0 | 0 | 0 | 0 | 0.48923 | 0 | 0 | 0.66675 | 0 | 5.426 | 0 | 0 | 0 | 0 | 0 | 0 | 0 | 0 | 0 | 0 | 0 | 0 | 0 | 0.45131 | 0 | 0.32173 | 5.5058 | 0 | 0 | 0.053706 | 0.83915 | 0 | 0 | 0 | 0 | 7.1717 | 0 | 0 | 0 | 0 | 0 | 0 | 0 | 0 | 0 | 0 | 0 | 0 | 0
3 | 28 | 6 | 3 | 1.7931 | 0 | 2.4769 | 0 | 0 | 0 | 0 | 0.48629 | 0 | 0 | 3.7922 | 0 | 8.5485 | 0 | 0 | 0 | 0 | 0 | 0 | 0 | 0 | 0 | 0 | 0 | 0 | 0 | 0.45131 | 0 | 0.54519 | 5.7946 | 0 | 0 | 0.31621 | 0.83035 | 0 | 0.0004181 | 0 | 0 | 7.9381 | 0 | 0 | 0 | 0 | 0 | 0 | 0 | 0 | 0 | 0 | 0 | 0 | 0
3 | 28 | 7 | 3 | 1.7931 | 0 | 2.4769 | 0 | 0 | 0 | 0 | 0.97716 | 0 | 0 | 6.2926 | 0 | 11.5398 | 0 | 0 | 0 | 0 | 0 | 0 | 0 | 0 | 0 | 0 | 0 | 0 | 0 | 0.45131 | 0 | 0.71279 | 8.9172 | 0 | 0 | 0.52621 | 0.83002 | 0 | 0.009979 | 0 | 0 | 11.4476 | 0 | 0 | 0 | 0 | 0 | 0 | 0 | 0 | 0 | 0 | 0 | 0 | 0
3 | 28 | 8 | 3 | 1.7931 | 0 | 13.6089 | 0 | 0 | 0 | 0 | 0.68969 | 0 | 0 | 3.9589 | 0 | 20.0506 | 0 | 0 | 0 | 0 | 0 | 0 | 0 | 0 | 0 | 0 | 0 | 0 | 0 | 0.45131 | 0 | 0.71279 | 5.9672 | 0 | 0 | 0.42121 | 0.82789 | 0 | 0 | 0 | 0 | 8.3803 | 0 | 0 | 0 | 0 | 0 | 0 | 0 | 0 | 0 | 0 | 0 | 0 | 0
3 | 28 | 9 | 3 | 1.7931 | 0 | 13.6089 | 0 | 0 | 0 | 0 | 0.61911 | 0 | 0 | 4.863 | 0 | 20.8841 | 0 | 0 | 0 | 0 | 0 | 0 | 0 | 0 | 0 | 0 | 0 | 0 | 0 | 0.45131 | 0 | 0.71279 | 5.5412 | 0 | 0 | 0.31621 | 0.8302 | 0 | 0 | 0 | 0 | 7.8517 | 0 | 0 | 0 | 0 | 0 | 0 | 0 | 0 | 0 | 0 | 0 | 0 | 0
3 | 28 | 10 | 3 | 1.7931 | 0 | 13.6089 | 0 | 0 | 0 | 0 | 0.52649 | 0 | 0 | 3.7922 | 0 | 19.7207 | 0 | 0 | 0 | 0 | 0 | 0 | 0 | 0 | 0 | 0 | 0 | 0 | 0 | 0.45131 | 0 | 0.71279 | 4.8121 | 0 | 0 | 0.31621 | 0.82039 | 0 | 0 | 0 | 0 | 7.1128 | 0 | 0 | 0 | 0 | 0 | 0 | 0 | 0 | 0 | 0 | 0 | 0 | 0
3 | 28 | 11 | 3 | 1.7931 | 0 | 13.6089 | 0 | 0 | 0 | 0 | 0.41664 | 0 | 0 | 3.9589 | 0 | 19.7775 | 0 | 0 | 0 | 0 | 0 | 0 | 0 | 0 | 0 | 0 | 0 | 0 | 0 | 0.45131 | 0 | 0.54519 | 4.1138 | 0 | 0 | 0.36871 | 0.81816 | 0 | 0 | 0 | 0 | 6.2972 | 0 | 0 | 0 | 0 | 0 | 0 | 0 | 0 | 0 | 0 | 0 | 0 | 0
3 | 28 | 12 | 3 | 1.7931 | 0 | 8.6613 | 0 | 0 | 0 | 0 | 0.35217 | 0 | 0 | 3.9589 | 0 | 14.7655 | 0 | 0 | 0 | 0 | 0 | 0 | 0 | 0 | 0 | 0 | 0 | 0 | 0 | 0.45131 | 0 | 0.54519 | 3.6675 | 0 | 0 | 0.42121 | 0.81556 | 0 | 0 | 0 | 0 | 5.9007 | 0 | 0 | 0 | 0 | 0 | 0 | 0 | 0 | 0 | 0 | 0 | 0 | 0
3 | 28 | 13 | 3 | 1.7931 | 0 | 13.6089 | 0 | 0 | 0 | 0 | 0.18466 | 0 | 0 | 5.9358 | 0 | 21.5225 | 0 | 0 | 0 | 0 | 0 | 0 | 0 | 0 | 0 | 0 | 0 | 0 | 0 | 0.45131 | 0 | 0.54519 | 2.608 | 0 | 0 | 0.36871 | 0.80967 | 0 | 0 | 0 | 0 | 4.7829 | 0 | 0 | 0 | 0 | 0 | 0 | 0 | 0 | 0 | 0 | 0 | 0 | 0
3 | 28 | 14 | 3 | 1.7931 | 0 | 13.6089 | 0 | 0 | 0 | 0 | 0.096039 | 0 | 0 | 3.9589 | 0 | 19.4569 | 0 | 0 | 0 | 0 | 0 | 0 | 0 | 0 | 0 | 0 | 0 | 0 | 0 | 0.45131 | 0 | 0.54519 | 1.8699 | 0 | 0 | 0.36871 | 0.81079 | 0 | 0 | 0 | 0 | 4.0459 | 0 | 0 | 0 | 0 | 0 | 0 | 0 | 0 | 0 | 0 | 0 | 0 | 0
3 | 28 | 15 | 3 | 1.7931 | 0 | 13.6089 | 0 | 0 | 0 | 0 | 0.1238 | 0 | 0 | 4.2452 | 0 | 19.771 | 0 | 0 | 0 | 0 | 0 | 0 | 0 | 0 | 0 | 0 | 0 | 0 | 0 | 0.45131 | 0 | 0.54519 | 2.0112 | 0 | 0 | 0.31621 | 0.81001 | 0 | 0 | 0 | 0 | 4.134 | 0 | 0 | 0 | 0 | 0 | 0 | 0 | 0 | 0 | 0 | 0 | 0 | 0
3 | 28 | 16 | 3 | 1.7931 | 0 | 13.6089 | 0 | 0 | 0 | 0 | 0.11936 | 0 | 0 | 3.7922 | 0 | 19.3135 | 0 | 0 | 0 | 0 | 0 | 0 | 0 | 0 | 0 | 0 | 0 | 0 | 0 | 0.45131 | 0 | 0.54519 | 1.9622 | 0 | 0 | 0.31621 | 0.80537 | 0 | 0 | 0 | 0 | 4.0803 | 0 | 0 | 0 | 0 | 0 | 0 | 0 | 0 | 0 | 0 | 0 | 0 | 0
3 | 28 | 17 | 3 | 1.7931 | 0 | 13.6089 | 0 | 0 | 0 | 0 | 0.14816 | 0 | 0 | 6.2926 | 0 | 21.8427 | 0 | 0 | 0 | 0 | 0 | 0 | 0 | 0 | 0 | 0 | 0 | 0 | 0 | 0.45131 | 0 | 0.54519 | 2.1586 | 0 | 0 | 0.52621 | 0.80905 | 0 | 0 | 0 | 0 | 4.4903 | 0 | 0 | 0 | 0 | 0 | 0 | 0 | 0 | 0 | 0 | 0 | 0 | 0
3 | 28 | 18 | 3 | 1.7931 | 0 | 9.8982 | 0 | 0 | 0 | 0 | 0.20601 | 0 | 0 | 6.2926 | 0 | 18.1899 | 0 | 0 | 0 | 0 | 0 | 0 | 0 | 0 | 0 | 0 | 0 | 0 | 0 | 0.45131 | 0 | 0.54519 | 2.4643 | 0 | 0 | 0.52621 | 0.81299 | 0 | 0 | 0 | 0 | 4.8 | 0 | 0 | 0 | 0 | 0 | 0 | 0 | 0 | 0 | 0 | 0 | 0 | 0
3 | 28 | 19 | 3 | 1.7931 | 0 | 2.4769 | 0 | 0 | 0 | 0 | 0.28651 | 0 | 0 | 3.9589 | 0 | 8.5154 | 0 | 0 | 0 | 0 | 0 | 0 | 0 | 0 | 0 | 0 | 0 | 0 | 0 | 0.45131 | 0 | 0.88038 | 2.8092 | 0 | 0 | 0.42121 | 0.80731 | 0 | 0 | 0 | 0 | 5.3694 | 0 | 0 | 0 | 0 | 0 | 0 | 0 | 0 | 0 | 0 | 0 | 0 | 0
3 | 28 | 20 | 3 | 1.7931 | 0 | 2.4769 | 0 | 0 | 0 | 0 | 0.35172 | 0 | 0 | 3.9588 | 0 | 8.5806 | 0 | 0 | 0 | 0 | 0 | 0 | 0 | 0 | 0 | 0 | 0 | 0 | 0 | 0.45131 | 0 | 1.1038 | 3.4097 | 0 | 0 | 0.36871 | 0.80102 | 0 | 0 | 0 | 0 | 6.1346 | 0 | 0 | 0 | 0 | 0 | 0 | 0 | 0 | 0 | 0 | 0 | 0 | 0
3 | 28 | 21 | 3 | 1.7931 | 0 | 2.4769 | 0 | 0 | 0 | 0 | 0.47312 | 0 | 0 | 6.6374 | 0 | 11.3805 | 0 | 0 | 0 | 0 | 0 | 0 | 0 | 0 | 0 | 0 | 0 | 0 | 0 | 0.45131 | 0 | 1.2156 | 4.221 | 0 | 0 | 0.47371 | 0.80236 | 0 | 0 | 0 | 0 | 7.1639 | 0 | 0 | 0 | 0 | 0 | 0 | 0 | 0 | 0 | 0 | 0 | 0 | 0
3 | 28 | 22 | 3 | 1.7931 | 0 | 2.4769 | 0 | 0 | 0 | 0 | 0.5018 | 0 | 0 | 4.327 | 0 | 9.0988 | 0 | 0 | 0 | 0 | 0 | 0 | 0 | 0 | 0 | 0 | 0 | 0 | 0 | 0.45131 | 0 | 1.1038 | 4.443 | 0 | 0 | 0.31621 | 0.80225 | 0 | 0 | 0 | 0 | 7.1166 | 0 | 0 | 0 | 0 | 0 | 0 | 0 | 0 | 0 | 0 | 0 | 0 | 0
3 | 28 | 23 | 3 | 1.7931 | 0 | 2.4769 | 0 | 0 | 0 | 0 | 0.094445 | 0 | 0 | 0.66664 | 0 | 5.0311 | 0 | 0 | 0 | 0 | 0 | 0 | 0 | 0 | 0 | 0 | 0 | 0 | 0 | 0.45131 | 0 | 0.88038 | 2.3814 | 0 | 0 | 0.053706 | 0.80706 | 0 | 0 | 0 | 0 | 4.5738 | 0 | 0 | 0 | 0 | 0 | 0 | 0 | 0 | 0 | 0 | 0 | 0 | 0
3 | 28 | 24 | 3 | 1.7931 | 0 | 2.4769 | 0 | 0 | 0 | 0 | 0.20725 | 0 | 0 | 0.66666 | 0 | 5.1439 | 0 | 0 | 0 | 0 | 0 | 0 | 0 | 0 | 0 | 0 | 0 | 0 | 0 | 0.45131 | 0 | 0.54519 | 3.4006 | 0 | 0 | 0.053706 | 0.81452 | 0 | 0 | 0 | 0 | 5.2653 | 0 | 0 | 0 | 0 | 0 | 0 | 0 | 0 | 0 | 0 | 0 | 0 | 0
3 | 29 | 1 | 4 | 1.7931 | 0 | 2.4769 | 0 | 0 | 0 | 0 | 0.30987 | 0 | 0 | 0.66669 | 0 | 5.2466 | 0 | 0 | 0 | 0 | 0 | 0 | 0 | 0 | 0 | 0 | 0 | 0 | 0 | 0.45131 | 0 | 0.32173 | 4.0678 | 0 | 0 | 0.053706 | 0.82634 | 0 | 0 | 0 | 0 | 5.7209 | 0 | 0 | 0 | 0 | 0 | 0 | 0 | 0 | 0 | 0 | 0 | 0 | 0
3 | 29 | 2 | 4 | 1.7931 | 0 | 2.4769 | 0 | 0 | 0 | 0 | 0.34427 | 0 | 0 | 0.66673 | 0 | 5.281 | 0 | 0 | 0 | 0 | 0 | 0 | 0 | 0 | 0 | 0 | 0 | 0 | 0 | 0.45131 | 0 | 0.32173 | 4.332 | 0 | 0 | 0.053706 | 0.82666 | 0 | 0 | 0 | 0 | 5.9854 | 0 | 0 | 0 | 0 | 0 | 0 | 0 | 0 | 0 | 0 | 0 | 0 | 0
3 | 29 | 3 | 4 | 1.7931 | 0 | 2.4769 | 0 | 0 | 0 | 0 | 0.37529 | 0 | 0 | 0.66673 | 0 | 5.312 | 0 | 0 | 0 | 0 | 0 | 0 | 0 | 0 | 0 | 0 | 0 | 0 | 0 | 0.45131 | 0 | 0.32173 | 4.6314 | 0 | 0 | 0.053706 | 0.82771 | 0 | 0 | 0 | 0 | 6.2858 | 0 | 0 | 0 | 0 | 0 | 0 | 0 | 0 | 0 | 0 | 0 | 0 | 0
3 | 29 | 4 | 4 | 1.7931 | 0 | 2.4769 | 0 | 0 | 0 | 0 | 0.3843 | 0 | 0 | 0.66673 | 0 | 5.321 | 0 | 0 | 0 | 0 | 0 | 0 | 0 | 0 | 0 | 0 | 0 | 0 | 0 | 0.45131 | 0 | 0.32173 | 4.6082 | 0 | 0 | 0.053706 | 0.82624 | 0 | 0 | 0 | 0 | 6.2611 | 0 | 0 | 0 | 0 | 0 | 0 | 0 | 0 | 0 | 0 | 0 | 0 | 0
3 | 29 | 5 | 4 | 1.7931 | 0 | 2.4769 | 0 | 0 | 0 | 0 | 0.41184 | 0 | 0 | 0.66672 | 0 | 5.3486 | 0 | 0 | 0 | 0 | 0 | 0 | 0 | 0 | 0 | 0 | 0 | 0 | 0 | 0.45131 | 0 | 0.32173 | 4.8921 | 0 | 0 | 0.053706 | 0.82785 | 0 | 0 | 0 | 0 | 6.5467 | 0 | 0 | 0 | 0 | 0 | 0 | 0 | 0 | 0 | 0 | 0 | 0 | 0
3 | 29 | 6 | 4 | 1.7931 | 0 | 2.4769 | 0 | 0 | 0 | 0 | 0.43572 | 0 | 0 | 3.7922 | 0 | 8.4979 | 0 | 0 | 0 | 0 | 0 | 0 | 0 | 0 | 0 | 0 | 0 | 0 | 0 | 0.45131 | 0 | 0.54519 | 5.0433 | 0 | 0 | 0.31621 | 0.82276 | 0 | 0 | 0 | 0 | 7.1787 | 0 | 0 | 0 | 0 | 0 | 0 | 0 | 0 | 0 | 0 | 0 | 0 | 0
3 | 29 | 7 | 4 | 1.7931 | 0 | 2.4769 | 0 | 0 | 0 | 0 | 0.85987 | 0 | 0 | 6.2926 | 0 | 11.4224 | 0 | 0 | 0 | 0 | 0 | 0 | 0 | 0 | 0 | 0 | 0 | 0 | 0 | 0.45131 | 0 | 0.71279 | 6.9187 | 0 | 0 | 0.52621 | 0.818 | 0 | 0 | 0 | 0 | 9.427 | 0 | 0 | 0 | 0 | 0 | 0 | 0 | 0 | 0 | 0 | 0 | 0 | 0
3 | 29 | 8 | 4 | 1.7931 | 0 | 13.6089 | 0 | 0 | 0 | 0 | 0.55561 | 0 | 0 | 3.9588 | 0 | 19.9165 | 0 | 0 | 0 | 0 | 0 | 0 | 0 | 0 | 0 | 0 | 0 | 0 | 0 | 0.45131 | 0 | 0.71279 | 4.8626 | 0 | 0 | 0.42121 | 0.81268 | 0 | 0 | 0 | 0 | 7.2606 | 0 | 0 | 0 | 0 | 0 | 0 | 0 | 0 | 0 | 0 | 0 | 0 | 0
3 | 29 | 9 | 4 | 1.7931 | 0 | 13.6089 | 0 | 0 | 0 | 0 | 0.54034 | 0 | 0 | 4.8629 | 0 | 20.8053 | 0 | 0 | 0 | 0 | 0 | 0 | 0 | 0 | 0 | 0 | 0 | 0 | 0 | 0.45131 | 0 | 0.71279 | 4.6692 | 0 | 0 | 0.31621 | 0.81914 | 0 | 0 | 0 | 0 | 6.9686 | 0 | 0 | 0 | 0 | 0 | 0 | 0 | 0 | 0 | 0 | 0 | 0 | 0
3 | 29 | 10 | 4 | 1.7931 | 0 | 13.6089 | 0 | 0 | 0 | 0 | 0.4435 | 0 | 0 | 3.7922 | 0 | 19.6377 | 0 | 0 | 0 | 0 | 0 | 0 | 0 | 0 | 0 | 0 | 0 | 0 | 0 | 0.45131 | 0 | 0.71279 | 3.9926 | 0 | 0 | 0.31621 | 0.81 | 0 | 0 | 0 | 0 | 6.2829 | 0 | 0 | 0 | 0 | 0 | 0 | 0 | 0 | 0 | 0 | 0 | 0 | 0
3 | 29 | 11 | 4 | 1.7931 | 0 | 13.6089 | 0 | 0 | 0 | 0 | 0.35177 | 0 | 0 | 3.9588 | 0 | 19.7126 | 0 | 0 | 0 | 0 | 0 | 0 | 0 | 0 | 0 | 0 | 0 | 0 | 0 | 0.45131 | 0 | 0.54519 | 3.4418 | 0 | 0 | 0.36871 | 0.81081 | 0 | 0 | 0 | 0 | 5.6178 | 0 | 0 | 0 | 0 | 0 | 0 | 0 | 0 | 0 | 0 | 0 | 0 | 0
3 | 29 | 12 | 4 | 1.7931 | 0 | 8.6613 | 0 | 0 | 0 | 0 | 0.30457 | 0 | 0 | 3.9589 | 0 | 14.7179 | 0 | 0 | 0 | 0 | 0 | 0 | 0 | 0 | 0 | 0 | 0 | 0 | 0 | 0.45131 | 0 | 0.54519 | 3.1095 | 0 | 0 | 0.42121 | 0.80886 | 0 | 0 | 0 | 0 | 5.3361 | 0 | 0 | 0 | 0 | 0 | 0 | 0 | 0 | 0 | 0 | 0 | 0 | 0
3 | 29 | 13 | 4 | 1.7931 | 0 | 13.6089 | 0 | 0 | 0 | 0 | 0.16287 | 0 | 0 | 5.9357 | 0 | 21.5006 | 0 | 0 | 0 | 0 | 0 | 0 | 0 | 0 | 0 | 0 | 0 | 0 | 0 | 0.45131 | 0 | 0.54519 | 2.1907 | 0 | 0 | 0.36871 | 0.80541 | 0 | 0 | 0 | 0 | 4.3613 | 0 | 0 | 0 | 0 | 0 | 0 | 0 | 0 | 0 | 0 | 0 | 0 | 0
3 | 29 | 14 | 4 | 1.7931 | 0 | 13.6089 | 0 | 0 | 0 | 0 | 0.083015 | 0 | 0 | 3.9588 | 0 | 19.4439 | 0 | 0 | 0 | 0 | 0 | 0 | 0 | 0 | 0 | 0 | 0 | 0 | 0 | 0.45131 | 0 | 0.54519 | 1.429 | 0 | 0 | 0.36871 | 0.80244 | 0 | 0 | 0 | 0 | 3.5967 | 0 | 0 | 0 | 0 | 0 | 0 | 0 | 0 | 0 | 0 | 0 | 0 | 0
3 | 29 | 15 | 4 | 1.7931 | 0 | 13.6089 | 0 | 0 | 0 | 0 | 0.11691 | 0 | 0 | 4.2452 | 0 | 19.7641 | 0 | 0 | 0 | 0 | 0 | 0 | 0 | 0 | 0 | 0 | 0 | 0 | 0 | 0.45131 | 0 | 0.54519 | 1.8007 | 0 | 0 | 0.31621 | 0.80674 | 0 | 0 | 0 | 0 | 3.9202 | 0 | 0 | 0 | 0 | 0 | 0 | 0 | 0 | 0 | 0 | 0 | 0 | 0
3 | 29 | 16 | 4 | 1.7931 | 0 | 13.6089 | 0 | 0 | 0 | 0 | 0.12624 | 0 | 0 | 3.7922 | 0 | 19.3204 | 0 | 0 | 0 | 0 | 0 | 0 | 0 | 0 | 0 | 0 | 0 | 0 | 0 | 0.45131 | 0 | 0.54519 | 1.9472 | 0 | 0 | 0.31621 | 0.80549 | 0 | 0 | 0 | 0 | 4.0654 | 0 | 0 | 0 | 0 | 0 | 0 | 0 | 0 | 0 | 0 | 0 | 0 | 0
3 | 29 | 17 | 4 | 1.7931 | 0 | 13.6089 | 0 | 0 | 0 | 0 | 0.14667 | 0 | 0 | 6.2926 | 0 | 21.8412 | 0 | 0 | 0 | 0 | 0 | 0 | 0 | 0 | 0 | 0 | 0 | 0 | 0 | 0.45131 | 0 | 0.54519 | 2.2081 | 0 | 0 | 0.52621 | 0.80897 | 0 | 0 | 0 | 0 | 4.5398 | 0 | 0 | 0 | 0 | 0 | 0 | 0 | 0 | 0 | 0 | 0 | 0 | 0
3 | 29 | 18 | 4 | 1.7931 | 0 | 9.8982 | 0 | 0 | 0 | 0 | 0.2154 | 0 | 0 | 6.2926 | 0 | 18.1993 | 0 | 0 | 0 | 0 | 0 | 0 | 0 | 0 | 0 | 0 | 0 | 0 | 0 | 0.45131 | 0 | 0.54519 | 2.6391 | 0 | 0 | 0.52621 | 0.815 | 0 | 0 | 0 | 0 | 4.9768 | 0 | 0 | 0 | 0 | 0 | 0 | 0 | 0 | 0 | 0 | 0 | 0 | 0
3 | 29 | 19 | 4 | 1.7931 | 0 | 2.4769 | 0 | 0 | 0 | 0 | 0.41846 | 0 | 0 | 3.9589 | 0 | 8.6473 | 0 | 0 | 0 | 0 | 0 | 0 | 0 | 0 | 0 | 0 | 0 | 0 | 0 | 0.45131 | 0 | 0.88038 | 4.1401 | 0 | 0 | 0.42121 | 0.81371 | 0 | 0 | 0 | 0 | 6.7067 | 0 | 0 | 0 | 0 | 0 | 0 | 0 | 0 | 0 | 0 | 0 | 0 | 0
3 | 29 | 20 | 4 | 1.7931 | 0 | 2.4769 | 0 | 0 | 0 | 0 | 0.52547 | 0 | 0 | 3.9589 | 0 | 8.7544 | 0 | 0 | 0 | 0 | 0 | 0 | 0 | 0 | 0 | 0 | 0 | 0 | 0 | 0.45131 | 0 | 1.1038 | 4.6118 | 0 | 0 | 0.36871 | 0.80942 | 0 | 0 | 0 | 0 | 7.3451 | 0 | 0 | 0 | 0 | 0 | 0 | 0 | 0 | 0 | 0 | 0 | 0 | 0
3 | 29 | 21 | 4 | 1.7931 | 0 | 2.4769 | 0 | 0 | 0 | 0 | 0.55393 | 0 | 0 | 6.6374 | 0 | 11.4614 | 0 | 0 | 0 | 0 | 0 | 0 | 0 | 0 | 0 | 0 | 0 | 0 | 0 | 0.45131 | 0 | 1.2156 | 4.7991 | 0 | 0 | 0.47371 | 0.8048 | 0 | 0 | 0 | 0 | 7.7444 | 0 | 0 | 0 | 0 | 0 | 0 | 0 | 0 | 0 | 0 | 0 | 0 | 0
3 | 29 | 22 | 4 | 1.7931 | 0 | 2.4769 | 0 | 0 | 0 | 0 | 0.56495 | 0 | 0 | 4.327 | 0 | 9.162 | 0 | 0 | 0 | 0 | 0 | 0 | 0 | 0 | 0 | 0 | 0 | 0 | 0 | 0.45131 | 0 | 1.1038 | 4.8562 | 0 | 0 | 0.31621 | 0.8052 | 0 | 0 | 0 | 0 | 7.5328 | 0 | 0 | 0 | 0 | 0 | 0 | 0 | 0 | 0 | 0 | 0 | 0 | 0
3 | 29 | 23 | 4 | 1.7931 | 0 | 2.4769 | 0 | 0 | 0 | 0 | 0.13775 | 0 | 0 | 0.66665 | 0 | 5.0744 | 0 | 0 | 0 | 0 | 0 | 0 | 0 | 0 | 0 | 0 | 0 | 0 | 0 | 0.45131 | 0 | 0.88038 | 3.0153 | 0 | 0 | 0.053706 | 0.81155 | 0 | 0 | 0 | 0 | 5.2123 | 0 | 0 | 0 | 0 | 0 | 0 | 0 | 0 | 0 | 0 | 0 | 0 | 0
3 | 29 | 24 | 4 | 1.7931 | 0 | 2.4769 | 0 | 0 | 0 | 0 | 0.26715 | 0 | 0 | 0.66667 | 0 | 5.2038 | 0 | 0 | 0 | 0 | 0 | 0 | 0 | 0 | 0 | 0 | 0 | 0 | 0 | 0.45131 | 0 | 0.54519 | 3.8948 | 0 | 0 | 0.053706 | 0.81759 | 0 | 0 | 0 | 0 | 5.7626 | 0 | 0 | 0 | 0 | 0 | 0 | 0 | 0 | 0 | 0 | 0 | 0 | 0
3 | 30 | 1 | 5 | 1.7931 | 0 | 2.4769 | 0 | 0 | 0 | 0 | 0.33508 | 0 | 0 | 0.66669 | 0 | 5.2718 | 0 | 0 | 0 | 0 | 0 | 0 | 0 | 0 | 0 | 0 | 0 | 0 | 0 | 0.45131 | 0 | 0.32173 | 4.3271 | 0 | 0 | 0.053706 | 0.82512 | 0 | 0 | 0 | 0 | 5.979 | 0 | 0 | 0 | 0 | 0 | 0 | 0 | 0 | 0 | 0 | 0 | 0 | 0
3 | 30 | 2 | 5 | 1.7931 | 0 | 2.4769 | 0 | 0 | 0 | 0 | 0.35618 | 0 | 0 | 0.66671 | 0 | 5.2929 | 0 | 0 | 0 | 0 | 0 | 0 | 0 | 0 | 0 | 0 | 0 | 0 | 0 | 0.45131 | 0 | 0.32173 | 4.3706 | 0 | 0 | 0.053706 | 0.82444 | 0 | 0 | 0 | 0 | 6.0218 | 0 | 0 | 0 | 0 | 0 | 0 | 0 | 0 | 0 | 0 | 0 | 0 | 0
3 | 30 | 3 | 5 | 1.7931 | 0 | 2.4769 | 0 | 0 | 0 | 0 | 0.36951 | 0 | 0 | 0.66671 | 0 | 5.3062 | 0 | 0 | 0 | 0 | 0 | 0 | 0 | 0 | 0 | 0 | 0 | 0 | 0 | 0.45131 | 0 | 0.32173 | 4.4322 | 0 | 0 | 0.053706 | 0.82348 | 0 | 0 | 0 | 0 | 6.0824 | 0 | 0 | 0 | 0 | 0 | 0 | 0 | 0 | 0 | 0 | 0 | 0 | 0
3 | 30 | 4 | 5 | 1.7931 | 0 | 2.4769 | 0 | 0 | 0 | 0 | 0.38791 | 0 | 0 | 0.66671 | 0 | 5.3246 | 0 | 0 | 0 | 0 | 0 | 0 | 0 | 0 | 0 | 0 | 0 | 0 | 0 | 0.45131 | 0 | 0.32173 | 4.4601 | 0 | 0 | 0.053706 | 0.8241 | 0 | 0 | 0 | 0 | 6.1109 | 0 | 0 | 0 | 0 | 0 | 0 | 0 | 0 | 0 | 0 | 0 | 0 | 0
3 | 30 | 5 | 5 | 1.7931 | 0 | 2.4769 | 0 | 0 | 0 | 0 | 0.40412 | 0 | 0 | 0.66671 | 0 | 5.3408 | 0 | 0 | 0 | 0 | 0 | 0 | 0 | 0 | 0 | 0 | 0 | 0 | 0 | 0.45131 | 0 | 0.32173 | 4.5531 | 0 | 0 | 0.053706 | 0.82443 | 0 | 0 | 0 | 0 | 6.2043 | 0 | 0 | 0 | 0 | 0 | 0 | 0 | 0 | 0 | 0 | 0 | 0 | 0
3 | 30 | 6 | 5 | 1.7931 | 0 | 2.4769 | 0 | 0 | 0 | 0 | 0.43199 | 0 | 0 | 3.7922 | 0 | 8.4942 | 0 | 0 | 0 | 0 | 0 | 0 | 0 | 0 | 0 | 0 | 0 | 0 | 0 | 0.45131 | 0 | 0.54519 | 4.6555 | 0 | 0 | 0.31621 | 0.82037 | 0 | 0 | 0 | 0 | 6.7886 | 0 | 0 | 0 | 0 | 0 | 0 | 0 | 0 | 0 | 0 | 0 | 0 | 0
3 | 30 | 7 | 5 | 1.7931 | 0 | 2.4769 | 0 | 0 | 0 | 0 | 0.91778 | 0 | 0 | 6.2926 | 0 | 11.4804 | 0 | 0 | 0 | 0 | 0 | 0 | 0 | 0 | 0 | 0 | 0 | 0 | 0 | 0.45131 | 0 | 0.71279 | 6.9071 | 0 | 0 | 0.52621 | 0.81821 | 0 | 0 | 0 | 0 | 9.4156 | 0 | 0 | 0 | 0 | 0 | 0 | 0 | 0 | 0 | 0 | 0 | 0 | 0
3 | 30 | 8 | 5 | 1.7931 | 0 | 13.6089 | 0 | 0 | 0 | 0 | 0.65804 | 0 | 0 | 3.9588 | 0 | 20.0189 | 0 | 0 | 0 | 0 | 0 | 0 | 0 | 0 | 0 | 0 | 0 | 0 | 0 | 0.45131 | 0 | 0.71279 | 5.2173 | 0 | 0 | 0.42121 | 0.81742 | 0 | 0 | 0 | 0 | 7.62 | 0 | 0 | 0 | 0 | 0 | 0 | 0 | 0 | 0 | 0 | 0 | 0 | 0
3 | 30 | 9 | 5 | 1.7931 | 0 | 13.6089 | 0 | 0 | 0 | 0 | 0.5461 | 0 | 0 | 4.8629 | 0 | 20.811 | 0 | 0 | 0 | 0 | 0 | 0 | 0 | 0 | 0 | 0 | 0 | 0 | 0 | 0.45131 | 0 | 0.71279 | 4.5935 | 0 | 0 | 0.31621 | 0.8119 | 0 | 0 | 0 | 0 | 6.8857 | 0 | 0 | 0 | 0 | 0 | 0 | 0 | 0 | 0 | 0 | 0 | 0 | 0
3 | 30 | 10 | 5 | 1.7931 | 0 | 13.6089 | 0 | 0 | 0 | 0 | 0.48805 | 0 | 0 | 3.7921 | 0 | 19.6822 | 0 | 0 | 0 | 0 | 0 | 0 | 0 | 0 | 0 | 0 | 0 | 0 | 0 | 0.45131 | 0 | 0.71279 | 4.2922 | 0 | 0 | 0.31621 | 0.81023 | 0 | 0 | 0 | 0 | 6.5827 | 0 | 0 | 0 | 0 | 0 | 0 | 0 | 0 | 0 | 0 | 0 | 0 | 0
3 | 30 | 11 | 5 | 1.7931 | 0 | 13.6089 | 0 | 0 | 0 | 0 | 0.47249 | 0 | 0 | 3.9588 | 0 | 19.8333 | 0 | 0 | 0 | 0 | 0 | 0 | 0 | 0 | 0 | 0 | 0 | 0 | 0 | 0.45131 | 0 | 0.54519 | 4.26 | 0 | 0 | 0.36871 | 0.81584 | 0 | 0 | 0 | 0 | 6.441 | 0 | 0 | 0 | 0 | 0 | 0 | 0 | 0 | 0 | 0 | 0 | 0 | 0
3 | 30 | 12 | 5 | 1.7931 | 0 | 8.6613 | 0 | 0 | 0 | 0 | 0.45899 | 0 | 0 | 3.9588 | 0 | 14.8723 | 0 | 0 | 0 | 0 | 0 | 0 | 0 | 0 | 0 | 0 | 0 | 0 | 0 | 0.45131 | 0 | 0.54519 | 4.0774 | 0 | 0 | 0.42121 | 0.8121 | 0 | 0 | 0 | 0 | 6.3072 | 0 | 0 | 0 | 0 | 0 | 0 | 0 | 0 | 0 | 0 | 0 | 0 | 0
3 | 30 | 13 | 5 | 1.7931 | 0 | 13.6089 | 0 | 0 | 0 | 0 | 0.39401 | 0 | 0 | 5.9357 | 0 | 21.7317 | 0 | 0 | 0 | 0 | 0 | 0 | 0 | 0 | 0 | 0 | 0 | 0 | 0 | 0.45131 | 0 | 0.54519 | 3.7983 | 0 | 0 | 0.36871 | 0.81113 | 0 | 0 | 0 | 0 | 5.9746 | 0 | 0 | 0 | 0 | 0 | 0 | 0 | 0 | 0 | 0 | 0 | 0 | 0
3 | 30 | 14 | 5 | 1.7931 | 0 | 13.6089 | 0 | 0 | 0 | 0 | 0.38403 | 0 | 0 | 3.9588 | 0 | 19.7449 | 0 | 0 | 0 | 0 | 0 | 0 | 0 | 0 | 0 | 0 | 0 | 0 | 0 | 0.45131 | 0 | 0.54519 | 3.6548 | 0 | 0 | 0.36871 | 0.81137 | 0 | 0 | 0 | 0 | 5.8314 | 0 | 0 | 0 | 0 | 0 | 0 | 0 | 0 | 0 | 0 | 0 | 0 | 0
3 | 30 | 15 | 5 | 1.7931 | 0 | 13.6089 | 0 | 0 | 0 | 0 | 0.39425 | 0 | 0 | 4.2452 | 0 | 20.0414 | 0 | 0 | 0 | 0 | 0 | 0 | 0 | 0 | 0 | 0 | 0 | 0 | 0 | 0.45131 | 0 | 0.54519 | 3.7922 | 0 | 0 | 0.31621 | 0.81274 | 0 | 0 | 0 | 0 | 5.9176 | 0 | 0 | 0 | 0 | 0 | 0 | 0 | 0 | 0 | 0 | 0 | 0 | 0
3 | 30 | 16 | 5 | 1.7931 | 0 | 13.6089 | 0 | 0 | 0 | 0 | 0.40409 | 0 | 0 | 3.7922 | 0 | 19.5983 | 0 | 0 | 0 | 0 | 0 | 0 | 0 | 0 | 0 | 0 | 0 | 0 | 0 | 0.45131 | 0 | 0.54519 | 3.8527 | 0 | 0 | 0.31621 | 0.81454 | 0 | 0 | 0 | 0 | 5.98 | 0 | 0 | 0 | 0 | 0 | 0 | 0 | 0 | 0 | 0 | 0 | 0 | 0
3 | 30 | 17 | 5 | 1.7931 | 0 | 13.6089 | 0 | 0 | 0 | 0 | 0.38725 | 0 | 0 | 6.2926 | 0 | 22.0818 | 0 | 0 | 0 | 0 | 0 | 0 | 0 | 0 | 0 | 0 | 0 | 0 | 0 | 0.45131 | 0 | 0.54519 | 3.794 | 0 | 0 | 0.52621 | 0.81445 | 0 | 0 | 0 | 0 | 6.1311 | 0 | 0 | 0 | 0 | 0 | 0 | 0 | 0 | 0 | 0 | 0 | 0 | 0
3 | 30 | 18 | 5 | 1.7931 | 0 | 9.8982 | 0 | 0 | 0 | 0 | 0.44758 | 0 | 0 | 6.2926 | 0 | 18.4315 | 0 | 0 | 0 | 0 | 0 | 0 | 0 | 0 | 0 | 0 | 0 | 0 | 0 | 0.45131 | 0 | 0.54519 | 4.1252 | 0 | 0 | 0.52621 | 0.81492 | 0 | 0 | 0 | 0 | 6.4628 | 0 | 0 | 0 | 0 | 0 | 0 | 0 | 0 | 0 | 0 | 0 | 0 | 0
3 | 30 | 19 | 5 | 1.7931 | 0 | 2.4769 | 0 | 0 | 0 | 0 | 0.57963 | 0 | 0 | 3.9588 | 0 | 8.8085 | 0 | 0 | 0 | 0 | 0 | 0 | 0 | 0 | 0 | 0 | 0 | 0 | 0 | 0.45131 | 0 | 0.88038 | 4.6515 | 0 | 0 | 0.42121 | 0.80911 | 0 | 0 | 0 | 0 | 7.2135 | 0 | 0 | 0 | 0 | 0 | 0 | 0 | 0 | 0 | 0 | 0 | 0 | 0
3 | 30 | 20 | 5 | 1.7931 | 0 | 2.4769 | 0 | 0 | 0 | 0 | 0.6112 | 0 | 0 | 3.9588 | 0 | 8.8401 | 0 | 0 | 0 | 0 | 0 | 0 | 0 | 0 | 0 | 0 | 0 | 0 | 0 | 0.45131 | 0 | 1.1038 | 4.788 | 0 | 0 | 0.36871 | 0.80456 | 0 | 0 | 0 | 0 | 7.5164 | 0 | 0 | 0 | 0 | 0 | 0 | 0 | 0 | 0 | 0 | 0 | 0 | 0
3 | 30 | 21 | 5 | 1.7931 | 0 | 2.4769 | 0 | 0 | 0 | 0 | 0.62533 | 0 | 0 | 6.6374 | 0 | 11.5327 | 0 | 0 | 0 | 0 | 0 | 0 | 0 | 0 | 0 | 0 | 0 | 0 | 0 | 0.45131 | 0 | 1.2156 | 4.7267 | 0 | 0 | 0.47371 | 0.80203 | 0 | 0 | 0 | 0 | 7.6693 | 0 | 0 | 0 | 0 | 0 | 0 | 0 | 0 | 0 | 0 | 0 | 0 | 0
3 | 30 | 22 | 5 | 1.7931 | 0 | 2.4769 | 0 | 0 | 0 | 0 | 0.6318 | 0 | 0 | 4.327 | 0 | 9.2288 | 0 | 0 | 0 | 0 | 0 | 0 | 0 | 0 | 0 | 0 | 0 | 0 | 0 | 0.45131 | 0 | 1.1038 | 4.7806 | 0 | 0 | 0.31621 | 0.80385 | 0 | 0 | 0 | 0 | 7.4558 | 0 | 0 | 0 | 0 | 0 | 0 | 0 | 0 | 0 | 0 | 0 | 0 | 0
3 | 30 | 23 | 5 | 1.7931 | 0 | 2.4769 | 0 | 0 | 0 | 0 | 0.17962 | 0 | 0 | 0.66664 | 0 | 5.1163 | 0 | 0 | 0 | 0 | 0 | 0 | 0 | 0 | 0 | 0 | 0 | 0 | 0 | 0.45131 | 0 | 0.88038 | 2.9803 | 0 | 0 | 0.053706 | 0.80826 | 0 | 0 | 0 | 0 | 5.1739 | 0 | 0 | 0 | 0 | 0 | 0 | 0 | 0 | 0 | 0 | 0 | 0 | 0
3 | 30 | 24 | 5 | 1.7931 | 0 | 2.4769 | 0 | 0 | 0 | 0 | 0.31875 | 0 | 0 | 0.66665 | 0 | 5.2554 | 0 | 0 | 0 | 0 | 0 | 0 | 0 | 0 | 0 | 0 | 0 | 0 | 0 | 0.45131 | 0 | 0.54519 | 3.7968 | 0 | 0 | 0.053706 | 0.81724 | 0 | 0 | 0 | 0 | 5.6643 | 0 | 0 | 0 | 0 | 0 | 0 | 0 | 0 | 0 | 0 | 0 | 0 | 0
3 | 31 | 1 | 6 | 1.7931 | 0 | 2.4769 | 0 | 0 | 0 | 0 | 0.39687 | 0 | 0 | 0.66669 | 0 | 5.3336 | 0 | 0 | 0 | 0 | 0 | 0 | 0 | 0 | 0 | 0 | 0 | 0 | 0 | 0.45131 | 0 | 0.32173 | 4.3578 | 0 | 0 | 0.053706 | 0.82698 | 0 | 0 | 0 | 0 | 6.0115 | 0 | 0 | 0 | 0 | 0 | 0 | 0 | 0 | 0 | 0 | 0 | 0 | 0
3 | 31 | 2 | 6 | 1.7931 | 0 | 2.4769 | 0 | 0 | 0 | 0 | 0.45287 | 0 | 0 | 0.66672 | 0 | 5.3896 | 0 | 0 | 0 | 0 | 0 | 0 | 0 | 0 | 0 | 0 | 0 | 0 | 0 | 0.45131 | 0 | 0.32173 | 4.783 | 0 | 0 | 0.053706 | 0.83192 | 0 | 0 | 0 | 0 | 6.4416 | 0 | 0 | 0 | 0 | 0 | 0 | 0 | 0 | 0 | 0 | 0 | 0 | 0
3 | 31 | 3 | 6 | 1.7931 | 0 | 2.4769 | 0 | 0 | 0 | 0 | 0.4881 | 0 | 0 | 0.66674 | 0 | 5.4249 | 0 | 0 | 0 | 0 | 0 | 0 | 0 | 0 | 0 | 0 | 0 | 0 | 0 | 0.45131 | 0 | 0.32173 | 5.0814 | 0 | 0 | 0.053706 | 0.83454 | 0 | 0 | 0 | 0 | 6.7427 | 0 | 0 | 0 | 0 | 0 | 0 | 0 | 0 | 0 | 0 | 0 | 0 | 0
3 | 31 | 4 | 6 | 1.7931 | 0 | 2.4769 | 0 | 0 | 0 | 0 | 0.51798 | 0 | 0 | 0.66674 | 0 | 5.4547 | 0 | 0 | 0 | 0 | 0 | 0 | 0 | 0 | 0 | 0 | 0 | 0 | 0 | 0.45131 | 0 | 0.32173 | 5.3553 | 0 | 0 | 0.053706 | 0.83685 | 0 | 0 | 0 | 0 | 7.0189 | 0 | 0 | 0 | 0 | 0 | 0 | 0 | 0 | 0 | 0 | 0 | 0 | 0
3 | 31 | 5 | 6 | 1.7931 | 0 | 2.4769 | 0 | 0 | 0 | 0 | 0.53679 | 0 | 0 | 0.66675 | 0 | 5.4736 | 0 | 0 | 0 | 0 | 0 | 0 | 0 | 0 | 0 | 0 | 0 | 0 | 0 | 0.45131 | 0 | 0.32173 | 5.5552 | 0 | 0 | 0.053706 | 0.83777 | 0 | 0 | 0 | 0 | 7.2197 | 0 | 0 | 0 | 0 | 0 | 0 | 0 | 0 | 0 | 0 | 0 | 0 | 0
3 | 31 | 6 | 6 | 1.7931 | 0 | 2.4769 | 0 | 0 | 0 | 0 | 0.52818 | 0 | 0 | 3.7922 | 0 | 8.5904 | 0 | 0 | 0 | 0 | 0 | 0 | 0 | 0 | 0 | 0 | 0 | 0 | 0 | 0.45131 | 0 | 0.54519 | 5.4463 | 0 | 0 | 0.31621 | 0.83035 | 0 | 0 | 0 | 0 | 7.5894 | 0 | 0 | 0 | 0 | 0 | 0 | 0 | 0 | 0 | 0 | 0 | 0 | 0
3 | 31 | 7 | 6 | 1.7931 | 0 | 2.4769 | 0 | 0 | 0 | 0 | 0.96339 | 0 | 0 | 6.2926 | 0 | 11.526 | 0 | 0 | 0 | 0 | 0 | 0 | 0 | 0 | 0 | 0 | 0 | 0 | 0 | 0.45131 | 0 | 0.71279 | 7.6494 | 0 | 0 | 0.52621 | 0.82785 | 0 | 0 | 0 | 0 | 10.1676 | 0 | 0 | 0 | 0 | 0 | 0 | 0 | 0 | 0 | 0 | 0 | 0 | 0
3 | 31 | 8 | 6 | 1.7931 | 0 | 13.6089 | 0 | 0 | 0 | 0 | 0.64323 | 0 | 0 | 3.9589 | 0 | 20.0041 | 0 | 0 | 0 | 0 | 0 | 0 | 0 | 0 | 0 | 0 | 0 | 0 | 0 | 0.45131 | 0 | 0.71279 | 5.4824 | 0 | 0 | 0.42121 | 0.82288 | 0 | 0 | 0 | 0 | 7.8906 | 0 | 0 | 0 | 0 | 0 | 0 | 0 | 0 | 0 | 0 | 0 | 0 | 0
3 | 31 | 9 | 6 | 1.7931 | 0 | 13.6089 | 0 | 0 | 0 | 0 | 0.59036 | 0 | 0 | 4.863 | 0 | 20.8553 | 0 | 0 | 0 | 0 | 0 | 0 | 0 | 0 | 0 | 0 | 0 | 0 | 0 | 0.45131 | 0 | 0.71279 | 5.062 | 0 | 0 | 0.31621 | 0.82506 | 0 | 0 | 0 | 0 | 7.3673 | 0 | 0 | 0 | 0 | 0 | 0 | 0 | 0 | 0 | 0 | 0 | 0 | 0
3 | 31 | 10 | 6 | 1.7931 | 0 | 13.6089 | 0 | 0 | 0 | 0 | 0.53055 | 0 | 0 | 3.7922 | 0 | 19.7248 | 0 | 0 | 0 | 0 | 0 | 0 | 0 | 0 | 0 | 0 | 0 | 0 | 0 | 0.45131 | 0 | 0.71279 | 4.6527 | 0 | 0 | 0.31621 | 0.82275 | 0 | 0 | 0 | 0 | 6.9558 | 0 | 0 | 0 | 0 | 0 | 0 | 0 | 0 | 0 | 0 | 0 | 0 | 0
3 | 31 | 11 | 6 | 1.7931 | 0 | 13.6089 | 0 | 0 | 0 | 0 | 0.48176 | 0 | 0 | 3.9589 | 0 | 19.8426 | 0 | 0 | 0 | 0 | 0 | 0 | 0 | 0 | 0 | 0 | 0 | 0 | 0 | 0.45131 | 0 | 0.54519 | 4.3713 | 0 | 0 | 0.36871 | 0.82665 | 0 | 0 | 0 | 0 | 6.5632 | 0 | 0 | 0 | 0 | 0 | 0 | 0 | 0 | 0 | 0 | 0 | 0 | 0
3 | 31 | 12 | 6 | 1.7931 | 0 | 8.6613 | 0 | 0 | 0 | 0 | 0.53843 | 0 | 0 | 3.9589 | 0 | 14.9518 | 0 | 0 | 0 | 0 | 0 | 0 | 0 | 0 | 0 | 0 | 0 | 0 | 0 | 0.45131 | 0 | 0.54519 | 4.3951 | 0 | 0 | 0.42121 | 0.8237 | 0 | 0 | 0 | 0 | 6.6365 | 0 | 0 | 0 | 0 | 0 | 0 | 0 | 0 | 0 | 0 | 0 | 0 | 0
3 | 31 | 13 | 6 | 1.7931 | 0 | 13.6089 | 0 | 0 | 0 | 0 | 0.46555 | 0 | 0 | 5.9358 | 0 | 21.8034 | 0 | 0 | 0 | 0 | 0 | 0 | 0 | 0 | 0 | 0 | 0 | 0 | 0 | 0.45131 | 0 | 0.54519 | 4.1891 | 0 | 0 | 0.36871 | 0.82217 | 0 | 0 | 0 | 0 | 6.3765 | 0 | 0 | 0 | 0 | 0 | 0 | 0 | 0 | 0 | 0 | 0 | 0 | 0
3 | 31 | 14 | 6 | 1.7931 | 0 | 13.6089 | 0 | 0 | 0 | 0 | 0.35218 | 0 | 0 | 3.9589 | 0 | 19.713 | 0 | 0 | 0 | 0 | 0 | 0 | 0 | 0 | 0 | 0 | 0 | 0 | 0 | 0.45131 | 0 | 0.54519 | 3.625 | 0 | 0 | 0.36871 | 0.82101 | 0 | 0 | 0 | 0 | 5.8112 | 0 | 0 | 0 | 0 | 0 | 0 | 0 | 0 | 0 | 0 | 0 | 0 | 0
3 | 31 | 15 | 6 | 1.7931 | 0 | 13.6089 | 0 | 0 | 0 | 0 | 0.26099 | 0 | 0 | 4.2452 | 0 | 19.9082 | 0 | 0 | 0 | 0 | 0 | 0 | 0 | 0 | 0 | 0 | 0 | 0 | 0 | 0.45131 | 0 | 0.54519 | 3.1519 | 0 | 0 | 0.31621 | 0.8162 | 0 | 0 | 0 | 0 | 5.2808 | 0 | 0 | 0 | 0 | 0 | 0 | 0 | 0 | 0 | 0 | 0 | 0 | 0
3 | 31 | 16 | 6 | 1.7931 | 0 | 13.6089 | 0 | 0 | 0 | 0 | 0.33471 | 0 | 0 | 3.7922 | 0 | 19.5289 | 0 | 0 | 0 | 0 | 0 | 0 | 0 | 0 | 0 | 0 | 0 | 0 | 0 | 0.45131 | 0 | 0.54519 | 3.4239 | 0 | 0 | 0.31621 | 0.81819 | 0 | 0 | 0 | 0 | 5.5548 | 0 | 0 | 0 | 0 | 0 | 0 | 0 | 0 | 0 | 0 | 0 | 0 | 0
3 | 31 | 17 | 6 | 1.7931 | 0 | 13.6089 | 0 | 0 | 0 | 0 | 0.38029 | 0 | 0 | 6.2926 | 0 | 22.0749 | 0 | 0 | 0 | 0 | 0 | 0 | 0 | 0 | 0 | 0 | 0 | 0 | 0 | 0.45131 | 0 | 0.54519 | 3.7035 | 0 | 0 | 0.52621 | 0.81926 | 0 | 0 | 0 | 0 | 6.0455 | 0 | 0 | 0 | 0 | 0 | 0 | 0 | 0 | 0 | 0 | 0 | 0 | 0
3 | 31 | 18 | 6 | 1.7931 | 0 | 9.8982 | 0 | 0 | 0 | 0 | 0.47248 | 0 | 0 | 6.2926 | 0 | 18.4564 | 0 | 0 | 0 | 0 | 0 | 0 | 0 | 0 | 0 | 0 | 0 | 0 | 0 | 0.45131 | 0 | 0.54519 | 4.101 | 0 | 0 | 0.52621 | 0.82179 | 0 | 0 | 0 | 0 | 6.4455 | 0 | 0 | 0 | 0 | 0 | 0 | 0 | 0 | 0 | 0 | 0 | 0 | 0
3 | 31 | 19 | 6 | 1.7931 | 0 | 2.4769 | 0 | 0 | 0 | 0 | 0.63975 | 0 | 0 | 3.9589 | 0 | 8.8686 | 0 | 0 | 0 | 0 | 0 | 0 | 0 | 0 | 0 | 0 | 0 | 0 | 0 | 0.45131 | 0 | 0.88038 | 4.7935 | 0 | 0 | 0.42121 | 0.81902 | 0 | 0 | 0 | 0 | 7.3654 | 0 | 0 | 0 | 0 | 0 | 0 | 0 | 0 | 0 | 0 | 0 | 0 | 0
3 | 31 | 20 | 6 | 1.7931 | 0 | 2.4769 | 0 | 0 | 0 | 0 | 0.6625 | 0 | 0 | 3.9589 | 0 | 8.8914 | 0 | 0 | 0 | 0 | 0 | 0 | 0 | 0 | 0 | 0 | 0 | 0 | 0 | 0.45131 | 0 | 1.1038 | 4.9936 | 0 | 0 | 0.36871 | 0.81238 | 0 | 0 | 0 | 0 | 7.7299 | 0 | 0 | 0 | 0 | 0 | 0 | 0 | 0 | 0 | 0 | 0 | 0 | 0
3 | 31 | 21 | 6 | 1.7931 | 0 | 2.4769 | 0 | 0 | 0 | 0 | 0.7112 | 0 | 0 | 6.6374 | 0 | 11.6186 | 0 | 0 | 0 | 0 | 0 | 0 | 0 | 0 | 0 | 0 | 0 | 0 | 0 | 0.45131 | 0 | 1.2156 | 5.4484 | 0 | 0 | 0.47371 | 0.81425 | 0 | 0 | 0 | 0 | 8.4033 | 0 | 0 | 0 | 0 | 0 | 0 | 0 | 0 | 0 | 0 | 0 | 0 | 0
3 | 31 | 22 | 6 | 1.7931 | 0 | 2.4769 | 0 | 0 | 0 | 0 | 0.70813 | 0 | 0 | 4.327 | 0 | 9.3052 | 0 | 0 | 0 | 0 | 0 | 0 | 0 | 0 | 0 | 0 | 0 | 0 | 0 | 0.45131 | 0 | 1.1038 | 5.4672 | 0 | 0 | 0.31621 | 0.81412 | 0 | 0 | 0 | 0 | 8.1527 | 0 | 0 | 0 | 0 | 0 | 0 | 0 | 0 | 0 | 0 | 0 | 0 | 0
3 | 31 | 23 | 6 | 1.7931 | 0 | 2.4769 | 0 | 0 | 0 | 0 | 0.24323 | 0 | 0 | 0.66667 | 0 | 5.1799 | 0 | 0 | 0 | 0 | 0 | 0 | 0 | 0 | 0 | 0 | 0 | 0 | 0 | 0.45131 | 0 | 0.88038 | 3.5351 | 0 | 0 | 0.053706 | 0.81731 | 0 | 0 | 0 | 0 | 5.7378 | 0 | 0 | 0 | 0 | 0 | 0 | 0 | 0 | 0 | 0 | 0 | 0 | 0
3 | 31 | 24 | 6 | 1.7931 | 0 | 2.4769 | 0 | 0 | 0 | 0 | 0.36619 | 0 | 0 | 0.66668 | 0 | 5.3029 | 0 | 0 | 0 | 0 | 0 | 0 | 0 | 0 | 0 | 0 | 0 | 0 | 0 | 0.45131 | 0 | 0.54519 | 4.2598 | 0 | 0 | 0.053706 | 0.82373 | 0 | 0 | 0 | 0 | 6.1337 | 0 | 0 | 0 | 0 | 0 | 0 | 0 | 0 | 0 | 0 | 0 | 0 | 0
4 | 1 | 1 | 7 | 1.7931 | 0 | 2.4769 | 0 | 0 | 0 | 0 | 0.41747 | 0 | 0 | 0.65256 | 0 | 5.34 | 0 | 0 | 0 | 0 | 0 | 0 | 0 | 0 | 0 | 0 | 0 | 0 | 0 | 0.45131 | 0 | 0.32173 | 4.6657 | 0 | 0 | 0.053706 | 0.828 | 0 | 0 | 0 | 0 | 6.3204 | 0 | 0 | 0 | 0 | 0 | 0 | 0 | 0 | 0 | 0 | 0 | 0 | 0
4 | 1 | 2 | 7 | 1.7931 | 0 | 2.4769 | 0 | 0 | 0 | 0 | 0.43164 | 0 | 0 | 0.65256 | 0 | 5.3542 | 0 | 0 | 0 | 0 | 0 | 0 | 0 | 0 | 0 | 0 | 0 | 0 | 0 | 0.45131 | 0 | 0.32173 | 4.7361 | 0 | 0 | 0.053706 | 0.82625 | 0 | 0 | 0 | 0 | 6.3891 | 0 | 0 | 0 | 0 | 0 | 0 | 0 | 0 | 0 | 0 | 0 | 0 | 0
4 | 1 | 3 | 7 | 1.7931 | 0 | 2.4769 | 0 | 0 | 0 | 0 | 0.44166 | 0 | 0 | 0.65255 | 0 | 5.3642 | 0 | 0 | 0 | 0 | 0 | 0 | 0 | 0 | 0 | 0 | 0 | 0 | 0 | 0.45131 | 0 | 0.32173 | 4.7798 | 0 | 0 | 0.053706 | 0.82537 | 0 | 0 | 0 | 0 | 6.4319 | 0 | 0 | 0 | 0 | 0 | 0 | 0 | 0 | 0 | 0 | 0 | 0 | 0
4 | 1 | 4 | 7 | 1.7931 | 0 | 2.4769 | 0 | 0 | 0 | 0 | 0.44053 | 0 | 0 | 0.65255 | 0 | 5.3631 | 0 | 0 | 0 | 0 | 0 | 0 | 0 | 0 | 0 | 0 | 0 | 0 | 0 | 0.45131 | 0 | 0.32173 | 4.7519 | 0 | 0 | 0.053706 | 0.82327 | 0 | 0 | 0 | 0 | 6.4019 | 0 | 0 | 0 | 0 | 0 | 0 | 0 | 0 | 0 | 0 | 0 | 0 | 0
4 | 1 | 5 | 7 | 1.7931 | 0 | 2.4769 | 0 | 0 | 0 | 0 | 0.46167 | 0 | 0 | 0.65254 | 0 | 5.3842 | 0 | 0 | 0 | 0 | 0 | 0 | 0 | 0 | 0 | 0 | 0 | 0 | 0 | 0.45131 | 0 | 0.32173 | 5.0124 | 0 | 0 | 0.053706 | 0.82466 | 0 | 0 | 0 | 0 | 6.6638 | 0 | 0 | 0 | 0 | 0 | 0 | 0 | 0 | 0 | 0 | 0 | 0 | 0
4 | 1 | 6 | 7 | 1.7931 | 0 | 2.4769 | 0 | 0 | 0 | 0 | 0.49328 | 0 | 0 | 3.7073 | 0 | 8.4706 | 0 | 0 | 0 | 0 | 0 | 0 | 0 | 0 | 0 | 0 | 0 | 0 | 0 | 0.45131 | 0 | 0.54519 | 5.0312 | 0 | 0 | 0.31621 | 0.8238 | 0 | 0 | 0 | 0 | 7.1677 | 0 | 0 | 0 | 0 | 0 | 0 | 0 | 0 | 0 | 0 | 0 | 0 | 0
4 | 1 | 7 | 7 | 1.7931 | 0 | 2.4769 | 0 | 0 | 0 | 0 | 0.97072 | 0 | 0 | 6.1511 | 0 | 11.3918 | 0 | 0 | 0 | 0 | 0 | 0 | 0 | 0 | 0 | 0 | 0 | 0 | 0 | 0.45131 | 0 | 0.71279 | 7.686 | 0 | 0 | 0.52621 | 0.82477 | 0 | 0 | 0 | 0 | 10.2011 | 0 | 0 | 0 | 0 | 0 | 0 | 0 | 0 | 0 | 0 | 0 | 0 | 0
4 | 1 | 8 | 7 | 1.7931 | 0 | 13.6089 | 0 | 0 | 0 | 0 | 0.61064 | 0 | 0 | 3.9588 | 0 | 19.9715 | 0 | 0 | 0 | 0 | 0 | 0 | 0 | 0 | 0 | 0 | 0 | 0 | 0 | 0.45131 | 0 | 0.71279 | 5.1098 | 0 | 0 | 0.42121 | 0.8153 | 0 | 0 | 0 | 0 | 7.5104 | 0 | 0 | 0 | 0 | 0 | 0 | 0 | 0 | 0 | 0 | 0 | 0 | 0
4 | 1 | 9 | 7 | 1.7931 | 0 | 13.6089 | 0 | 0 | 0 | 0 | 0.50998 | 0 | 0 | 4.6662 | 0 | 20.5782 | 0 | 0 | 0 | 0 | 0 | 0 | 0 | 0 | 0 | 0 | 0 | 0 | 0 | 0.45131 | 0 | 0.71279 | 4.3112 | 0 | 0 | 0.31621 | 0.81127 | 0 | 0 | 0 | 0 | 6.6028 | 0 | 0 | 0 | 0 | 0 | 0 | 0 | 0 | 0 | 0 | 0 | 0 | 0
4 | 1 | 10 | 7 | 1.7931 | 0 | 13.6089 | 0 | 0 | 0 | 0 | 0.44814 | 0 | 0 | 3.7073 | 0 | 19.5574 | 0 | 0 | 0 | 0 | 0 | 0 | 0 | 0 | 0 | 0 | 0 | 0 | 0 | 0.45131 | 0 | 0.71279 | 3.8114 | 0 | 0 | 0.31621 | 0.80816 | 0 | 0 | 0 | 0 | 6.0998 | 0 | 0 | 0 | 0 | 0 | 0 | 0 | 0 | 0 | 0 | 0 | 0 | 0
4 | 1 | 11 | 7 | 1.7931 | 0 | 13.6089 | 0 | 0 | 0 | 0 | 0.34663 | 0 | 0 | 3.9588 | 0 | 19.7075 | 0 | 0 | 0 | 0 | 0 | 0 | 0 | 0 | 0 | 0 | 0 | 0 | 0 | 0.45131 | 0 | 0.54519 | 3.2241 | 0 | 0 | 0.36871 | 0.80731 | 0 | 0 | 0 | 0 | 5.3966 | 0 | 0 | 0 | 0 | 0 | 0 | 0 | 0 | 0 | 0 | 0 | 0 | 0
4 | 1 | 12 | 7 | 1.7931 | 0 | 8.6613 | 0 | 0 | 0 | 0 | 0.29349 | 0 | 0 | 3.9588 | 0 | 14.7068 | 0 | 0 | 0 | 0 | 0 | 0 | 0 | 0 | 0 | 0 | 0 | 0 | 0 | 0.45131 | 0 | 0.54519 | 2.8333 | 0 | 0 | 0.42121 | 0.80542 | 0 | 0 | 0 | 0 | 5.0564 | 0 | 0 | 0 | 0 | 0 | 0 | 0 | 0 | 0 | 0 | 0 | 0 | 0
4 | 1 | 13 | 7 | 1.7931 | 0 | 13.6089 | 0 | 0 | 0 | 0 | 0.15069 | 0 | 0 | 3.9588 | 0 | 19.5115 | 0 | 0 | 0 | 0 | 0 | 0 | 0 | 0 | 0 | 0 | 0 | 0 | 0 | 0.45131 | 0 | 0.54519 | 1.8051 | 0 | 0 | 0.36871 | 0.80286 | 0 | 0 | 0 | 0 | 3.9731 | 0 | 0 | 0 | 0 | 0 | 0 | 0 | 0 | 0 | 0 | 0 | 0 | 0
4 | 1 | 14 | 7 | 1.7931 | 0 | 13.6089 | 0 | 0 | 0 | 0 | 0.067881 | 0 | 0 | 5.9679 | 0 | 21.4378 | 0 | 0 | 0 | 0 | 0 | 0 | 0 | 0 | 0 | 0 | 0 | 0 | 0 | 0.45131 | 0 | 0.54519 | 1.4469 | 0 | 0 | 0.36871 | 0.80382 | 0 | 0 | 0 | 0 | 3.616 | 0 | 0 | 0 | 0 | 0 | 0 | 0 | 0 | 0 | 0 | 0 | 0 | 0
4 | 1 | 15 | 7 | 1.7931 | 0 | 13.6089 | 0 | 0 | 0 | 0 | 0.074678 | 0 | 0 | 3.7073 | 0 | 19.184 | 0 | 0 | 0 | 0 | 0 | 0 | 0 | 0 | 0 | 0 | 0 | 0 | 0 | 0.45131 | 0 | 0.54519 | 1.3523 | 0 | 0 | 0.31621 | 0.80109 | 0 | 0 | 0 | 0 | 3.4661 | 0 | 0 | 0 | 0 | 0 | 0 | 0 | 0 | 0 | 0 | 0 | 0 | 0
4 | 1 | 16 | 7 | 1.7931 | 0 | 13.6089 | 0 | 0 | 0 | 0 | 0.077277 | 0 | 0 | 3.7073 | 0 | 19.1866 | 0 | 0 | 0 | 0 | 0 | 0 | 0 | 0 | 0 | 0 | 0 | 0 | 0 | 0.45131 | 0 | 0.54519 | 1.304 | 0 | 0 | 0.31621 | 0.79999 | 0 | 0 | 0 | 0 | 3.4167 | 0 | 0 | 0 | 0 | 0 | 0 | 0 | 0 | 0 | 0 | 0 | 0 | 0
4 | 1 | 17 | 7 | 1.7931 | 0 | 13.6089 | 0 | 0 | 0 | 0 | 0.08617 | 0 | 0 | 6.1511 | 0 | 21.6392 | 0 | 0 | 0 | 0 | 0 | 0 | 0 | 0 | 0 | 0 | 0 | 0 | 0 | 0.45131 | 0 | 0.54519 | 1.4512 | 0 | 0 | 0.52621 | 0.79833 | 0 | 0 | 0 | 0 | 3.7723 | 0 | 0 | 0 | 0 | 0 | 0 | 0 | 0 | 0 | 0 | 0 | 0 | 0
4 | 1 | 18 | 7 | 1.7931 | 0 | 9.8982 | 0 | 0 | 0 | 0 | 0.13782 | 0 | 0 | 6.1511 | 0 | 17.9802 | 0 | 0 | 0 | 0 | 0 | 0 | 0 | 0 | 0 | 0 | 0 | 0 | 0 | 0.45131 | 0 | 0.54519 | 1.8306 | 0 | 0 | 0.52621 | 0.80022 | 0 | 0 | 0 | 0 | 4.1536 | 0 | 0 | 0 | 0 | 0 | 0 | 0 | 0 | 0 | 0 | 0 | 0 | 0
4 | 1 | 19 | 7 | 1.7931 | 0 | 2.4769 | 0 | 0 | 0 | 0 | 0.23095 | 0 | 0 | 3.9588 | 0 | 8.4598 | 0 | 0 | 0 | 0 | 0 | 0 | 0 | 0 | 0 | 0 | 0 | 0 | 0 | 0.45131 | 0 | 0.88038 | 2.27 | 0 | 0 | 0.42121 | 0.79574 | 0 | 0 | 0 | 0 | 4.8186 | 0 | 0 | 0 | 0 | 0 | 0 | 0 | 0 | 0 | 0 | 0 | 0 | 0
4 | 1 | 20 | 7 | 1.7931 | 0 | 2.4769 | 0 | 0 | 0 | 0 | 0.32653 | 0 | 0 | 3.9588 | 0 | 8.5554 | 0 | 0 | 0 | 0 | 0 | 0 | 0 | 0 | 0 | 0 | 0 | 0 | 0 | 0.45131 | 0 | 1.1038 | 2.9281 | 0 | 0 | 0.36871 | 0.79016 | 0 | 0 | 0 | 0 | 5.6421 | 0 | 0 | 0 | 0 | 0 | 0 | 0 | 0 | 0 | 0 | 0 | 0 | 0
4 | 1 | 21 | 7 | 1.7931 | 0 | 2.4769 | 0 | 0 | 0 | 0 | 0.39734 | 0 | 0 | 6.5363 | 0 | 11.2037 | 0 | 0 | 0 | 0 | 0 | 0 | 0 | 0 | 0 | 0 | 0 | 0 | 0 | 0.45131 | 0 | 1.2156 | 2.9587 | 0 | 0 | 0.47371 | 0.78738 | 0 | 0 | 0 | 0 | 5.8867 | 0 | 0 | 0 | 0 | 0 | 0 | 0 | 0 | 0 | 0 | 0 | 0 | 0
4 | 1 | 22 | 7 | 1.7931 | 0 | 2.4769 | 0 | 0 | 0 | 0 | 0.42543 | 0 | 0 | 4.0101 | 0 | 8.7056 | 0 | 0 | 0 | 0 | 0 | 0 | 0 | 0 | 0 | 0 | 0 | 0 | 0 | 0.45131 | 0 | 1.1038 | 3.0728 | 0 | 0 | 0.31621 | 0.78891 | 0 | 0 | 0 | 0 | 5.733 | 0 | 0 | 0 | 0 | 0 | 0 | 0 | 0 | 0 | 0 | 0 | 0 | 0
4 | 1 | 23 | 7 | 1.7931 | 0 | 2.4769 | 0 | 0 | 0 | 0 | 0.061031 | 0 | 0 | 0.65244 | 0 | 4.9835 | 0 | 0 | 0 | 0 | 0 | 0 | 0 | 0 | 0 | 0 | 0 | 0 | 0 | 0.45131 | 0 | 0.88038 | 1.3112 | 0 | 0 | 0.053706 | 0.79375 | 0 | 0 | 0 | 0 | 3.4904 | 0 | 0 | 0 | 0 | 0 | 0 | 0 | 0 | 0 | 0 | 0 | 0 | 0
4 | 1 | 24 | 7 | 1.7931 | 0 | 2.4769 | 0 | 0 | 0 | 0 | 0.12608 | 0 | 0 | 0.65246 | 0 | 5.0486 | 0 | 0 | 0 | 0 | 0 | 0 | 0 | 0 | 0 | 0 | 0 | 0 | 0 | 0.45131 | 0 | 0.54519 | 2.51 | 0 | 0 | 0.053706 | 0.8031 | 0 | 0 | 0 | 0 | 4.3633 | 0 | 0 | 0 | 0 | 0 | 0 | 0 | 0 | 0 | 0 | 0 | 0 | 0
4 | 2 | 1 | 1 | 1.7931 | 0 | 2.4769 | 0 | 0 | 0 | 0 | 0.22732 | 0 | 0 | 0.65249 | 0 | 5.1498 | 0 | 0 | 0 | 0 | 0 | 0 | 0 | 0 | 0 | 0 | 0 | 0 | 0 | 0.45131 | 0 | 0.32173 | 3.15 | 0 | 0 | 0.053706 | 0.81278 | 0 | 0 | 0 | 0 | 4.7895 | 0 | 0 | 0 | 0 | 0 | 0 | 0 | 0 | 0 | 0 | 0 | 0 | 0
4 | 2 | 2 | 1 | 1.7931 | 0 | 2.4769 | 0 | 0 | 0 | 0 | 0.2834 | 0 | 0 | 0.65252 | 0 | 5.2059 | 0 | 0 | 0 | 0 | 0 | 0 | 0 | 0 | 0 | 0 | 0 | 0 | 0 | 0.45131 | 0 | 0.32173 | 3.5022 | 0 | 0 | 0.053706 | 0.81604 | 0 | 0 | 0 | 0 | 5.145 | 0 | 0 | 0 | 0 | 0 | 0 | 0 | 0 | 0 | 0 | 0 | 0 | 0
4 | 2 | 3 | 1 | 1.7931 | 0 | 2.4769 | 0 | 0 | 0 | 0 | 0.29566 | 0 | 0 | 0.65253 | 0 | 5.2182 | 0 | 0 | 0 | 0 | 0 | 0 | 0 | 0 | 0 | 0 | 0 | 0 | 0 | 0.45131 | 0 | 0.32173 | 3.705 | 0 | 0 | 0.053706 | 0.81398 | 0 | 0 | 0 | 0 | 5.3458 | 0 | 0 | 0 | 0 | 0 | 0 | 0 | 0 | 0 | 0 | 0 | 0 | 0
4 | 2 | 4 | 1 | 1.7931 | 0 | 2.4769 | 0 | 0 | 0 | 0 | 0.34574 | 0 | 0 | 0.65252 | 0 | 5.2683 | 0 | 0 | 0 | 0 | 0 | 0 | 0 | 0 | 0 | 0 | 0 | 0 | 0 | 0.45131 | 0 | 0.32173 | 4.2555 | 0 | 0 | 0.053706 | 0.81861 | 0 | 0 | 0 | 0 | 5.9008 | 0 | 0 | 0 | 0 | 0 | 0 | 0 | 0 | 0 | 0 | 0 | 0 | 0
4 | 2 | 5 | 1 | 1.7931 | 0 | 2.4769 | 0 | 0 | 0 | 0 | 0.36594 | 0 | 0 | 0.65252 | 0 | 5.2885 | 0 | 0 | 0 | 0 | 0 | 0 | 0 | 0 | 0 | 0 | 0 | 0 | 0 | 0.45131 | 0 | 0.32173 | 4.4443 | 0 | 0 | 0.053706 | 0.81856 | 0 | 0 | 0 | 0 | 6.0896 | 0 | 0 | 0 | 0 | 0 | 0 | 0 | 0 | 0 | 0 | 0 | 0 | 0
4 | 2 | 6 | 1 | 1.7931 | 0 | 2.4769 | 0 | 0 | 0 | 0 | 0.41544 | 0 | 0 | 3.7073 | 0 | 8.3927 | 0 | 0 | 0 | 0 | 0 | 0 | 0 | 0 | 0 | 0 | 0 | 0 | 0 | 0.45131 | 0 | 0.54519 | 4.7578 | 0 | 0 | 0.31621 | 0.81791 | 0 | 0 | 0 | 0 | 6.8884 | 0 | 0 | 0 | 0 | 0 | 0 | 0 | 0 | 0 | 0 | 0 | 0 | 0
4 | 2 | 7 | 1 | 1.7931 | 0 | 2.4769 | 0 | 0 | 0 | 0 | 0.90439 | 0 | 0 | 6.1511 | 0 | 11.3255 | 0 | 0 | 0 | 0 | 0 | 0 | 0 | 0 | 0 | 0 | 0 | 0 | 0 | 0.45131 | 0 | 0.71279 | 7.2976 | 0 | 0 | 0.52621 | 0.81592 | 0 | 0 | 0 | 0 | 9.8038 | 0 | 0 | 0 | 0 | 0 | 0 | 0 | 0 | 0 | 0 | 0 | 0 | 0
4 | 2 | 8 | 1 | 1.7931 | 0 | 13.6089 | 0 | 0 | 0 | 0 | 0.59179 | 0 | 0 | 3.9588 | 0 | 19.9526 | 0 | 0 | 0 | 0 | 0 | 0 | 0 | 0 | 0 | 0 | 0 | 0 | 0 | 0.45131 | 0 | 0.71279 | 5.1571 | 0 | 0 | 0.42121 | 0.8122 | 0 | 0 | 0 | 0 | 7.5546 | 0 | 0 | 0 | 0 | 0 | 0 | 0 | 0 | 0 | 0 | 0 | 0 | 0
4 | 2 | 9 | 1 | 1.7931 | 0 | 13.6089 | 0 | 0 | 0 | 0 | 0.50801 | 0 | 0 | 4.6662 | 0 | 20.5762 | 0 | 0 | 0 | 0 | 0 | 0 | 0 | 0 | 0 | 0 | 0 | 0 | 0 | 0.45131 | 0 | 0.71279 | 4.7245 | 0 | 0 | 0.31621 | 0.81025 | 0 | 0 | 0 | 0 | 7.015 | 0 | 0 | 0 | 0 | 0 | 0 | 0 | 0 | 0 | 0 | 0 | 0 | 0
4 | 2 | 10 | 1 | 1.7931 | 0 | 13.6089 | 0 | 0 | 0 | 0 | 0.4853 | 0 | 0 | 3.7073 | 0 | 19.5946 | 0 | 0 | 0 | 0 | 0 | 0 | 0 | 0 | 0 | 0 | 0 | 0 | 0 | 0.45131 | 0 | 0.71279 | 4.6103 | 0 | 0 | 0.31621 | 0.81215 | 0 | 0 | 0 | 0 | 6.9028 | 0 | 0 | 0 | 0 | 0 | 0 | 0 | 0 | 0 | 0 | 0 | 0 | 0
4 | 2 | 11 | 1 | 1.7931 | 0 | 13.6089 | 0 | 0 | 0 | 0 | 0.42419 | 0 | 0 | 3.9588 | 0 | 19.785 | 0 | 0 | 0 | 0 | 0 | 0 | 0 | 0 | 0 | 0 | 0 | 0 | 0 | 0.45131 | 0 | 0.54519 | 4.2837 | 0 | 0 | 0.36871 | 0.81573 | 0 | 0 | 0 | 0 | 6.4646 | 0 | 0 | 0 | 0 | 0 | 0 | 0 | 0 | 0 | 0 | 0 | 0 | 0
4 | 2 | 12 | 1 | 1.7931 | 0 | 8.6613 | 0 | 0 | 0 | 0 | 0.33997 | 0 | 0 | 3.9588 | 0 | 14.7533 | 0 | 0 | 0 | 0 | 0 | 0 | 0 | 0 | 0 | 0 | 0 | 0 | 0 | 0.45131 | 0 | 0.54519 | 3.8485 | 0 | 0 | 0.42121 | 0.80838 | 0 | 0 | 0 | 0 | 6.0745 | 0 | 0 | 0 | 0 | 0 | 0 | 0 | 0 | 0 | 0 | 0 | 0 | 0
4 | 2 | 13 | 1 | 1.7931 | 0 | 13.6089 | 0 | 0 | 0 | 0 | 0.2053 | 0 | 0 | 3.9588 | 0 | 19.5661 | 0 | 0 | 0 | 0 | 0 | 0 | 0 | 0 | 0 | 0 | 0 | 0 | 0 | 0.45131 | 0 | 0.54519 | 2.7334 | 0 | 0 | 0.36871 | 0.80767 | 0 | 0 | 0 | 0 | 4.9062 | 0 | 0 | 0 | 0 | 0 | 0 | 0 | 0 | 0 | 0 | 0 | 0 | 0
4 | 2 | 14 | 1 | 1.7931 | 0 | 13.6089 | 0 | 0 | 0 | 0 | 0.11926 | 0 | 0 | 5.9679 | 0 | 21.4892 | 0 | 0 | 0 | 0 | 0 | 0 | 0 | 0 | 0 | 0 | 0 | 0 | 0 | 0.45131 | 0 | 0.54519 | 2.3277 | 0 | 0 | 0.36871 | 0.8086 | 0 | 0 | 0 | 0 | 4.5015 | 0 | 0 | 0 | 0 | 0 | 0 | 0 | 0 | 0 | 0 | 0 | 0 | 0
4 | 2 | 15 | 1 | 1.7931 | 0 | 13.6089 | 0 | 0 | 0 | 0 | 0.17909 | 0 | 0 | 3.7073 | 0 | 19.2884 | 0 | 0 | 0 | 0 | 0 | 0 | 0 | 0 | 0 | 0 | 0 | 0 | 0 | 0.45131 | 0 | 0.54519 | 2.6731 | 0 | 0 | 0.31621 | 0.81327 | 0 | 0 | 0 | 0 | 4.7991 | 0 | 0 | 0 | 0 | 0 | 0 | 0 | 0 | 0 | 0 | 0 | 0 | 0
4 | 2 | 16 | 1 | 1.7931 | 0 | 13.6089 | 0 | 0 | 0 | 0 | 0.17899 | 0 | 0 | 3.7073 | 0 | 19.2883 | 0 | 0 | 0 | 0 | 0 | 0 | 0 | 0 | 0 | 0 | 0 | 0 | 0 | 0.45131 | 0 | 0.54519 | 2.6418 | 0 | 0 | 0.31621 | 0.80989 | 0 | 0 | 0 | 0 | 4.7644 | 0 | 0 | 0 | 0 | 0 | 0 | 0 | 0 | 0 | 0 | 0 | 0 | 0
4 | 2 | 17 | 1 | 1.7931 | 0 | 13.6089 | 0 | 0 | 0 | 0 | 0.26179 | 0 | 0 | 6.1511 | 0 | 21.8149 | 0 | 0 | 0 | 0 | 0 | 0 | 0 | 0 | 0 | 0 | 0 | 0 | 0 | 0.45131 | 0 | 0.54519 | 3.5899 | 0 | 0 | 0.52621 | 0.8138 | 0 | 0 | 0 | 0 | 5.9264 | 0 | 0 | 0 | 0 | 0 | 0 | 0 | 0 | 0 | 0 | 0 | 0 | 0
4 | 2 | 18 | 1 | 1.7931 | 0 | 9.8982 | 0 | 0 | 0 | 0 | 0.40139 | 0 | 0 | 6.1511 | 0 | 18.2438 | 0 | 0 | 0 | 0 | 0 | 0 | 0 | 0 | 0 | 0 | 0 | 0 | 0 | 0.45131 | 0 | 0.54519 | 4.2866 | 0 | 0 | 0.52621 | 0.81525 | 0 | 0 | 0 | 0 | 6.6246 | 0 | 0 | 0 | 0 | 0 | 0 | 0 | 0 | 0 | 0 | 0 | 0 | 0
4 | 2 | 19 | 1 | 1.7931 | 0 | 2.4769 | 0 | 0 | 0 | 0 | 0.57642 | 0 | 0 | 3.9588 | 0 | 8.8053 | 0 | 0 | 0 | 0 | 0 | 0 | 0 | 0 | 0 | 0 | 0 | 0 | 0 | 0.45131 | 0 | 0.88038 | 5.1014 | 0 | 0 | 0.42121 | 0.81142 | 0 | 0 | 0 | 0 | 7.6657 | 0 | 0 | 0 | 0 | 0 | 0 | 0 | 0 | 0 | 0 | 0 | 0 | 0
4 | 2 | 20 | 1 | 1.7931 | 0 | 2.4769 | 0 | 0 | 0 | 0 | 0.63025 | 0 | 0 | 3.9588 | 0 | 8.8591 | 0 | 0 | 0 | 0 | 0 | 0 | 0 | 0 | 0 | 0 | 0 | 0 | 0 | 0.45131 | 0 | 1.1038 | 5.2947 | 0 | 0 | 0.36871 | 0.80775 | 0 | 0 | 0 | 0 | 8.0263 | 0 | 0 | 0 | 0 | 0 | 0 | 0 | 0 | 0 | 0 | 0 | 0 | 0
4 | 2 | 21 | 1 | 1.7931 | 0 | 2.4769 | 0 | 0 | 0 | 0 | 0.60141 | 0 | 0 | 6.5363 | 0 | 11.4078 | 0 | 0 | 0 | 0 | 0 | 0 | 0 | 0 | 0 | 0 | 0 | 0 | 0 | 0.45131 | 0 | 1.2156 | 5.1524 | 0 | 0 | 0.47371 | 0.79744 | 0 | 0 | 0 | 0 | 8.0905 | 0 | 0 | 0 | 0 | 0 | 0 | 0 | 0 | 0 | 0 | 0 | 0 | 0
4 | 2 | 22 | 1 | 1.7931 | 0 | 2.4769 | 0 | 0 | 0 | 0 | 0.61005 | 0 | 0 | 4.0101 | 0 | 8.8902 | 0 | 0 | 0 | 0 | 0 | 0 | 0 | 0 | 0 | 0 | 0 | 0 | 0 | 0.45131 | 0 | 1.1038 | 5.1787 | 0 | 0 | 0.31621 | 0.79888 | 0 | 0 | 0 | 0 | 7.8489 | 0 | 0 | 0 | 0 | 0 | 0 | 0 | 0 | 0 | 0 | 0 | 0 | 0
4 | 2 | 23 | 1 | 1.7931 | 0 | 2.4769 | 0 | 0 | 0 | 0 | 0.17933 | 0 | 0 | 0.65242 | 0 | 5.1018 | 0 | 0 | 0 | 0 | 0 | 0 | 0 | 0 | 0 | 0 | 0 | 0 | 0 | 0.45131 | 0 | 0.88038 | 3.2976 | 0 | 0 | 0.053706 | 0.80558 | 0 | 0 | 0 | 0 | 5.4886 | 0 | 0 | 0 | 0 | 0 | 0 | 0 | 0 | 0 | 0 | 0 | 0 | 0
4 | 2 | 24 | 1 | 1.7931 | 0 | 2.4769 | 0 | 0 | 0 | 0 | 0.33918 | 0 | 0 | 0.65245 | 0 | 5.2617 | 0 | 0 | 0 | 0 | 0 | 0 | 0 | 0 | 0 | 0 | 0 | 0 | 0 | 0.45131 | 0 | 0.54519 | 4.6647 | 0 | 0 | 0.053706 | 0.81677 | 0 | 0.84935 | 0 | 0 | 7.3811 | 0 | 0 | 0 | 0 | 0 | 0 | 0 | 0 | 0 | 0 | 0 | 0 | 0
4 | 3 | 1 | 2 | 1.7931 | 0 | 2.4769 | 0 | 0 | 0 | 0 | 0.3964 | 0 | 0 | 0.65248 | 0 | 5.3189 | 0 | 0 | 0 | 0 | 0 | 0 | 0 | 0 | 0 | 0 | 0 | 0 | 0 | 0.45131 | 0 | 0.32173 | 5.112 | 0 | 0 | 0.053706 | 0.82278 | 0 | 1.0057 | 0 | 0 | 7.7672 | 0 | 0 | 0 | 0 | 0 | 0 | 0 | 0 | 0 | 0 | 0 | 0 | 0
4 | 3 | 2 | 2 | 1.7931 | 0 | 2.4769 | 0 | 0 | 0 | 0 | 0.44133 | 0 | 0 | 0.6525 | 0 | 5.3639 | 0 | 0 | 0 | 0 | 0 | 0 | 0 | 0 | 0 | 0 | 0 | 0 | 0 | 0.45131 | 0 | 0.32173 | 5.4386 | 0 | 0 | 0.053706 | 0.82604 | 0 | 1.0698 | 0 | 0 | 8.1611 | 0 | 0 | 0 | 0 | 0 | 0 | 0 | 0 | 0 | 0 | 0 | 0 | 0
4 | 3 | 3 | 2 | 1.7931 | 0 | 2.4769 | 0 | 0 | 0 | 0 | 0.46262 | 0 | 0 | 0.65251 | 0 | 5.3852 | 0 | 0 | 0 | 0 | 0 | 0 | 0 | 0 | 0 | 0 | 0 | 0 | 0 | 0.45131 | 0 | 0.32173 | 5.2259 | 0 | 0 | 0.053706 | 0.82563 | 0 | 0 | 0 | 0 | 6.8783 | 0 | 0 | 0 | 0 | 0 | 0 | 0 | 0 | 0 | 0 | 0 | 0 | 0
4 | 3 | 4 | 2 | 1.7931 | 0 | 2.4769 | 0 | 0 | 0 | 0 | 0.43872 | 0 | 0 | 0.65251 | 0 | 5.3613 | 0 | 0 | 0 | 0 | 0 | 0 | 0 | 0 | 0 | 0 | 0 | 0 | 0 | 0.45131 | 0 | 0.32173 | 4.7098 | 0 | 0 | 0.053706 | 0.82005 | 0 | 0 | 0 | 0 | 6.3566 | 0 | 0 | 0 | 0 | 0 | 0 | 0 | 0 | 0 | 0 | 0 | 0 | 0
4 | 3 | 5 | 2 | 1.7931 | 0 | 2.4769 | 0 | 0 | 0 | 0 | 0.45519 | 0 | 0 | 0.6525 | 0 | 5.3777 | 0 | 0 | 0 | 0 | 0 | 0 | 0 | 0 | 0 | 0 | 0 | 0 | 0 | 0.45131 | 0 | 0.32173 | 4.7941 | 0 | 0 | 0.053706 | 0.82113 | 0 | 0 | 0 | 0 | 6.442 | 0 | 0 | 0 | 0 | 0 | 0 | 0 | 0 | 0 | 0 | 0 | 0 | 0
4 | 3 | 6 | 2 | 1.7931 | 0 | 2.4769 | 0 | 0 | 0 | 0 | 0.50591 | 0 | 0 | 3.7073 | 0 | 8.4832 | 0 | 0 | 0 | 0 | 0 | 0 | 0 | 0 | 0 | 0 | 0 | 0 | 0 | 0.45131 | 0 | 0.54519 | 4.8921 | 0 | 0 | 0.31621 | 0.82195 | 0 | 0 | 0 | 0 | 7.0267 | 0 | 0 | 0 | 0 | 0 | 0 | 0 | 0 | 0 | 0 | 0 | 0 | 0
4 | 3 | 7 | 2 | 1.7931 | 0 | 2.4769 | 0 | 0 | 0 | 0 | 0.93824 | 0 | 0 | 6.1511 | 0 | 11.3593 | 0 | 0 | 0 | 0 | 0 | 0 | 0 | 0 | 0 | 0 | 0 | 0 | 0 | 0.45131 | 0 | 0.71279 | 6.7734 | 0 | 0 | 0.52621 | 0.81496 | 0 | 0 | 0 | 0 | 9.2787 | 0 | 0 | 0 | 0 | 0 | 0 | 0 | 0 | 0 | 0 | 0 | 0 | 0
4 | 3 | 8 | 2 | 1.7931 | 0 | 13.6089 | 0 | 0 | 0 | 0 | 0.59829 | 0 | 0 | 3.9588 | 0 | 19.9591 | 0 | 0 | 0 | 0 | 0 | 0 | 0 | 0 | 0 | 0 | 0 | 0 | 0 | 0.45131 | 0 | 0.71279 | 4.5411 | 0 | 0 | 0.42121 | 0.80666 | 0 | 0 | 0 | 0 | 6.933 | 0 | 0 | 0 | 0 | 0 | 0 | 0 | 0 | 0 | 0 | 0 | 0 | 0
4 | 3 | 9 | 2 | 1.7931 | 0 | 13.6089 | 0 | 0 | 0 | 0 | 0.52294 | 0 | 0 | 4.6662 | 0 | 20.5911 | 0 | 0 | 0 | 0 | 0 | 0 | 0 | 0 | 0 | 0 | 0 | 0 | 0 | 0.45131 | 0 | 0.71279 | 3.7867 | 0 | 0 | 0.31621 | 0.80383 | 0 | 0 | 0 | 0 | 6.0708 | 0 | 0 | 0 | 0 | 0 | 0 | 0 | 0 | 0 | 0 | 0 | 0 | 0
4 | 3 | 10 | 2 | 1.7931 | 0 | 13.6089 | 0 | 0 | 0 | 0 | 0.47581 | 0 | 0 | 3.7072 | 0 | 19.585 | 0 | 0 | 0 | 0 | 0 | 0 | 0 | 0 | 0 | 0 | 0 | 0 | 0 | 0.45131 | 0 | 0.71279 | 3.1332 | 0 | 0 | 0.31621 | 0.80275 | 0 | 0 | 0 | 0 | 5.4163 | 0 | 0 | 0 | 0 | 0 | 0 | 0 | 0 | 0 | 0 | 0 | 0 | 0
4 | 3 | 11 | 2 | 1.7931 | 0 | 13.6089 | 0 | 0 | 0 | 0 | 0.41569 | 0 | 0 | 3.9588 | 0 | 19.7765 | 0 | 0 | 0 | 0 | 0 | 0 | 0 | 0 | 0 | 0 | 0 | 0 | 0 | 0.45131 | 0 | 0.54519 | 3.2669 | 0 | 0 | 0.36871 | 0.80439 | 0 | 0 | 0 | 0 | 5.4365 | 0 | 0 | 0 | 0 | 0 | 0 | 0 | 0 | 0 | 0 | 0 | 0 | 0
4 | 3 | 12 | 2 | 1.7931 | 0 | 8.6613 | 0 | 0 | 0 | 0 | 0.45709 | 0 | 0 | 3.9588 | 0 | 14.8704 | 0 | 0 | 0 | 0 | 0 | 0 | 0 | 0 | 0 | 0 | 0 | 0 | 0 | 0.45131 | 0 | 0.54519 | 3.2884 | 0 | 0 | 0.42121 | 0.80505 | 0 | 0 | 0 | 0 | 5.5112 | 0 | 0 | 0 | 0 | 0 | 0 | 0 | 0 | 0 | 0 | 0 | 0 | 0
4 | 3 | 13 | 2 | 1.7931 | 0 | 13.6089 | 0 | 0 | 0 | 0 | 0.3778 | 0 | 0 | 3.9588 | 0 | 19.7386 | 0 | 0 | 0 | 0 | 0 | 0 | 0 | 0 | 0 | 0 | 0 | 0 | 0 | 0.45131 | 0 | 0.54519 | 3.0311 | 0 | 0 | 0.36871 | 0.80506 | 0 | 0 | 0 | 0 | 5.2013 | 0 | 0 | 0 | 0 | 0 | 0 | 0 | 0 | 0 | 0 | 0 | 0 | 0
4 | 3 | 14 | 2 | 1.7931 | 0 | 13.6089 | 0 | 0 | 0 | 0 | 0.37591 | 0 | 0 | 5.9678 | 0 | 21.7458 | 0 | 0 | 0 | 0 | 0 | 0 | 0 | 0 | 0 | 0 | 0 | 0 | 0 | 0.45131 | 0 | 0.54519 | 3.1209 | 0 | 0 | 0.36871 | 0.80596 | 0 | 0 | 0 | 0 | 5.2921 | 0 | 0 | 0 | 0 | 0 | 0 | 0 | 0 | 0 | 0 | 0 | 0 | 0
4 | 3 | 15 | 2 | 1.7931 | 0 | 13.6089 | 0 | 0 | 0 | 0 | 0.37824 | 0 | 0 | 3.7073 | 0 | 19.4875 | 0 | 0 | 0 | 0 | 0 | 0 | 0 | 0 | 0 | 0 | 0 | 0 | 0 | 0.45131 | 0 | 0.54519 | 3.1257 | 0 | 0 | 0.31621 | 0.80654 | 0 | 0 | 0 | 0 | 5.2449 | 0 | 0 | 0 | 0 | 0 | 0 | 0 | 0 | 0 | 0 | 0 | 0 | 0
4 | 3 | 16 | 2 | 1.7931 | 0 | 13.6089 | 0 | 0 | 0 | 0 | 0.37109 | 0 | 0 | 3.7073 | 0 | 19.4804 | 0 | 0 | 0 | 0 | 0 | 0 | 0 | 0 | 0 | 0 | 0 | 0 | 0 | 0.45131 | 0 | 0.54519 | 3.211 | 0 | 0 | 0.31621 | 0.80791 | 0 | 0 | 0 | 0 | 5.3316 | 0 | 0 | 0 | 0 | 0 | 0 | 0 | 0 | 0 | 0 | 0 | 0 | 0
4 | 3 | 17 | 2 | 1.7931 | 0 | 13.6089 | 0 | 0 | 0 | 0 | 0.32518 | 0 | 0 | 6.1511 | 0 | 21.8782 | 0 | 0 | 0 | 0 | 0 | 0 | 0 | 0 | 0 | 0 | 0 | 0 | 0 | 0.45131 | 0 | 0.54519 | 3.2122 | 0 | 0 | 0.52621 | 0.80463 | 0 | 0 | 0 | 0 | 5.5395 | 0 | 0 | 0 | 0 | 0 | 0 | 0 | 0 | 0 | 0 | 0 | 0 | 0
4 | 3 | 18 | 2 | 1.7931 | 0 | 9.8982 | 0 | 0 | 0 | 0 | 0.3885 | 0 | 0 | 6.151 | 0 | 18.2309 | 0 | 0 | 0 | 0 | 0 | 0 | 0 | 0 | 0 | 0 | 0 | 0 | 0 | 0.45131 | 0 | 0.54519 | 3.4324 | 0 | 0 | 0.52621 | 0.80508 | 0 | 0 | 0 | 0 | 5.7602 | 0 | 0 | 0 | 0 | 0 | 0 | 0 | 0 | 0 | 0 | 0 | 0 | 0
4 | 3 | 19 | 2 | 1.7931 | 0 | 2.4769 | 0 | 0 | 0 | 0 | 0.53207 | 0 | 0 | 3.9588 | 0 | 8.7609 | 0 | 0 | 0 | 0 | 0 | 0 | 0 | 0 | 0 | 0 | 0 | 0 | 0 | 0.45131 | 0 | 0.88038 | 3.9488 | 0 | 0 | 0.42121 | 0.80056 | 0 | 0 | 0 | 0 | 6.5022 | 0 | 0 | 0 | 0 | 0 | 0 | 0 | 0 | 0 | 0 | 0 | 0 | 0
4 | 3 | 20 | 2 | 1.7931 | 0 | 2.4769 | 0 | 0 | 0 | 0 | 0.56471 | 0 | 0 | 3.9588 | 0 | 8.7935 | 0 | 0 | 0 | 0 | 0 | 0 | 0 | 0 | 0 | 0 | 0 | 0 | 0 | 0.45131 | 0 | 1.1038 | 4.0798 | 0 | 0 | 0.36871 | 0.79597 | 0 | 0 | 0 | 0 | 6.7996 | 0 | 0 | 0 | 0 | 0 | 0 | 0 | 0 | 0 | 0 | 0 | 0 | 0
4 | 3 | 21 | 2 | 1.7931 | 0 | 2.4769 | 0 | 0 | 0 | 0 | 0.58859 | 0 | 0 | 6.5363 | 0 | 11.3949 | 0 | 0 | 0 | 0 | 0 | 0 | 0 | 0 | 0 | 0 | 0 | 0 | 0 | 0.45131 | 0 | 1.2156 | 4.2899 | 0 | 0 | 0.47371 | 0.7949 | 0 | 0 | 0 | 0 | 7.2253 | 0 | 0 | 0 | 0 | 0 | 0 | 0 | 0 | 0 | 0 | 0 | 0 | 0
4 | 3 | 22 | 2 | 1.7931 | 0 | 2.4769 | 0 | 0 | 0 | 0 | 0.60056 | 0 | 0 | 4.0101 | 0 | 8.8807 | 0 | 0 | 0 | 0 | 0 | 0 | 0 | 0 | 0 | 0 | 0 | 0 | 0 | 0.45131 | 0 | 1.1038 | 4.2526 | 0 | 0 | 0.31621 | 0.79734 | 0 | 0 | 0 | 0 | 6.9213 | 0 | 0 | 0 | 0 | 0 | 0 | 0 | 0 | 0 | 0 | 0 | 0 | 0
4 | 3 | 23 | 2 | 1.7931 | 0 | 2.4769 | 0 | 0 | 0 | 0 | 0.14379 | 0 | 0 | 0.65245 | 0 | 5.0663 | 0 | 0 | 0 | 0 | 0 | 0 | 0 | 0 | 0 | 0 | 0 | 0 | 0 | 0.45131 | 0 | 0.88038 | 2.5741 | 0 | 0 | 0.053706 | 0.79994 | 0 | 0 | 0 | 0 | 4.7594 | 0 | 0 | 0 | 0 | 0 | 0 | 0 | 0 | 0 | 0 | 0 | 0 | 0
4 | 3 | 24 | 2 | 1.7931 | 0 | 2.4769 | 0 | 0 | 0 | 0 | 0.2799 | 0 | 0 | 0.65246 | 0 | 5.2024 | 0 | 0 | 0 | 0 | 0 | 0 | 0 | 0 | 0 | 0 | 0 | 0 | 0 | 0.45131 | 0 | 0.54519 | 3.4865 | 0 | 0 | 0.053706 | 0.81 | 0 | 0 | 0 | 0 | 5.3468 | 0 | 0 | 0 | 0 | 0 | 0 | 0 | 0 | 0 | 0 | 0 | 0 | 0
4 | 4 | 1 | 3 | 1.7931 | 0 | 2.4769 | 0 | 0 | 0 | 0 | 0.31286 | 0 | 0 | 0.65249 | 0 | 5.2354 | 0 | 0 | 0 | 0 | 0 | 0 | 0 | 0 | 0 | 0 | 0 | 0 | 0 | 0.45131 | 0 | 0.32173 | 3.6846 | 0 | 0 | 0.053706 | 0.81267 | 0 | 0 | 0 | 0 | 5.3241 | 0 | 0 | 0 | 0 | 0 | 0 | 0 | 0 | 0 | 0 | 0 | 0 | 0
4 | 4 | 2 | 3 | 1.7931 | 0 | 2.4769 | 0 | 0 | 0 | 0 | 0.41039 | 0 | 0 | 0.6525 | 0 | 5.3329 | 0 | 0 | 0 | 0 | 0 | 0 | 0 | 0 | 0 | 0 | 0 | 0 | 0 | 0.45131 | 0 | 0.32173 | 4.3966 | 0 | 0 | 0.053706 | 0.8243 | 0 | 0 | 0 | 0 | 6.0476 | 0 | 0 | 0 | 0 | 0 | 0 | 0 | 0 | 0 | 0 | 0 | 0 | 0
4 | 4 | 3 | 3 | 1.7931 | 0 | 2.4769 | 0 | 0 | 0 | 0 | 0.45734 | 0 | 0 | 0.65254 | 0 | 5.3799 | 0 | 0 | 0 | 0 | 0 | 0 | 0 | 0 | 0 | 0 | 0 | 0 | 0 | 0.45131 | 0 | 0.32173 | 4.7822 | 0 | 0 | 0.053706 | 0.82844 | 0 | 0 | 0 | 0 | 6.4374 | 0 | 0 | 0 | 0 | 0 | 0 | 0 | 0 | 0 | 0 | 0 | 0 | 0
4 | 4 | 4 | 3 | 1.7931 | 0 | 2.4769 | 0 | 0 | 0 | 0 | 0.51152 | 0 | 0 | 0.65255 | 0 | 5.4341 | 0 | 0 | 0 | 0 | 0 | 0 | 0 | 0 | 0 | 0 | 0 | 0 | 0 | 0.45131 | 0 | 0.32173 | 5.2949 | 0 | 0 | 0.053706 | 0.83445 | 0 | 0 | 0 | 0 | 6.9561 | 0 | 0 | 0 | 0 | 0 | 0 | 0 | 0 | 0 | 0 | 0 | 0 | 0
4 | 4 | 5 | 3 | 1.7931 | 0 | 2.4769 | 0 | 0 | 0 | 0 | 0.55327 | 0 | 0 | 0.65256 | 0 | 5.4759 | 0 | 0 | 0 | 0 | 0 | 0 | 0 | 0 | 0 | 0 | 0 | 0 | 0 | 0.45131 | 0 | 0.32173 | 5.8105 | 0 | 0 | 0.053706 | 0.8386 | 0 | 0 | 0 | 0 | 7.4759 | 0 | 0 | 0 | 0 | 0 | 0 | 0 | 0 | 0 | 0 | 0 | 0 | 0
4 | 4 | 6 | 3 | 1.7931 | 0 | 2.4769 | 0 | 0 | 0 | 0 | 0.62882 | 0 | 0 | 3.7073 | 0 | 8.6062 | 0 | 0 | 0 | 0 | 0 | 0 | 0 | 0 | 0 | 0 | 0 | 0 | 0 | 0.45131 | 0 | 0.54519 | 6.8972 | 0 | 0 | 0.31621 | 0.84343 | 0 | 0.84401 | 0 | 0 | 9.8973 | 0 | 0 | 0 | 0 | 0 | 0 | 0 | 0 | 0 | 0 | 0 | 0 | 0
4 | 4 | 7 | 3 | 1.7931 | 0 | 2.4769 | 0 | 0 | 0 | 0 | 1.0611 | 0 | 0 | 6.1511 | 0 | 11.4822 | 0 | 0 | 0 | 0 | 0 | 0 | 0 | 0 | 0 | 0 | 0 | 0 | 0 | 0.45131 | 0 | 0.71279 | 9.7736 | 0 | 0 | 0.52621 | 0.83694 | 0 | 1.2142 | 0 | 0 | 13.515 | 0 | 0 | 0 | 0 | 0 | 0 | 0 | 0 | 0 | 0 | 0 | 0 | 0
4 | 4 | 8 | 3 | 1.7931 | 0 | 13.6089 | 0 | 0 | 0 | 0 | 0.82644 | 0 | 0 | 3.9588 | 0 | 20.1873 | 0 | 0 | 0 | 0 | 0 | 0 | 0 | 0 | 0 | 0 | 0 | 0 | 0 | 0.45131 | 0 | 0.71279 | 7.6212 | 0 | 0 | 0.42121 | 0.83322 | 0 | 0.64102 | 0 | 0 | 10.6808 | 0 | 0 | 0 | 0 | 0 | 0 | 0 | 0 | 0 | 0 | 0 | 0 | 0
4 | 4 | 9 | 3 | 1.7931 | 0 | 13.6089 | 0 | 0 | 0 | 0 | 0.68689 | 0 | 0 | 4.6662 | 0 | 20.7551 | 0 | 0 | 0 | 0 | 0 | 0 | 0 | 0 | 0 | 0 | 0 | 0 | 0 | 0.45131 | 0 | 0.71279 | 5.9611 | 0 | 0 | 0.31621 | 0.82466 | 0 | 0 | 0 | 0 | 8.266 | 0 | 0 | 0 | 0 | 0 | 0 | 0 | 0 | 0 | 0 | 0 | 0 | 0
4 | 4 | 10 | 3 | 1.7931 | 0 | 13.6089 | 0 | 0 | 0 | 0 | 0.57907 | 0 | 0 | 3.7073 | 0 | 19.6884 | 0 | 0 | 0 | 0 | 0 | 0 | 0 | 0 | 0 | 0 | 0 | 0 | 0 | 0.45131 | 0 | 0.71279 | 5.0548 | 0 | 0 | 0.31621 | 0.81781 | 0 | 0 | 0 | 0 | 7.3529 | 0 | 0 | 0 | 0 | 0 | 0 | 0 | 0 | 0 | 0 | 0 | 0 | 0
4 | 4 | 11 | 3 | 1.7931 | 0 | 13.6089 | 0 | 0 | 0 | 0 | 0.46068 | 0 | 0 | 3.9588 | 0 | 19.8215 | 0 | 0 | 0 | 0 | 0 | 0 | 0 | 0 | 0 | 0 | 0 | 0 | 0 | 0.45131 | 0 | 0.54519 | 4.3614 | 0 | 0 | 0.36871 | 0.81412 | 0 | 0 | 0 | 0 | 6.5407 | 0 | 0 | 0 | 0 | 0 | 0 | 0 | 0 | 0 | 0 | 0 | 0 | 0
4 | 4 | 12 | 3 | 1.7931 | 0 | 8.6613 | 0 | 0 | 0 | 0 | 0.38859 | 0 | 0 | 3.9588 | 0 | 14.8019 | 0 | 0 | 0 | 0 | 0 | 0 | 0 | 0 | 0 | 0 | 0 | 0 | 0 | 0.45131 | 0 | 0.54519 | 3.7617 | 0 | 0 | 0.42121 | 0.80993 | 0 | 0 | 0 | 0 | 5.9894 | 0 | 0 | 0 | 0 | 0 | 0 | 0 | 0 | 0 | 0 | 0 | 0 | 0
4 | 4 | 13 | 3 | 1.7931 | 0 | 13.6089 | 0 | 0 | 0 | 0 | 0.22202 | 0 | 0 | 3.9588 | 0 | 19.5829 | 0 | 0 | 0 | 0 | 0 | 0 | 0 | 0 | 0 | 0 | 0 | 0 | 0 | 0.45131 | 0 | 0.54519 | 2.8371 | 0 | 0 | 0.36871 | 0.80693 | 0 | 0 | 0 | 0 | 5.0092 | 0 | 0 | 0 | 0 | 0 | 0 | 0 | 0 | 0 | 0 | 0 | 0 | 0
4 | 4 | 14 | 3 | 1.7931 | 0 | 13.6089 | 0 | 0 | 0 | 0 | 0.090772 | 0 | 0 | 5.9679 | 0 | 21.4607 | 0 | 0 | 0 | 0 | 0 | 0 | 0 | 0 | 0 | 0 | 0 | 0 | 0 | 0.45131 | 0 | 0.54519 | 1.7434 | 0 | 0 | 0.36871 | 0.80127 | 0 | 0 | 0 | 0 | 3.9099 | 0 | 0 | 0 | 0 | 0 | 0 | 0 | 0 | 0 | 0 | 0 | 0 | 0
4 | 4 | 15 | 3 | 1.7931 | 0 | 13.6089 | 0 | 0 | 0 | 0 | 0.094121 | 0 | 0 | 3.7072 | 0 | 19.2034 | 0 | 0 | 0 | 0 | 0 | 0 | 0 | 0 | 0 | 0 | 0 | 0 | 0 | 0.45131 | 0 | 0.54519 | 1.552 | 0 | 0 | 0.31621 | 0.79517 | 0 | 0 | 0 | 0 | 3.6599 | 0 | 0 | 0 | 0 | 0 | 0 | 0 | 0 | 0 | 0 | 0 | 0 | 0
4 | 4 | 16 | 3 | 1.7931 | 0 | 13.6089 | 0 | 0 | 0 | 0 | 0.071696 | 0 | 0 | 3.7072 | 0 | 19.1809 | 0 | 0 | 0 | 0 | 0 | 0 | 0 | 0 | 0 | 0 | 0 | 0 | 0 | 0.45131 | 0 | 0.54519 | 1.2054 | 0 | 0 | 0.31621 | 0.78715 | 0 | 0 | 0 | 0 | 3.3052 | 0 | 0 | 0 | 0 | 0 | 0 | 0 | 0 | 0 | 0 | 0 | 0 | 0
4 | 4 | 17 | 3 | 1.7931 | 0 | 13.6089 | 0 | 0 | 0 | 0 | 0.07206 | 0 | 0 | 6.151 | 0 | 21.6251 | 0 | 0 | 0 | 0 | 0 | 0 | 0 | 0 | 0 | 0 | 0 | 0 | 0 | 0.45131 | 0 | 0.54519 | 1.1653 | 0 | 0 | 0.52621 | 0.78876 | 0 | 0 | 0 | 0 | 3.4767 | 0 | 0 | 0 | 0 | 0 | 0 | 0 | 0 | 0 | 0 | 0 | 0 | 0
4 | 4 | 18 | 3 | 1.7931 | 0 | 9.8982 | 0 | 0 | 0 | 0 | 0.12509 | 0 | 0 | 6.151 | 0 | 17.9674 | 0 | 0 | 0 | 0 | 0 | 0 | 0 | 0 | 0 | 0 | 0 | 0 | 0 | 0.45131 | 0 | 0.54519 | 1.6818 | 0 | 0 | 0.52621 | 0.7944 | 0 | 0 | 0 | 0 | 3.9989 | 0 | 0 | 0 | 0 | 0 | 0 | 0 | 0 | 0 | 0 | 0 | 0 | 0
4 | 4 | 19 | 3 | 1.7931 | 0 | 2.4769 | 0 | 0 | 0 | 0 | 0.22592 | 0 | 0 | 3.9588 | 0 | 8.4548 | 0 | 0 | 0 | 0 | 0 | 0 | 0 | 0 | 0 | 0 | 0 | 0 | 0 | 0.45131 | 0 | 0.88038 | 2.2537 | 0 | 0 | 0.42121 | 0.78986 | 0 | 0 | 0 | 0 | 4.7965 | 0 | 0 | 0 | 0 | 0 | 0 | 0 | 0 | 0 | 0 | 0 | 0 | 0
4 | 4 | 20 | 3 | 1.7931 | 0 | 2.4769 | 0 | 0 | 0 | 0 | 0.35547 | 0 | 0 | 3.9588 | 0 | 8.5843 | 0 | 0 | 0 | 0 | 0 | 0 | 0 | 0 | 0 | 0 | 0 | 0 | 0 | 0.45131 | 0 | 1.1038 | 2.899 | 0 | 0 | 0.36871 | 0.78668 | 0 | 0 | 0 | 0 | 5.6095 | 0 | 0 | 0 | 0 | 0 | 0 | 0 | 0 | 0 | 0 | 0 | 0 | 0
4 | 4 | 21 | 3 | 1.7931 | 0 | 2.4769 | 0 | 0 | 0 | 0 | 0.43666 | 0 | 0 | 6.5363 | 0 | 11.243 | 0 | 0 | 0 | 0 | 0 | 0 | 0 | 0 | 0 | 0 | 0 | 0 | 0 | 0.45131 | 0 | 1.2156 | 3.2922 | 0 | 0 | 0.47371 | 0.78715 | 0 | 0 | 0 | 0 | 6.2199 | 0 | 0 | 0 | 0 | 0 | 0 | 0 | 0 | 0 | 0 | 0 | 0 | 0
4 | 4 | 22 | 3 | 1.7931 | 0 | 2.4769 | 0 | 0 | 0 | 0 | 0.52261 | 0 | 0 | 4.01 | 0 | 8.8027 | 0 | 0 | 0 | 0 | 0 | 0 | 0 | 0 | 0 | 0 | 0 | 0 | 0 | 0.45131 | 0 | 1.1038 | 4.1096 | 0 | 0 | 0.31621 | 0.79708 | 0 | 0 | 0 | 0 | 6.7781 | 0 | 0 | 0 | 0 | 0 | 0 | 0 | 0 | 0 | 0 | 0 | 0 | 0
4 | 4 | 23 | 3 | 1.7931 | 0 | 2.4769 | 0 | 0 | 0 | 0 | 0.090449 | 0 | 0 | 0.65244 | 0 | 5.0129 | 0 | 0 | 0 | 0 | 0 | 0 | 0 | 0 | 0 | 0 | 0 | 0 | 0 | 0.45131 | 0 | 0.88038 | 2.3375 | 0 | 0 | 0.053706 | 0.7997 | 0 | 0 | 0 | 0 | 4.5226 | 0 | 0 | 0 | 0 | 0 | 0 | 0 | 0 | 0 | 0 | 0 | 0 | 0
4 | 4 | 24 | 3 | 1.7931 | 0 | 2.4769 | 0 | 0 | 0 | 0 | 0.23308 | 0 | 0 | 0.65245 | 0 | 5.1555 | 0 | 0 | 0 | 0 | 0 | 0 | 0 | 0 | 0 | 0 | 0 | 0 | 0 | 0.45131 | 0 | 0.54519 | 3.4194 | 0 | 0 | 0.053706 | 0.81141 | 0 | 0 | 0 | 0 | 5.281 | 0 | 0 | 0 | 0 | 0 | 0 | 0 | 0 | 0 | 0 | 0 | 0 | 0
4 | 5 | 1 | 4 | 1.7931 | 0 | 2.4769 | 0 | 0 | 0 | 0 | 0.30813 | 0 | 0 | 0.65249 | 0 | 5.2306 | 0 | 0 | 0 | 0 | 0 | 0 | 0 | 0 | 0 | 0 | 0 | 0 | 0 | 0.45131 | 0 | 0.32173 | 3.9322 | 0 | 0 | 0.053706 | 0.81939 | 0 | 0 | 0 | 0 | 5.5784 | 0 | 0 | 0 | 0 | 0 | 0 | 0 | 0 | 0 | 0 | 0 | 0 | 0
4 | 5 | 2 | 4 | 1.7931 | 0 | 2.4769 | 0 | 0 | 0 | 0 | 0.36602 | 0 | 0 | 0.65252 | 0 | 5.2886 | 0 | 0 | 0 | 0 | 0 | 0 | 0 | 0 | 0 | 0 | 0 | 0 | 0 | 0.45131 | 0 | 0.32173 | 4.3385 | 0 | 0 | 0.053706 | 0.82414 | 0 | 0 | 0 | 0 | 5.9894 | 0 | 0 | 0 | 0 | 0 | 0 | 0 | 0 | 0 | 0 | 0 | 0 | 0
4 | 5 | 3 | 4 | 1.7931 | 0 | 2.4769 | 0 | 0 | 0 | 0 | 0.39429 | 0 | 0 | 0.65253 | 0 | 5.3168 | 0 | 0 | 0 | 0 | 0 | 0 | 0 | 0 | 0 | 0 | 0 | 0 | 0 | 0.45131 | 0 | 0.32173 | 4.5774 | 0 | 0 | 0.053706 | 0.8252 | 0 | 0 | 0 | 0 | 6.2293 | 0 | 0 | 0 | 0 | 0 | 0 | 0 | 0 | 0 | 0 | 0 | 0 | 0
4 | 5 | 4 | 4 | 1.7931 | 0 | 2.4769 | 0 | 0 | 0 | 0 | 0.39877 | 0 | 0 | 0.65253 | 0 | 5.3213 | 0 | 0 | 0 | 0 | 0 | 0 | 0 | 0 | 0 | 0 | 0 | 0 | 0 | 0.45131 | 0 | 0.32173 | 4.6507 | 0 | 0 | 0.053706 | 0.82298 | 0 | 0 | 0 | 0 | 6.3004 | 0 | 0 | 0 | 0 | 0 | 0 | 0 | 0 | 0 | 0 | 0 | 0 | 0
4 | 5 | 5 | 4 | 1.7931 | 0 | 2.4769 | 0 | 0 | 0 | 0 | 0.39496 | 0 | 0 | 0.65252 | 0 | 5.3175 | 0 | 0 | 0 | 0 | 0 | 0 | 0 | 0 | 0 | 0 | 0 | 0 | 0 | 0.45131 | 0 | 0.32173 | 4.6636 | 0 | 0 | 0.053706 | 0.81968 | 0 | 0 | 0 | 0 | 6.3101 | 0 | 0 | 0 | 0 | 0 | 0 | 0 | 0 | 0 | 0 | 0 | 0 | 0
4 | 5 | 6 | 4 | 1.7931 | 0 | 2.4769 | 0 | 0 | 0 | 0 | 0.4127 | 0 | 0 | 3.7073 | 0 | 8.39 | 0 | 0 | 0 | 0 | 0 | 0 | 0 | 0 | 0 | 0 | 0 | 0 | 0 | 0.45131 | 0 | 0.54519 | 4.6315 | 0 | 0 | 0.31621 | 0.81432 | 0 | 0 | 0 | 0 | 6.7585 | 0 | 0 | 0 | 0 | 0 | 0 | 0 | 0 | 0 | 0 | 0 | 0 | 0
4 | 5 | 7 | 4 | 1.7931 | 0 | 2.4769 | 0 | 0 | 0 | 0 | 0.85709 | 0 | 0 | 6.151 | 0 | 11.2781 | 0 | 0 | 0 | 0 | 0 | 0 | 0 | 0 | 0 | 0 | 0 | 0 | 0 | 0.45131 | 0 | 0.71279 | 6.5899 | 0 | 0 | 0.52621 | 0.80907 | 0 | 0 | 0 | 0 | 9.0893 | 0 | 0 | 0 | 0 | 0 | 0 | 0 | 0 | 0 | 0 | 0 | 0 | 0
4 | 5 | 8 | 4 | 1.7931 | 0 | 13.6089 | 0 | 0 | 0 | 0 | 0.52524 | 0 | 0 | 3.9588 | 0 | 19.8861 | 0 | 0 | 0 | 0 | 0 | 0 | 0 | 0 | 0 | 0 | 0 | 0 | 0 | 0.45131 | 0 | 0.71279 | 4.0606 | 0 | 0 | 0.42121 | 0.80323 | 0 | 0 | 0 | 0 | 6.4491 | 0 | 0 | 0 | 0 | 0 | 0 | 0 | 0 | 0 | 0 | 0 | 0 | 0
4 | 5 | 9 | 4 | 1.7931 | 0 | 13.6089 | 0 | 0 | 0 | 0 | 0.37828 | 0 | 0 | 4.6661 | 0 | 20.4464 | 0 | 0 | 0 | 0 | 0 | 0 | 0 | 0 | 0 | 0 | 0 | 0 | 0 | 0.45131 | 0 | 0.71279 | 3.0644 | 0 | 0 | 0.31621 | 0.79474 | 0 | 0 | 0 | 0 | 5.3395 | 0 | 0 | 0 | 0 | 0 | 0 | 0 | 0 | 0 | 0 | 0 | 0 | 0
4 | 5 | 10 | 4 | 1.7931 | 0 | 13.6089 | 0 | 0 | 0 | 0 | 0.2923 | 0 | 0 | 3.7072 | 0 | 19.4015 | 0 | 0 | 0 | 0 | 0 | 0 | 0 | 0 | 0 | 0 | 0 | 0 | 0 | 0.45131 | 0 | 0.71279 | 2.5433 | 0 | 0 | 0.31621 | 0.79145 | 0 | 0 | 0 | 0 | 4.8151 | 0 | 0 | 0 | 0 | 0 | 0 | 0 | 0 | 0 | 0 | 0 | 0 | 0
4 | 5 | 11 | 4 | 1.7931 | 0 | 13.6089 | 0 | 0 | 0 | 0 | 0.23127 | 0 | 0 | 3.9588 | 0 | 19.5921 | 0 | 0 | 0 | 0 | 0 | 0 | 0 | 0 | 0 | 0 | 0 | 0 | 0 | 0.45131 | 0 | 0.54519 | 2.3659 | 0 | 0 | 0.36871 | 0.79468 | 0 | 0 | 0 | 0 | 4.5258 | 0 | 0 | 0 | 0 | 0 | 0 | 0 | 0 | 0 | 0 | 0 | 0 | 0
4 | 5 | 12 | 4 | 1.7931 | 0 | 8.6613 | 0 | 0 | 0 | 0 | 0.23188 | 0 | 0 | 3.9588 | 0 | 14.6451 | 0 | 0 | 0 | 0 | 0 | 0 | 0 | 0 | 0 | 0 | 0 | 0 | 0 | 0.45131 | 0 | 0.54519 | 2.3289 | 0 | 0 | 0.42121 | 0.79567 | 0 | 0 | 0 | 0 | 4.5423 | 0 | 0 | 0 | 0 | 0 | 0 | 0 | 0 | 0 | 0 | 0 | 0 | 0
4 | 5 | 13 | 4 | 1.7931 | 0 | 13.6089 | 0 | 0 | 0 | 0 | 0.13936 | 0 | 0 | 3.9588 | 0 | 19.5002 | 0 | 0 | 0 | 0 | 0 | 0 | 0 | 0 | 0 | 0 | 0 | 0 | 0 | 0.45131 | 0 | 0.54519 | 1.963 | 0 | 0 | 0.36871 | 0.79777 | 0 | 0 | 0 | 0 | 4.126 | 0 | 0 | 0 | 0 | 0 | 0 | 0 | 0 | 0 | 0 | 0 | 0 | 0
4 | 5 | 14 | 4 | 1.7931 | 0 | 13.6089 | 0 | 0 | 0 | 0 | 0.088859 | 0 | 0 | 5.9678 | 0 | 21.4587 | 0 | 0 | 0 | 0 | 0 | 0 | 0 | 0 | 0 | 0 | 0 | 0 | 0 | 0.45131 | 0 | 0.54519 | 1.5658 | 0 | 0 | 0.36871 | 0.79887 | 0 | 0 | 0 | 0 | 3.7299 | 0 | 0 | 0 | 0 | 0 | 0 | 0 | 0 | 0 | 0 | 0 | 0 | 0
4 | 5 | 15 | 4 | 1.7931 | 0 | 13.6089 | 0 | 0 | 0 | 0 | 0.11586 | 0 | 0 | 3.7072 | 0 | 19.2251 | 0 | 0 | 0 | 0 | 0 | 0 | 0 | 0 | 0 | 0 | 0 | 0 | 0 | 0.45131 | 0 | 0.54519 | 1.809 | 0 | 0 | 0.31621 | 0.80089 | 0 | 0 | 0 | 0 | 3.9226 | 0 | 0 | 0 | 0 | 0 | 0 | 0 | 0 | 0 | 0 | 0 | 0 | 0
4 | 5 | 16 | 4 | 1.7931 | 0 | 13.6089 | 0 | 0 | 0 | 0 | 0.13788 | 0 | 0 | 3.7073 | 0 | 19.2471 | 0 | 0 | 0 | 0 | 0 | 0 | 0 | 0 | 0 | 0 | 0 | 0 | 0 | 0.45131 | 0 | 0.54519 | 1.9496 | 0 | 0 | 0.31621 | 0.80246 | 0 | 0 | 0 | 0 | 4.0648 | 0 | 0 | 0 | 0 | 0 | 0 | 0 | 0 | 0 | 0 | 0 | 0 | 0
4 | 5 | 17 | 4 | 1.7931 | 0 | 13.6089 | 0 | 0 | 0 | 0 | 0.14568 | 0 | 0 | 6.151 | 0 | 21.6987 | 0 | 0 | 0 | 0 | 0 | 0 | 0 | 0 | 0 | 0 | 0 | 0 | 0 | 0.45131 | 0 | 0.54519 | 2.045 | 0 | 0 | 0.52621 | 0.80353 | 0 | 0 | 0 | 0 | 4.3712 | 0 | 0 | 0 | 0 | 0 | 0 | 0 | 0 | 0 | 0 | 0 | 0 | 0
4 | 5 | 18 | 4 | 1.7931 | 0 | 9.8982 | 0 | 0 | 0 | 0 | 0.20955 | 0 | 0 | 6.1511 | 0 | 18.052 | 0 | 0 | 0 | 0 | 0 | 0 | 0 | 0 | 0 | 0 | 0 | 0 | 0 | 0.45131 | 0 | 0.54519 | 2.632 | 0 | 0 | 0.52621 | 0.80583 | 0 | 0 | 0 | 0 | 4.9606 | 0 | 0 | 0 | 0 | 0 | 0 | 0 | 0 | 0 | 0 | 0 | 0 | 0
4 | 5 | 19 | 4 | 1.7931 | 0 | 2.4769 | 0 | 0 | 0 | 0 | 0.41689 | 0 | 0 | 3.9588 | 0 | 8.6457 | 0 | 0 | 0 | 0 | 0 | 0 | 0 | 0 | 0 | 0 | 0 | 0 | 0 | 0.45131 | 0 | 0.88038 | 3.7452 | 0 | 0 | 0.42121 | 0.80029 | 0 | 0 | 0 | 0 | 6.2983 | 0 | 0 | 0 | 0 | 0 | 0 | 0 | 0 | 0 | 0 | 0 | 0 | 0
4 | 5 | 20 | 4 | 1.7931 | 0 | 2.4769 | 0 | 0 | 0 | 0 | 0.50474 | 0 | 0 | 3.9588 | 0 | 8.7336 | 0 | 0 | 0 | 0 | 0 | 0 | 0 | 0 | 0 | 0 | 0 | 0 | 0 | 0.45131 | 0 | 1.1038 | 4.1215 | 0 | 0 | 0.36871 | 0.79834 | 0 | 0 | 0 | 0 | 6.8437 | 0 | 0 | 0 | 0 | 0 | 0 | 0 | 0 | 0 | 0 | 0 | 0 | 0
4 | 5 | 21 | 4 | 1.7931 | 0 | 2.4769 | 0 | 0 | 0 | 0 | 0.50967 | 0 | 0 | 6.5363 | 0 | 11.316 | 0 | 0 | 0 | 0 | 0 | 0 | 0 | 0 | 0 | 0 | 0 | 0 | 0 | 0.45131 | 0 | 1.2156 | 4.1107 | 0 | 0 | 0.47371 | 0.79212 | 0 | 0 | 0 | 0 | 7.0434 | 0 | 0 | 0 | 0 | 0 | 0 | 0 | 0 | 0 | 0 | 0 | 0 | 0
4 | 5 | 22 | 4 | 1.7931 | 0 | 2.4769 | 0 | 0 | 0 | 0 | 0.48495 | 0 | 0 | 4.0101 | 0 | 8.7651 | 0 | 0 | 0 | 0 | 0 | 0 | 0 | 0 | 0 | 0 | 0 | 0 | 0 | 0.45131 | 0 | 1.1038 | 3.8833 | 0 | 0 | 0.31621 | 0.78844 | 0 | 0 | 0 | 0 | 6.5431 | 0 | 0 | 0 | 0 | 0 | 0 | 0 | 0 | 0 | 0 | 0 | 0 | 0
4 | 5 | 23 | 4 | 1.7931 | 0 | 2.4769 | 0 | 0 | 0 | 0 | 0.075753 | 0 | 0 | 0.65241 | 0 | 4.9982 | 0 | 0 | 0 | 0 | 0 | 0 | 0 | 0 | 0 | 0 | 0 | 0 | 0 | 0.45131 | 0 | 0.88038 | 2.081 | 0 | 0 | 0.053706 | 0.79377 | 0 | 0 | 0 | 0 | 4.2602 | 0 | 0 | 0 | 0 | 0 | 0 | 0 | 0 | 0 | 0 | 0 | 0 | 0
4 | 5 | 24 | 4 | 1.7931 | 0 | 2.4769 | 0 | 0 | 0 | 0 | 0.18108 | 0 | 0 | 0.65243 | 0 | 5.1035 | 0 | 0 | 0 | 0 | 0 | 0 | 0 | 0 | 0 | 0 | 0 | 0 | 0 | 0.45131 | 0 | 0.54519 | 3.0883 | 0 | 0 | 0.053706 | 0.80188 | 0 | 0 | 0 | 0 | 4.9404 | 0 | 0 | 0 | 0 | 0 | 0 | 0 | 0 | 0 | 0 | 0 | 0 | 0
4 | 6 | 1 | 5 | 1.7931 | 0 | 2.4769 | 0 | 0 | 0 | 0 | 0.25406 | 0 | 0 | 0.65245 | 0 | 5.1765 | 0 | 0 | 0 | 0 | 0 | 0 | 0 | 0 | 0 | 0 | 0 | 0 | 0 | 0.45131 | 0 | 0.32173 | 3.5592 | 0 | 0 | 0.053706 | 0.80905 | 0 | 0 | 0 | 0 | 5.195 | 0 | 0 | 0 | 0 | 0 | 0 | 0 | 0 | 0 | 0 | 0 | 0 | 0
4 | 6 | 2 | 5 | 1.7931 | 0 | 2.4769 | 0 | 0 | 0 | 0 | 0.319 | 0 | 0 | 0.65248 | 0 | 5.2415 | 0 | 0 | 0 | 0 | 0 | 0 | 0 | 0 | 0 | 0 | 0 | 0 | 0 | 0.45131 | 0 | 0.32173 | 3.9877 | 0 | 0 | 0.053706 | 0.81446 | 0 | 0 | 0 | 0 | 5.6289 | 0 | 0 | 0 | 0 | 0 | 0 | 0 | 0 | 0 | 0 | 0 | 0 | 0
4 | 6 | 3 | 5 | 1.7931 | 0 | 2.4769 | 0 | 0 | 0 | 0 | 0.33192 | 0 | 0 | 0.65249 | 0 | 5.2544 | 0 | 0 | 0 | 0 | 0 | 0 | 0 | 0 | 0 | 0 | 0 | 0 | 0 | 0.45131 | 0 | 0.32173 | 4.117 | 0 | 0 | 0.053706 | 0.81291 | 0 | 0 | 0 | 0 | 5.7567 | 0 | 0 | 0 | 0 | 0 | 0 | 0 | 0 | 0 | 0 | 0 | 0 | 0
4 | 6 | 4 | 5 | 1.7931 | 0 | 2.4769 | 0 | 0 | 0 | 0 | 0.38124 | 0 | 0 | 0.65248 | 0 | 5.3037 | 0 | 0 | 0 | 0 | 0 | 0 | 0 | 0 | 0 | 0 | 0 | 0 | 0 | 0.45131 | 0 | 0.32173 | 4.4108 | 0 | 0 | 0.053706 | 0.81834 | 0 | 0 | 0 | 0 | 6.0559 | 0 | 0 | 0 | 0 | 0 | 0 | 0 | 0 | 0 | 0 | 0 | 0 | 0
4 | 6 | 5 | 5 | 1.7931 | 0 | 2.4769 | 0 | 0 | 0 | 0 | 0.38692 | 0 | 0 | 0.6525 | 0 | 5.3094 | 0 | 0 | 0 | 0 | 0 | 0 | 0 | 0 | 0 | 0 | 0 | 0 | 0 | 0.45131 | 0 | 0.32173 | 4.5075 | 0 | 0 | 0.053706 | 0.81646 | 0 | 0 | 0 | 0 | 6.1507 | 0 | 0 | 0 | 0 | 0 | 0 | 0 | 0 | 0 | 0 | 0 | 0 | 0
4 | 6 | 6 | 5 | 1.7931 | 0 | 2.4769 | 0 | 0 | 0 | 0 | 0.4455 | 0 | 0 | 3.7072 | 0 | 8.4228 | 0 | 0 | 0 | 0 | 0 | 0 | 0 | 0 | 0 | 0 | 0 | 0 | 0 | 0.45131 | 0 | 0.54519 | 4.7457 | 0 | 0 | 0.31621 | 0.81772 | 0 | 0 | 0 | 0 | 6.8761 | 0 | 0 | 0 | 0 | 0 | 0 | 0 | 0 | 0 | 0 | 0 | 0 | 0
4 | 6 | 7 | 5 | 1.7931 | 0 | 2.4769 | 0 | 0 | 0 | 0 | 0.93806 | 0 | 0 | 6.151 | 0 | 11.3591 | 0 | 0 | 0 | 0 | 0 | 0 | 0 | 0 | 0 | 0 | 0 | 0 | 0 | 0.45131 | 0 | 0.71279 | 7.3423 | 0 | 0 | 0.52621 | 0.81561 | 0 | 0 | 0 | 0 | 9.8482 | 0 | 0 | 0 | 0 | 0 | 0 | 0 | 0 | 0 | 0 | 0 | 0 | 0
4 | 6 | 8 | 5 | 1.7931 | 0 | 13.6089 | 0 | 0 | 0 | 0 | 0.6728 | 0 | 0 | 3.9588 | 0 | 20.0336 | 0 | 0 | 0 | 0 | 0 | 0 | 0 | 0 | 0 | 0 | 0 | 0 | 0 | 0.45131 | 0 | 0.71279 | 5.5398 | 0 | 0 | 0.42121 | 0.81417 | 0 | 0 | 0 | 0 | 7.9393 | 0 | 0 | 0 | 0 | 0 | 0 | 0 | 0 | 0 | 0 | 0 | 0 | 0
4 | 6 | 9 | 5 | 1.7931 | 0 | 13.6089 | 0 | 0 | 0 | 0 | 0.58518 | 0 | 0 | 4.6661 | 0 | 20.6533 | 0 | 0 | 0 | 0 | 0 | 0 | 0 | 0 | 0 | 0 | 0 | 0 | 0 | 0.45131 | 0 | 0.71279 | 5.0105 | 0 | 0 | 0.31621 | 0.81253 | 0 | 0 | 0 | 0 | 7.3033 | 0 | 0 | 0 | 0 | 0 | 0 | 0 | 0 | 0 | 0 | 0 | 0 | 0
4 | 6 | 10 | 5 | 1.7931 | 0 | 13.6089 | 0 | 0 | 0 | 0 | 0.4887 | 0 | 0 | 3.7072 | 0 | 19.5979 | 0 | 0 | 0 | 0 | 0 | 0 | 0 | 0 | 0 | 0 | 0 | 0 | 0 | 0.45131 | 0 | 0.71279 | 4.4745 | 0 | 0 | 0.31621 | 0.80511 | 0 | 0 | 0 | 0 | 6.7599 | 0 | 0 | 0 | 0 | 0 | 0 | 0 | 0 | 0 | 0 | 0 | 0 | 0
4 | 6 | 11 | 5 | 1.7931 | 0 | 13.6089 | 0 | 0 | 0 | 0 | 0.39346 | 0 | 0 | 3.9588 | 0 | 19.7543 | 0 | 0 | 0 | 0 | 0 | 0 | 0 | 0 | 0 | 0 | 0 | 0 | 0 | 0.45131 | 0 | 0.54519 | 3.608 | 0 | 0 | 0.36871 | 0.80024 | 0 | 0 | 0 | 0 | 5.7735 | 0 | 0 | 0 | 0 | 0 | 0 | 0 | 0 | 0 | 0 | 0 | 0 | 0
4 | 6 | 12 | 5 | 1.7931 | 0 | 8.6613 | 0 | 0 | 0 | 0 | 0.43082 | 0 | 0 | 3.9588 | 0 | 14.8441 | 0 | 0 | 0 | 0 | 0 | 0 | 0 | 0 | 0 | 0 | 0 | 0 | 0 | 0.45131 | 0 | 0.54519 | 3.5496 | 0 | 0 | 0.42121 | 0.80008 | 0 | 0 | 0 | 0 | 5.7674 | 0 | 0 | 0 | 0 | 0 | 0 | 0 | 0 | 0 | 0 | 0 | 0 | 0
4 | 6 | 13 | 5 | 1.7931 | 0 | 13.6089 | 0 | 0 | 0 | 0 | 0.36706 | 0 | 0 | 3.9588 | 0 | 19.7279 | 0 | 0 | 0 | 0 | 0 | 0 | 0 | 0 | 0 | 0 | 0 | 0 | 0 | 0.45131 | 0 | 0.54519 | 3.3972 | 0 | 0 | 0.36871 | 0.79924 | 0 | 0 | 0 | 0 | 5.5617 | 0 | 0 | 0 | 0 | 0 | 0 | 0 | 0 | 0 | 0 | 0 | 0 | 0
4 | 6 | 14 | 5 | 1.7931 | 0 | 13.6089 | 0 | 0 | 0 | 0 | 0.37157 | 0 | 0 | 5.9677 | 0 | 21.7413 | 0 | 0 | 0 | 0 | 0 | 0 | 0 | 0 | 0 | 0 | 0 | 0 | 0 | 0.45131 | 0 | 0.54519 | 3.418 | 0 | 0 | 0.36871 | 0.80115 | 0 | 0 | 0 | 0 | 5.5843 | 0 | 0 | 0 | 0 | 0 | 0 | 0 | 0 | 0 | 0 | 0 | 0 | 0
4 | 6 | 15 | 5 | 1.7931 | 0 | 13.6089 | 0 | 0 | 0 | 0 | 0.37658 | 0 | 0 | 3.7072 | 0 | 19.4858 | 0 | 0 | 0 | 0 | 0 | 0 | 0 | 0 | 0 | 0 | 0 | 0 | 0 | 0.45131 | 0 | 0.54519 | 3.3528 | 0 | 0 | 0.31621 | 0.80187 | 0 | 0 | 0 | 0 | 5.4674 | 0 | 0 | 0 | 0 | 0 | 0 | 0 | 0 | 0 | 0 | 0 | 0 | 0
4 | 6 | 16 | 5 | 1.7931 | 0 | 13.6089 | 0 | 0 | 0 | 0 | 0.36541 | 0 | 0 | 3.7072 | 0 | 19.4746 | 0 | 0 | 0 | 0 | 0 | 0 | 0 | 0 | 0 | 0 | 0 | 0 | 0 | 0.45131 | 0 | 0.54519 | 3.2256 | 0 | 0 | 0.31621 | 0.80146 | 0 | 0 | 0 | 0 | 5.3398 | 0 | 0 | 0 | 0 | 0 | 0 | 0 | 0 | 0 | 0 | 0 | 0 | 0
4 | 6 | 17 | 5 | 1.7931 | 0 | 13.6089 | 0 | 0 | 0 | 0 | 0.3309 | 0 | 0 | 6.151 | 0 | 21.8839 | 0 | 0 | 0 | 0 | 0 | 0 | 0 | 0 | 0 | 0 | 0 | 0 | 0 | 0.45131 | 0 | 0.54519 | 3.014 | 0 | 0 | 0.52621 | 0.79992 | 0 | 0 | 0 | 0 | 5.3367 | 0 | 0 | 0 | 0 | 0 | 0 | 0 | 0 | 0 | 0 | 0 | 0 | 0
4 | 6 | 18 | 5 | 1.7931 | 0 | 9.8982 | 0 | 0 | 0 | 0 | 0.35904 | 0 | 0 | 6.151 | 0 | 18.2014 | 0 | 0 | 0 | 0 | 0 | 0 | 0 | 0 | 0 | 0 | 0 | 0 | 0 | 0.45131 | 0 | 0.54519 | 2.7963 | 0 | 0 | 0.52621 | 0.79768 | 0 | 0 | 0 | 0 | 5.1167 | 0 | 0 | 0 | 0 | 0 | 0 | 0 | 0 | 0 | 0 | 0 | 0 | 0
4 | 6 | 19 | 5 | 1.7931 | 0 | 2.4769 | 0 | 0 | 0 | 0 | 0.47321 | 0 | 0 | 3.9588 | 0 | 8.702 | 0 | 0 | 0 | 0 | 0 | 0 | 0 | 0 | 0 | 0 | 0 | 0 | 0 | 0.45131 | 0 | 0.88038 | 3.3365 | 0 | 0 | 0.42121 | 0.79031 | 0 | 0 | 0 | 0 | 5.8797 | 0 | 0 | 0 | 0 | 0 | 0 | 0 | 0 | 0 | 0 | 0 | 0 | 0
4 | 6 | 20 | 5 | 1.7931 | 0 | 2.4769 | 0 | 0 | 0 | 0 | 0.50092 | 0 | 0 | 3.9588 | 0 | 8.7297 | 0 | 0 | 0 | 0 | 0 | 0 | 0 | 0 | 0 | 0 | 0 | 0 | 0 | 0.45131 | 0 | 1.1038 | 3.5209 | 0 | 0 | 0.36871 | 0.78536 | 0 | 0 | 0 | 0 | 6.2301 | 0 | 0 | 0 | 0 | 0 | 0 | 0 | 0 | 0 | 0 | 0 | 0 | 0
4 | 6 | 21 | 5 | 1.7931 | 0 | 2.4769 | 0 | 0 | 0 | 0 | 0.51174 | 0 | 0 | 6.5363 | 0 | 11.3181 | 0 | 0 | 0 | 0 | 0 | 0 | 0 | 0 | 0 | 0 | 0 | 0 | 0 | 0.45131 | 0 | 1.2156 | 3.6463 | 0 | 0 | 0.47371 | 0.78247 | 0 | 0 | 0 | 0 | 6.5694 | 0 | 0 | 0 | 0 | 0 | 0 | 0 | 0 | 0 | 0 | 0 | 0 | 0
4 | 6 | 22 | 5 | 1.7931 | 0 | 2.4769 | 0 | 0 | 0 | 0 | 0.53778 | 0 | 0 | 4.01 | 0 | 8.8178 | 0 | 0 | 0 | 0 | 0 | 0 | 0 | 0 | 0 | 0 | 0 | 0 | 0 | 0.45131 | 0 | 1.1038 | 3.871 | 0 | 0 | 0.31621 | 0.78703 | 0 | 0 | 0 | 0 | 6.5294 | 0 | 0 | 0 | 0 | 0 | 0 | 0 | 0 | 0 | 0 | 0 | 0 | 0
4 | 6 | 23 | 5 | 1.7931 | 0 | 2.4769 | 0 | 0 | 0 | 0 | 0.095953 | 0 | 0 | 0.6524 | 0 | 5.0184 | 0 | 0 | 0 | 0 | 0 | 0 | 0 | 0 | 0 | 0 | 0 | 0 | 0 | 0.45131 | 0 | 0.88038 | 1.9076 | 0 | 0 | 0.053706 | 0.78894 | 0 | 0 | 0 | 0 | 4.0819 | 0 | 0 | 0 | 0 | 0 | 0 | 0 | 0 | 0 | 0 | 0 | 0 | 0
4 | 6 | 24 | 5 | 1.7931 | 0 | 2.4769 | 0 | 0 | 0 | 0 | 0.21641 | 0 | 0 | 0.65241 | 0 | 5.1388 | 0 | 0 | 0 | 0 | 0 | 0 | 0 | 0 | 0 | 0 | 0 | 0 | 0 | 0.45131 | 0 | 0.54519 | 2.8915 | 0 | 0 | 0.053706 | 0.80022 | 0 | 0 | 0 | 0 | 4.7419 | 0 | 0 | 0 | 0 | 0 | 0 | 0 | 0 | 0 | 0 | 0 | 0 | 0
4 | 7 | 1 | 6 | 1.7931 | 0 | 2.4769 | 0 | 0 | 0 | 0 | 0.26815 | 0 | 0 | 0.65245 | 0 | 5.1906 | 0 | 0 | 0 | 0 | 0 | 0 | 0 | 0 | 0 | 0 | 0 | 0 | 0 | 0.45131 | 0 | 0.32173 | 3.0852 | 0 | 0 | 0.053706 | 0.80548 | 0 | 0 | 0 | 0 | 4.7175 | 0 | 0 | 0 | 0 | 0 | 0 | 0 | 0 | 0 | 0 | 0 | 0 | 0
4 | 7 | 2 | 6 | 1.7931 | 0 | 2.4769 | 0 | 0 | 0 | 0 | 0.3084 | 0 | 0 | 0.65247 | 0 | 5.2309 | 0 | 0 | 0 | 0 | 0 | 0 | 0 | 0 | 0 | 0 | 0 | 0 | 0 | 0.45131 | 0 | 0.32173 | 3.3532 | 0 | 0 | 0.053706 | 0.80844 | 0 | 0 | 0 | 0 | 4.9884 | 0 | 0 | 0 | 0 | 0 | 0 | 0 | 0 | 0 | 0 | 0 | 0 | 0
4 | 7 | 3 | 6 | 1.7931 | 0 | 2.4769 | 0 | 0 | 0 | 0 | 0.34174 | 0 | 0 | 0.65248 | 0 | 5.2642 | 0 | 0 | 0 | 0 | 0 | 0 | 0 | 0 | 0 | 0 | 0 | 0 | 0 | 0.45131 | 0 | 0.32173 | 3.6076 | 0 | 0 | 0.053706 | 0.81108 | 0 | 0 | 0 | 0 | 5.2454 | 0 | 0 | 0 | 0 | 0 | 0 | 0 | 0 | 0 | 0 | 0 | 0 | 0
4 | 7 | 4 | 6 | 1.7931 | 0 | 2.4769 | 0 | 0 | 0 | 0 | 0.35319 | 0 | 0 | 0.65249 | 0 | 5.2757 | 0 | 0 | 0 | 0 | 0 | 0 | 0 | 0 | 0 | 0 | 0 | 0 | 0 | 0.45131 | 0 | 0.32173 | 3.3917 | 0 | 0 | 0.053706 | 0.81113 | 0 | 0 | 0 | 0 | 5.0296 | 0 | 0 | 0 | 0 | 0 | 0 | 0 | 0 | 0 | 0 | 0 | 0 | 0
4 | 7 | 5 | 6 | 1.7931 | 0 | 2.4769 | 0 | 0 | 0 | 0 | 0.33316 | 0 | 0 | 0.65249 | 0 | 5.2557 | 0 | 0 | 0 | 0 | 0 | 0 | 0 | 0 | 0 | 0 | 0 | 0 | 0 | 0.45131 | 0 | 0.32173 | 3.1924 | 0 | 0 | 0.053706 | 0.80712 | 0 | 0 | 0 | 0 | 4.8262 | 0 | 0 | 0 | 0 | 0 | 0 | 0 | 0 | 0 | 0 | 0 | 0 | 0
4 | 7 | 6 | 6 | 1.7931 | 0 | 2.4769 | 0 | 0 | 0 | 0 | 0.36075 | 0 | 0 | 3.7072 | 0 | 8.338 | 0 | 0 | 0 | 0 | 0 | 0 | 0 | 0 | 0 | 0 | 0 | 0 | 0 | 0.45131 | 0 | 0.54519 | 3.1795 | 0 | 0 | 0.31621 | 0.80586 | 0 | 0 | 0 | 0 | 5.2981 | 0 | 0 | 0 | 0 | 0 | 0 | 0 | 0 | 0 | 0 | 0 | 0 | 0
4 | 7 | 7 | 6 | 1.7931 | 0 | 2.4769 | 0 | 0 | 0 | 0 | 0.78682 | 0 | 0 | 6.151 | 0 | 11.2079 | 0 | 0 | 0 | 0 | 0 | 0 | 0 | 0 | 0 | 0 | 0 | 0 | 0 | 0.45131 | 0 | 0.71279 | 5.0846 | 0 | 0 | 0.52621 | 0.79895 | 0 | 0 | 0 | 0 | 7.5739 | 0 | 0 | 0 | 0 | 0 | 0 | 0 | 0 | 0 | 0 | 0 | 0 | 0
4 | 7 | 8 | 6 | 1.7931 | 0 | 13.6089 | 0 | 0 | 0 | 0 | 0.48835 | 0 | 0 | 3.9588 | 0 | 19.8492 | 0 | 0 | 0 | 0 | 0 | 0 | 0 | 0 | 0 | 0 | 0 | 0 | 0 | 0.45131 | 0 | 0.71279 | 3.5088 | 0 | 0 | 0.42121 | 0.7961 | 0 | 0 | 0 | 0 | 5.8902 | 0 | 0 | 0 | 0 | 0 | 0 | 0 | 0 | 0 | 0 | 0 | 0 | 0
4 | 7 | 9 | 6 | 1.7931 | 0 | 13.6089 | 0 | 0 | 0 | 0 | 0.36695 | 0 | 0 | 4.6661 | 0 | 20.435 | 0 | 0 | 0 | 0 | 0 | 0 | 0 | 0 | 0 | 0 | 0 | 0 | 0 | 0.45131 | 0 | 0.71279 | 2.711 | 0 | 0 | 0.31621 | 0.79526 | 0 | 0 | 0 | 0 | 4.9866 | 0 | 0 | 0 | 0 | 0 | 0 | 0 | 0 | 0 | 0 | 0 | 0 | 0
4 | 7 | 10 | 6 | 1.7931 | 0 | 13.6089 | 0 | 0 | 0 | 0 | 0.45818 | 0 | 0 | 3.7072 | 0 | 19.5674 | 0 | 0 | 0 | 0 | 0 | 0 | 0 | 0 | 0 | 0 | 0 | 0 | 0 | 0.45131 | 0 | 0.71279 | 3.7149 | 0 | 0 | 0.31621 | 0.81 | 0 | 0 | 0 | 0 | 6.0052 | 0 | 0 | 0 | 0 | 0 | 0 | 0 | 0 | 0 | 0 | 0 | 0 | 0
4 | 7 | 11 | 6 | 1.7931 | 0 | 13.6089 | 0 | 0 | 0 | 0 | 0.46566 | 0 | 0 | 3.9588 | 0 | 19.8265 | 0 | 0 | 0 | 0 | 0 | 0 | 0 | 0 | 0 | 0 | 0 | 0 | 0 | 0.45131 | 0 | 0.54519 | 4.0182 | 0 | 0 | 0.36871 | 0.81593 | 0 | 0 | 0 | 0 | 6.1993 | 0 | 0 | 0 | 0 | 0 | 0 | 0 | 0 | 0 | 0 | 0 | 0 | 0
4 | 7 | 12 | 6 | 1.7931 | 0 | 8.6613 | 0 | 0 | 0 | 0 | 0.4677 | 0 | 0 | 3.9588 | 0 | 14.881 | 0 | 0 | 0 | 0 | 0 | 0 | 0 | 0 | 0 | 0 | 0 | 0 | 0 | 0.45131 | 0 | 0.54519 | 3.9994 | 0 | 0 | 0.42121 | 0.81261 | 0 | 0 | 0 | 0 | 6.2298 | 0 | 0 | 0 | 0 | 0 | 0 | 0 | 0 | 0 | 0 | 0 | 0 | 0
4 | 7 | 13 | 6 | 1.7931 | 0 | 13.6089 | 0 | 0 | 0 | 0 | 0.34437 | 0 | 0 | 3.9588 | 0 | 19.7052 | 0 | 0 | 0 | 0 | 0 | 0 | 0 | 0 | 0 | 0 | 0 | 0 | 0 | 0.45131 | 0 | 0.54519 | 3.5813 | 0 | 0 | 0.36871 | 0.81187 | 0 | 0 | 0 | 0 | 5.7583 | 0 | 0 | 0 | 0 | 0 | 0 | 0 | 0 | 0 | 0 | 0 | 0 | 0
4 | 7 | 14 | 6 | 1.7931 | 0 | 13.6089 | 0 | 0 | 0 | 0 | 0.24783 | 0 | 0 | 5.9679 | 0 | 21.6177 | 0 | 0 | 0 | 0 | 0 | 0 | 0 | 0 | 0 | 0 | 0 | 0 | 0 | 0.45131 | 0 | 0.54519 | 3.3506 | 0 | 0 | 0.36871 | 0.82113 | 0 | 0 | 0 | 0 | 5.5369 | 0 | 0 | 0 | 0 | 0 | 0 | 0 | 0 | 0 | 0 | 0 | 0 | 0
4 | 7 | 15 | 6 | 1.7931 | 0 | 13.6089 | 0 | 0 | 0 | 0 | 0.18966 | 0 | 0 | 3.7073 | 0 | 19.299 | 0 | 0 | 0 | 0 | 0 | 0 | 0 | 0 | 0 | 0 | 0 | 0 | 0 | 0.45131 | 0 | 0.54519 | 2.9934 | 0 | 0 | 0.31621 | 0.81815 | 0 | 0 | 0 | 0 | 5.1242 | 0 | 0 | 0 | 0 | 0 | 0 | 0 | 0 | 0 | 0 | 0 | 0 | 0
4 | 7 | 16 | 6 | 1.7931 | 0 | 13.6089 | 0 | 0 | 0 | 0 | 0.16943 | 0 | 0 | 3.7073 | 0 | 19.2787 | 0 | 0 | 0 | 0 | 0 | 0 | 0 | 0 | 0 | 0 | 0 | 0 | 0 | 0.45131 | 0 | 0.54519 | 2.4386 | 0 | 0 | 0.31621 | 0.81284 | 0 | 0 | 0 | 0 | 4.5641 | 0 | 0 | 0 | 0 | 0 | 0 | 0 | 0 | 0 | 0 | 0 | 0 | 0
4 | 7 | 17 | 6 | 1.7931 | 0 | 13.6089 | 0 | 0 | 0 | 0 | 0.1901 | 0 | 0 | 6.1511 | 0 | 21.7432 | 0 | 0 | 0 | 0 | 0 | 0 | 0 | 0 | 0 | 0 | 0 | 0 | 0 | 0.45131 | 0 | 0.54519 | 2.6289 | 0 | 0 | 0.52621 | 0.81371 | 0 | 0 | 0 | 0 | 4.9653 | 0 | 0 | 0 | 0 | 0 | 0 | 0 | 0 | 0 | 0 | 0 | 0 | 0
4 | 7 | 18 | 6 | 1.7931 | 0 | 9.8982 | 0 | 0 | 0 | 0 | 0.32164 | 0 | 0 | 6.1511 | 0 | 18.1641 | 0 | 0 | 0 | 0 | 0 | 0 | 0 | 0 | 0 | 0 | 0 | 0 | 0 | 0.45131 | 0 | 0.54519 | 3.6214 | 0 | 0 | 0.52621 | 0.82201 | 0 | 0 | 0 | 0 | 5.9662 | 0 | 0 | 0 | 0 | 0 | 0 | 0 | 0 | 0 | 0 | 0 | 0 | 0
4 | 7 | 19 | 6 | 1.7931 | 0 | 2.4769 | 0 | 0 | 0 | 0 | 0.56118 | 0 | 0 | 3.9588 | 0 | 8.79 | 0 | 0 | 0 | 0 | 0 | 0 | 0 | 0 | 0 | 0 | 0 | 0 | 0 | 0.45131 | 0 | 0.88038 | 4.9927 | 0 | 0 | 0.42121 | 0.81692 | 0 | 0 | 0 | 0 | 7.5625 | 0 | 0 | 0 | 0 | 0 | 0 | 0 | 0 | 0 | 0 | 0 | 0 | 0
4 | 7 | 20 | 6 | 1.7931 | 0 | 2.4769 | 0 | 0 | 0 | 0 | 0.61399 | 0 | 0 | 3.9588 | 0 | 8.8428 | 0 | 0 | 0 | 0 | 0 | 0 | 0 | 0 | 0 | 0 | 0 | 0 | 0 | 0.45131 | 0 | 1.1038 | 5.2121 | 0 | 0 | 0.36871 | 0.80872 | 0 | 0 | 0 | 0 | 7.9447 | 0 | 0 | 0 | 0 | 0 | 0 | 0 | 0 | 0 | 0 | 0 | 0 | 0
4 | 7 | 21 | 6 | 1.7931 | 0 | 2.4769 | 0 | 0 | 0 | 0 | 0.69583 | 0 | 0 | 6.5363 | 0 | 11.5022 | 0 | 0 | 0 | 0 | 0 | 0 | 0 | 0 | 0 | 0 | 0 | 0 | 0 | 0.45131 | 0 | 1.2156 | 5.7515 | 0 | 0 | 0.47371 | 0.81281 | 0 | 0 | 0 | 0 | 8.7049 | 0 | 0 | 0 | 0 | 0 | 0 | 0 | 0 | 0 | 0 | 0 | 0 | 0
4 | 7 | 22 | 6 | 1.7931 | 0 | 2.4769 | 0 | 0 | 0 | 0 | 0.73681 | 0 | 0 | 4.0102 | 0 | 9.017 | 0 | 0 | 0 | 0 | 0 | 0 | 0 | 0 | 0 | 0 | 0 | 0 | 0 | 0.45131 | 0 | 1.1038 | 6.2247 | 0 | 0 | 0.31621 | 0.81722 | 0 | 0 | 0 | 0 | 8.9132 | 0 | 0 | 0 | 0 | 0 | 0 | 0 | 0 | 0 | 0 | 0 | 0 | 0
4 | 7 | 23 | 6 | 1.7931 | 0 | 2.4769 | 0 | 0 | 0 | 0 | 0.27832 | 0 | 0 | 0.65248 | 0 | 5.2008 | 0 | 0 | 0 | 0 | 0 | 0 | 0 | 0 | 0 | 0 | 0 | 0 | 0 | 0.45131 | 0 | 0.88038 | 4.2969 | 0 | 0 | 0.053706 | 0.82049 | 0 | 0.00026708 | 0 | 0 | 6.5031 | 0 | 0 | 0 | 0 | 0 | 0 | 0 | 0 | 0 | 0 | 0 | 0 | 0
4 | 7 | 24 | 6 | 1.7931 | 0 | 2.4769 | 0 | 0 | 0 | 0 | 0.44077 | 0 | 0 | 0.65248 | 0 | 5.3633 | 0 | 0 | 0 | 0 | 0 | 0 | 0 | 0 | 0 | 0 | 0 | 0 | 0 | 0.45131 | 0 | 0.54519 | 5.555 | 0 | 0 | 0.053706 | 0.83259 | 0 | 0.00038986 | 0 | 0 | 7.4382 | 0 | 0 | 0 | 0 | 0 | 0 | 0 | 0 | 0 | 0 | 0 | 0 | 0
4 | 8 | 1 | 7 | 1.7931 | 0 | 2.4769 | 0 | 0 | 0 | 0 | 0.51561 | 0 | 0 | 0.65252 | 0 | 5.4382 | 0 | 0 | 0 | 0 | 0 | 0 | 0 | 0 | 0 | 0 | 0 | 0 | 0 | 0.45131 | 0 | 0.32173 | 6.1871 | 0 | 0 | 0.053706 | 0.84186 | 0 | 0.0004492 | 0 | 0 | 7.8561 | 0 | 0 | 0 | 0 | 0 | 0 | 0 | 0 | 0 | 0 | 0 | 0 | 0
4 | 8 | 2 | 7 | 1.7931 | 0 | 2.4769 | 0 | 0 | 0 | 0 | 0.573 | 0 | 0 | 0.65255 | 0 | 5.4956 | 0 | 0 | 0 | 0 | 0 | 0 | 0 | 0 | 0 | 0 | 0 | 0 | 0 | 0.45131 | 0 | 0.32173 | 6.6679 | 0 | 0 | 0.053706 | 0.84682 | 0 | 0.00049423 | 0 | 0 | 8.3419 | 0 | 0 | 0 | 0 | 0 | 0 | 0 | 0 | 0 | 0 | 0 | 0 | 0
4 | 8 | 3 | 7 | 1.7931 | 0 | 2.4769 | 0 | 0 | 0 | 0 | 0.58771 | 0 | 0 | 0.65257 | 0 | 5.5103 | 0 | 0 | 0 | 0 | 0 | 0 | 0 | 0 | 0 | 0 | 0 | 0 | 0 | 0.45131 | 0 | 0.32173 | 6.8402 | 0 | 0 | 0.053706 | 0.84585 | 0 | 0.00050714 | 0 | 0 | 8.5133 | 0 | 0 | 0 | 0 | 0 | 0 | 0 | 0 | 0 | 0 | 0 | 0 | 0
4 | 8 | 4 | 7 | 1.7931 | 0 | 2.4769 | 0 | 0 | 0 | 0 | 0.61043 | 0 | 0 | 0.65256 | 0 | 5.533 | 0 | 0 | 0 | 0 | 0 | 0 | 0 | 0 | 0 | 0 | 0 | 0 | 0 | 0.45131 | 0 | 0.32173 | 7.0712 | 0 | 0 | 0.053706 | 0.84696 | 0 | 0.00052581 | 0 | 0 | 8.7454 | 0 | 0 | 0 | 0 | 0 | 0 | 0 | 0 | 0 | 0 | 0 | 0 | 0
4 | 8 | 5 | 7 | 1.7931 | 0 | 2.4769 | 0 | 0 | 0 | 0 | 0.63166 | 0 | 0 | 0.65256 | 0 | 5.5542 | 0 | 0 | 0 | 0 | 0 | 0 | 0 | 0 | 0 | 0 | 0 | 0 | 0 | 0.45131 | 0 | 0.32173 | 7.2975 | 0 | 0 | 0.053706 | 0.84811 | 0 | 0.00054428 | 0 | 0 | 8.9729 | 0 | 0 | 0 | 0 | 0 | 0 | 0 | 0 | 0 | 0 | 0 | 0 | 0
4 | 8 | 6 | 7 | 1.7931 | 0 | 2.4769 | 0 | 0 | 0 | 0 | 0.63702 | 0 | 0 | 3.7073 | 0 | 8.6143 | 0 | 0 | 0 | 0 | 0 | 0 | 0 | 0 | 0 | 0 | 0 | 0 | 0 | 0.45131 | 0 | 0.54519 | 7.2978 | 0 | 0 | 0.31621 | 0.84303 | 0 | 0.0043174 | 0 | 0 | 9.4578 | 0 | 0 | 0 | 0 | 0 | 0 | 0 | 0 | 0 | 0 | 0 | 0 | 0
4 | 8 | 7 | 7 | 1.7931 | 0 | 2.4769 | 0 | 0 | 0 | 0 | 0.98822 | 0 | 0 | 6.1511 | 0 | 11.4093 | 0 | 0 | 0 | 0 | 0 | 0 | 0 | 0 | 0 | 0 | 0 | 0 | 0 | 0.45131 | 0 | 0.71279 | 9.4189 | 0 | 0 | 0.52621 | 0.83131 | 0 | 0.01765 | 0 | 0 | 11.9581 | 0 | 0 | 0 | 0 | 0 | 0 | 0 | 0 | 0 | 0 | 0 | 0 | 0
4 | 8 | 8 | 7 | 1.7931 | 0 | 13.6089 | 0 | 0 | 0 | 0 | 0.62265 | 0 | 0 | 3.9588 | 0 | 19.9835 | 0 | 0 | 0 | 0 | 0 | 0 | 0 | 0 | 0 | 0 | 0 | 0 | 0 | 0.45131 | 0 | 0.71279 | 5.7229 | 0 | 0 | 0.42121 | 0.81495 | 0 | 0 | 0 | 0 | 8.1231 | 0 | 0 | 0 | 0 | 0 | 0 | 0 | 0 | 0 | 0 | 0 | 0 | 0
4 | 8 | 9 | 7 | 1.7931 | 0 | 13.6089 | 0 | 0 | 0 | 0 | 0.49135 | 0 | 0 | 4.6661 | 0 | 20.5595 | 0 | 0 | 0 | 0 | 0 | 0 | 0 | 0 | 0 | 0 | 0 | 0 | 0 | 0.45131 | 0 | 0.71279 | 4.5513 | 0 | 0 | 0.31621 | 0.8054 | 0 | 0 | 0 | 0 | 6.837 | 0 | 0 | 0 | 0 | 0 | 0 | 0 | 0 | 0 | 0 | 0 | 0 | 0
4 | 8 | 10 | 7 | 1.7931 | 0 | 13.6089 | 0 | 0 | 0 | 0 | 0.44807 | 0 | 0 | 3.7072 | 0 | 19.5573 | 0 | 0 | 0 | 0 | 0 | 0 | 0 | 0 | 0 | 0 | 0 | 0 | 0 | 0.45131 | 0 | 0.71279 | 4.0627 | 0 | 0 | 0.31621 | 0.80442 | 0 | 0 | 0 | 0 | 6.3474 | 0 | 0 | 0 | 0 | 0 | 0 | 0 | 0 | 0 | 0 | 0 | 0 | 0
4 | 8 | 11 | 7 | 1.7931 | 0 | 13.6089 | 0 | 0 | 0 | 0 | 0.35928 | 0 | 0 | 3.9588 | 0 | 19.7201 | 0 | 0 | 0 | 0 | 0 | 0 | 0 | 0 | 0 | 0 | 0 | 0 | 0 | 0.45131 | 0 | 0.54519 | 3.5221 | 0 | 0 | 0.36871 | 0.80375 | 0 | 0 | 0 | 0 | 5.691 | 0 | 0 | 0 | 0 | 0 | 0 | 0 | 0 | 0 | 0 | 0 | 0 | 0
4 | 8 | 12 | 7 | 1.7931 | 0 | 8.6613 | 0 | 0 | 0 | 0 | 0.3134 | 0 | 0 | 3.9588 | 0 | 14.7267 | 0 | 0 | 0 | 0 | 0 | 0 | 0 | 0 | 0 | 0 | 0 | 0 | 0 | 0.45131 | 0 | 0.54519 | 3.161 | 0 | 0 | 0.42121 | 0.80193 | 0 | 0 | 0 | 0 | 5.3807 | 0 | 0 | 0 | 0 | 0 | 0 | 0 | 0 | 0 | 0 | 0 | 0 | 0
4 | 8 | 13 | 7 | 1.7931 | 0 | 13.6089 | 0 | 0 | 0 | 0 | 0.16967 | 0 | 0 | 3.9588 | 0 | 19.5305 | 0 | 0 | 0 | 0 | 0 | 0 | 0 | 0 | 0 | 0 | 0 | 0 | 0 | 0.45131 | 0 | 0.54519 | 2.1772 | 0 | 0 | 0.36871 | 0.80098 | 0 | 0 | 0 | 0 | 4.3433 | 0 | 0 | 0 | 0 | 0 | 0 | 0 | 0 | 0 | 0 | 0 | 0 | 0
4 | 8 | 14 | 7 | 1.7931 | 0 | 13.6089 | 0 | 0 | 0 | 0 | 0.067197 | 0 | 0 | 5.9678 | 0 | 21.437 | 0 | 0 | 0 | 0 | 0 | 0 | 0 | 0 | 0 | 0 | 0 | 0 | 0 | 0.45131 | 0 | 0.54519 | 1.5016 | 0 | 0 | 0.36871 | 0.79731 | 0 | 0 | 0 | 0 | 3.6641 | 0 | 0 | 0 | 0 | 0 | 0 | 0 | 0 | 0 | 0 | 0 | 0 | 0
4 | 8 | 15 | 7 | 1.7931 | 0 | 13.6089 | 0 | 0 | 0 | 0 | 0.074684 | 0 | 0 | 3.7072 | 0 | 19.1839 | 0 | 0 | 0 | 0 | 0 | 0 | 0 | 0 | 0 | 0 | 0 | 0 | 0 | 0.45131 | 0 | 0.54519 | 1.3713 | 0 | 0 | 0.31621 | 0.796 | 0 | 0 | 0 | 0 | 3.48 | 0 | 0 | 0 | 0 | 0 | 0 | 0 | 0 | 0 | 0 | 0 | 0 | 0
4 | 8 | 16 | 7 | 1.7931 | 0 | 13.6089 | 0 | 0 | 0 | 0 | 0.069762 | 0 | 0 | 3.7072 | 0 | 19.179 | 0 | 0 | 0 | 0 | 0 | 0 | 0 | 0 | 0 | 0 | 0 | 0 | 0 | 0.45131 | 0 | 0.54519 | 1.2787 | 0 | 0 | 0.31621 | 0.79157 | 0 | 0 | 0 | 0 | 3.383 | 0 | 0 | 0 | 0 | 0 | 0 | 0 | 0 | 0 | 0 | 0 | 0 | 0
4 | 8 | 17 | 7 | 1.7931 | 0 | 13.6089 | 0 | 0 | 0 | 0 | 0.076912 | 0 | 0 | 6.151 | 0 | 21.6299 | 0 | 0 | 0 | 0 | 0 | 0 | 0 | 0 | 0 | 0 | 0 | 0 | 0 | 0.45131 | 0 | 0.54519 | 1.3445 | 0 | 0 | 0.52621 | 0.79139 | 0 | 0 | 0 | 0 | 3.6586 | 0 | 0 | 0 | 0 | 0 | 0 | 0 | 0 | 0 | 0 | 0 | 0 | 0
4 | 8 | 18 | 7 | 1.7931 | 0 | 9.8982 | 0 | 0 | 0 | 0 | 0.17341 | 0 | 0 | 6.151 | 0 | 18.0158 | 0 | 0 | 0 | 0 | 0 | 0 | 0 | 0 | 0 | 0 | 0 | 0 | 0 | 0.45131 | 0 | 0.54519 | 2.2883 | 0 | 0 | 0.52621 | 0.80499 | 0 | 0 | 0 | 0 | 4.6161 | 0 | 0 | 0 | 0 | 0 | 0 | 0 | 0 | 0 | 0 | 0 | 0 | 0
4 | 8 | 19 | 7 | 1.7931 | 0 | 2.4769 | 0 | 0 | 0 | 0 | 0.31513 | 0 | 0 | 3.9588 | 0 | 8.544 | 0 | 0 | 0 | 0 | 0 | 0 | 0 | 0 | 0 | 0 | 0 | 0 | 0 | 0.45131 | 0 | 0.88038 | 3.2034 | 0 | 0 | 0.42121 | 0.8045 | 0 | 0 | 0 | 0 | 5.7608 | 0 | 0 | 0 | 0 | 0 | 0 | 0 | 0 | 0 | 0 | 0 | 0 | 0
4 | 8 | 20 | 7 | 1.7931 | 0 | 2.4769 | 0 | 0 | 0 | 0 | 0.46043 | 0 | 0 | 3.9588 | 0 | 8.6893 | 0 | 0 | 0 | 0 | 0 | 0 | 0 | 0 | 0 | 0 | 0 | 0 | 0 | 0.45131 | 0 | 1.1038 | 4.0989 | 0 | 0 | 0.36871 | 0.80108 | 0 | 0 | 0 | 0 | 6.8238 | 0 | 0 | 0 | 0 | 0 | 0 | 0 | 0 | 0 | 0 | 0 | 0 | 0
4 | 8 | 21 | 7 | 1.7931 | 0 | 2.4769 | 0 | 0 | 0 | 0 | 0.558 | 0 | 0 | 6.5363 | 0 | 11.3644 | 0 | 0 | 0 | 0 | 0 | 0 | 0 | 0 | 0 | 0 | 0 | 0 | 0 | 0.45131 | 0 | 1.2156 | 4.7431 | 0 | 0 | 0.47371 | 0.8029 | 0 | 0 | 0 | 0 | 7.6866 | 0 | 0 | 0 | 0 | 0 | 0 | 0 | 0 | 0 | 0 | 0 | 0 | 0
4 | 8 | 22 | 7 | 1.7931 | 0 | 2.4769 | 0 | 0 | 0 | 0 | 0.58587 | 0 | 0 | 4.0101 | 0 | 8.866 | 0 | 0 | 0 | 0 | 0 | 0 | 0 | 0 | 0 | 0 | 0 | 0 | 0 | 0.45131 | 0 | 1.1038 | 4.997 | 0 | 0 | 0.31621 | 0.80422 | 0 | 0 | 0 | 0 | 7.6725 | 0 | 0 | 0 | 0 | 0 | 0 | 0 | 0 | 0 | 0 | 0 | 0 | 0
4 | 8 | 23 | 7 | 1.7931 | 0 | 2.4769 | 0 | 0 | 0 | 0 | 0.15607 | 0 | 0 | 0.65245 | 0 | 5.0785 | 0 | 0 | 0 | 0 | 0 | 0 | 0 | 0 | 0 | 0 | 0 | 0 | 0 | 0.45131 | 0 | 0.88038 | 3.1035 | 0 | 0 | 0.053706 | 0.80969 | 0 | 0 | 0 | 0 | 5.2986 | 0 | 0 | 0 | 0 | 0 | 0 | 0 | 0 | 0 | 0 | 0 | 0 | 0
4 | 8 | 24 | 7 | 1.7931 | 0 | 2.4769 | 0 | 0 | 0 | 0 | 0.28725 | 0 | 0 | 0.65247 | 0 | 5.2097 | 0 | 0 | 0 | 0 | 0 | 0 | 0 | 0 | 0 | 0 | 0 | 0 | 0 | 0.45131 | 0 | 0.54519 | 4.0053 | 0 | 0 | 0.053706 | 0.81556 | 0 | 0 | 0 | 0 | 5.8711 | 0 | 0 | 0 | 0 | 0 | 0 | 0 | 0 | 0 | 0 | 0 | 0 | 0
4 | 9 | 1 | 1 | 1.7931 | 0 | 2.4769 | 0 | 0 | 0 | 0 | 0.35061 | 0 | 0 | 0.65249 | 0 | 5.2731 | 0 | 0 | 0 | 0 | 0 | 0 | 0 | 0 | 0 | 0 | 0 | 0 | 0 | 0.45131 | 0 | 0.32173 | 4.4761 | 0 | 0 | 0.053706 | 0.82242 | 0 | 0 | 0 | 0 | 6.1253 | 0 | 0 | 0 | 0 | 0 | 0 | 0 | 0 | 0 | 0 | 0 | 0 | 0
4 | 9 | 2 | 1 | 1.7931 | 0 | 2.4769 | 0 | 0 | 0 | 0 | 0.37649 | 0 | 0 | 0.65251 | 0 | 5.299 | 0 | 0 | 0 | 0 | 0 | 0 | 0 | 0 | 0 | 0 | 0 | 0 | 0 | 0.45131 | 0 | 0.32173 | 4.6241 | 0 | 0 | 0.053706 | 0.82217 | 0 | 0 | 0 | 0 | 6.273 | 0 | 0 | 0 | 0 | 0 | 0 | 0 | 0 | 0 | 0 | 0 | 0 | 0
4 | 9 | 3 | 1 | 1.7931 | 0 | 2.4769 | 0 | 0 | 0 | 0 | 0.40673 | 0 | 0 | 0.65251 | 0 | 5.3293 | 0 | 0 | 0 | 0 | 0 | 0 | 0 | 0 | 0 | 0 | 0 | 0 | 0 | 0.45131 | 0 | 0.32173 | 4.808 | 0 | 0 | 0.053706 | 0.82397 | 0 | 0 | 0 | 0 | 6.4588 | 0 | 0 | 0 | 0 | 0 | 0 | 0 | 0 | 0 | 0 | 0 | 0 | 0
4 | 9 | 4 | 1 | 1.7931 | 0 | 2.4769 | 0 | 0 | 0 | 0 | 0.45872 | 0 | 0 | 0.65252 | 0 | 5.3813 | 0 | 0 | 0 | 0 | 0 | 0 | 0 | 0 | 0 | 0 | 0 | 0 | 0 | 0.45131 | 0 | 0.32173 | 5.2179 | 0 | 0 | 0.053706 | 0.82968 | 0 | 0 | 0 | 0 | 6.8743 | 0 | 0 | 0 | 0 | 0 | 0 | 0 | 0 | 0 | 0 | 0 | 0 | 0
4 | 9 | 5 | 1 | 1.7931 | 0 | 2.4769 | 0 | 0 | 0 | 0 | 0.48016 | 0 | 0 | 0.65253 | 0 | 5.4027 | 0 | 0 | 0 | 0 | 0 | 0 | 0 | 0 | 0 | 0 | 0 | 0 | 0 | 0.45131 | 0 | 0.32173 | 5.4269 | 0 | 0 | 0.053706 | 0.83038 | 0 | 0 | 0 | 0 | 7.084 | 0 | 0 | 0 | 0 | 0 | 0 | 0 | 0 | 0 | 0 | 0 | 0 | 0
4 | 9 | 6 | 1 | 1.7931 | 0 | 2.4769 | 0 | 0 | 0 | 0 | 0.49958 | 0 | 0 | 3.7073 | 0 | 8.4769 | 0 | 0 | 0 | 0 | 0 | 0 | 0 | 0 | 0 | 0 | 0 | 0 | 0 | 0.45131 | 0 | 0.54519 | 5.423 | 0 | 0 | 0.31621 | 0.82548 | 0 | 0 | 0 | 0 | 7.5612 | 0 | 0 | 0 | 0 | 0 | 0 | 0 | 0 | 0 | 0 | 0 | 0 | 0
4 | 9 | 7 | 1 | 1.7931 | 0 | 2.4769 | 0 | 0 | 0 | 0 | 0.9141 | 0 | 0 | 6.1511 | 0 | 11.3352 | 0 | 0 | 0 | 0 | 0 | 0 | 0 | 0 | 0 | 0 | 0 | 0 | 0 | 0.45131 | 0 | 0.71279 | 7.4576 | 0 | 0 | 0.52621 | 0.81666 | 0 | 0 | 0 | 0 | 9.9645 | 0 | 0 | 0 | 0 | 0 | 0 | 0 | 0 | 0 | 0 | 0 | 0 | 0
4 | 9 | 8 | 1 | 1.7931 | 0 | 13.6089 | 0 | 0 | 0 | 0 | 0.58786 | 0 | 0 | 3.9588 | 0 | 19.9487 | 0 | 0 | 0 | 0 | 0 | 0 | 0 | 0 | 0 | 0 | 0 | 0 | 0 | 0.45131 | 0 | 0.71279 | 4.8679 | 0 | 0 | 0.42121 | 0.81033 | 0 | 0 | 0 | 0 | 7.2635 | 0 | 0 | 0 | 0 | 0 | 0 | 0 | 0 | 0 | 0 | 0 | 0 | 0
4 | 9 | 9 | 1 | 1.7931 | 0 | 13.6089 | 0 | 0 | 0 | 0 | 0.48171 | 0 | 0 | 4.6662 | 0 | 20.5499 | 0 | 0 | 0 | 0 | 0 | 0 | 0 | 0 | 0 | 0 | 0 | 0 | 0 | 0.45131 | 0 | 0.71279 | 3.8839 | 0 | 0 | 0.31621 | 0.80693 | 0 | 0 | 0 | 0 | 6.1712 | 0 | 0 | 0 | 0 | 0 | 0 | 0 | 0 | 0 | 0 | 0 | 0 | 0
4 | 9 | 10 | 1 | 1.7931 | 0 | 13.6089 | 0 | 0 | 0 | 0 | 0.42031 | 0 | 0 | 3.7072 | 0 | 19.5296 | 0 | 0 | 0 | 0 | 0 | 0 | 0 | 0 | 0 | 0 | 0 | 0 | 0 | 0.45131 | 0 | 0.71279 | 3.6002 | 0 | 0 | 0.31621 | 0.80419 | 0 | 0 | 0 | 0 | 5.8847 | 0 | 0 | 0 | 0 | 0 | 0 | 0 | 0 | 0 | 0 | 0 | 0 | 0
4 | 9 | 11 | 1 | 1.7931 | 0 | 13.6089 | 0 | 0 | 0 | 0 | 0.36664 | 0 | 0 | 3.9588 | 0 | 19.7275 | 0 | 0 | 0 | 0 | 0 | 0 | 0 | 0 | 0 | 0 | 0 | 0 | 0 | 0.45131 | 0 | 0.54519 | 3.2277 | 0 | 0 | 0.36871 | 0.80882 | 0 | 0 | 0 | 0 | 5.4017 | 0 | 0 | 0 | 0 | 0 | 0 | 0 | 0 | 0 | 0 | 0 | 0 | 0
4 | 9 | 12 | 1 | 1.7931 | 0 | 8.6613 | 0 | 0 | 0 | 0 | 0.4066 | 0 | 0 | 3.9588 | 0 | 14.8199 | 0 | 0 | 0 | 0 | 0 | 0 | 0 | 0 | 0 | 0 | 0 | 0 | 0 | 0.45131 | 0 | 0.54519 | 3.6962 | 0 | 0 | 0.42121 | 0.81303 | 0 | 0 | 0 | 0 | 5.9269 | 0 | 0 | 0 | 0 | 0 | 0 | 0 | 0 | 0 | 0 | 0 | 0 | 0
4 | 9 | 13 | 1 | 1.7931 | 0 | 13.6089 | 0 | 0 | 0 | 0 | 0.41931 | 0 | 0 | 3.9588 | 0 | 19.7802 | 0 | 0 | 0 | 0 | 0 | 0 | 0 | 0 | 0 | 0 | 0 | 0 | 0 | 0.45131 | 0 | 0.54519 | 3.8831 | 0 | 0 | 0.36871 | 0.81827 | 0 | 0 | 0 | 0 | 6.0666 | 0 | 0 | 0 | 0 | 0 | 0 | 0 | 0 | 0 | 0 | 0 | 0 | 0
4 | 9 | 14 | 1 | 1.7931 | 0 | 13.6089 | 0 | 0 | 0 | 0 | 0.33883 | 0 | 0 | 5.9679 | 0 | 21.7088 | 0 | 0 | 0 | 0 | 0 | 0 | 0 | 0 | 0 | 0 | 0 | 0 | 0 | 0.45131 | 0 | 0.54519 | 3.582 | 0 | 0 | 0.36871 | 0.81939 | 0 | 0 | 0 | 0 | 5.7666 | 0 | 0 | 0 | 0 | 0 | 0 | 0 | 0 | 0 | 0 | 0 | 0 | 0
4 | 9 | 15 | 1 | 1.7931 | 0 | 13.6089 | 0 | 0 | 0 | 0 | 0.28491 | 0 | 0 | 3.7073 | 0 | 19.3942 | 0 | 0 | 0 | 0 | 0 | 0 | 0 | 0 | 0 | 0 | 0 | 0 | 0 | 0.45131 | 0 | 0.54519 | 3.1666 | 0 | 0 | 0.31621 | 0.81434 | 0 | 0 | 0 | 0 | 5.2936 | 0 | 0 | 0 | 0 | 0 | 0 | 0 | 0 | 0 | 0 | 0 | 0 | 0
4 | 9 | 16 | 1 | 1.7931 | 0 | 13.6089 | 0 | 0 | 0 | 0 | 0.24175 | 0 | 0 | 3.7073 | 0 | 19.351 | 0 | 0 | 0 | 0 | 0 | 0 | 0 | 0 | 0 | 0 | 0 | 0 | 0 | 0.45131 | 0 | 0.54519 | 2.8627 | 0 | 0 | 0.31621 | 0.81211 | 0 | 0 | 0 | 0 | 4.9875 | 0 | 0 | 0 | 0 | 0 | 0 | 0 | 0 | 0 | 0 | 0 | 0 | 0
4 | 9 | 17 | 1 | 1.7931 | 0 | 13.6089 | 0 | 0 | 0 | 0 | 0.26733 | 0 | 0 | 6.1511 | 0 | 21.8204 | 0 | 0 | 0 | 0 | 0 | 0 | 0 | 0 | 0 | 0 | 0 | 0 | 0 | 0.45131 | 0 | 0.54519 | 2.9786 | 0 | 0 | 0.52621 | 0.81092 | 0 | 0 | 0 | 0 | 5.3122 | 0 | 0 | 0 | 0 | 0 | 0 | 0 | 0 | 0 | 0 | 0 | 0 | 0
4 | 9 | 18 | 1 | 1.7931 | 0 | 9.8982 | 0 | 0 | 0 | 0 | 0.33029 | 0 | 0 | 6.1511 | 0 | 18.1727 | 0 | 0 | 0 | 0 | 0 | 0 | 0 | 0 | 0 | 0 | 0 | 0 | 0 | 0.45131 | 0 | 0.54519 | 2.9924 | 0 | 0 | 0.52621 | 0.80788 | 0 | 0 | 0 | 0 | 5.323 | 0 | 0 | 0 | 0 | 0 | 0 | 0 | 0 | 0 | 0 | 0 | 0 | 0
4 | 9 | 19 | 1 | 1.7931 | 0 | 2.4769 | 0 | 0 | 0 | 0 | 0.5117 | 0 | 0 | 3.9588 | 0 | 8.7406 | 0 | 0 | 0 | 0 | 0 | 0 | 0 | 0 | 0 | 0 | 0 | 0 | 0 | 0.45131 | 0 | 0.88038 | 3.8289 | 0 | 0 | 0.42121 | 0.80407 | 0 | 0 | 0 | 0 | 6.3859 | 0 | 0 | 0 | 0 | 0 | 0 | 0 | 0 | 0 | 0 | 0 | 0 | 0
4 | 9 | 20 | 1 | 1.7931 | 0 | 2.4769 | 0 | 0 | 0 | 0 | 0.54842 | 0 | 0 | 3.9588 | 0 | 8.7773 | 0 | 0 | 0 | 0 | 0 | 0 | 0 | 0 | 0 | 0 | 0 | 0 | 0 | 0.45131 | 0 | 1.1038 | 4.0603 | 0 | 0 | 0.36871 | 0.79772 | 0 | 0 | 0 | 0 | 6.7819 | 0 | 0 | 0 | 0 | 0 | 0 | 0 | 0 | 0 | 0 | 0 | 0 | 0
4 | 9 | 21 | 1 | 1.7931 | 0 | 2.4769 | 0 | 0 | 0 | 0 | 0.58998 | 0 | 0 | 6.5363 | 0 | 11.3963 | 0 | 0 | 0 | 0 | 0 | 0 | 0 | 0 | 0 | 0 | 0 | 0 | 0 | 0.45131 | 0 | 1.2156 | 4.3453 | 0 | 0 | 0.47371 | 0.79784 | 0 | 0 | 0 | 0 | 7.2838 | 0 | 0 | 0 | 0 | 0 | 0 | 0 | 0 | 0 | 0 | 0 | 0 | 0
4 | 9 | 22 | 1 | 1.7931 | 0 | 2.4769 | 0 | 0 | 0 | 0 | 0.58171 | 0 | 0 | 4.0101 | 0 | 8.8619 | 0 | 0 | 0 | 0 | 0 | 0 | 0 | 0 | 0 | 0 | 0 | 0 | 0 | 0.45131 | 0 | 1.1038 | 4.2058 | 0 | 0 | 0.31621 | 0.79695 | 0 | 0 | 0 | 0 | 6.8741 | 0 | 0 | 0 | 0 | 0 | 0 | 0 | 0 | 0 | 0 | 0 | 0 | 0
4 | 9 | 23 | 1 | 1.7931 | 0 | 2.4769 | 0 | 0 | 0 | 0 | 0.13466 | 0 | 0 | 0.65244 | 0 | 5.0571 | 0 | 0 | 0 | 0 | 0 | 0 | 0 | 0 | 0 | 0 | 0 | 0 | 0 | 0.45131 | 0 | 0.88038 | 2.5558 | 0 | 0 | 0.053706 | 0.80096 | 0 | 0 | 0 | 0 | 4.7422 | 0 | 0 | 0 | 0 | 0 | 0 | 0 | 0 | 0 | 0 | 0 | 0 | 0
4 | 9 | 24 | 1 | 1.7931 | 0 | 2.4769 | 0 | 0 | 0 | 0 | 0.26562 | 0 | 0 | 0.65246 | 0 | 5.1881 | 0 | 0 | 0 | 0 | 0 | 0 | 0 | 0 | 0 | 0 | 0 | 0 | 0 | 0.45131 | 0 | 0.54519 | 3.3548 | 0 | 0 | 0.053706 | 0.80948 | 0 | 0 | 0 | 0 | 5.2145 | 0 | 0 | 0 | 0 | 0 | 0 | 0 | 0 | 0 | 0 | 0 | 0 | 0
4 | 10 | 1 | 2 | 1.7931 | 0 | 2.4769 | 0 | 0 | 0 | 0 | 0.30392 | 0 | 0 | 0.65249 | 0 | 5.2264 | 0 | 0 | 0 | 0 | 0 | 0 | 0 | 0 | 0 | 0 | 0 | 0 | 0 | 0.45131 | 0 | 0.32173 | 3.5777 | 0 | 0 | 0.053706 | 0.813 | 0 | 0 | 0 | 0 | 5.2175 | 0 | 0 | 0 | 0 | 0 | 0 | 0 | 0 | 0 | 0 | 0 | 0 | 0
4 | 10 | 2 | 2 | 1.7931 | 0 | 2.4769 | 0 | 0 | 0 | 0 | 0.33622 | 0 | 0 | 0.6525 | 0 | 5.2587 | 0 | 0 | 0 | 0 | 0 | 0 | 0 | 0 | 0 | 0 | 0 | 0 | 0 | 0.45131 | 0 | 0.32173 | 3.8194 | 0 | 0 | 0.053706 | 0.81445 | 0 | 0 | 0 | 0 | 5.4606 | 0 | 0 | 0 | 0 | 0 | 0 | 0 | 0 | 0 | 0 | 0 | 0 | 0
4 | 10 | 3 | 2 | 1.7931 | 0 | 2.4769 | 0 | 0 | 0 | 0 | 0.35559 | 0 | 0 | 0.65251 | 0 | 5.2781 | 0 | 0 | 0 | 0 | 0 | 0 | 0 | 0 | 0 | 0 | 0 | 0 | 0 | 0.45131 | 0 | 0.32173 | 3.837 | 0 | 0 | 0.053706 | 0.81504 | 0 | 0 | 0 | 0 | 5.4788 | 0 | 0 | 0 | 0 | 0 | 0 | 0 | 0 | 0 | 0 | 0 | 0 | 0
4 | 10 | 4 | 2 | 1.7931 | 0 | 2.4769 | 0 | 0 | 0 | 0 | 0.37481 | 0 | 0 | 0.65251 | 0 | 5.2973 | 0 | 0 | 0 | 0 | 0 | 0 | 0 | 0 | 0 | 0 | 0 | 0 | 0 | 0.45131 | 0 | 0.32173 | 3.8418 | 0 | 0 | 0.053706 | 0.81641 | 0 | 0 | 0 | 0 | 5.4849 | 0 | 0 | 0 | 0 | 0 | 0 | 0 | 0 | 0 | 0 | 0 | 0 | 0
4 | 10 | 5 | 2 | 1.7931 | 0 | 2.4769 | 0 | 0 | 0 | 0 | 0.35802 | 0 | 0 | 0.65251 | 0 | 5.2806 | 0 | 0 | 0 | 0 | 0 | 0 | 0 | 0 | 0 | 0 | 0 | 0 | 0 | 0.45131 | 0 | 0.32173 | 3.6536 | 0 | 0 | 0.053706 | 0.81232 | 0 | 0 | 0 | 0 | 5.2927 | 0 | 0 | 0 | 0 | 0 | 0 | 0 | 0 | 0 | 0 | 0 | 0 | 0
4 | 10 | 6 | 2 | 1.7931 | 0 | 2.4769 | 0 | 0 | 0 | 0 | 0.38943 | 0 | 0 | 3.7073 | 0 | 8.3667 | 0 | 0 | 0 | 0 | 0 | 0 | 0 | 0 | 0 | 0 | 0 | 0 | 0 | 0.45131 | 0 | 0.54519 | 3.5563 | 0 | 0 | 0.31621 | 0.81004 | 0 | 0 | 0 | 0 | 5.6791 | 0 | 0 | 0 | 0 | 0 | 0 | 0 | 0 | 0 | 0 | 0 | 0 | 0
4 | 10 | 7 | 2 | 1.7931 | 0 | 2.4769 | 0 | 0 | 0 | 0 | 0.86313 | 0 | 0 | 6.151 | 0 | 11.2842 | 0 | 0 | 0 | 0 | 0 | 0 | 0 | 0 | 0 | 0 | 0 | 0 | 0 | 0.45131 | 0 | 0.71279 | 5.5328 | 0 | 0 | 0.52621 | 0.80649 | 0 | 0 | 0 | 0 | 8.0296 | 0 | 0 | 0 | 0 | 0 | 0 | 0 | 0 | 0 | 0 | 0 | 0 | 0
4 | 10 | 8 | 2 | 1.7931 | 0 | 13.6089 | 0 | 0 | 0 | 0 | 0.57569 | 0 | 0 | 3.9588 | 0 | 19.9365 | 0 | 0 | 0 | 0 | 0 | 0 | 0 | 0 | 0 | 0 | 0 | 0 | 0 | 0.45131 | 0 | 0.71279 | 3.934 | 0 | 0 | 0.42121 | 0.80283 | 0 | 0 | 0 | 0 | 6.3221 | 0 | 0 | 0 | 0 | 0 | 0 | 0 | 0 | 0 | 0 | 0 | 0 | 0
4 | 10 | 9 | 2 | 1.7931 | 0 | 13.6089 | 0 | 0 | 0 | 0 | 0.4318 | 0 | 0 | 4.6661 | 0 | 20.4999 | 0 | 0 | 0 | 0 | 0 | 0 | 0 | 0 | 0 | 0 | 0 | 0 | 0 | 0.45131 | 0 | 0.71279 | 2.8406 | 0 | 0 | 0.31621 | 0.79542 | 0 | 0 | 0 | 0 | 5.1163 | 0 | 0 | 0 | 0 | 0 | 0 | 0 | 0 | 0 | 0 | 0 | 0 | 0
4 | 10 | 10 | 2 | 1.7931 | 0 | 13.6089 | 0 | 0 | 0 | 0 | 0.36234 | 0 | 0 | 3.7072 | 0 | 19.4716 | 0 | 0 | 0 | 0 | 0 | 0 | 0 | 0 | 0 | 0 | 0 | 0 | 0 | 0.45131 | 0 | 0.71279 | 2.1346 | 0 | 0 | 0.31621 | 0.79138 | 0 | 0 | 0 | 0 | 4.4063 | 0 | 0 | 0 | 0 | 0 | 0 | 0 | 0 | 0 | 0 | 0 | 0 | 0
4 | 10 | 11 | 2 | 1.7931 | 0 | 13.6089 | 0 | 0 | 0 | 0 | 0.31477 | 0 | 0 | 3.9588 | 0 | 19.6756 | 0 | 0 | 0 | 0 | 0 | 0 | 0 | 0 | 0 | 0 | 0 | 0 | 0 | 0.45131 | 0 | 0.54519 | 2.0175 | 0 | 0 | 0.36871 | 0.79292 | 0 | 0 | 0 | 0 | 4.1757 | 0 | 0 | 0 | 0 | 0 | 0 | 0 | 0 | 0 | 0 | 0 | 0 | 0
4 | 10 | 12 | 2 | 1.7931 | 0 | 8.6613 | 0 | 0 | 0 | 0 | 0.32565 | 0 | 0 | 3.9588 | 0 | 14.7389 | 0 | 0 | 0 | 0 | 0 | 0 | 0 | 0 | 0 | 0 | 0 | 0 | 0 | 0.45131 | 0 | 0.54519 | 2.0133 | 0 | 0 | 0.42121 | 0.7898 | 0 | 0 | 0 | 0 | 4.2208 | 0 | 0 | 0 | 0 | 0 | 0 | 0 | 0 | 0 | 0 | 0 | 0 | 0
4 | 10 | 13 | 2 | 1.7931 | 0 | 13.6089 | 0 | 0 | 0 | 0 | 0.24111 | 0 | 0 | 3.9588 | 0 | 19.6019 | 0 | 0 | 0 | 0 | 0 | 0 | 0 | 0 | 0 | 0 | 0 | 0 | 0 | 0.45131 | 0 | 0.54519 | 1.709 | 0 | 0 | 0.36871 | 0.7885 | 0 | 0 | 0 | 0 | 3.8627 | 0 | 0 | 0 | 0 | 0 | 0 | 0 | 0 | 0 | 0 | 0 | 0 | 0
4 | 10 | 14 | 2 | 1.7931 | 0 | 13.6089 | 0 | 0 | 0 | 0 | 0.25593 | 0 | 0 | 5.9678 | 0 | 21.6257 | 0 | 0 | 0 | 0 | 0 | 0 | 0 | 0 | 0 | 0 | 0 | 0 | 0 | 0.45131 | 0 | 0.54519 | 2.0594 | 0 | 0 | 0.36871 | 0.79294 | 0 | 0 | 0 | 0 | 4.2175 | 0 | 0 | 0 | 0 | 0 | 0 | 0 | 0 | 0 | 0 | 0 | 0 | 0
4 | 10 | 15 | 2 | 1.7931 | 0 | 13.6089 | 0 | 0 | 0 | 0 | 0.26691 | 0 | 0 | 3.7072 | 0 | 19.3761 | 0 | 0 | 0 | 0 | 0 | 0 | 0 | 0 | 0 | 0 | 0 | 0 | 0 | 0.45131 | 0 | 0.54519 | 2.199 | 0 | 0 | 0.31621 | 0.79467 | 0 | 0 | 0 | 0 | 4.3064 | 0 | 0 | 0 | 0 | 0 | 0 | 0 | 0 | 0 | 0 | 0 | 0 | 0
4 | 10 | 16 | 2 | 1.7931 | 0 | 13.6089 | 0 | 0 | 0 | 0 | 0.2419 | 0 | 0 | 3.7072 | 0 | 19.3511 | 0 | 0 | 0 | 0 | 0 | 0 | 0 | 0 | 0 | 0 | 0 | 0 | 0 | 0.45131 | 0 | 0.54519 | 2.1242 | 0 | 0 | 0.31621 | 0.79279 | 0 | 0 | 0 | 0 | 4.2297 | 0 | 0 | 0 | 0 | 0 | 0 | 0 | 0 | 0 | 0 | 0 | 0 | 0
4 | 10 | 17 | 2 | 1.7931 | 0 | 13.6089 | 0 | 0 | 0 | 0 | 0.2195 | 0 | 0 | 6.151 | 0 | 21.7725 | 0 | 0 | 0 | 0 | 0 | 0 | 0 | 0 | 0 | 0 | 0 | 0 | 0 | 0.45131 | 0 | 0.54519 | 2.0659 | 0 | 0 | 0.52621 | 0.7927 | 0 | 0 | 0 | 0 | 4.3813 | 0 | 0 | 0 | 0 | 0 | 0 | 0 | 0 | 0 | 0 | 0 | 0 | 0
4 | 10 | 18 | 2 | 1.7931 | 0 | 9.8982 | 0 | 0 | 0 | 0 | 0.34982 | 0 | 0 | 6.151 | 0 | 18.1922 | 0 | 0 | 0 | 0 | 0 | 0 | 0 | 0 | 0 | 0 | 0 | 0 | 0 | 0.45131 | 0 | 0.54519 | 2.7771 | 0 | 0 | 0.52621 | 0.80171 | 0 | 0 | 0 | 0 | 5.1015 | 0 | 0 | 0 | 0 | 0 | 0 | 0 | 0 | 0 | 0 | 0 | 0 | 0
4 | 10 | 19 | 2 | 1.7931 | 0 | 2.4769 | 0 | 0 | 0 | 0 | 0.46215 | 0 | 0 | 3.9588 | 0 | 8.691 | 0 | 0 | 0 | 0 | 0 | 0 | 0 | 0 | 0 | 0 | 0 | 0 | 0 | 0.45131 | 0 | 0.88038 | 3.3249 | 0 | 0 | 0.42121 | 0.79352 | 0 | 0 | 0 | 0 | 5.8713 | 0 | 0 | 0 | 0 | 0 | 0 | 0 | 0 | 0 | 0 | 0 | 0 | 0
4 | 10 | 20 | 2 | 1.7931 | 0 | 2.4769 | 0 | 0 | 0 | 0 | 0.45107 | 0 | 0 | 3.9588 | 0 | 8.6799 | 0 | 0 | 0 | 0 | 0 | 0 | 0 | 0 | 0 | 0 | 0 | 0 | 0 | 0.45131 | 0 | 1.1038 | 3.2366 | 0 | 0 | 0.36871 | 0.78367 | 0 | 0 | 0 | 0 | 5.9441 | 0 | 0 | 0 | 0 | 0 | 0 | 0 | 0 | 0 | 0 | 0 | 0 | 0
4 | 10 | 21 | 2 | 1.7931 | 0 | 2.4769 | 0 | 0 | 0 | 0 | 0.47957 | 0 | 0 | 6.5363 | 0 | 11.2859 | 0 | 0 | 0 | 0 | 0 | 0 | 0 | 0 | 0 | 0 | 0 | 0 | 0 | 0.45131 | 0 | 1.2156 | 3.4274 | 0 | 0 | 0.47371 | 0.78321 | 0 | 0 | 0 | 0 | 6.3511 | 0 | 0 | 0 | 0 | 0 | 0 | 0 | 0 | 0 | 0 | 0 | 0 | 0
4 | 10 | 22 | 2 | 1.7931 | 0 | 2.4769 | 0 | 0 | 0 | 0 | 0.53639 | 0 | 0 | 4.01 | 0 | 8.8164 | 0 | 0 | 0 | 0 | 0 | 0 | 0 | 0 | 0 | 0 | 0 | 0 | 0 | 0.45131 | 0 | 1.1038 | 3.7081 | 0 | 0 | 0.31621 | 0.79117 | 0 | 0 | 0 | 0 | 6.3706 | 0 | 0 | 0 | 0 | 0 | 0 | 0 | 0 | 0 | 0 | 0 | 0 | 0
4 | 10 | 23 | 2 | 1.7931 | 0 | 2.4769 | 0 | 0 | 0 | 0 | 0.11634 | 0 | 0 | 0.65242 | 0 | 5.0388 | 0 | 0 | 0 | 0 | 0 | 0 | 0 | 0 | 0 | 0 | 0 | 0 | 0 | 0.45131 | 0 | 0.88038 | 2.3189 | 0 | 0 | 0.053706 | 0.79793 | 0 | 0 | 0 | 0 | 4.5023 | 0 | 0 | 0 | 0 | 0 | 0 | 0 | 0 | 0 | 0 | 0 | 0 | 0
4 | 10 | 24 | 2 | 1.7931 | 0 | 2.4769 | 0 | 0 | 0 | 0 | 0.20027 | 0 | 0 | 0.65245 | 0 | 5.1227 | 0 | 0 | 0 | 0 | 0 | 0 | 0 | 0 | 0 | 0 | 0 | 0 | 0 | 0.45131 | 0 | 0.54519 | 2.9962 | 0 | 0 | 0.053706 | 0.80049 | 0 | 0 | 0 | 0 | 4.8469 | 0 | 0 | 0 | 0 | 0 | 0 | 0 | 0 | 0 | 0 | 0 | 0 | 0
4 | 11 | 1 | 3 | 1.7931 | 0 | 2.4769 | 0 | 0 | 0 | 0 | 0.2977 | 0 | 0 | 0.65245 | 0 | 5.2202 | 0 | 0 | 0 | 0 | 0 | 0 | 0 | 0 | 0 | 0 | 0 | 0 | 0 | 0.45131 | 0 | 0.32173 | 3.609 | 0 | 0 | 0.053706 | 0.81254 | 0 | 0 | 0 | 0 | 5.2483 | 0 | 0 | 0 | 0 | 0 | 0 | 0 | 0 | 0 | 0 | 0 | 0 | 0
4 | 11 | 2 | 3 | 1.7931 | 0 | 2.4769 | 0 | 0 | 0 | 0 | 0.34069 | 0 | 0 | 0.65249 | 0 | 5.2632 | 0 | 0 | 0 | 0 | 0 | 0 | 0 | 0 | 0 | 0 | 0 | 0 | 0 | 0.45131 | 0 | 0.32173 | 3.8466 | 0 | 0 | 0.053706 | 0.81506 | 0 | 0 | 0 | 0 | 5.4884 | 0 | 0 | 0 | 0 | 0 | 0 | 0 | 0 | 0 | 0 | 0 | 0 | 0
4 | 11 | 3 | 3 | 1.7931 | 0 | 2.4769 | 0 | 0 | 0 | 0 | 0.35683 | 0 | 0 | 0.6525 | 0 | 5.2793 | 0 | 0 | 0 | 0 | 0 | 0 | 0 | 0 | 0 | 0 | 0 | 0 | 0 | 0.45131 | 0 | 0.32173 | 4.0822 | 0 | 0 | 0.053706 | 0.81447 | 0 | 0 | 0 | 0 | 5.7234 | 0 | 0 | 0 | 0 | 0 | 0 | 0 | 0 | 0 | 0 | 0 | 0 | 0
4 | 11 | 4 | 3 | 1.7931 | 0 | 2.4769 | 0 | 0 | 0 | 0 | 0.368 | 0 | 0 | 0.65249 | 0 | 5.2905 | 0 | 0 | 0 | 0 | 0 | 0 | 0 | 0 | 0 | 0 | 0 | 0 | 0 | 0.45131 | 0 | 0.32173 | 4.2125 | 0 | 0 | 0.053706 | 0.81349 | 0 | 0 | 0 | 0 | 5.8528 | 0 | 0 | 0 | 0 | 0 | 0 | 0 | 0 | 0 | 0 | 0 | 0 | 0
4 | 11 | 5 | 3 | 1.7931 | 0 | 2.4769 | 0 | 0 | 0 | 0 | 0.37552 | 0 | 0 | 0.65248 | 0 | 5.298 | 0 | 0 | 0 | 0 | 0 | 0 | 0 | 0 | 0 | 0 | 0 | 0 | 0 | 0.45131 | 0 | 0.32173 | 4.2424 | 0 | 0 | 0.053706 | 0.81258 | 0 | 0 | 0 | 0 | 5.8817 | 0 | 0 | 0 | 0 | 0 | 0 | 0 | 0 | 0 | 0 | 0 | 0 | 0
4 | 11 | 6 | 3 | 1.7931 | 0 | 2.4769 | 0 | 0 | 0 | 0 | 0.39694 | 0 | 0 | 3.7072 | 0 | 8.3742 | 0 | 0 | 0 | 0 | 0 | 0 | 0 | 0 | 0 | 0 | 0 | 0 | 0 | 0.45131 | 0 | 0.54519 | 4.3864 | 0 | 0 | 0.31621 | 0.80899 | 0 | 0 | 0 | 0 | 6.5081 | 0 | 0 | 0 | 0 | 0 | 0 | 0 | 0 | 0 | 0 | 0 | 0 | 0
4 | 11 | 7 | 3 | 1.7931 | 0 | 2.4769 | 0 | 0 | 0 | 0 | 0.79041 | 0 | 0 | 6.151 | 0 | 11.2114 | 0 | 0 | 0 | 0 | 0 | 0 | 0 | 0 | 0 | 0 | 0 | 0 | 0 | 0.45131 | 0 | 0.71279 | 6.0972 | 0 | 0 | 0.52621 | 0.80067 | 0 | 0 | 0 | 0 | 8.5881 | 0 | 0 | 0 | 0 | 0 | 0 | 0 | 0 | 0 | 0 | 0 | 0 | 0
4 | 11 | 8 | 3 | 1.7931 | 0 | 13.6089 | 0 | 0 | 0 | 0 | 0.48234 | 0 | 0 | 3.9588 | 0 | 19.8431 | 0 | 0 | 0 | 0 | 0 | 0 | 0 | 0 | 0 | 0 | 0 | 0 | 0 | 0.45131 | 0 | 0.71279 | 4.1314 | 0 | 0 | 0.42121 | 0.79683 | 0 | 0 | 0 | 0 | 6.5135 | 0 | 0 | 0 | 0 | 0 | 0 | 0 | 0 | 0 | 0 | 0 | 0 | 0
4 | 11 | 9 | 3 | 1.7931 | 0 | 13.6089 | 0 | 0 | 0 | 0 | 0.36889 | 0 | 0 | 4.6661 | 0 | 20.437 | 0 | 0 | 0 | 0 | 0 | 0 | 0 | 0 | 0 | 0 | 0 | 0 | 0 | 0.45131 | 0 | 0.71279 | 3.366 | 0 | 0 | 0.31621 | 0.79034 | 0 | 0 | 0 | 0 | 5.6367 | 0 | 0 | 0 | 0 | 0 | 0 | 0 | 0 | 0 | 0 | 0 | 0 | 0
4 | 11 | 10 | 3 | 1.7931 | 0 | 13.6089 | 0 | 0 | 0 | 0 | 0.29119 | 0 | 0 | 3.7072 | 0 | 19.4004 | 0 | 0 | 0 | 0 | 0 | 0 | 0 | 0 | 0 | 0 | 0 | 0 | 0 | 0.45131 | 0 | 0.71279 | 2.7671 | 0 | 0 | 0.31621 | 0.78485 | 0 | 0 | 0 | 0 | 5.0322 | 0 | 0 | 0 | 0 | 0 | 0 | 0 | 0 | 0 | 0 | 0 | 0 | 0
4 | 11 | 11 | 3 | 1.7931 | 0 | 13.6089 | 0 | 0 | 0 | 0 | 0.19544 | 0 | 0 | 3.9588 | 0 | 19.5562 | 0 | 0 | 0 | 0 | 0 | 0 | 0 | 0 | 0 | 0 | 0 | 0 | 0 | 0.45131 | 0 | 0.54519 | 2.2176 | 0 | 0 | 0.36871 | 0.78418 | 0 | 0 | 0 | 0 | 4.367 | 0 | 0 | 0 | 0 | 0 | 0 | 0 | 0 | 0 | 0 | 0 | 0 | 0
4 | 11 | 12 | 3 | 1.7931 | 0 | 8.6613 | 0 | 0 | 0 | 0 | 0.14846 | 0 | 0 | 3.9588 | 0 | 14.5617 | 0 | 0 | 0 | 0 | 0 | 0 | 0 | 0 | 0 | 0 | 0 | 0 | 0 | 0.45131 | 0 | 0.54519 | 1.6912 | 0 | 0 | 0.42121 | 0.77905 | 0 | 0 | 0 | 0 | 3.8879 | 0 | 0 | 0 | 0 | 0 | 0 | 0 | 0 | 0 | 0 | 0 | 0 | 0
4 | 11 | 13 | 3 | 1.7931 | 0 | 13.6089 | 0 | 0 | 0 | 0 | 0.059253 | 0 | 0 | 3.9588 | 0 | 19.42 | 0 | 0 | 0 | 0 | 0 | 0 | 0 | 0 | 0 | 0 | 0 | 0 | 0 | 0.45131 | 0 | 0.54519 | 0.86988 | 0 | 0 | 0.36871 | 0.77413 | 0 | 0 | 0 | 0 | 3.0092 | 0 | 0 | 0 | 0 | 0 | 0 | 0 | 0 | 0 | 0 | 0 | 0 | 0
4 | 11 | 14 | 3 | 1.7931 | 0 | 13.6089 | 0 | 0 | 0 | 0 | 0.051242 | 0 | 0 | 5.9676 | 0 | 21.4209 | 0 | 0 | 0 | 0 | 0 | 0 | 0 | 0 | 0 | 0 | 0 | 0 | 0 | 0.45131 | 0 | 0.54519 | 0.73259 | 0 | 0 | 0.36871 | 0.77351 | 0 | 0 | 0 | 0 | 2.8713 | 0 | 0 | 0 | 0 | 0 | 0 | 0 | 0 | 0 | 0 | 0 | 0 | 0
4 | 11 | 15 | 3 | 1.7931 | 0 | 13.6089 | 0 | 0 | 0 | 0 | 0.05112 | 0 | 0 | 3.7071 | 0 | 19.1603 | 0 | 0 | 0 | 0 | 0 | 0 | 0 | 0 | 0 | 0 | 0 | 0 | 0 | 0.45131 | 0 | 0.54519 | 0.68557 | 0 | 0 | 0.31621 | 0.77148 | 0 | 0 | 0 | 0 | 2.7698 | 0 | 0 | 0 | 0 | 0 | 0 | 0 | 0 | 0 | 0 | 0 | 0 | 0
4 | 11 | 16 | 3 | 1.7931 | 0 | 13.6089 | 0 | 0 | 0 | 0 | 0.049423 | 0 | 0 | 3.7071 | 0 | 19.1586 | 0 | 0 | 0 | 0 | 0 | 0 | 0 | 0 | 0 | 0 | 0 | 0 | 0 | 0.45131 | 0 | 0.54519 | 0.63911 | 0 | 0 | 0.31621 | 0.77017 | 0 | 0 | 0 | 0 | 2.722 | 0 | 0 | 0 | 0 | 0 | 0 | 0 | 0 | 0 | 0 | 0 | 0 | 0
4 | 11 | 17 | 3 | 1.7931 | 0 | 13.6089 | 0 | 0 | 0 | 0 | 0.050921 | 0 | 0 | 6.1509 | 0 | 21.6039 | 0 | 0 | 0 | 0 | 0 | 0 | 0 | 0 | 0 | 0 | 0 | 0 | 0 | 0.45131 | 0 | 0.54519 | 0.72377 | 0 | 0 | 0.52621 | 0.77215 | 0 | 0 | 0 | 0 | 3.0186 | 0 | 0 | 0 | 0 | 0 | 0 | 0 | 0 | 0 | 0 | 0 | 0 | 0
4 | 11 | 18 | 3 | 1.7931 | 0 | 9.8982 | 0 | 0 | 0 | 0 | 0.059066 | 0 | 0 | 6.1509 | 0 | 17.9014 | 0 | 0 | 0 | 0 | 0 | 0 | 0 | 0 | 0 | 0 | 0 | 0 | 0 | 0.45131 | 0 | 0.54519 | 0.75509 | 0 | 0 | 0.52621 | 0.77421 | 0 | 0 | 0 | 0 | 3.052 | 0 | 0 | 0 | 0 | 0 | 0 | 0 | 0 | 0 | 0 | 0 | 0 | 0
4 | 11 | 19 | 3 | 1.7931 | 0 | 2.4769 | 0 | 0 | 0 | 0 | 0.074779 | 0 | 0 | 3.9588 | 0 | 8.3036 | 0 | 0 | 0 | 0 | 0 | 0 | 0 | 0 | 0 | 0 | 0 | 0 | 0 | 0.45131 | 0 | 0.88038 | 0.8484 | 0 | 0 | 0.42121 | 0.7695 | 0 | 0 | 0 | 0 | 3.3708 | 0 | 0 | 0 | 0 | 0 | 0 | 0 | 0 | 0 | 0 | 0 | 0 | 0
4 | 11 | 20 | 3 | 1.7931 | 0 | 2.4769 | 0 | 0 | 0 | 0 | 0.11238 | 0 | 0 | 3.9588 | 0 | 8.3412 | 0 | 0 | 0 | 0 | 0 | 0 | 0 | 0 | 0 | 0 | 0 | 0 | 0 | 0.45131 | 0 | 1.1038 | 1.3789 | 0 | 0 | 0.36871 | 0.76978 | 0 | 0 | 0 | 0 | 4.0726 | 0 | 0 | 0 | 0 | 0 | 0 | 0 | 0 | 0 | 0 | 0 | 0 | 0
4 | 11 | 21 | 3 | 1.7931 | 0 | 2.4769 | 0 | 0 | 0 | 0 | 0.19543 | 0 | 0 | 6.5363 | 0 | 11.0017 | 0 | 0 | 0 | 0 | 0 | 0 | 0 | 0 | 0 | 0 | 0 | 0 | 0 | 0.45131 | 0 | 1.2156 | 1.9449 | 0 | 0 | 0.47371 | 0.76678 | 0 | 0 | 0 | 0 | 4.8522 | 0 | 0 | 0 | 0 | 0 | 0 | 0 | 0 | 0 | 0 | 0 | 0 | 0
4 | 11 | 22 | 3 | 1.7931 | 0 | 2.4769 | 0 | 0 | 0 | 0 | 0.262 | 0 | 0 | 4.0099 | 0 | 8.5419 | 0 | 0 | 0 | 0 | 0 | 0 | 0 | 0 | 0 | 0 | 0 | 0 | 0 | 0.45131 | 0 | 1.1038 | 2.4072 | 0 | 0 | 0.31621 | 0.76942 | 0 | 0 | 0 | 0 | 5.0479 | 0 | 0 | 0 | 0 | 0 | 0 | 0 | 0 | 0 | 0 | 0 | 0 | 0
4 | 11 | 23 | 3 | 1.7931 | 0 | 2.4769 | 0 | 0 | 0 | 0 | 0.04745 | 0 | 0 | 0.65234 | 0 | 4.9698 | 0 | 0 | 0 | 0 | 0 | 0 | 0 | 0 | 0 | 0 | 0 | 0 | 0 | 0.45131 | 0 | 0.88038 | 0.97174 | 0 | 0 | 0.053706 | 0.77434 | 0 | 0 | 0 | 0 | 3.1315 | 0 | 0 | 0 | 0 | 0 | 0 | 0 | 0 | 0 | 0 | 0 | 0 | 0
4 | 11 | 24 | 3 | 1.7931 | 0 | 2.4769 | 0 | 0 | 0 | 0 | 0.049247 | 0 | 0 | 0.65236 | 0 | 4.9716 | 0 | 0 | 0 | 0 | 0 | 0 | 0 | 0 | 0 | 0 | 0 | 0 | 0 | 0.45131 | 0 | 0.54519 | 1.077 | 0 | 0 | 0.053706 | 0.78139 | 0 | 0 | 0 | 0 | 2.9086 | 0 | 0 | 0 | 0 | 0 | 0 | 0 | 0 | 0 | 0 | 0 | 0 | 0
4 | 12 | 1 | 4 | 1.7931 | 0 | 2.4769 | 0 | 0 | 0 | 0 | 0.054871 | 0 | 0 | 0.65239 | 0 | 4.9773 | 0 | 0 | 0 | 0 | 0 | 0 | 0 | 0 | 0 | 0 | 0 | 0 | 0 | 0.45131 | 0 | 0.32173 | 1.4134 | 0 | 0 | 0.053706 | 0.78872 | 0 | 0 | 0 | 0 | 3.0288 | 0 | 0 | 0 | 0 | 0 | 0 | 0 | 0 | 0 | 0 | 0 | 0 | 0
4 | 12 | 2 | 4 | 1.7931 | 0 | 2.4769 | 0 | 0 | 0 | 0 | 0.077434 | 0 | 0 | 0.65241 | 0 | 4.9999 | 0 | 0 | 0 | 0 | 0 | 0 | 0 | 0 | 0 | 0 | 0 | 0 | 0 | 0.45131 | 0 | 0.32173 | 1.9715 | 0 | 0 | 0.053706 | 0.79007 | 0 | 0 | 0 | 0 | 3.5883 | 0 | 0 | 0 | 0 | 0 | 0 | 0 | 0 | 0 | 0 | 0 | 0 | 0
4 | 12 | 3 | 4 | 1.7931 | 0 | 2.4769 | 0 | 0 | 0 | 0 | 0.11158 | 0 | 0 | 0.65241 | 0 | 5.034 | 0 | 0 | 0 | 0 | 0 | 0 | 0 | 0 | 0 | 0 | 0 | 0 | 0 | 0.45131 | 0 | 0.32173 | 2.4852 | 0 | 0 | 0.053706 | 0.79041 | 0 | 0 | 0 | 0 | 4.1023 | 0 | 0 | 0 | 0 | 0 | 0 | 0 | 0 | 0 | 0 | 0 | 0 | 0
4 | 12 | 4 | 4 | 1.7931 | 0 | 2.4769 | 0 | 0 | 0 | 0 | 0.18116 | 0 | 0 | 0.65241 | 0 | 5.1036 | 0 | 0 | 0 | 0 | 0 | 0 | 0 | 0 | 0 | 0 | 0 | 0 | 0 | 0.45131 | 0 | 0.32173 | 3.0086 | 0 | 0 | 0.053706 | 0.79653 | 0 | 0 | 0 | 0 | 4.6319 | 0 | 0 | 0 | 0 | 0 | 0 | 0 | 0 | 0 | 0 | 0 | 0 | 0
4 | 12 | 5 | 4 | 1.7931 | 0 | 2.4769 | 0 | 0 | 0 | 0 | 0.19304 | 0 | 0 | 0.65242 | 0 | 5.1155 | 0 | 0 | 0 | 0 | 0 | 0 | 0 | 0 | 0 | 0 | 0 | 0 | 0 | 0.45131 | 0 | 0.32173 | 2.9933 | 0 | 0 | 0.053706 | 0.79462 | 0 | 0 | 0 | 0 | 4.6146 | 0 | 0 | 0 | 0 | 0 | 0 | 0 | 0 | 0 | 0 | 0 | 0 | 0
4 | 12 | 6 | 4 | 1.7931 | 0 | 2.4769 | 0 | 0 | 0 | 0 | 0.22709 | 0 | 0 | 3.7072 | 0 | 8.2043 | 0 | 0 | 0 | 0 | 0 | 0 | 0 | 0 | 0 | 0 | 0 | 0 | 0 | 0.45131 | 0 | 0.54519 | 3.109 | 0 | 0 | 0.31621 | 0.79114 | 0 | 0 | 0 | 0 | 5.2128 | 0 | 0 | 0 | 0 | 0 | 0 | 0 | 0 | 0 | 0 | 0 | 0 | 0
4 | 12 | 7 | 4 | 1.7931 | 0 | 2.4769 | 0 | 0 | 0 | 0 | 0.70448 | 0 | 0 | 6.1509 | 0 | 11.1255 | 0 | 0 | 0 | 0 | 0 | 0 | 0 | 0 | 0 | 0 | 0 | 0 | 0 | 0.45131 | 0 | 0.71279 | 5.2429 | 0 | 0 | 0.52621 | 0.78808 | 0 | 0 | 0 | 0 | 7.7213 | 0 | 0 | 0 | 0 | 0 | 0 | 0 | 0 | 0 | 0 | 0 | 0 | 0
4 | 12 | 8 | 4 | 1.7931 | 0 | 13.6089 | 0 | 0 | 0 | 0 | 0.42194 | 0 | 0 | 3.9588 | 0 | 19.7827 | 0 | 0 | 0 | 0 | 0 | 0 | 0 | 0 | 0 | 0 | 0 | 0 | 0 | 0.45131 | 0 | 0.71279 | 3.6589 | 0 | 0 | 0.42121 | 0.78476 | 0 | 0 | 0 | 0 | 6.029 | 0 | 0 | 0 | 0 | 0 | 0 | 0 | 0 | 0 | 0 | 0 | 0 | 0
4 | 12 | 9 | 4 | 1.7931 | 0 | 13.6089 | 0 | 0 | 0 | 0 | 0.31023 | 0 | 0 | 4.666 | 0 | 20.3782 | 0 | 0 | 0 | 0 | 0 | 0 | 0 | 0 | 0 | 0 | 0 | 0 | 0 | 0.45131 | 0 | 0.71279 | 3.1295 | 0 | 0 | 0.31621 | 0.77988 | 0 | 0 | 0 | 0 | 5.3897 | 0 | 0 | 0 | 0 | 0 | 0 | 0 | 0 | 0 | 0 | 0 | 0 | 0
4 | 12 | 10 | 4 | 1.7931 | 0 | 13.6089 | 0 | 0 | 0 | 0 | 0.24561 | 0 | 0 | 3.7071 | 0 | 19.3547 | 0 | 0 | 0 | 0 | 0 | 0 | 0 | 0 | 0 | 0 | 0 | 0 | 0 | 0.45131 | 0 | 0.71279 | 2.7683 | 0 | 0 | 0.31621 | 0.77719 | 0 | 0 | 0 | 0 | 5.0258 | 0 | 0 | 0 | 0 | 0 | 0 | 0 | 0 | 0 | 0 | 0 | 0 | 0
4 | 12 | 11 | 4 | 1.7931 | 0 | 13.6089 | 0 | 0 | 0 | 0 | 0.22595 | 0 | 0 | 3.9588 | 0 | 19.5867 | 0 | 0 | 0 | 0 | 0 | 0 | 0 | 0 | 0 | 0 | 0 | 0 | 0 | 0.45131 | 0 | 0.54519 | 2.8563 | 0 | 0 | 0.36871 | 0.78189 | 0 | 0 | 0 | 0 | 5.0034 | 0 | 0 | 0 | 0 | 0 | 0 | 0 | 0 | 0 | 0 | 0 | 0 | 0
4 | 12 | 12 | 4 | 1.7931 | 0 | 8.6613 | 0 | 0 | 0 | 0 | 0.30857 | 0 | 0 | 3.9588 | 0 | 14.7218 | 0 | 0 | 0 | 0 | 0 | 0 | 0 | 0 | 0 | 0 | 0 | 0 | 0 | 0.45131 | 0 | 0.54519 | 3.2761 | 0 | 0 | 0.42121 | 0.78623 | 0 | 0 | 0 | 0 | 5.4801 | 0 | 0 | 0 | 0 | 0 | 0 | 0 | 0 | 0 | 0 | 0 | 0 | 0
4 | 12 | 13 | 4 | 1.7931 | 0 | 13.6089 | 0 | 0 | 0 | 0 | 0.28049 | 0 | 0 | 3.9588 | 0 | 19.6413 | 0 | 0 | 0 | 0 | 0 | 0 | 0 | 0 | 0 | 0 | 0 | 0 | 0 | 0.45131 | 0 | 0.54519 | 3.346 | 0 | 0 | 0.36871 | 0.79138 | 0 | 0 | 0 | 0 | 5.5025 | 0 | 0 | 0 | 0 | 0 | 0 | 0 | 0 | 0 | 0 | 0 | 0 | 0
4 | 12 | 14 | 4 | 1.7931 | 0 | 13.6089 | 0 | 0 | 0 | 0 | 0.24095 | 0 | 0 | 5.9676 | 0 | 21.6105 | 0 | 0 | 0 | 0 | 0 | 0 | 0 | 0 | 0 | 0 | 0 | 0 | 0 | 0.45131 | 0 | 0.54519 | 3.1981 | 0 | 0 | 0.36871 | 0.78681 | 0 | 0 | 0 | 0 | 5.3501 | 0 | 0 | 0 | 0 | 0 | 0 | 0 | 0 | 0 | 0 | 0 | 0 | 0
4 | 12 | 15 | 4 | 1.7931 | 0 | 13.6089 | 0 | 0 | 0 | 0 | 0.26126 | 0 | 0 | 3.7071 | 0 | 19.3704 | 0 | 0 | 0 | 0 | 0 | 0 | 0 | 0 | 0 | 0 | 0 | 0 | 0 | 0.45131 | 0 | 0.54519 | 3.2938 | 0 | 0 | 0.31621 | 0.78972 | 0 | 0 | 0 | 0 | 5.3962 | 0 | 0 | 0 | 0 | 0 | 0 | 0 | 0 | 0 | 0 | 0 | 0 | 0
4 | 12 | 16 | 4 | 1.7931 | 0 | 13.6089 | 0 | 0 | 0 | 0 | 0.2871 | 0 | 0 | 3.7071 | 0 | 19.3962 | 0 | 0 | 0 | 0 | 0 | 0 | 0 | 0 | 0 | 0 | 0 | 0 | 0 | 0.45131 | 0 | 0.54519 | 3.3813 | 0 | 0 | 0.31621 | 0.79349 | 0 | 0 | 0 | 0 | 5.4875 | 0 | 0 | 0 | 0 | 0 | 0 | 0 | 0 | 0 | 0 | 0 | 0 | 0
4 | 12 | 17 | 4 | 1.7931 | 0 | 13.6089 | 0 | 0 | 0 | 0 | 0.27685 | 0 | 0 | 6.151 | 0 | 21.8298 | 0 | 0 | 0 | 0 | 0 | 0 | 0 | 0 | 0 | 0 | 0 | 0 | 0 | 0.45131 | 0 | 0.54519 | 3.3515 | 0 | 0 | 0.52621 | 0.79368 | 0 | 0 | 0 | 0 | 5.6679 | 0 | 0 | 0 | 0 | 0 | 0 | 0 | 0 | 0 | 0 | 0 | 0 | 0
4 | 12 | 18 | 4 | 1.7931 | 0 | 9.8982 | 0 | 0 | 0 | 0 | 0.35662 | 0 | 0 | 6.151 | 0 | 18.1989 | 0 | 0 | 0 | 0 | 0 | 0 | 0 | 0 | 0 | 0 | 0 | 0 | 0 | 0.45131 | 0 | 0.54519 | 3.7691 | 0 | 0 | 0.52621 | 0.79579 | 0 | 0 | 0 | 0 | 6.0876 | 0 | 0 | 0 | 0 | 0 | 0 | 0 | 0 | 0 | 0 | 0 | 0 | 0
4 | 12 | 19 | 4 | 1.7931 | 0 | 2.4769 | 0 | 0 | 0 | 0 | 0.49382 | 0 | 0 | 3.9588 | 0 | 8.7226 | 0 | 0 | 0 | 0 | 0 | 0 | 0 | 0 | 0 | 0 | 0 | 0 | 0 | 0.45131 | 0 | 0.88038 | 4.4173 | 0 | 0 | 0.42121 | 0.79013 | 0 | 0 | 0 | 0 | 6.9603 | 0 | 0 | 0 | 0 | 0 | 0 | 0 | 0 | 0 | 0 | 0 | 0 | 0
4 | 12 | 20 | 4 | 1.7931 | 0 | 2.4769 | 0 | 0 | 0 | 0 | 0.51599 | 0 | 0 | 3.9588 | 0 | 8.7448 | 0 | 0 | 0 | 0 | 0 | 0 | 0 | 0 | 0 | 0 | 0 | 0 | 0 | 0.45131 | 0 | 1.1038 | 4.4898 | 0 | 0 | 0.36871 | 0.78344 | 0 | 0 | 0 | 0 | 7.1971 | 0 | 0 | 0 | 0 | 0 | 0 | 0 | 0 | 0 | 0 | 0 | 0 | 0
4 | 12 | 21 | 4 | 1.7931 | 0 | 2.4769 | 0 | 0 | 0 | 0 | 0.53415 | 0 | 0 | 6.5363 | 0 | 11.3404 | 0 | 0 | 0 | 0 | 0 | 0 | 0 | 0 | 0 | 0 | 0 | 0 | 0 | 0.45131 | 0 | 1.2156 | 4.5561 | 0 | 0 | 0.47371 | 0.78102 | 0 | 0 | 0 | 0 | 7.4778 | 0 | 0 | 0 | 0 | 0 | 0 | 0 | 0 | 0 | 0 | 0 | 0 | 0
4 | 12 | 22 | 4 | 1.7931 | 0 | 2.4769 | 0 | 0 | 0 | 0 | 0.54836 | 0 | 0 | 4.0099 | 0 | 8.8282 | 0 | 0 | 0 | 0 | 0 | 0 | 0 | 0 | 0 | 0 | 0 | 0 | 0 | 0.45131 | 0 | 1.1038 | 4.6388 | 0 | 0 | 0.31621 | 0.78344 | 0 | 0 | 0 | 0 | 7.2936 | 0 | 0 | 0 | 0 | 0 | 0 | 0 | 0 | 0 | 0 | 0 | 0 | 0
4 | 12 | 23 | 4 | 1.7931 | 0 | 2.4769 | 0 | 0 | 0 | 0 | 0.11911 | 0 | 0 | 0.65233 | 0 | 5.0415 | 0 | 0 | 0 | 0 | 0 | 0 | 0 | 0 | 0 | 0 | 0 | 0 | 0 | 0.45131 | 0 | 0.88038 | 2.6261 | 0 | 0 | 0.053706 | 0.78837 | 0 | 0 | 0 | 0 | 4.7998 | 0 | 0 | 0 | 0 | 0 | 0 | 0 | 0 | 0 | 0 | 0 | 0 | 0
4 | 12 | 24 | 4 | 1.7931 | 0 | 2.4769 | 0 | 0 | 0 | 0 | 0.26717 | 0 | 0 | 0.65235 | 0 | 5.1895 | 0 | 0 | 0 | 0 | 0 | 0 | 0 | 0 | 0 | 0 | 0 | 0 | 0 | 0.45131 | 0 | 0.54519 | 3.7102 | 0 | 0 | 0.053706 | 0.80024 | 0 | 0 | 0 | 0 | 5.5607 | 0 | 0 | 0 | 0 | 0 | 0 | 0 | 0 | 0 | 0 | 0 | 0 | 0
4 | 13 | 1 | 5 | 1.7931 | 0 | 2.4769 | 0 | 0 | 0 | 0 | 0.32859 | 0 | 0 | 0.65239 | 0 | 5.251 | 0 | 0 | 0 | 0 | 0 | 0 | 0 | 0 | 0 | 0 | 0 | 0 | 0 | 0.45131 | 0 | 0.32173 | 4.105 | 0 | 0 | 0.053706 | 0.8063 | 0 | 0 | 0 | 0 | 5.7381 | 0 | 0 | 0 | 0 | 0 | 0 | 0 | 0 | 0 | 0 | 0 | 0 | 0
4 | 13 | 2 | 5 | 1.7931 | 0 | 2.4769 | 0 | 0 | 0 | 0 | 0.39035 | 0 | 0 | 0.65242 | 0 | 5.3128 | 0 | 0 | 0 | 0 | 0 | 0 | 0 | 0 | 0 | 0 | 0 | 0 | 0 | 0.45131 | 0 | 0.32173 | 4.5411 | 0 | 0 | 0.053706 | 0.81227 | 0 | 0 | 0 | 0 | 6.1801 | 0 | 0 | 0 | 0 | 0 | 0 | 0 | 0 | 0 | 0 | 0 | 0 | 0
4 | 13 | 3 | 5 | 1.7931 | 0 | 2.4769 | 0 | 0 | 0 | 0 | 0.41497 | 0 | 0 | 0.65244 | 0 | 5.3374 | 0 | 0 | 0 | 0 | 0 | 0 | 0 | 0 | 0 | 0 | 0 | 0 | 0 | 0.45131 | 0 | 0.32173 | 4.6971 | 0 | 0 | 0.053706 | 0.81294 | 0 | 0 | 0 | 0 | 6.3368 | 0 | 0 | 0 | 0 | 0 | 0 | 0 | 0 | 0 | 0 | 0 | 0 | 0
4 | 13 | 4 | 5 | 1.7931 | 0 | 2.4769 | 0 | 0 | 0 | 0 | 0.4301 | 0 | 0 | 0.65244 | 0 | 5.3526 | 0 | 0 | 0 | 0 | 0 | 0 | 0 | 0 | 0 | 0 | 0 | 0 | 0 | 0.45131 | 0 | 0.32173 | 4.7855 | 0 | 0 | 0.053706 | 0.81289 | 0 | 0 | 0 | 0 | 6.4251 | 0 | 0 | 0 | 0 | 0 | 0 | 0 | 0 | 0 | 0 | 0 | 0 | 0
4 | 13 | 5 | 5 | 1.7931 | 0 | 2.4769 | 0 | 0 | 0 | 0 | 0.43304 | 0 | 0 | 0.65244 | 0 | 5.3555 | 0 | 0 | 0 | 0 | 0 | 0 | 0 | 0 | 0 | 0 | 0 | 0 | 0 | 0.45131 | 0 | 0.32173 | 4.7825 | 0 | 0 | 0.053706 | 0.81144 | 0 | 0 | 0 | 0 | 6.4207 | 0 | 0 | 0 | 0 | 0 | 0 | 0 | 0 | 0 | 0 | 0 | 0 | 0
4 | 13 | 6 | 5 | 1.7931 | 0 | 2.4769 | 0 | 0 | 0 | 0 | 0.47659 | 0 | 0 | 3.7072 | 0 | 8.4538 | 0 | 0 | 0 | 0 | 0 | 0 | 0 | 0 | 0 | 0 | 0 | 0 | 0 | 0.45131 | 0 | 0.54519 | 4.9371 | 0 | 0 | 0.31621 | 0.81087 | 0 | 0 | 0 | 0 | 7.0606 | 0 | 0 | 0 | 0 | 0 | 0 | 0 | 0 | 0 | 0 | 0 | 0 | 0
4 | 13 | 7 | 5 | 1.7931 | 0 | 2.4769 | 0 | 0 | 0 | 0 | 0.96961 | 0 | 0 | 6.151 | 0 | 11.3906 | 0 | 0 | 0 | 0 | 0 | 0 | 0 | 0 | 0 | 0 | 0 | 0 | 0 | 0.45131 | 0 | 0.71279 | 7.5042 | 0 | 0 | 0.52621 | 0.80958 | 0 | 0 | 0 | 0 | 10.0041 | 0 | 0 | 0 | 0 | 0 | 0 | 0 | 0 | 0 | 0 | 0 | 0 | 0
4 | 13 | 8 | 5 | 1.7931 | 0 | 13.6089 | 0 | 0 | 0 | 0 | 0.69877 | 0 | 0 | 3.9588 | 0 | 20.0596 | 0 | 0 | 0 | 0 | 0 | 0 | 0 | 0 | 0 | 0 | 0 | 0 | 0 | 0.45131 | 0 | 0.71279 | 5.7253 | 0 | 0 | 0.42121 | 0.807 | 0 | 0 | 0 | 0 | 8.1176 | 0 | 0 | 0 | 0 | 0 | 0 | 0 | 0 | 0 | 0 | 0 | 0 | 0
4 | 13 | 9 | 5 | 1.7931 | 0 | 13.6089 | 0 | 0 | 0 | 0 | 0.62529 | 0 | 0 | 4.6661 | 0 | 20.6933 | 0 | 0 | 0 | 0 | 0 | 0 | 0 | 0 | 0 | 0 | 0 | 0 | 0 | 0.45131 | 0 | 0.71279 | 5.2683 | 0 | 0 | 0.31621 | 0.80687 | 0 | 0 | 0 | 0 | 7.5555 | 0 | 0 | 0 | 0 | 0 | 0 | 0 | 0 | 0 | 0 | 0 | 0 | 0
4 | 13 | 10 | 5 | 1.7931 | 0 | 13.6089 | 0 | 0 | 0 | 0 | 0.58499 | 0 | 0 | 3.7072 | 0 | 19.6942 | 0 | 0 | 0 | 0 | 0 | 0 | 0 | 0 | 0 | 0 | 0 | 0 | 0 | 0.45131 | 0 | 0.71279 | 4.9608 | 0 | 0 | 0.31621 | 0.80714 | 0 | 0 | 0 | 0 | 7.2483 | 0 | 0 | 0 | 0 | 0 | 0 | 0 | 0 | 0 | 0 | 0 | 0 | 0
4 | 13 | 11 | 5 | 1.7931 | 0 | 13.6089 | 0 | 0 | 0 | 0 | 0.49675 | 0 | 0 | 3.9588 | 0 | 19.8575 | 0 | 0 | 0 | 0 | 0 | 0 | 0 | 0 | 0 | 0 | 0 | 0 | 0 | 0.45131 | 0 | 0.54519 | 4.4184 | 0 | 0 | 0.36871 | 0.80176 | 0 | 0 | 0 | 0 | 6.5854 | 0 | 0 | 0 | 0 | 0 | 0 | 0 | 0 | 0 | 0 | 0 | 0 | 0
4 | 13 | 12 | 5 | 1.7931 | 0 | 8.6613 | 0 | 0 | 0 | 0 | 0.59746 | 0 | 0 | 3.9588 | 0 | 15.0107 | 0 | 0 | 0 | 0 | 0 | 0 | 0 | 0 | 0 | 0 | 0 | 0 | 0 | 0.45131 | 0 | 0.54519 | 4.9901 | 0 | 0 | 0.42121 | 0.81013 | 0 | 0 | 0 | 0 | 7.2179 | 0 | 0 | 0 | 0 | 0 | 0 | 0 | 0 | 0 | 0 | 0 | 0 | 0
4 | 13 | 13 | 5 | 1.7931 | 0 | 13.6089 | 0 | 0 | 0 | 0 | 0.51214 | 0 | 0 | 3.9588 | 0 | 19.8729 | 0 | 0 | 0 | 0 | 0 | 0 | 0 | 0 | 0 | 0 | 0 | 0 | 0 | 0.45131 | 0 | 0.54519 | 4.6071 | 0 | 0 | 0.36871 | 0.80771 | 0 | 0 | 0 | 0 | 6.78 | 0 | 0 | 0 | 0 | 0 | 0 | 0 | 0 | 0 | 0 | 0 | 0 | 0
4 | 13 | 14 | 5 | 1.7931 | 0 | 13.6089 | 0 | 0 | 0 | 0 | 0.48115 | 0 | 0 | 5.9677 | 0 | 21.8509 | 0 | 0 | 0 | 0 | 0 | 0 | 0 | 0 | 0 | 0 | 0 | 0 | 0 | 0.45131 | 0 | 0.54519 | 4.3557 | 0 | 0 | 0.36871 | 0.80589 | 0 | 0 | 0 | 0 | 6.5268 | 0 | 0 | 0 | 0 | 0 | 0 | 0 | 0 | 0 | 0 | 0 | 0 | 0
4 | 13 | 15 | 5 | 1.7931 | 0 | 13.6089 | 0 | 0 | 0 | 0 | 0.47119 | 0 | 0 | 3.7072 | 0 | 19.5804 | 0 | 0 | 0 | 0 | 0 | 0 | 0 | 0 | 0 | 0 | 0 | 0 | 0 | 0.45131 | 0 | 0.54519 | 4.2137 | 0 | 0 | 0.31621 | 0.80563 | 0 | 0 | 0 | 0 | 6.332 | 0 | 0 | 0 | 0 | 0 | 0 | 0 | 0 | 0 | 0 | 0 | 0 | 0
4 | 13 | 16 | 5 | 1.7931 | 0 | 13.6089 | 0 | 0 | 0 | 0 | 0.447 | 0 | 0 | 3.7072 | 0 | 19.5562 | 0 | 0 | 0 | 0 | 0 | 0 | 0 | 0 | 0 | 0 | 0 | 0 | 0 | 0.45131 | 0 | 0.54519 | 3.3576 | 0 | 0 | 0.31621 | 0.80437 | 0 | 0 | 0 | 0 | 5.4746 | 0 | 0 | 0 | 0 | 0 | 0 | 0 | 0 | 0 | 0 | 0 | 0 | 0
4 | 13 | 17 | 5 | 1.7931 | 0 | 13.6089 | 0 | 0 | 0 | 0 | 0.37101 | 0 | 0 | 6.151 | 0 | 21.924 | 0 | 0 | 0 | 0 | 0 | 0 | 0 | 0 | 0 | 0 | 0 | 0 | 0 | 0.45131 | 0 | 0.54519 | 2.8578 | 0 | 0 | 0.52621 | 0.79855 | 0 | 0 | 0 | 0 | 5.179 | 0 | 0 | 0 | 0 | 0 | 0 | 0 | 0 | 0 | 0 | 0 | 0 | 0
4 | 13 | 18 | 5 | 1.7931 | 0 | 9.8982 | 0 | 0 | 0 | 0 | 0.41148 | 0 | 0 | 6.151 | 0 | 18.2538 | 0 | 0 | 0 | 0 | 0 | 0 | 0 | 0 | 0 | 0 | 0 | 0 | 0 | 0.45131 | 0 | 0.54519 | 3.0676 | 0 | 0 | 0.52621 | 0.79792 | 0 | 0 | 0 | 0 | 5.3883 | 0 | 0 | 0 | 0 | 0 | 0 | 0 | 0 | 0 | 0 | 0 | 0 | 0
4 | 13 | 19 | 5 | 1.7931 | 0 | 2.4769 | 0 | 0 | 0 | 0 | 0.55529 | 0 | 0 | 3.9588 | 0 | 8.7841 | 0 | 0 | 0 | 0 | 0 | 0 | 0 | 0 | 0 | 0 | 0 | 0 | 0 | 0.45131 | 0 | 0.88038 | 3.6477 | 0 | 0 | 0.42121 | 0.79461 | 0 | 0 | 0 | 0 | 6.1952 | 0 | 0 | 0 | 0 | 0 | 0 | 0 | 0 | 0 | 0 | 0 | 0 | 0
4 | 13 | 20 | 5 | 1.7931 | 0 | 2.4769 | 0 | 0 | 0 | 0 | 0.58351 | 0 | 0 | 3.9588 | 0 | 8.8123 | 0 | 0 | 0 | 0 | 0 | 0 | 0 | 0 | 0 | 0 | 0 | 0 | 0 | 0.45131 | 0 | 1.1038 | 3.8698 | 0 | 0 | 0.36871 | 0.7899 | 0 | 0 | 0 | 0 | 6.5836 | 0 | 0 | 0 | 0 | 0 | 0 | 0 | 0 | 0 | 0 | 0 | 0 | 0
4 | 13 | 21 | 5 | 1.7931 | 0 | 2.4769 | 0 | 0 | 0 | 0 | 0.56338 | 0 | 0 | 6.5363 | 0 | 11.3697 | 0 | 0 | 0 | 0 | 0 | 0 | 0 | 0 | 0 | 0 | 0 | 0 | 0 | 0.45131 | 0 | 1.2156 | 3.6541 | 0 | 0 | 0.47371 | 0.78346 | 0 | 0 | 0 | 0 | 6.5782 | 0 | 0 | 0 | 0 | 0 | 0 | 0 | 0 | 0 | 0 | 0 | 0 | 0
4 | 13 | 22 | 5 | 1.7931 | 0 | 2.4769 | 0 | 0 | 0 | 0 | 0.57994 | 0 | 0 | 4.01 | 0 | 8.8599 | 0 | 0 | 0 | 0 | 0 | 0 | 0 | 0 | 0 | 0 | 0 | 0 | 0 | 0.45131 | 0 | 1.1038 | 3.8402 | 0 | 0 | 0.31621 | 0.78721 | 0 | 0 | 0 | 0 | 6.4988 | 0 | 0 | 0 | 0 | 0 | 0 | 0 | 0 | 0 | 0 | 0 | 0 | 0
4 | 13 | 23 | 5 | 1.7931 | 0 | 2.4769 | 0 | 0 | 0 | 0 | 0.11382 | 0 | 0 | 0.65238 | 0 | 5.0362 | 0 | 0 | 0 | 0 | 0 | 0 | 0 | 0 | 0 | 0 | 0 | 0 | 0 | 0.45131 | 0 | 0.88038 | 1.991 | 0 | 0 | 0.053706 | 0.78705 | 0 | 0 | 0 | 0 | 4.1635 | 0 | 0 | 0 | 0 | 0 | 0 | 0 | 0 | 0 | 0 | 0 | 0 | 0
4 | 13 | 24 | 5 | 1.7931 | 0 | 2.4769 | 0 | 0 | 0 | 0 | 0.24548 | 0 | 0 | 0.65239 | 0 | 5.1679 | 0 | 0 | 0 | 0 | 0 | 0 | 0 | 0 | 0 | 0 | 0 | 0 | 0 | 0.45131 | 0 | 0.54519 | 2.8424 | 0 | 0 | 0.053706 | 0.79928 | 0 | 0 | 0 | 0 | 4.6919 | 0 | 0 | 0 | 0 | 0 | 0 | 0 | 0 | 0 | 0 | 0 | 0 | 0
4 | 14 | 1 | 6 | 1.7931 | 0 | 2.4769 | 0 | 0 | 0 | 0 | 0.30805 | 0 | 0 | 0.65243 | 0 | 5.2305 | 0 | 0 | 0 | 0 | 0 | 0 | 0 | 0 | 0 | 0 | 0 | 0 | 0 | 0.45131 | 0 | 0.32173 | 3.2609 | 0 | 0 | 0.053706 | 0.80649 | 0 | 0 | 0 | 0 | 4.8941 | 0 | 0 | 0 | 0 | 0 | 0 | 0 | 0 | 0 | 0 | 0 | 0 | 0
4 | 14 | 2 | 6 | 1.7931 | 0 | 2.4769 | 0 | 0 | 0 | 0 | 0.35925 | 0 | 0 | 0.65246 | 0 | 5.2817 | 0 | 0 | 0 | 0 | 0 | 0 | 0 | 0 | 0 | 0 | 0 | 0 | 0 | 0.45131 | 0 | 0.32173 | 3.4187 | 0 | 0 | 0.053706 | 0.8113 | 0 | 0 | 0 | 0 | 5.0568 | 0 | 0 | 0 | 0 | 0 | 0 | 0 | 0 | 0 | 0 | 0 | 0 | 0
4 | 14 | 3 | 6 | 1.7931 | 0 | 2.4769 | 0 | 0 | 0 | 0 | 0.37217 | 0 | 0 | 0.65248 | 0 | 5.2947 | 0 | 0 | 0 | 0 | 0 | 0 | 0 | 0 | 0 | 0 | 0 | 0 | 0 | 0.45131 | 0 | 0.32173 | 3.4872 | 0 | 0 | 0.053706 | 0.81125 | 0 | 0 | 0 | 0 | 5.1252 | 0 | 0 | 0 | 0 | 0 | 0 | 0 | 0 | 0 | 0 | 0 | 0 | 0
4 | 14 | 4 | 6 | 1.7931 | 0 | 2.4769 | 0 | 0 | 0 | 0 | 0.36978 | 0 | 0 | 0.65248 | 0 | 5.2923 | 0 | 0 | 0 | 0 | 0 | 0 | 0 | 0 | 0 | 0 | 0 | 0 | 0 | 0.45131 | 0 | 0.32173 | 3.4746 | 0 | 0 | 0.053706 | 0.80947 | 0 | 0 | 0 | 0 | 5.1109 | 0 | 0 | 0 | 0 | 0 | 0 | 0 | 0 | 0 | 0 | 0 | 0 | 0
4 | 14 | 5 | 6 | 1.7931 | 0 | 2.4769 | 0 | 0 | 0 | 0 | 0.38496 | 0 | 0 | 0.65247 | 0 | 5.3075 | 0 | 0 | 0 | 0 | 0 | 0 | 0 | 0 | 0 | 0 | 0 | 0 | 0 | 0.45131 | 0 | 0.32173 | 3.5406 | 0 | 0 | 0.053706 | 0.81089 | 0 | 0 | 0 | 0 | 5.1782 | 0 | 0 | 0 | 0 | 0 | 0 | 0 | 0 | 0 | 0 | 0 | 0 | 0
4 | 14 | 6 | 6 | 1.7931 | 0 | 2.4769 | 0 | 0 | 0 | 0 | 0.40437 | 0 | 0 | 3.7072 | 0 | 8.3816 | 0 | 0 | 0 | 0 | 0 | 0 | 0 | 0 | 0 | 0 | 0 | 0 | 0 | 0.45131 | 0 | 0.54519 | 3.5085 | 0 | 0 | 0.31621 | 0.8095 | 0 | 0 | 0 | 0 | 5.6307 | 0 | 0 | 0 | 0 | 0 | 0 | 0 | 0 | 0 | 0 | 0 | 0 | 0
4 | 14 | 7 | 6 | 1.7931 | 0 | 2.4769 | 0 | 0 | 0 | 0 | 0.79532 | 0 | 0 | 6.151 | 0 | 11.2164 | 0 | 0 | 0 | 0 | 0 | 0 | 0 | 0 | 0 | 0 | 0 | 0 | 0 | 0.45131 | 0 | 0.71279 | 4.5385 | 0 | 0 | 0.52621 | 0.80181 | 0 | 0 | 0 | 0 | 7.0306 | 0 | 0 | 0 | 0 | 0 | 0 | 0 | 0 | 0 | 0 | 0 | 0 | 0
4 | 14 | 8 | 6 | 1.7931 | 0 | 13.6089 | 0 | 0 | 0 | 0 | 0.44337 | 0 | 0 | 3.9588 | 0 | 19.8042 | 0 | 0 | 0 | 0 | 0 | 0 | 0 | 0 | 0 | 0 | 0 | 0 | 0 | 0.45131 | 0 | 0.71279 | 2.7795 | 0 | 0 | 0.42121 | 0.79443 | 0 | 0 | 0 | 0 | 5.1592 | 0 | 0 | 0 | 0 | 0 | 0 | 0 | 0 | 0 | 0 | 0 | 0 | 0
4 | 14 | 9 | 6 | 1.7931 | 0 | 13.6089 | 0 | 0 | 0 | 0 | 0.31548 | 0 | 0 | 4.6661 | 0 | 20.3836 | 0 | 0 | 0 | 0 | 0 | 0 | 0 | 0 | 0 | 0 | 0 | 0 | 0 | 0.45131 | 0 | 0.71279 | 2.2102 | 0 | 0 | 0.31621 | 0.78924 | 0 | 0 | 0 | 0 | 4.4797 | 0 | 0 | 0 | 0 | 0 | 0 | 0 | 0 | 0 | 0 | 0 | 0 | 0
4 | 14 | 10 | 6 | 1.7931 | 0 | 13.6089 | 0 | 0 | 0 | 0 | 0.2813 | 0 | 0 | 3.7072 | 0 | 19.3905 | 0 | 0 | 0 | 0 | 0 | 0 | 0 | 0 | 0 | 0 | 0 | 0 | 0 | 0.45131 | 0 | 0.71279 | 1.9926 | 0 | 0 | 0.31621 | 0.78824 | 0 | 0 | 0 | 0 | 4.2611 | 0 | 0 | 0 | 0 | 0 | 0 | 0 | 0 | 0 | 0 | 0 | 0 | 0
4 | 14 | 11 | 6 | 1.7931 | 0 | 13.6089 | 0 | 0 | 0 | 0 | 0.20865 | 0 | 0 | 3.9588 | 0 | 19.5695 | 0 | 0 | 0 | 0 | 0 | 0 | 0 | 0 | 0 | 0 | 0 | 0 | 0 | 0.45131 | 0 | 0.54519 | 1.7259 | 0 | 0 | 0.36871 | 0.7884 | 0 | 0 | 0 | 0 | 3.8795 | 0 | 0 | 0 | 0 | 0 | 0 | 0 | 0 | 0 | 0 | 0 | 0 | 0
4 | 14 | 12 | 6 | 1.7931 | 0 | 8.6613 | 0 | 0 | 0 | 0 | 0.18156 | 0 | 0 | 3.9588 | 0 | 14.5948 | 0 | 0 | 0 | 0 | 0 | 0 | 0 | 0 | 0 | 0 | 0 | 0 | 0 | 0.45131 | 0 | 0.54519 | 1.5493 | 0 | 0 | 0.42121 | 0.78485 | 0 | 0 | 0 | 0 | 3.7519 | 0 | 0 | 0 | 0 | 0 | 0 | 0 | 0 | 0 | 0 | 0 | 0 | 0
4 | 14 | 13 | 6 | 1.7931 | 0 | 13.6089 | 0 | 0 | 0 | 0 | 0.10313 | 0 | 0 | 3.9588 | 0 | 19.4639 | 0 | 0 | 0 | 0 | 0 | 0 | 0 | 0 | 0 | 0 | 0 | 0 | 0 | 0.45131 | 0 | 0.54519 | 1.0122 | 0 | 0 | 0.36871 | 0.78251 | 0 | 0 | 0 | 0 | 3.1599 | 0 | 0 | 0 | 0 | 0 | 0 | 0 | 0 | 0 | 0 | 0 | 0 | 0
4 | 14 | 14 | 6 | 1.7931 | 0 | 13.6089 | 0 | 0 | 0 | 0 | 0.061093 | 0 | 0 | 5.9677 | 0 | 21.4308 | 0 | 0 | 0 | 0 | 0 | 0 | 0 | 0 | 0 | 0 | 0 | 0 | 0 | 0.45131 | 0 | 0.54519 | 0.65848 | 0 | 0 | 0.36871 | 0.78096 | 0 | 0 | 0 | 0 | 2.8047 | 0 | 0 | 0 | 0 | 0 | 0 | 0 | 0 | 0 | 0 | 0 | 0 | 0
4 | 14 | 15 | 6 | 1.7931 | 0 | 13.6089 | 0 | 0 | 0 | 0 | 0.053992 | 0 | 0 | 3.7072 | 0 | 19.1632 | 0 | 0 | 0 | 0 | 0 | 0 | 0 | 0 | 0 | 0 | 0 | 0 | 0 | 0.45131 | 0 | 0.54519 | 0.56581 | 0 | 0 | 0.31621 | 0.77811 | 0 | 0 | 0 | 0 | 2.6566 | 0 | 0 | 0 | 0 | 0 | 0 | 0 | 0 | 0 | 0 | 0 | 0 | 0
4 | 14 | 16 | 6 | 1.7931 | 0 | 13.6089 | 0 | 0 | 0 | 0 | 0.052445 | 0 | 0 | 3.7072 | 0 | 19.1616 | 0 | 0 | 0 | 0 | 0 | 0 | 0 | 0 | 0 | 0 | 0 | 0 | 0 | 0.45131 | 0 | 0.54519 | 0.51053 | 0 | 0 | 0.31621 | 0.77563 | 0 | 0 | 0 | 0 | 2.5989 | 0 | 0 | 0 | 0 | 0 | 0 | 0 | 0 | 0 | 0 | 0 | 0 | 0
4 | 14 | 17 | 6 | 1.7931 | 0 | 13.6089 | 0 | 0 | 0 | 0 | 0.048244 | 0 | 0 | 6.151 | 0 | 21.6012 | 0 | 0 | 0 | 0 | 0 | 0 | 0 | 0 | 0 | 0 | 0 | 0 | 0 | 0.45131 | 0 | 0.54519 | 0.40756 | 0 | 0 | 0.52621 | 0.77058 | 0 | 0 | 0 | 0 | 2.7008 | 0 | 0 | 0 | 0 | 0 | 0 | 0 | 0 | 0 | 0 | 0 | 0 | 0
4 | 14 | 18 | 6 | 1.7931 | 0 | 9.8982 | 0 | 0 | 0 | 0 | 0.057892 | 0 | 0 | 6.151 | 0 | 17.9002 | 0 | 0 | 0 | 0 | 0 | 0 | 0 | 0 | 0 | 0 | 0 | 0 | 0 | 0.45131 | 0 | 0.54519 | 0.60361 | 0 | 0 | 0.52621 | 0.77673 | 0 | 0 | 0 | 0 | 2.903 | 0 | 0 | 0 | 0 | 0 | 0 | 0 | 0 | 0 | 0 | 0 | 0 | 0
4 | 14 | 19 | 6 | 1.7931 | 0 | 2.4769 | 0 | 0 | 0 | 0 | 0.075875 | 0 | 0 | 3.9588 | 0 | 8.3047 | 0 | 0 | 0 | 0 | 0 | 0 | 0 | 0 | 0 | 0 | 0 | 0 | 0 | 0.45131 | 0 | 0.88038 | 0.73663 | 0 | 0 | 0.42121 | 0.77275 | 0 | 0 | 0 | 0 | 3.2623 | 0 | 0 | 0 | 0 | 0 | 0 | 0 | 0 | 0 | 0 | 0 | 0 | 0
4 | 14 | 20 | 6 | 1.7931 | 0 | 2.4769 | 0 | 0 | 0 | 0 | 0.094553 | 0 | 0 | 3.9588 | 0 | 8.3233 | 0 | 0 | 0 | 0 | 0 | 0 | 0 | 0 | 0 | 0 | 0 | 0 | 0 | 0.45131 | 0 | 1.1038 | 0.95788 | 0 | 0 | 0.36871 | 0.77005 | 0 | 0 | 0 | 0 | 3.6518 | 0 | 0 | 0 | 0 | 0 | 0 | 0 | 0 | 0 | 0 | 0 | 0 | 0
4 | 14 | 21 | 6 | 1.7931 | 0 | 2.4769 | 0 | 0 | 0 | 0 | 0.12067 | 0 | 0 | 6.5363 | 0 | 10.927 | 0 | 0 | 0 | 0 | 0 | 0 | 0 | 0 | 0 | 0 | 0 | 0 | 0 | 0.45131 | 0 | 1.2156 | 1.2422 | 0 | 0 | 0.47371 | 0.76865 | 0 | 0 | 0 | 0 | 4.1514 | 0 | 0 | 0 | 0 | 0 | 0 | 0 | 0 | 0 | 0 | 0 | 0 | 0
4 | 14 | 22 | 6 | 1.7931 | 0 | 2.4769 | 0 | 0 | 0 | 0 | 0.15492 | 0 | 0 | 4.0099 | 0 | 8.4349 | 0 | 0 | 0 | 0 | 0 | 0 | 0 | 0 | 0 | 0 | 0 | 0 | 0 | 0.45131 | 0 | 1.1038 | 1.3201 | 0 | 0 | 0.31621 | 0.7696 | 0 | 0 | 0 | 0 | 3.961 | 0 | 0 | 0 | 0 | 0 | 0 | 0 | 0 | 0 | 0 | 0 | 0 | 0
4 | 14 | 23 | 6 | 1.7931 | 0 | 2.4769 | 0 | 0 | 0 | 0 | 0.043822 | 0 | 0 | 0.65235 | 0 | 4.9662 | 0 | 0 | 0 | 0 | 0 | 0 | 0 | 0 | 0 | 0 | 0 | 0 | 0 | 0.45131 | 0 | 0.88038 | 0.76186 | 0 | 0 | 0.053706 | 0.7736 | 0 | 0 | 0 | 0 | 2.9209 | 0 | 0 | 0 | 0 | 0 | 0 | 0 | 0 | 0 | 0 | 0 | 0 | 0
4 | 14 | 24 | 6 | 1.7931 | 0 | 2.4769 | 0 | 0 | 0 | 0 | 0.045208 | 0 | 0 | 0.65237 | 0 | 4.9676 | 0 | 0 | 0 | 0 | 0 | 0 | 0 | 0 | 0 | 0 | 0 | 0 | 0 | 0.45131 | 0 | 0.54519 | 0.95388 | 0 | 0 | 0.053706 | 0.7798 | 0 | 0 | 0 | 0 | 2.7839 | 0 | 0 | 0 | 0 | 0 | 0 | 0 | 0 | 0 | 0 | 0 | 0 | 0
4 | 15 | 1 | 7 | 1.7931 | 0 | 2.4769 | 0 | 0 | 0 | 0 | 0.050246 | 0 | 0 | 0.65239 | 0 | 4.9726 | 0 | 0 | 0 | 0 | 0 | 0 | 0 | 0 | 0 | 0 | 0 | 0 | 0 | 0.45131 | 0 | 0.32173 | 1.0349 | 0 | 0 | 0.053706 | 0.78625 | 0 | 0 | 0 | 0 | 2.6479 | 0 | 0 | 0 | 0 | 0 | 0 | 0 | 0 | 0 | 0 | 0 | 0 | 0
4 | 15 | 2 | 7 | 1.7931 | 0 | 2.4769 | 0 | 0 | 0 | 0 | 0.0537 | 0 | 0 | 0.65242 | 0 | 4.9761 | 0 | 0 | 0 | 0 | 0 | 0 | 0 | 0 | 0 | 0 | 0 | 0 | 0 | 0.45131 | 0 | 0.32173 | 1.1945 | 0 | 0 | 0.053706 | 0.78763 | 0 | 0 | 0 | 0 | 2.8089 | 0 | 0 | 0 | 0 | 0 | 0 | 0 | 0 | 0 | 0 | 0 | 0 | 0
4 | 15 | 3 | 7 | 1.7931 | 0 | 2.4769 | 0 | 0 | 0 | 0 | 0.066615 | 0 | 0 | 0.65242 | 0 | 4.989 | 0 | 0 | 0 | 0 | 0 | 0 | 0 | 0 | 0 | 0 | 0 | 0 | 0 | 0.45131 | 0 | 0.32173 | 1.6988 | 0 | 0 | 0.053706 | 0.79025 | 0 | 0 | 0 | 0 | 3.3159 | 0 | 0 | 0 | 0 | 0 | 0 | 0 | 0 | 0 | 0 | 0 | 0 | 0
4 | 15 | 4 | 7 | 1.7931 | 0 | 2.4769 | 0 | 0 | 0 | 0 | 0.093383 | 0 | 0 | 0.65242 | 0 | 5.0158 | 0 | 0 | 0 | 0 | 0 | 0 | 0 | 0 | 0 | 0 | 0 | 0 | 0 | 0.45131 | 0 | 0.32173 | 2.2609 | 0 | 0 | 0.053706 | 0.79254 | 0 | 0 | 0 | 0 | 3.8802 | 0 | 0 | 0 | 0 | 0 | 0 | 0 | 0 | 0 | 0 | 0 | 0 | 0
4 | 15 | 5 | 7 | 1.7931 | 0 | 2.4769 | 0 | 0 | 0 | 0 | 0.115 | 0 | 0 | 0.65242 | 0 | 5.0374 | 0 | 0 | 0 | 0 | 0 | 0 | 0 | 0 | 0 | 0 | 0 | 0 | 0 | 0.45131 | 0 | 0.32173 | 2.3485 | 0 | 0 | 0.053706 | 0.79226 | 0 | 0 | 0 | 0 | 3.9674 | 0 | 0 | 0 | 0 | 0 | 0 | 0 | 0 | 0 | 0 | 0 | 0 | 0
4 | 15 | 6 | 7 | 1.7931 | 0 | 2.4769 | 0 | 0 | 0 | 0 | 0.14208 | 0 | 0 | 3.7072 | 0 | 8.1193 | 0 | 0 | 0 | 0 | 0 | 0 | 0 | 0 | 0 | 0 | 0 | 0 | 0 | 0.45131 | 0 | 0.54519 | 2.8381 | 0 | 0 | 0.31621 | 0.79145 | 0 | 0 | 0 | 0 | 4.9422 | 0 | 0 | 0 | 0 | 0 | 0 | 0 | 0 | 0 | 0 | 0 | 0 | 0
4 | 15 | 7 | 7 | 1.7931 | 0 | 2.4769 | 0 | 0 | 0 | 0 | 0.51152 | 0 | 0 | 6.151 | 0 | 10.9325 | 0 | 0 | 0 | 0 | 0 | 0 | 0 | 0 | 0 | 0 | 0 | 0 | 0 | 0.45131 | 0 | 0.71279 | 3.9298 | 0 | 0 | 0.52621 | 0.78352 | 0 | 0 | 0 | 0 | 6.4036 | 0 | 0 | 0 | 0 | 0 | 0 | 0 | 0 | 0 | 0 | 0 | 0 | 0
4 | 15 | 8 | 7 | 1.7931 | 0 | 13.6089 | 0 | 0 | 0 | 0 | 0.19422 | 0 | 0 | 3.9588 | 0 | 19.555 | 0 | 0 | 0 | 0 | 0 | 0 | 0 | 0 | 0 | 0 | 0 | 0 | 0 | 0.45131 | 0 | 0.71279 | 2.3579 | 0 | 0 | 0.42121 | 0.77851 | 0 | 0 | 0 | 0 | 4.7217 | 0 | 0 | 0 | 0 | 0 | 0 | 0 | 0 | 0 | 0 | 0 | 0 | 0
4 | 15 | 9 | 7 | 1.7931 | 0 | 13.6089 | 0 | 0 | 0 | 0 | 0.11167 | 0 | 0 | 4.666 | 0 | 20.1797 | 0 | 0 | 0 | 0 | 0 | 0 | 0 | 0 | 0 | 0 | 0 | 0 | 0 | 0.45131 | 0 | 0.71279 | 1.5222 | 0 | 0 | 0.31621 | 0.77292 | 0 | 0 | 0 | 0 | 3.7754 | 0 | 0 | 0 | 0 | 0 | 0 | 0 | 0 | 0 | 0 | 0 | 0 | 0
4 | 15 | 10 | 7 | 1.7931 | 0 | 13.6089 | 0 | 0 | 0 | 0 | 0.068206 | 0 | 0 | 3.7071 | 0 | 19.1773 | 0 | 0 | 0 | 0 | 0 | 0 | 0 | 0 | 0 | 0 | 0 | 0 | 0 | 0.45131 | 0 | 0.71279 | 0.98858 | 0 | 0 | 0.31621 | 0.76583 | 0 | 0 | 0 | 0 | 3.2347 | 0 | 0 | 0 | 0 | 0 | 0 | 0 | 0 | 0 | 0 | 0 | 0 | 0
4 | 15 | 11 | 7 | 1.7931 | 0 | 13.6089 | 0 | 0 | 0 | 0 | 0.048614 | 0 | 0 | 3.9588 | 0 | 19.4094 | 0 | 0 | 0 | 0 | 0 | 0 | 0 | 0 | 0 | 0 | 0 | 0 | 0 | 0.45131 | 0 | 0.54519 | 0.60775 | 0 | 0 | 0.36871 | 0.7655 | 0 | 0 | 0 | 0 | 2.7385 | 0 | 0 | 0 | 0 | 0 | 0 | 0 | 0 | 0 | 0 | 0 | 0 | 0
4 | 15 | 12 | 7 | 1.7931 | 0 | 8.6613 | 0 | 0 | 0 | 0 | 0.05375 | 0 | 0 | 3.9588 | 0 | 14.467 | 0 | 0 | 0 | 0 | 0 | 0 | 0 | 0 | 0 | 0 | 0 | 0 | 0 | 0.45131 | 0 | 0.54519 | 0.61615 | 0 | 0 | 0.42121 | 0.76557 | 0 | 0 | 0 | 0 | 2.7994 | 0 | 0 | 0 | 0 | 0 | 0 | 0 | 0 | 0 | 0 | 0 | 0 | 0
4 | 15 | 13 | 7 | 1.7931 | 0 | 13.6089 | 0 | 0 | 0 | 0 | 0.04084 | 0 | 0 | 3.9588 | 0 | 19.4016 | 0 | 0 | 0 | 0 | 0 | 0 | 0 | 0 | 0 | 0 | 0 | 0 | 0 | 0.45131 | 0 | 0.54519 | 0.51271 | 0 | 0 | 0.36871 | 0.76334 | 0 | 0 | 0 | 0 | 2.6412 | 0 | 0 | 0 | 0 | 0 | 0 | 0 | 0 | 0 | 0 | 0 | 0 | 0
4 | 15 | 14 | 7 | 1.7931 | 0 | 13.6089 | 0 | 0 | 0 | 0 | 0.034282 | 0 | 0 | 5.9675 | 0 | 21.4038 | 0 | 0 | 0 | 0 | 0 | 0 | 0 | 0 | 0 | 0 | 0 | 0 | 0 | 0.45131 | 0 | 0.54519 | 0.19604 | 0 | 0 | 0.36871 | 0.75628 | 0 | 0 | 0 | 0 | 2.3175 | 0 | 0 | 0 | 0 | 0 | 0 | 0 | 0 | 0 | 0 | 0 | 0 | 0
4 | 15 | 15 | 7 | 1.7931 | 0 | 13.6089 | 0 | 0 | 0 | 0 | 0.037564 | 0 | 0 | 3.7071 | 0 | 19.1466 | 0 | 0 | 0 | 0 | 0 | 0 | 0 | 0 | 0 | 0 | 0 | 0 | 0 | 0.45131 | 0 | 0.54519 | 0.21928 | 0 | 0 | 0.31621 | 0.75347 | 0 | 0 | 0 | 0 | 2.2854 | 0 | 0 | 0 | 0 | 0 | 0 | 0 | 0 | 0 | 0 | 0 | 0 | 0
4 | 15 | 16 | 7 | 1.7931 | 0 | 13.6089 | 0 | 0 | 0 | 0 | 0.080349 | 0 | 0 | 3.7071 | 0 | 19.1894 | 0 | 0 | 0 | 0 | 0 | 0 | 0 | 0 | 0 | 0 | 0 | 0 | 0 | 0.45131 | 0 | 0.54519 | 0.41022 | 0.029817 | 0 | 0.31621 | 0.75581 | 0 | 0 | 0 | 0 | 2.5086 | 0 | 0 | 0 | 0 | 0 | 0 | 0 | 0 | 0 | 0 | 0 | 0 | 0
4 | 15 | 17 | 7 | 1.7931 | 0 | 13.6089 | 0 | 0 | 0 | 0 | 0.050777 | 0 | 0 | 6.1509 | 0 | 21.6037 | 0 | 0 | 0 | 0 | 0 | 0 | 0 | 0 | 0 | 0 | 0 | 0 | 0 | 0.45131 | 0 | 0.54519 | 0.37997 | 0.066385 | 0 | 0.52621 | 0.75546 | 0 | 0 | 0 | 0 | 2.7245 | 0 | 0 | 0 | 0 | 0 | 0 | 0 | 0 | 0 | 0 | 0 | 0 | 0
4 | 15 | 18 | 7 | 1.7931 | 0 | 9.8982 | 0 | 0 | 0 | 0 | 0.039587 | 0 | 0 | 6.1509 | 0 | 17.8818 | 0 | 0 | 0 | 0 | 0 | 0 | 0 | 0 | 0 | 0 | 0 | 0 | 0 | 0.45131 | 0 | 0.54519 | 0.43376 | 0.00052041 | 0 | 0.52621 | 0.75919 | 0 | 0 | 0 | 0 | 2.7162 | 0 | 0 | 0 | 0 | 0 | 0 | 0 | 0 | 0 | 0 | 0 | 0 | 0
4 | 15 | 19 | 7 | 1.7931 | 0 | 2.4769 | 0 | 0 | 0 | 0 | 0.054858 | 0 | 0 | 3.9587 | 0 | 8.2836 | 0 | 0 | 0 | 0 | 0 | 0 | 0 | 0 | 0 | 0 | 0 | 0 | 0 | 0.45131 | 0 | 0.88038 | 0.50055 | 0 | 0 | 0.42121 | 0.75535 | 0 | 0 | 0 | 0 | 3.0088 | 0 | 0 | 0 | 0 | 0 | 0 | 0 | 0 | 0 | 0 | 0 | 0 | 0
4 | 15 | 20 | 7 | 1.7931 | 0 | 2.4769 | 0 | 0 | 0 | 0 | 0.062996 | 0 | 0 | 3.9587 | 0 | 8.2917 | 0 | 0 | 0 | 0 | 0 | 0 | 0 | 0 | 0 | 0 | 0 | 0 | 0 | 0.45131 | 0 | 1.1038 | 0.69155 | 0 | 0 | 0.36871 | 0.75622 | 0 | 0 | 0 | 0 | 3.3716 | 0 | 0 | 0 | 0 | 0 | 0 | 0 | 0 | 0 | 0 | 0 | 0 | 0
4 | 15 | 21 | 7 | 1.7931 | 0 | 2.4769 | 0 | 0 | 0 | 0 | 0.06704 | 0 | 0 | 6.5362 | 0 | 10.8733 | 0 | 0 | 0 | 0 | 0 | 0 | 0 | 0 | 0 | 0 | 0 | 0 | 0 | 0.45131 | 0 | 1.2156 | 0.82583 | 0 | 0 | 0.47371 | 0.75598 | 0 | 0 | 0 | 0 | 3.7224 | 0 | 0 | 0 | 0 | 0 | 0 | 0 | 0 | 0 | 0 | 0 | 0 | 0
4 | 15 | 22 | 7 | 1.7931 | 0 | 2.4769 | 0 | 0 | 0 | 0 | 0.06845 | 0 | 0 | 4.0097 | 0 | 8.3482 | 0 | 0 | 0 | 0 | 0 | 0 | 0 | 0 | 0 | 0 | 0 | 0 | 0 | 0.45131 | 0 | 1.1038 | 0.84097 | 0 | 0 | 0.31621 | 0.75791 | 0 | 0 | 0 | 0 | 3.4702 | 0 | 0 | 0 | 0 | 0 | 0 | 0 | 0 | 0 | 0 | 0 | 0 | 0
4 | 15 | 23 | 7 | 1.7931 | 0 | 2.4769 | 0 | 0 | 0 | 0 | 0.03231 | 0 | 0 | 0.65228 | 0 | 4.9546 | 0 | 0 | 0 | 0 | 0 | 0 | 0 | 0 | 0 | 0 | 0 | 0 | 0 | 0.45131 | 0 | 0.88038 | 0.79041 | 0 | 0 | 0.053706 | 0.76198 | 0 | 0 | 0 | 0 | 2.9378 | 0 | 0 | 0 | 0 | 0 | 0 | 0 | 0 | 0 | 0 | 0 | 0 | 0
4 | 15 | 24 | 7 | 1.7931 | 0 | 2.4769 | 0 | 0 | 0 | 0 | 0.0367 | 0 | 0 | 0.65229 | 0 | 4.959 | 0 | 0 | 0 | 0 | 0 | 0 | 0 | 0 | 0 | 0 | 0 | 0 | 0 | 0.45131 | 0 | 0.54519 | 0.87614 | 0 | 0 | 0.053706 | 0.77109 | 0 | 0 | 0 | 0 | 2.6974 | 0 | 0 | 0 | 0 | 0 | 0 | 0 | 0 | 0 | 0 | 0 | 0 | 0
4 | 16 | 1 | 1 | 1.7931 | 0 | 2.4769 | 0 | 0 | 0 | 0 | 0.041377 | 0 | 0 | 0.65233 | 0 | 4.9637 | 0 | 0 | 0 | 0 | 0 | 0 | 0 | 0 | 0 | 0 | 0 | 0 | 0 | 0.45131 | 0 | 0.32173 | 0.91138 | 0 | 0 | 0.053706 | 0.77784 | 0 | 0 | 0 | 0 | 2.516 | 0 | 0 | 0 | 0 | 0 | 0 | 0 | 0 | 0 | 0 | 0 | 0 | 0
4 | 16 | 2 | 1 | 1.7931 | 0 | 2.4769 | 0 | 0 | 0 | 0 | 0.041522 | 0 | 0 | 0.65236 | 0 | 4.9639 | 0 | 0 | 0 | 0 | 0 | 0 | 0 | 0 | 0 | 0 | 0 | 0 | 0 | 0.45131 | 0 | 0.32173 | 0.93336 | 0 | 0 | 0.053706 | 0.77614 | 0 | 0 | 0 | 0 | 2.5362 | 0 | 0 | 0 | 0 | 0 | 0 | 0 | 0 | 0 | 0 | 0 | 0 | 0
4 | 16 | 3 | 1 | 1.7931 | 0 | 2.4769 | 0 | 0 | 0 | 0 | 0.044409 | 0 | 0 | 0.65236 | 0 | 4.9668 | 0 | 0 | 0 | 0 | 0 | 0 | 0 | 0 | 0 | 0 | 0 | 0 | 0 | 0.45131 | 0 | 0.32173 | 1.011 | 0 | 0 | 0.053706 | 0.77754 | 0 | 0 | 0 | 0 | 2.6153 | 0 | 0 | 0 | 0 | 0 | 0 | 0 | 0 | 0 | 0 | 0 | 0 | 0
4 | 16 | 4 | 1 | 1.7931 | 0 | 2.4769 | 0 | 0 | 0 | 0 | 0.044702 | 0 | 0 | 0.65236 | 0 | 4.9671 | 0 | 0 | 0 | 0 | 0 | 0 | 0 | 0 | 0 | 0 | 0 | 0 | 0 | 0.45131 | 0 | 0.32173 | 1.0311 | 0 | 0 | 0.053706 | 0.77629 | 0 | 0 | 0 | 0 | 2.6341 | 0 | 0 | 0 | 0 | 0 | 0 | 0 | 0 | 0 | 0 | 0 | 0 | 0
4 | 16 | 5 | 1 | 1.7931 | 0 | 2.4769 | 0 | 0 | 0 | 0 | 0.04634 | 0 | 0 | 0.65235 | 0 | 4.9687 | 0 | 0 | 0 | 0 | 0 | 0 | 0 | 0 | 0 | 0 | 0 | 0 | 0 | 0.45131 | 0 | 0.32173 | 1.0159 | 0 | 0 | 0.053706 | 0.77694 | 0 | 0 | 0 | 0 | 2.6196 | 0 | 0 | 0 | 0 | 0 | 0 | 0 | 0 | 0 | 0 | 0 | 0 | 0
4 | 16 | 6 | 1 | 1.7931 | 0 | 2.4769 | 0 | 0 | 0 | 0 | 0.048728 | 0 | 0 | 3.7071 | 0 | 8.0259 | 0 | 0 | 0 | 0 | 0 | 0 | 0 | 0 | 0 | 0 | 0 | 0 | 0 | 0.45131 | 0 | 0.54519 | 0.9435 | 0 | 0 | 0.31621 | 0.7734 | 0 | 0 | 0 | 0 | 3.0296 | 0 | 0 | 0 | 0 | 0 | 0 | 0 | 0 | 0 | 0 | 0 | 0 | 0
4 | 16 | 7 | 1 | 1.7931 | 0 | 2.4769 | 0 | 0 | 0 | 0 | 0.2925 | 0 | 0 | 6.1509 | 0 | 10.7134 | 0 | 0 | 0 | 0 | 0 | 0 | 0 | 0 | 0 | 0 | 0 | 0 | 0 | 0.45131 | 0 | 0.71279 | 2.3538 | 0 | 0 | 0.52621 | 0.7666 | 0 | 0 | 0 | 0 | 4.8107 | 0 | 0 | 0 | 0 | 0 | 0 | 0 | 0 | 0 | 0 | 0 | 0 | 0
4 | 16 | 8 | 1 | 1.7931 | 0 | 13.6089 | 0 | 0 | 0 | 0 | 0.13825 | 0 | 0 | 3.9587 | 0 | 19.499 | 0 | 0 | 0 | 0 | 0 | 0 | 0 | 0 | 0 | 0 | 0 | 0 | 0 | 0.45131 | 0 | 0.71279 | 1.7642 | 0 | 0 | 0.42121 | 0.76636 | 0 | 0 | 0 | 0 | 4.1158 | 0 | 0 | 0 | 0 | 0 | 0 | 0 | 0 | 0 | 0 | 0 | 0 | 0
4 | 16 | 9 | 1 | 1.7931 | 0 | 13.6089 | 0 | 0 | 0 | 0 | 0.078222 | 0 | 0 | 4.6659 | 0 | 20.1461 | 0 | 0 | 0 | 0 | 0 | 0 | 0 | 0 | 0 | 0 | 0 | 0 | 0 | 0.45131 | 0 | 0.71279 | 1.3579 | 0 | 0 | 0.31621 | 0.76221 | 0 | 0 | 0 | 0 | 3.6004 | 0 | 0 | 0 | 0 | 0 | 0 | 0 | 0 | 0 | 0 | 0 | 0 | 0
4 | 16 | 10 | 1 | 1.7931 | 0 | 13.6089 | 0 | 0 | 0 | 0 | 0.083272 | 0 | 0 | 3.7071 | 0 | 19.1923 | 0 | 0 | 0 | 0 | 0 | 0 | 0 | 0 | 0 | 0 | 0 | 0 | 0 | 0.45131 | 0 | 0.71279 | 1.4852 | 0 | 0 | 0.31621 | 0.76659 | 0 | 0 | 0 | 0 | 3.7321 | 0 | 0 | 0 | 0 | 0 | 0 | 0 | 0 | 0 | 0 | 0 | 0 | 0
4 | 16 | 11 | 1 | 1.7931 | 0 | 13.6089 | 0 | 0 | 0 | 0 | 0.058526 | 0 | 0 | 3.9587 | 0 | 19.4193 | 0 | 0 | 0 | 0 | 0 | 0 | 0 | 0 | 0 | 0 | 0 | 0 | 0 | 0.45131 | 0 | 0.54519 | 0.98842 | 0 | 0 | 0.36871 | 0.76555 | 0 | 0 | 0 | 0 | 3.1192 | 0 | 0 | 0 | 0 | 0 | 0 | 0 | 0 | 0 | 0 | 0 | 0 | 0
4 | 16 | 12 | 1 | 1.7931 | 0 | 8.6613 | 0 | 0 | 0 | 0 | 0.060067 | 0 | 0 | 3.9587 | 0 | 14.4733 | 0 | 0 | 0 | 0 | 0 | 0 | 0 | 0 | 0 | 0 | 0 | 0 | 0 | 0.45131 | 0 | 0.54519 | 1.0258 | 0 | 0 | 0.42121 | 0.76059 | 0 | 0 | 0 | 0 | 3.2041 | 0 | 0 | 0 | 0 | 0 | 0 | 0 | 0 | 0 | 0 | 0 | 0 | 0
4 | 16 | 13 | 1 | 1.7931 | 0 | 13.6089 | 0 | 0 | 0 | 0 | 0.050348 | 0 | 0 | 3.9587 | 0 | 19.4111 | 0 | 0 | 0 | 0 | 0 | 0 | 0 | 0 | 0 | 0 | 0 | 0 | 0 | 0.45131 | 0 | 0.54519 | 0.81825 | 0 | 0 | 0.36871 | 0.76035 | 0 | 0 | 0 | 0 | 2.9438 | 0 | 0 | 0 | 0 | 0 | 0 | 0 | 0 | 0 | 0 | 0 | 0 | 0
4 | 16 | 14 | 1 | 1.7931 | 0 | 13.6089 | 0 | 0 | 0 | 0 | 0.044441 | 0 | 0 | 5.9674 | 0 | 21.4138 | 0 | 0 | 0 | 0 | 0 | 0 | 0 | 0 | 0 | 0 | 0 | 0 | 0 | 0.45131 | 0 | 0.54519 | 0.7355 | 0 | 0 | 0.36871 | 0.75883 | 0 | 0 | 0 | 0 | 2.8595 | 0 | 0 | 0 | 0 | 0 | 0 | 0 | 0 | 0 | 0 | 0 | 0 | 0
4 | 16 | 15 | 1 | 1.7931 | 0 | 13.6089 | 0 | 0 | 0 | 0 | 0.039201 | 0 | 0 | 3.7071 | 0 | 19.1483 | 0 | 0 | 0 | 0 | 0 | 0 | 0 | 0 | 0 | 0 | 0 | 0 | 0 | 0.45131 | 0 | 0.54519 | 0.61793 | 0 | 0 | 0.31621 | 0.7556 | 0 | 0 | 0 | 0 | 2.6862 | 0 | 0 | 0 | 0 | 0 | 0 | 0 | 0 | 0 | 0 | 0 | 0 | 0
4 | 16 | 16 | 1 | 1.7931 | 0 | 13.6089 | 0 | 0 | 0 | 0 | 0.036038 | 0 | 0 | 3.707 | 0 | 19.1451 | 0 | 0 | 0 | 0 | 0 | 0 | 0 | 0 | 0 | 0 | 0 | 0 | 0 | 0.45131 | 0 | 0.54519 | 0.4815 | 0 | 0 | 0.31621 | 0.75269 | 0 | 0 | 0 | 0 | 2.5469 | 0 | 0 | 0 | 0 | 0 | 0 | 0 | 0 | 0 | 0 | 0 | 0 | 0
4 | 16 | 17 | 1 | 1.7931 | 0 | 13.6089 | 0 | 0 | 0 | 0 | 0.035096 | 0 | 0 | 6.1508 | 0 | 21.5879 | 0 | 0 | 0 | 0 | 0 | 0 | 0 | 0 | 0 | 0 | 0 | 0 | 0 | 0.45131 | 0 | 0.54519 | 0.47903 | 0 | 0 | 0.52621 | 0.7526 | 0 | 0 | 0 | 0 | 2.7543 | 0 | 0 | 0 | 0 | 0 | 0 | 0 | 0 | 0 | 0 | 0 | 0 | 0
4 | 16 | 18 | 1 | 1.7931 | 0 | 9.8982 | 0 | 0 | 0 | 0 | 0.044605 | 0 | 0 | 6.1508 | 0 | 17.8868 | 0 | 0 | 0 | 0 | 0 | 0 | 0 | 0 | 0 | 0 | 0 | 0 | 0 | 0.45131 | 0 | 0.54519 | 0.60902 | 0 | 0 | 0.52621 | 0.75732 | 0 | 0 | 0 | 0 | 2.8891 | 0 | 0 | 0 | 0 | 0 | 0 | 0 | 0 | 0 | 0 | 0 | 0 | 0
4 | 16 | 19 | 1 | 1.7931 | 0 | 2.4769 | 0 | 0 | 0 | 0 | 0.060032 | 0 | 0 | 3.9587 | 0 | 8.2888 | 0 | 0 | 0 | 0 | 0 | 0 | 0 | 0 | 0 | 0 | 0 | 0 | 0 | 0.45131 | 0 | 0.88038 | 0.66007 | 0 | 0 | 0.42121 | 0.7531 | 0 | 0 | 0 | 0 | 3.1661 | 0 | 0 | 0 | 0 | 0 | 0 | 0 | 0 | 0 | 0 | 0 | 0 | 0
4 | 16 | 20 | 1 | 1.7931 | 0 | 2.4769 | 0 | 0 | 0 | 0 | 0.066866 | 0 | 0 | 3.9587 | 0 | 8.2956 | 0 | 0 | 0 | 0 | 0 | 0 | 0 | 0 | 0 | 0 | 0 | 0 | 0 | 0.45131 | 0 | 1.1038 | 0.74524 | 0 | 0 | 0.36871 | 0.75229 | 0 | 0 | 0 | 0 | 3.4214 | 0 | 0 | 0 | 0 | 0 | 0 | 0 | 0 | 0 | 0 | 0 | 0 | 0
4 | 16 | 21 | 1 | 1.7931 | 0 | 2.4769 | 0 | 0 | 0 | 0 | 0.08534 | 0 | 0 | 6.5362 | 0 | 10.8915 | 0 | 0 | 0 | 0 | 0 | 0 | 0 | 0 | 0 | 0 | 0 | 0 | 0 | 0.45131 | 0 | 1.2156 | 0.94297 | 0 | 0 | 0.47371 | 0.75054 | 0 | 0 | 0 | 0 | 3.8341 | 0 | 0 | 0 | 0 | 0 | 0 | 0 | 0 | 0 | 0 | 0 | 0 | 0
4 | 16 | 22 | 1 | 1.7931 | 0 | 2.4769 | 0 | 0 | 0 | 0 | 0.10893 | 0 | 0 | 4.0096 | 0 | 8.3886 | 0 | 0 | 0 | 0 | 0 | 0 | 0 | 0 | 0 | 0 | 0 | 0 | 0 | 0.45131 | 0 | 1.1038 | 1.1566 | 0 | 0 | 0.31621 | 0.75449 | 0 | 0 | 0 | 0 | 3.7825 | 0 | 0 | 0 | 0 | 0 | 0 | 0 | 0 | 0 | 0 | 0 | 0 | 0
4 | 16 | 23 | 1 | 1.7931 | 0 | 2.4769 | 0 | 0 | 0 | 0 | 0.033414 | 0 | 0 | 0.65225 | 0 | 4.9557 | 0 | 0 | 0 | 0 | 0 | 0 | 0 | 0 | 0 | 0 | 0 | 0 | 0 | 0.45131 | 0 | 0.88038 | 0.76363 | 0 | 0 | 0.053706 | 0.75767 | 0 | 0 | 0 | 0 | 2.9067 | 0 | 0 | 0 | 0 | 0 | 0 | 0 | 0 | 0 | 0 | 0 | 0 | 0
4 | 16 | 24 | 1 | 1.7931 | 0 | 2.4769 | 0 | 0 | 0 | 0 | 0.038468 | 0 | 0 | 0.65226 | 0 | 4.9607 | 0 | 0 | 0 | 0 | 0 | 0 | 0 | 0 | 0 | 0 | 0 | 0 | 0 | 0.45131 | 0 | 0.54519 | 0.88318 | 0 | 0 | 0.053706 | 0.76776 | 0 | 0 | 0 | 0 | 2.7012 | 0 | 0 | 0 | 0 | 0 | 0 | 0 | 0 | 0 | 0 | 0 | 0 | 0
4 | 17 | 1 | 2 | 1.7931 | 0 | 2.4769 | 0 | 0 | 0 | 0 | 0.043596 | 0 | 0 | 0.6523 | 0 | 4.9659 | 0 | 0 | 0 | 0 | 0 | 0 | 0 | 0 | 0 | 0 | 0 | 0 | 0 | 0.45131 | 0 | 0.32173 | 0.9829 | 0 | 0 | 0.053706 | 0.77479 | 0 | 0 | 0 | 0 | 2.5844 | 0 | 0 | 0 | 0 | 0 | 0 | 0 | 0 | 0 | 0 | 0 | 0 | 0
4 | 17 | 2 | 2 | 1.7931 | 0 | 2.4769 | 0 | 0 | 0 | 0 | 0.048699 | 0 | 0 | 0.65233 | 0 | 4.971 | 0 | 0 | 0 | 0 | 0 | 0 | 0 | 0 | 0 | 0 | 0 | 0 | 0 | 0.45131 | 0 | 0.32173 | 1.107 | 0 | 0 | 0.053706 | 0.77773 | 0 | 0 | 0 | 0 | 2.7114 | 0 | 0 | 0 | 0 | 0 | 0 | 0 | 0 | 0 | 0 | 0 | 0 | 0
4 | 17 | 3 | 2 | 1.7931 | 0 | 2.4769 | 0 | 0 | 0 | 0 | 0.053514 | 0 | 0 | 0.65235 | 0 | 4.9759 | 0 | 0 | 0 | 0 | 0 | 0 | 0 | 0 | 0 | 0 | 0 | 0 | 0 | 0.45131 | 0 | 0.32173 | 1.3535 | 0 | 0 | 0.053706 | 0.77751 | 0 | 0 | 0 | 0 | 2.9578 | 0 | 0 | 0 | 0 | 0 | 0 | 0 | 0 | 0 | 0 | 0 | 0 | 0
4 | 17 | 4 | 2 | 1.7931 | 0 | 2.4769 | 0 | 0 | 0 | 0 | 0.066556 | 0 | 0 | 0.65234 | 0 | 4.9889 | 0 | 0 | 0 | 0 | 0 | 0 | 0 | 0 | 0 | 0 | 0 | 0 | 0 | 0.45131 | 0 | 0.32173 | 1.7478 | 0 | 0 | 0.053706 | 0.77807 | 0 | 0 | 0 | 0 | 3.3527 | 0 | 0 | 0 | 0 | 0 | 0 | 0 | 0 | 0 | 0 | 0 | 0 | 0
4 | 17 | 5 | 2 | 1.7931 | 0 | 2.4769 | 0 | 0 | 0 | 0 | 0.085535 | 0 | 0 | 0.65234 | 0 | 5.0079 | 0 | 0 | 0 | 0 | 0 | 0 | 0 | 0 | 0 | 0 | 0 | 0 | 0 | 0.45131 | 0 | 0.32173 | 1.8847 | 0 | 0 | 0.053706 | 0.77833 | 0 | 0 | 0 | 0 | 3.4897 | 0 | 0 | 0 | 0 | 0 | 0 | 0 | 0 | 0 | 0 | 0 | 0 | 0
4 | 17 | 6 | 2 | 1.7931 | 0 | 2.4769 | 0 | 0 | 0 | 0 | 0.11755 | 0 | 0 | 3.7071 | 0 | 8.0947 | 0 | 0 | 0 | 0 | 0 | 0 | 0 | 0 | 0 | 0 | 0 | 0 | 0 | 0.45131 | 0 | 0.54519 | 2.2756 | 0 | 0 | 0.31621 | 0.77461 | 0 | 0 | 0 | 0 | 4.3629 | 0 | 0 | 0 | 0 | 0 | 0 | 0 | 0 | 0 | 0 | 0 | 0 | 0
4 | 17 | 7 | 2 | 1.7931 | 0 | 2.4769 | 0 | 0 | 0 | 0 | 0.60315 | 0 | 0 | 6.1509 | 0 | 11.024 | 0 | 0 | 0 | 0 | 0 | 0 | 0 | 0 | 0 | 0 | 0 | 0 | 0 | 0.45131 | 0 | 0.71279 | 4.0964 | 0 | 0 | 0.52621 | 0.77402 | 0 | 0 | 0 | 0 | 6.5607 | 0 | 0 | 0 | 0 | 0 | 0 | 0 | 0 | 0 | 0 | 0 | 0 | 0
4 | 17 | 8 | 2 | 1.7931 | 0 | 13.6089 | 0 | 0 | 0 | 0 | 0.25499 | 0 | 0 | 3.9587 | 0 | 19.6157 | 0 | 0 | 0 | 0 | 0 | 0 | 0 | 0 | 0 | 0 | 0 | 0 | 0 | 0.45131 | 0 | 0.71279 | 2.4198 | 0 | 0 | 0.42121 | 0.76614 | 0 | 0 | 0 | 0 | 4.7712 | 0 | 0 | 0 | 0 | 0 | 0 | 0 | 0 | 0 | 0 | 0 | 0 | 0
4 | 17 | 9 | 2 | 1.7931 | 0 | 13.6089 | 0 | 0 | 0 | 0 | 0.11123 | 0 | 0 | 4.6659 | 0 | 20.1791 | 0 | 0 | 0 | 0 | 0 | 0 | 0 | 0 | 0 | 0 | 0 | 0 | 0 | 0.45131 | 0 | 0.71279 | 1.5614 | 0 | 0 | 0.31621 | 0.75857 | 0 | 0 | 0 | 0 | 3.8003 | 0 | 0 | 0 | 0 | 0 | 0 | 0 | 0 | 0 | 0 | 0 | 0 | 0
4 | 17 | 10 | 2 | 1.7931 | 0 | 13.6089 | 0 | 0 | 0 | 0 | 0.084909 | 0 | 0 | 3.707 | 0 | 19.194 | 0 | 0 | 0 | 0 | 0 | 0 | 0 | 0 | 0 | 0 | 0 | 0 | 0 | 0.45131 | 0 | 0.71279 | 1.3542 | 0 | 0 | 0.31621 | 0.76039 | 0 | 0 | 0 | 0 | 3.5949 | 0 | 0 | 0 | 0 | 0 | 0 | 0 | 0 | 0 | 0 | 0 | 0 | 0
4 | 17 | 11 | 2 | 1.7931 | 0 | 13.6089 | 0 | 0 | 0 | 0 | 0.054518 | 0 | 0 | 3.9587 | 0 | 19.4152 | 0 | 0 | 0 | 0 | 0 | 0 | 0 | 0 | 0 | 0 | 0 | 0 | 0 | 0.45131 | 0 | 0.54519 | 0.87854 | 0 | 0 | 0.36871 | 0.76197 | 0 | 0 | 0 | 0 | 3.0057 | 0 | 0 | 0 | 0 | 0 | 0 | 0 | 0 | 0 | 0 | 0 | 0 | 0
4 | 17 | 12 | 2 | 1.7931 | 0 | 8.6613 | 0 | 0 | 0 | 0 | 0.070773 | 0 | 0 | 3.9587 | 0 | 14.484 | 0 | 0 | 0 | 0 | 0 | 0 | 0 | 0 | 0 | 0 | 0 | 0 | 0 | 0.45131 | 0 | 0.54519 | 1.0617 | 0 | 0 | 0.42121 | 0.76331 | 0 | 0 | 0 | 0 | 3.2427 | 0 | 0 | 0 | 0 | 0 | 0 | 0 | 0 | 0 | 0 | 0 | 0 | 0
4 | 17 | 13 | 2 | 1.7931 | 0 | 13.6089 | 0 | 0 | 0 | 0 | 0.0489 | 0 | 0 | 3.9587 | 0 | 19.4096 | 0 | 0 | 0 | 0 | 0 | 0 | 0 | 0 | 0 | 0 | 0 | 0 | 0 | 0.45131 | 0 | 0.54519 | 0.8111 | 0 | 0 | 0.36871 | 0.76463 | 0 | 0 | 0 | 0 | 2.9409 | 0 | 0 | 0 | 0 | 0 | 0 | 0 | 0 | 0 | 0 | 0 | 0 | 0
4 | 17 | 14 | 2 | 1.7931 | 0 | 13.6089 | 0 | 0 | 0 | 0 | 0.046401 | 0 | 0 | 5.9674 | 0 | 21.4158 | 0 | 0 | 0 | 0 | 0 | 0 | 0 | 0 | 0 | 0 | 0 | 0 | 0 | 0.45131 | 0 | 0.54519 | 0.78747 | 0 | 0 | 0.36871 | 0.76216 | 0 | 0 | 0 | 0 | 2.9148 | 0 | 0 | 0 | 0 | 0 | 0 | 0 | 0 | 0 | 0 | 0 | 0 | 0
4 | 17 | 15 | 2 | 1.7931 | 0 | 13.6089 | 0 | 0 | 0 | 0 | 0.043937 | 0 | 0 | 3.7071 | 0 | 19.153 | 0 | 0 | 0 | 0 | 0 | 0 | 0 | 0 | 0 | 0 | 0 | 0 | 0 | 0.45131 | 0 | 0.54519 | 0.6841 | 0 | 0 | 0.31621 | 0.76039 | 0 | 0 | 0 | 0 | 2.7572 | 0 | 0 | 0 | 0 | 0 | 0 | 0 | 0 | 0 | 0 | 0 | 0 | 0
4 | 17 | 16 | 2 | 1.7931 | 0 | 13.6089 | 0 | 0 | 0 | 0 | 0.047689 | 0 | 0 | 3.7071 | 0 | 19.1568 | 0 | 0 | 0 | 0 | 0 | 0 | 0 | 0 | 0 | 0 | 0 | 0 | 0 | 0.45131 | 0 | 0.54519 | 0.76751 | 0 | 0 | 0.31621 | 0.76317 | 0 | 0 | 0 | 0 | 2.8434 | 0 | 0 | 0 | 0 | 0 | 0 | 0 | 0 | 0 | 0 | 0 | 0 | 0
4 | 17 | 17 | 2 | 1.7931 | 0 | 13.6089 | 0 | 0 | 0 | 0 | 0.040877 | 0 | 0 | 6.1509 | 0 | 21.5938 | 0 | 0 | 0 | 0 | 0 | 0 | 0 | 0 | 0 | 0 | 0 | 0 | 0 | 0.45131 | 0 | 0.54519 | 0.63723 | 0 | 0 | 0.52621 | 0.75787 | 0 | 0 | 0 | 0 | 2.9178 | 0 | 0 | 0 | 0 | 0 | 0 | 0 | 0 | 0 | 0 | 0 | 0 | 0
4 | 17 | 18 | 2 | 1.7931 | 0 | 9.8982 | 0 | 0 | 0 | 0 | 0.052684 | 0 | 0 | 6.1509 | 0 | 17.8949 | 0 | 0 | 0 | 0 | 0 | 0 | 0 | 0 | 0 | 0 | 0 | 0 | 0 | 0.45131 | 0 | 0.54519 | 0.75055 | 0 | 0 | 0.52621 | 0.76259 | 0 | 0 | 0 | 0 | 3.0358 | 0 | 0 | 0 | 0 | 0 | 0 | 0 | 0 | 0 | 0 | 0 | 0 | 0
4 | 17 | 19 | 2 | 1.7931 | 0 | 2.4769 | 0 | 0 | 0 | 0 | 0.069701 | 0 | 0 | 3.9587 | 0 | 8.2985 | 0 | 0 | 0 | 0 | 0 | 0 | 0 | 0 | 0 | 0 | 0 | 0 | 0 | 0.45131 | 0 | 0.88038 | 0.85273 | 0 | 0 | 0.42121 | 0.75523 | 0 | 0 | 0 | 0 | 3.3609 | 0 | 0 | 0 | 0 | 0 | 0 | 0 | 0 | 0 | 0 | 0 | 0 | 0
4 | 17 | 20 | 2 | 1.7931 | 0 | 2.4769 | 0 | 0 | 0 | 0 | 0.1002 | 0 | 0 | 3.9587 | 0 | 8.3289 | 0 | 0 | 0 | 0 | 0 | 0 | 0 | 0 | 0 | 0 | 0 | 0 | 0 | 0.45131 | 0 | 1.1038 | 1.1544 | 0 | 0 | 0.36871 | 0.75252 | 0 | 0 | 0 | 0 | 3.8308 | 0 | 0 | 0 | 0 | 0 | 0 | 0 | 0 | 0 | 0 | 0 | 0 | 0
4 | 17 | 21 | 2 | 1.7931 | 0 | 2.4769 | 0 | 0 | 0 | 0 | 0.13523 | 0 | 0 | 6.5362 | 0 | 10.9414 | 0 | 0 | 0 | 0 | 0 | 0 | 0 | 0 | 0 | 0 | 0 | 0 | 0 | 0.45131 | 0 | 1.2156 | 1.3179 | 0 | 0 | 0.47371 | 0.74889 | 0 | 0 | 0 | 0 | 4.2073 | 0 | 0 | 0 | 0 | 0 | 0 | 0 | 0 | 0 | 0 | 0 | 0 | 0
4 | 17 | 22 | 2 | 1.7931 | 0 | 2.4769 | 0 | 0 | 0 | 0 | 0.21874 | 0 | 0 | 4.0096 | 0 | 8.4984 | 0 | 0 | 0 | 0 | 0 | 0 | 0 | 0 | 0 | 0 | 0 | 0 | 0 | 0.45131 | 0 | 1.1038 | 2.052 | 0 | 0 | 0.31621 | 0.75475 | 0 | 0 | 0 | 0 | 4.6781 | 0 | 0 | 0 | 0 | 0 | 0 | 0 | 0 | 0 | 0 | 0 | 0 | 0
4 | 17 | 23 | 2 | 1.7931 | 0 | 2.4769 | 0 | 0 | 0 | 0 | 0.037774 | 0 | 0 | 0.65225 | 0 | 4.96 | 0 | 0 | 0 | 0 | 0 | 0 | 0 | 0 | 0 | 0 | 0 | 0 | 0 | 0.45131 | 0 | 0.88038 | 0.87156 | 0 | 0 | 0.053706 | 0.76078 | 0 | 0 | 0 | 0 | 3.0177 | 0 | 0 | 0 | 0 | 0 | 0 | 0 | 0 | 0 | 0 | 0 | 0 | 0
4 | 17 | 24 | 2 | 1.7931 | 0 | 2.4769 | 0 | 0 | 0 | 0 | 0.040712 | 0 | 0 | 0.65227 | 0 | 4.963 | 0 | 0 | 0 | 0 | 0 | 0 | 0 | 0 | 0 | 0 | 0 | 0 | 0 | 0.45131 | 0 | 0.54519 | 0.95173 | 0 | 0 | 0.053706 | 0.76863 | 0 | 0 | 0 | 0 | 2.7706 | 0 | 0 | 0 | 0 | 0 | 0 | 0 | 0 | 0 | 0 | 0 | 0 | 0
4 | 18 | 1 | 3 | 1.7931 | 0 | 2.4769 | 0 | 0 | 0 | 0 | 0.053668 | 0 | 0 | 0.6523 | 0 | 4.976 | 0 | 0 | 0 | 0 | 0 | 0 | 0 | 0 | 0 | 0 | 0 | 0 | 0 | 0.45131 | 0 | 0.32173 | 1.3234 | 0 | 0 | 0.053706 | 0.7784 | 0 | 0 | 0 | 0 | 2.9285 | 0 | 0 | 0 | 0 | 0 | 0 | 0 | 0 | 0 | 0 | 0 | 0 | 0
4 | 18 | 2 | 3 | 1.7931 | 0 | 2.4769 | 0 | 0 | 0 | 0 | 0.089613 | 0 | 0 | 0.65235 | 0 | 5.012 | 0 | 0 | 0 | 0 | 0 | 0 | 0 | 0 | 0 | 0 | 0 | 0 | 0 | 0.45131 | 0 | 0.32173 | 2.1065 | 0 | 0 | 0.053706 | 0.7809 | 0 | 0 | 0 | 0 | 3.7142 | 0 | 0 | 0 | 0 | 0 | 0 | 0 | 0 | 0 | 0 | 0 | 0 | 0
4 | 18 | 3 | 3 | 1.7931 | 0 | 2.4769 | 0 | 0 | 0 | 0 | 0.13018 | 0 | 0 | 0.65235 | 0 | 5.0526 | 0 | 0 | 0 | 0 | 0 | 0 | 0 | 0 | 0 | 0 | 0 | 0 | 0 | 0.45131 | 0 | 0.32173 | 2.4638 | 0 | 0 | 0.053706 | 0.78185 | 0 | 0 | 0 | 0 | 4.0724 | 0 | 0 | 0 | 0 | 0 | 0 | 0 | 0 | 0 | 0 | 0 | 0 | 0
4 | 18 | 4 | 3 | 1.7931 | 0 | 2.4769 | 0 | 0 | 0 | 0 | 0.17552 | 0 | 0 | 0.65235 | 0 | 5.0979 | 0 | 0 | 0 | 0 | 0 | 0 | 0 | 0 | 0 | 0 | 0 | 0 | 0 | 0.45131 | 0 | 0.32173 | 2.67 | 0 | 0 | 0.053706 | 0.78474 | 0 | 0 | 0 | 0 | 4.2815 | 0 | 0 | 0 | 0 | 0 | 0 | 0 | 0 | 0 | 0 | 0 | 0 | 0
4 | 18 | 5 | 3 | 1.7931 | 0 | 2.4769 | 0 | 0 | 0 | 0 | 0.19189 | 0 | 0 | 0.65235 | 0 | 5.1143 | 0 | 0 | 0 | 0 | 0 | 0 | 0 | 0 | 0 | 0 | 0 | 0 | 0 | 0.45131 | 0 | 0.32173 | 2.7372 | 0 | 0 | 0.053706 | 0.7842 | 0 | 0 | 0 | 0 | 4.3482 | 0 | 0 | 0 | 0 | 0 | 0 | 0 | 0 | 0 | 0 | 0 | 0 | 0
4 | 18 | 6 | 3 | 1.7931 | 0 | 2.4769 | 0 | 0 | 0 | 0 | 0.2008 | 0 | 0 | 3.7071 | 0 | 8.1779 | 0 | 0 | 0 | 0 | 0 | 0 | 0 | 0 | 0 | 0 | 0 | 0 | 0 | 0.45131 | 0 | 0.54519 | 2.7436 | 0 | 0 | 0.31621 | 0.78052 | 0 | 0 | 0 | 0 | 4.8368 | 0 | 0 | 0 | 0 | 0 | 0 | 0 | 0 | 0 | 0 | 0 | 0 | 0
4 | 18 | 7 | 3 | 1.7931 | 0 | 2.4769 | 0 | 0 | 0 | 0 | 0.62192 | 0 | 0 | 6.1509 | 0 | 11.0428 | 0 | 0 | 0 | 0 | 0 | 0 | 0 | 0 | 0 | 0 | 0 | 0 | 0 | 0.45131 | 0 | 0.71279 | 4.4808 | 0 | 0 | 0.52621 | 0.77747 | 0 | 0 | 0 | 0 | 6.9486 | 0 | 0 | 0 | 0 | 0 | 0 | 0 | 0 | 0 | 0 | 0 | 0 | 0
4 | 18 | 8 | 3 | 1.7931 | 0 | 13.6089 | 0 | 0 | 0 | 0 | 0.31414 | 0 | 0 | 3.9587 | 0 | 19.6749 | 0 | 0 | 0 | 0 | 0 | 0 | 0 | 0 | 0 | 0 | 0 | 0 | 0 | 0.45131 | 0 | 0.71279 | 2.7581 | 0 | 0 | 0.42121 | 0.77288 | 0 | 0 | 0 | 0 | 5.1163 | 0 | 0 | 0 | 0 | 0 | 0 | 0 | 0 | 0 | 0 | 0 | 0 | 0
4 | 18 | 9 | 3 | 1.7931 | 0 | 13.6089 | 0 | 0 | 0 | 0 | 0.21535 | 0 | 0 | 4.6659 | 0 | 20.2833 | 0 | 0 | 0 | 0 | 0 | 0 | 0 | 0 | 0 | 0 | 0 | 0 | 0 | 0.45131 | 0 | 0.71279 | 2.2198 | 0 | 0 | 0.31621 | 0.76694 | 0 | 0 | 0 | 0 | 4.4671 | 0 | 0 | 0 | 0 | 0 | 0 | 0 | 0 | 0 | 0 | 0 | 0 | 0
4 | 18 | 10 | 3 | 1.7931 | 0 | 13.6089 | 0 | 0 | 0 | 0 | 0.16519 | 0 | 0 | 3.7071 | 0 | 19.2743 | 0 | 0 | 0 | 0 | 0 | 0 | 0 | 0 | 0 | 0 | 0 | 0 | 0 | 0.45131 | 0 | 0.71279 | 1.962 | 0 | 0 | 0.31621 | 0.76374 | 0 | 0 | 0 | 0 | 4.2061 | 0 | 0 | 0 | 0 | 0 | 0 | 0 | 0 | 0 | 0 | 0 | 0 | 0
4 | 18 | 11 | 3 | 1.7931 | 0 | 13.6089 | 0 | 0 | 0 | 0 | 0.1092 | 0 | 0 | 3.9587 | 0 | 19.4699 | 0 | 0 | 0 | 0 | 0 | 0 | 0 | 0 | 0 | 0 | 0 | 0 | 0 | 0.45131 | 0 | 0.54519 | 1.5408 | 0 | 0 | 0.36871 | 0.76631 | 0 | 0 | 0 | 0 | 3.6723 | 0 | 0 | 0 | 0 | 0 | 0 | 0 | 0 | 0 | 0 | 0 | 0 | 0
4 | 18 | 12 | 3 | 1.7931 | 0 | 8.6613 | 0 | 0 | 0 | 0 | 0.07492 | 0 | 0 | 3.9587 | 0 | 14.4881 | 0 | 0 | 0 | 0 | 0 | 0 | 0 | 0 | 0 | 0 | 0 | 0 | 0 | 0.45131 | 0 | 0.54519 | 0.96683 | 0 | 0 | 0.42121 | 0.76101 | 0 | 0 | 0 | 0 | 3.1456 | 0 | 0 | 0 | 0 | 0 | 0 | 0 | 0 | 0 | 0 | 0 | 0 | 0
4 | 18 | 13 | 3 | 1.7931 | 0 | 13.6089 | 0 | 0 | 0 | 0 | 0.045561 | 0 | 0 | 3.9587 | 0 | 19.4063 | 0 | 0 | 0 | 0 | 0 | 0 | 0 | 0 | 0 | 0 | 0 | 0 | 0 | 0.45131 | 0 | 0.54519 | 0.69666 | 0 | 0 | 0.36871 | 0.76071 | 0 | 0 | 0 | 0 | 2.8226 | 0 | 0 | 0 | 0 | 0 | 0 | 0 | 0 | 0 | 0 | 0 | 0 | 0
4 | 18 | 14 | 3 | 1.7931 | 0 | 13.6089 | 0 | 0 | 0 | 0 | 0.039101 | 0 | 0 | 5.9674 | 0 | 21.4085 | 0 | 0 | 0 | 0 | 0 | 0 | 0 | 0 | 0 | 0 | 0 | 0 | 0 | 0.45131 | 0 | 0.54519 | 0.61175 | 0 | 0 | 0.36871 | 0.75899 | 0 | 0 | 0 | 0 | 2.7359 | 0 | 0 | 0 | 0 | 0 | 0 | 0 | 0 | 0 | 0 | 0 | 0 | 0
4 | 18 | 15 | 3 | 1.7931 | 0 | 13.6089 | 0 | 0 | 0 | 0 | 0.038133 | 0 | 0 | 3.7071 | 0 | 19.1472 | 0 | 0 | 0 | 0 | 0 | 0 | 0 | 0 | 0 | 0 | 0 | 0 | 0 | 0.45131 | 0 | 0.54519 | 0.56558 | 0 | 0 | 0.31621 | 0.75637 | 0 | 0 | 0 | 0 | 2.6347 | 0 | 0 | 0 | 0 | 0 | 0 | 0 | 0 | 0 | 0 | 0 | 0 | 0
4 | 18 | 16 | 3 | 1.7931 | 0 | 13.6089 | 0 | 0 | 0 | 0 | 0.037874 | 0 | 0 | 3.7071 | 0 | 19.1469 | 0 | 0 | 0 | 0 | 0 | 0 | 0 | 0 | 0 | 0 | 0 | 0 | 0 | 0.45131 | 0 | 0.54519 | 0.52975 | 0 | 0 | 0.31621 | 0.75524 | 0 | 0 | 0 | 0 | 2.5977 | 0 | 0 | 0 | 0 | 0 | 0 | 0 | 0 | 0 | 0 | 0 | 0 | 0
4 | 18 | 17 | 3 | 1.7931 | 0 | 13.6089 | 0 | 0 | 0 | 0 | 0.033282 | 0 | 0 | 6.1509 | 0 | 21.5861 | 0 | 0 | 0 | 0 | 0 | 0 | 0 | 0 | 0 | 0 | 0 | 0 | 0 | 0.45131 | 0 | 0.54519 | 0.47878 | 0 | 0 | 0.52621 | 0.75203 | 0 | 0 | 0 | 0 | 2.7535 | 0 | 0 | 0 | 0 | 0 | 0 | 0 | 0 | 0 | 0 | 0 | 0 | 0
4 | 18 | 18 | 3 | 1.7931 | 0 | 9.8982 | 0 | 0 | 0 | 0 | 0.041342 | 0 | 0 | 6.1509 | 0 | 17.8835 | 0 | 0 | 0 | 0 | 0 | 0 | 0 | 0 | 0 | 0 | 0 | 0 | 0 | 0.45131 | 0 | 0.54519 | 0.50459 | 0 | 0 | 0.52621 | 0.75497 | 0 | 0 | 0 | 0 | 2.7823 | 0 | 0 | 0 | 0 | 0 | 0 | 0 | 0 | 0 | 0 | 0 | 0 | 0
4 | 18 | 19 | 3 | 1.7931 | 0 | 2.4769 | 0 | 0 | 0 | 0 | 0.055727 | 0 | 0 | 3.9587 | 0 | 8.2845 | 0 | 0 | 0 | 0 | 0 | 0 | 0 | 0 | 0 | 0 | 0 | 0 | 0 | 0.45131 | 0 | 0.88038 | 0.51511 | 0 | 0 | 0.42121 | 0.75032 | 0 | 0 | 0 | 0 | 3.0183 | 0 | 0 | 0 | 0 | 0 | 0 | 0 | 0 | 0 | 0 | 0 | 0 | 0
4 | 18 | 20 | 3 | 1.7931 | 0 | 2.4769 | 0 | 0 | 0 | 0 | 0.058612 | 0 | 0 | 3.9587 | 0 | 8.2873 | 0 | 0 | 0 | 0 | 0 | 0 | 0 | 0 | 0 | 0 | 0 | 0 | 0 | 0.45131 | 0 | 1.1038 | 0.57415 | 0 | 0 | 0.36871 | 0.74765 | 0 | 0 | 0 | 0 | 3.2456 | 0 | 0 | 0 | 0 | 0 | 0 | 0 | 0 | 0 | 0 | 0 | 0 | 0
4 | 18 | 21 | 3 | 1.7931 | 0 | 2.4769 | 0 | 0 | 0 | 0 | 0.061569 | 0 | 0 | 6.5362 | 0 | 10.8678 | 0 | 0 | 0 | 0 | 0 | 0 | 0 | 0 | 0 | 0 | 0 | 0 | 0 | 0.45131 | 0 | 1.2156 | 0.60642 | 0 | 0 | 0.47371 | 0.7466 | 0 | 0 | 0 | 0 | 3.4936 | 0 | 0 | 0 | 0 | 0 | 0 | 0 | 0 | 0 | 0 | 0 | 0 | 0
4 | 18 | 22 | 3 | 1.7931 | 0 | 2.4769 | 0 | 0 | 0 | 0 | 0.065191 | 0 | 0 | 4.0096 | 0 | 8.3448 | 0 | 0 | 0 | 0 | 0 | 0 | 0 | 0 | 0 | 0 | 0 | 0 | 0 | 0.45131 | 0 | 1.1038 | 0.66091 | 0 | 0 | 0.31621 | 0.74881 | 0 | 0 | 0 | 0 | 3.2811 | 0 | 0 | 0 | 0 | 0 | 0 | 0 | 0 | 0 | 0 | 0 | 0 | 0
4 | 18 | 23 | 3 | 1.7931 | 0 | 2.4769 | 0 | 0 | 0 | 0 | 0.027716 | 0 | 0 | 0.65224 | 0 | 4.95 | 0 | 0 | 0 | 0 | 0 | 0 | 0 | 0 | 0 | 0 | 0 | 0 | 0 | 0.45131 | 0 | 0.88038 | 0.56199 | 0 | 0 | 0.053706 | 0.75349 | 0 | 0 | 0 | 0 | 2.7009 | 0 | 0 | 0 | 0 | 0 | 0 | 0 | 0 | 0 | 0 | 0 | 0 | 0
4 | 18 | 24 | 3 | 1.7931 | 0 | 2.4769 | 0 | 0 | 0 | 0 | 0.030325 | 0 | 0 | 0.65226 | 0 | 4.9526 | 0 | 0 | 0 | 0 | 0 | 0 | 0 | 0 | 0 | 0 | 0 | 0 | 0 | 0.45131 | 0 | 0.54519 | 0.65901 | 0 | 0 | 0.053706 | 0.76184 | 0 | 0 | 0 | 0 | 2.4711 | 0 | 0 | 0 | 0 | 0 | 0 | 0 | 0 | 0 | 0 | 0 | 0 | 0
4 | 19 | 1 | 4 | 1.7931 | 0 | 2.4769 | 0 | 0 | 0 | 0 | 0.034222 | 0 | 0 | 0.65229 | 0 | 4.9565 | 0 | 0 | 0 | 0 | 0 | 0 | 0 | 0 | 0 | 0 | 0 | 0 | 0 | 0.45131 | 0 | 0.32173 | 0.73581 | 0 | 0 | 0.053706 | 0.76767 | 0 | 0 | 0 | 0 | 2.3302 | 0 | 0 | 0 | 0 | 0 | 0 | 0 | 0 | 0 | 0 | 0 | 0 | 0
4 | 19 | 2 | 4 | 1.7931 | 0 | 2.4769 | 0 | 0 | 0 | 0 | 0.037075 | 0 | 0 | 0.65232 | 0 | 4.9594 | 0 | 0 | 0 | 0 | 0 | 0 | 0 | 0 | 0 | 0 | 0 | 0 | 0 | 0.45131 | 0 | 0.32173 | 0.87016 | 0 | 0 | 0.053706 | 0.76885 | 0 | 0 | 0 | 0 | 2.4658 | 0 | 0 | 0 | 0 | 0 | 0 | 0 | 0 | 0 | 0 | 0 | 0 | 0
4 | 19 | 3 | 4 | 1.7931 | 0 | 2.4769 | 0 | 0 | 0 | 0 | 0.042295 | 0 | 0 | 0.65232 | 0 | 4.9646 | 0 | 0 | 0 | 0 | 0 | 0 | 0 | 0 | 0 | 0 | 0 | 0 | 0 | 0.45131 | 0 | 0.32173 | 0.97146 | 0 | 0 | 0.053706 | 0.77294 | 0 | 0 | 0 | 0 | 2.5711 | 0 | 0 | 0 | 0 | 0 | 0 | 0 | 0 | 0 | 0 | 0 | 0 | 0
4 | 19 | 4 | 4 | 1.7931 | 0 | 2.4769 | 0 | 0 | 0 | 0 | 0.045776 | 0 | 0 | 0.65234 | 0 | 4.9681 | 0 | 0 | 0 | 0 | 0 | 0 | 0 | 0 | 0 | 0 | 0 | 0 | 0 | 0.45131 | 0 | 0.32173 | 1.028 | 0 | 0 | 0.053706 | 0.77543 | 0 | 0 | 0 | 0 | 2.6302 | 0 | 0 | 0 | 0 | 0 | 0 | 0 | 0 | 0 | 0 | 0 | 0 | 0
4 | 19 | 5 | 4 | 1.7931 | 0 | 2.4769 | 0 | 0 | 0 | 0 | 0.047812 | 0 | 0 | 0.65235 | 0 | 4.9702 | 0 | 0 | 0 | 0 | 0 | 0 | 0 | 0 | 0 | 0 | 0 | 0 | 0 | 0.45131 | 0 | 0.32173 | 1.1242 | 0 | 0 | 0.053706 | 0.77583 | 0 | 0 | 0 | 0 | 2.7268 | 0 | 0 | 0 | 0 | 0 | 0 | 0 | 0 | 0 | 0 | 0 | 0 | 0
4 | 19 | 6 | 4 | 1.7931 | 0 | 2.4769 | 0 | 0 | 0 | 0 | 0.049273 | 0 | 0 | 3.7071 | 0 | 8.0264 | 0 | 0 | 0 | 0 | 0 | 0 | 0 | 0 | 0 | 0 | 0 | 0 | 0 | 0.45131 | 0 | 0.54519 | 1.2356 | 0 | 0 | 0.31621 | 0.7699 | 0 | 0 | 0 | 0 | 3.3182 | 0 | 0 | 0 | 0 | 0 | 0 | 0 | 0 | 0 | 0 | 0 | 0 | 0
4 | 19 | 7 | 4 | 1.7931 | 0 | 2.4769 | 0 | 0 | 0 | 0 | 0.42421 | 0 | 0 | 6.1509 | 0 | 10.8451 | 0 | 0 | 0 | 0 | 0 | 0 | 0 | 0 | 0 | 0 | 0 | 0 | 0 | 0.45131 | 0 | 0.71279 | 2.9096 | 0 | 0 | 0.52621 | 0.76133 | 0 | 0 | 0 | 0 | 5.3613 | 0 | 0 | 0 | 0 | 0 | 0 | 0 | 0 | 0 | 0 | 0 | 0 | 0
4 | 19 | 8 | 4 | 1.7931 | 0 | 13.6089 | 0 | 0 | 0 | 0 | 0.090722 | 0 | 0 | 3.9587 | 0 | 19.4515 | 0 | 0 | 0 | 0 | 0 | 0 | 0 | 0 | 0 | 0 | 0 | 0 | 0 | 0.45131 | 0 | 0.71279 | 1.1717 | 0 | 0 | 0.42121 | 0.75413 | 0 | 0 | 0 | 0 | 3.5112 | 0 | 0 | 0 | 0 | 0 | 0 | 0 | 0 | 0 | 0 | 0 | 0 | 0
4 | 19 | 9 | 4 | 1.7931 | 0 | 13.6089 | 0 | 0 | 0 | 0 | 0.041489 | 0 | 0 | 4.6658 | 0 | 20.1093 | 0 | 0 | 0 | 0 | 0 | 0 | 0 | 0 | 0 | 0 | 0 | 0 | 0 | 0.45131 | 0 | 0.71279 | 0.38735 | 0 | 0 | 0.31621 | 0.74836 | 0 | 0 | 0 | 0 | 2.616 | 0 | 0 | 0 | 0 | 0 | 0 | 0 | 0 | 0 | 0 | 0 | 0 | 0
4 | 19 | 10 | 4 | 1.7931 | 0 | 13.6089 | 0 | 0 | 0 | 0 | 0.037265 | 0 | 0 | 3.707 | 0 | 19.1463 | 0 | 0 | 0 | 0 | 0 | 0 | 0 | 0 | 0 | 0 | 0 | 0 | 0 | 0.45131 | 0 | 0.71279 | 0.34154 | 0 | 0 | 0.31621 | 0.74615 | 0 | 0 | 0 | 0 | 2.568 | 0 | 0 | 0 | 0 | 0 | 0 | 0 | 0 | 0 | 0 | 0 | 0 | 0
4 | 19 | 11 | 4 | 1.7931 | 0 | 13.6089 | 0 | 0 | 0 | 0 | 0.033392 | 0 | 0 | 3.9587 | 0 | 19.3941 | 0 | 0 | 0 | 0 | 0 | 0 | 0 | 0 | 0 | 0 | 0 | 0 | 0 | 0.45131 | 0 | 0.54519 | 0.13879 | 0 | 0 | 0.36871 | 0.74406 | 0 | 0 | 0 | 0 | 2.2481 | 0 | 0 | 0 | 0 | 0 | 0 | 0 | 0 | 0 | 0 | 0 | 0 | 0
4 | 19 | 12 | 4 | 1.7931 | 0 | 8.6613 | 0 | 0 | 0 | 0 | 0.034107 | 0 | 0 | 3.9587 | 0 | 14.4473 | 0 | 0 | 0 | 0 | 0 | 0 | 0 | 0 | 0 | 0 | 0 | 0 | 0 | 0.45131 | 0 | 0.54519 | 0.052883 | 0 | 0 | 0.42121 | 0.74064 | 0 | 0 | 0 | 0 | 2.2112 | 0 | 0 | 0 | 0 | 0 | 0 | 0 | 0 | 0 | 0 | 0 | 0 | 0
4 | 19 | 13 | 4 | 1.7931 | 0 | 13.6089 | 0 | 0 | 0 | 0 | 0.029143 | 0 | 0 | 3.9587 | 0 | 19.3898 | 0 | 0 | 0 | 0 | 0 | 0 | 0 | 0 | 0 | 0 | 0 | 0 | 0 | 0.45131 | 0 | 0.54519 | 0.027321 | 0 | 0 | 0.36871 | 0.73943 | 0 | 0 | 0 | 0 | 2.132 | 0 | 0 | 0 | 0 | 0 | 0 | 0 | 0 | 0 | 0 | 0 | 0 | 0
4 | 19 | 14 | 4 | 1.7931 | 0 | 13.6089 | 0 | 0 | 0 | 0 | 0.027087 | 0 | 0 | 5.9672 | 0 | 21.3963 | 0 | 0 | 0 | 0 | 0 | 0 | 0 | 0 | 0 | 0 | 0 | 0 | 0 | 0.45131 | 0 | 0.54519 | 0.012666 | 0 | 0 | 0.36871 | 0.7373 | 0 | 0 | 0 | 0 | 2.1152 | 0 | 0 | 0 | 0 | 0 | 0 | 0 | 0 | 0 | 0 | 0 | 0 | 0
4 | 19 | 15 | 4 | 1.7931 | 0 | 13.6089 | 0 | 0 | 0 | 0 | 0.027287 | 0 | 0 | 3.707 | 0 | 19.1363 | 0 | 0 | 0 | 0 | 0 | 0 | 0 | 0 | 0 | 0 | 0 | 0 | 0 | 0.45131 | 0 | 0.54519 | 0.01269 | 0 | 0 | 0.31621 | 0.73753 | 0 | 0 | 0 | 0 | 2.0629 | 0 | 0 | 0 | 0 | 0 | 0 | 0 | 0 | 0 | 0 | 0 | 0 | 0
4 | 19 | 16 | 4 | 1.7931 | 0 | 13.6089 | 0 | 0 | 0 | 0 | 0.060225 | 0 | 0 | 3.707 | 0 | 19.1692 | 0 | 0 | 0 | 0 | 0 | 0 | 0 | 0 | 0 | 0 | 0 | 0 | 0 | 0.45131 | 0 | 0.54519 | 0.02602 | 0.038607 | 0 | 0.31621 | 0.73499 | 0 | 0 | 0 | 0 | 2.1123 | 0 | 0 | 0 | 0 | 0 | 0 | 0 | 0 | 0 | 0 | 0 | 0 | 0
4 | 19 | 17 | 4 | 1.7931 | 0 | 13.6089 | 0 | 0 | 0 | 0 | 0.031274 | 0 | 0 | 6.1508 | 0 | 21.5841 | 0 | 0 | 0 | 0 | 0 | 0 | 0 | 0 | 0 | 0 | 0 | 0 | 0 | 0.45131 | 0 | 0.54519 | 0.17568 | 0.015877 | 0 | 0.52621 | 0.73835 | 0 | 0 | 0 | 0 | 2.4526 | 0 | 0 | 0 | 0 | 0 | 0 | 0 | 0 | 0 | 0 | 0 | 0 | 0
4 | 19 | 18 | 4 | 1.7931 | 0 | 9.8982 | 0 | 0 | 0 | 0 | 0.034602 | 0 | 0 | 6.1508 | 0 | 17.8767 | 0 | 0 | 0 | 0 | 0 | 0 | 0 | 0 | 0 | 0 | 0 | 0 | 0 | 0.45131 | 0 | 0.54519 | 0.37357 | 0 | 0 | 0.52621 | 0.74769 | 0 | 0 | 0 | 0 | 2.644 | 0 | 0 | 0 | 0 | 0 | 0 | 0 | 0 | 0 | 0 | 0 | 0 | 0
4 | 19 | 19 | 4 | 1.7931 | 0 | 2.4769 | 0 | 0 | 0 | 0 | 0.041836 | 0 | 0 | 3.9587 | 0 | 8.2706 | 0 | 0 | 0 | 0 | 0 | 0 | 0 | 0 | 0 | 0 | 0 | 0 | 0 | 0.45131 | 0 | 0.88038 | 0.40223 | 0 | 0 | 0.42121 | 0.74378 | 0 | 0 | 0 | 0 | 2.8989 | 0 | 0 | 0 | 0 | 0 | 0 | 0 | 0 | 0 | 0 | 0 | 0 | 0
4 | 19 | 20 | 4 | 1.7931 | 0 | 2.4769 | 0 | 0 | 0 | 0 | 0.042281 | 0 | 0 | 3.9587 | 0 | 8.271 | 0 | 0 | 0 | 0 | 0 | 0 | 0 | 0 | 0 | 0 | 0 | 0 | 0 | 0.45131 | 0 | 1.1038 | 0.39026 | 0 | 0 | 0.36871 | 0.73974 | 0 | 0 | 0 | 0 | 3.0539 | 0 | 0 | 0 | 0 | 0 | 0 | 0 | 0 | 0 | 0 | 0 | 0 | 0
4 | 19 | 21 | 4 | 1.7931 | 0 | 2.4769 | 0 | 0 | 0 | 0 | 0.042737 | 0 | 0 | 6.5362 | 0 | 10.8489 | 0 | 0 | 0 | 0 | 0 | 0 | 0 | 0 | 0 | 0 | 0 | 0 | 0 | 0.45131 | 0 | 1.2156 | 0.40282 | 0 | 0 | 0.47371 | 0.73697 | 0 | 0 | 0 | 0 | 3.2804 | 0 | 0 | 0 | 0 | 0 | 0 | 0 | 0 | 0 | 0 | 0 | 0 | 0
4 | 19 | 22 | 4 | 1.7931 | 0 | 2.4769 | 0 | 0 | 0 | 0 | 0.042286 | 0 | 0 | 4.0095 | 0 | 8.3218 | 0 | 0 | 0 | 0 | 0 | 0 | 0 | 0 | 0 | 0 | 0 | 0 | 0 | 0.45131 | 0 | 1.1038 | 0.4081 | 0 | 0 | 0.31621 | 0.73832 | 0 | 0 | 0 | 0 | 3.0178 | 0 | 0 | 0 | 0 | 0 | 0 | 0 | 0 | 0 | 0 | 0 | 0 | 0
4 | 19 | 23 | 4 | 1.7931 | 0 | 2.4769 | 0 | 0 | 0 | 0 | 0.021662 | 0 | 0 | 0.65219 | 0 | 4.9439 | 0 | 0 | 0 | 0 | 0 | 0 | 0 | 0 | 0 | 0 | 0 | 0 | 0 | 0.45131 | 0 | 0.88038 | 0.4154 | 0 | 0 | 0.053706 | 0.74327 | 0 | 0 | 0 | 0 | 2.5441 | 0 | 0 | 0 | 0 | 0 | 0 | 0 | 0 | 0 | 0 | 0 | 0 | 0
4 | 19 | 24 | 4 | 1.7931 | 0 | 2.4769 | 0 | 0 | 0 | 0 | 0.023751 | 0 | 0 | 0.65221 | 0 | 4.946 | 0 | 0 | 0 | 0 | 0 | 0 | 0 | 0 | 0 | 0 | 0 | 0 | 0 | 0.45131 | 0 | 0.54519 | 0.57083 | 0 | 0 | 0.053706 | 0.75375 | 0 | 0 | 0 | 0 | 2.3748 | 0 | 0 | 0 | 0 | 0 | 0 | 0 | 0 | 0 | 0 | 0 | 0 | 0
4 | 20 | 1 | 5 | 1.7931 | 0 | 2.4769 | 0 | 0 | 0 | 0 | 0.026145 | 0 | 0 | 0.65224 | 0 | 4.9484 | 0 | 0 | 0 | 0 | 0 | 0 | 0 | 0 | 0 | 0 | 0 | 0 | 0 | 0.45131 | 0 | 0.32173 | 0.64947 | 0 | 0 | 0.053706 | 0.76169 | 0 | 0 | 0 | 0 | 2.2379 | 0 | 0 | 0 | 0 | 0 | 0 | 0 | 0 | 0 | 0 | 0 | 0 | 0
4 | 20 | 2 | 5 | 1.7931 | 0 | 2.4769 | 0 | 0 | 0 | 0 | 0.026645 | 0 | 0 | 0.65228 | 0 | 4.9489 | 0 | 0 | 0 | 0 | 0 | 0 | 0 | 0 | 0 | 0 | 0 | 0 | 0 | 0.45131 | 0 | 0.32173 | 0.72967 | 0 | 0 | 0.053706 | 0.76228 | 0 | 0 | 0 | 0 | 2.3187 | 0 | 0 | 0 | 0 | 0 | 0 | 0 | 0 | 0 | 0 | 0 | 0 | 0
4 | 20 | 3 | 5 | 1.7931 | 0 | 2.4769 | 0 | 0 | 0 | 0 | 0.025095 | 0 | 0 | 0.65228 | 0 | 4.9474 | 0 | 0 | 0 | 0 | 0 | 0 | 0 | 0 | 0 | 0 | 0 | 0 | 0 | 0.45131 | 0 | 0.32173 | 0.74444 | 0 | 0 | 0.053706 | 0.75848 | 0 | 0 | 0 | 0 | 2.3297 | 0 | 0 | 0 | 0 | 0 | 0 | 0 | 0 | 0 | 0 | 0 | 0 | 0
4 | 20 | 4 | 5 | 1.7931 | 0 | 2.4769 | 0 | 0 | 0 | 0 | 0.025658 | 0 | 0 | 0.65226 | 0 | 4.9479 | 0 | 0 | 0 | 0 | 0 | 0 | 0 | 0 | 0 | 0 | 0 | 0 | 0 | 0.45131 | 0 | 0.32173 | 0.76987 | 0 | 0 | 0.053706 | 0.75887 | 0 | 0 | 0 | 0 | 2.3555 | 0 | 0 | 0 | 0 | 0 | 0 | 0 | 0 | 0 | 0 | 0 | 0 | 0
4 | 20 | 5 | 5 | 1.7931 | 0 | 2.4769 | 0 | 0 | 0 | 0 | 0.028497 | 0 | 0 | 0.65226 | 0 | 4.9508 | 0 | 0 | 0 | 0 | 0 | 0 | 0 | 0 | 0 | 0 | 0 | 0 | 0 | 0.45131 | 0 | 0.32173 | 0.84108 | 0 | 0 | 0.053706 | 0.76044 | 0 | 0 | 0 | 0 | 2.4283 | 0 | 0 | 0 | 0 | 0 | 0 | 0 | 0 | 0 | 0 | 0 | 0 | 0
4 | 20 | 6 | 5 | 1.7931 | 0 | 2.4769 | 0 | 0 | 0 | 0 | 0.028106 | 0 | 0 | 3.707 | 0 | 8.0051 | 0 | 0 | 0 | 0 | 0 | 0 | 0 | 0 | 0 | 0 | 0 | 0 | 0 | 0.45131 | 0 | 0.54519 | 0.77964 | 0 | 0 | 0.31621 | 0.75456 | 0 | 0 | 0 | 0 | 2.8469 | 0 | 0 | 0 | 0 | 0 | 0 | 0 | 0 | 0 | 0 | 0 | 0 | 0
4 | 20 | 7 | 5 | 1.7931 | 0 | 2.4769 | 0 | 0 | 0 | 0 | 0.062963 | 0 | 0 | 6.1508 | 0 | 10.4838 | 0 | 0 | 0 | 0 | 0 | 0 | 0 | 0 | 0 | 0 | 0 | 0 | 0 | 0.45131 | 0 | 0.71279 | 0.92272 | 0 | 0 | 0.52621 | 0.75457 | 0 | 0 | 0 | 0 | 3.3676 | 0 | 0 | 0 | 0 | 0 | 0 | 0 | 0 | 0 | 0 | 0 | 0 | 0
4 | 20 | 8 | 5 | 1.7931 | 0 | 13.6089 | 0 | 0 | 0 | 0 | 0.037907 | 0 | 0 | 3.9587 | 0 | 19.3986 | 0 | 0 | 0 | 0 | 0 | 0 | 0 | 0 | 0 | 0 | 0 | 0 | 0 | 0.45131 | 0 | 0.71279 | 0.74579 | 0 | 0 | 0.42121 | 0.74758 | 0 | 0 | 0 | 0 | 3.0787 | 0 | 0 | 0 | 0 | 0 | 0 | 0 | 0 | 0 | 0 | 0 | 0 | 0
4 | 20 | 9 | 5 | 1.7931 | 0 | 13.6089 | 0 | 0 | 0 | 0 | 0.038143 | 0 | 0 | 4.6658 | 0 | 20.1059 | 0 | 0 | 0 | 0 | 0 | 0 | 0 | 0 | 0 | 0 | 0 | 0 | 0 | 0.45131 | 0 | 0.71279 | 0.72916 | 0 | 0 | 0.31621 | 0.74937 | 0 | 0 | 0 | 0 | 2.9588 | 0 | 0 | 0 | 0 | 0 | 0 | 0 | 0 | 0 | 0 | 0 | 0 | 0
4 | 20 | 10 | 5 | 1.7931 | 0 | 13.6089 | 0 | 0 | 0 | 0 | 0.036271 | 0 | 0 | 3.707 | 0 | 19.1453 | 0 | 0 | 0 | 0 | 0 | 0 | 0 | 0 | 0 | 0 | 0 | 0 | 0 | 0.45131 | 0 | 0.71279 | 0.64446 | 0 | 0 | 0.31621 | 0.74704 | 0 | 0 | 0 | 0 | 2.8718 | 0 | 0 | 0 | 0 | 0 | 0 | 0 | 0 | 0 | 0 | 0 | 0 | 0
4 | 20 | 11 | 5 | 1.7931 | 0 | 13.6089 | 0 | 0 | 0 | 0 | 0.035045 | 0 | 0 | 3.9587 | 0 | 19.3957 | 0 | 0 | 0 | 0 | 0 | 0 | 0 | 0 | 0 | 0 | 0 | 0 | 0 | 0.45131 | 0 | 0.54519 | 0.60558 | 0 | 0 | 0.36871 | 0.74852 | 0 | 0 | 0 | 0 | 2.7193 | 0 | 0 | 0 | 0 | 0 | 0 | 0 | 0 | 0 | 0 | 0 | 0 | 0
4 | 20 | 12 | 5 | 1.7931 | 0 | 8.6613 | 0 | 0 | 0 | 0 | 0.038645 | 0 | 0 | 3.9587 | 0 | 14.4518 | 0 | 0 | 0 | 0 | 0 | 0 | 0 | 0 | 0 | 0 | 0 | 0 | 0 | 0.45131 | 0 | 0.54519 | 0.62939 | 0 | 0 | 0.42121 | 0.74857 | 0 | 0 | 0 | 0 | 2.7957 | 0 | 0 | 0 | 0 | 0 | 0 | 0 | 0 | 0 | 0 | 0 | 0 | 0
4 | 20 | 13 | 5 | 1.7931 | 0 | 13.6089 | 0 | 0 | 0 | 0 | 0.03157 | 0 | 0 | 3.9587 | 0 | 19.3923 | 0 | 0 | 0 | 0 | 0 | 0 | 0 | 0 | 0 | 0 | 0 | 0 | 0 | 0.45131 | 0 | 0.54519 | 0.57192 | 0 | 0 | 0.36871 | 0.74827 | 0 | 0 | 0 | 0 | 2.6854 | 0 | 0 | 0 | 0 | 0 | 0 | 0 | 0 | 0 | 0 | 0 | 0 | 0
4 | 20 | 14 | 5 | 1.7931 | 0 | 13.6089 | 0 | 0 | 0 | 0 | 0.029563 | 0 | 0 | 5.9672 | 0 | 21.3988 | 0 | 0 | 0 | 0 | 0 | 0 | 0 | 0 | 0 | 0 | 0 | 0 | 0 | 0.45131 | 0 | 0.54519 | 0.55963 | 0 | 0 | 0.36871 | 0.74715 | 0 | 0 | 0 | 0 | 2.672 | 0 | 0 | 0 | 0 | 0 | 0 | 0 | 0 | 0 | 0 | 0 | 0 | 0
4 | 20 | 15 | 5 | 1.7931 | 0 | 13.6089 | 0 | 0 | 0 | 0 | 0.033995 | 0 | 0 | 3.707 | 0 | 19.143 | 0 | 0 | 0 | 0 | 0 | 0 | 0 | 0 | 0 | 0 | 0 | 0 | 0 | 0.45131 | 0 | 0.54519 | 0.55888 | 0 | 0 | 0.31621 | 0.74449 | 0 | 0 | 0 | 0 | 2.6161 | 0 | 0 | 0 | 0 | 0 | 0 | 0 | 0 | 0 | 0 | 0 | 0 | 0
4 | 20 | 16 | 5 | 1.7931 | 0 | 13.6089 | 0 | 0 | 0 | 0 | 0.040924 | 0 | 0 | 3.707 | 0 | 19.1499 | 0 | 0 | 0 | 0 | 0 | 0 | 0 | 0 | 0 | 0 | 0 | 0 | 0 | 0.45131 | 0 | 0.54519 | 0.5464 | 0.023896 | 0 | 0.31621 | 0.74579 | 0 | 0 | 0 | 0 | 2.6288 | 0 | 0 | 0 | 0 | 0 | 0 | 0 | 0 | 0 | 0 | 0 | 0 | 0
4 | 20 | 17 | 5 | 1.7931 | 0 | 13.6089 | 0 | 0 | 0 | 0 | 0.052571 | 0 | 0 | 6.1508 | 0 | 21.6054 | 0 | 0 | 0 | 0 | 0 | 0 | 0 | 0 | 0 | 0 | 0 | 0 | 0 | 0.45131 | 0 | 0.54519 | 0.50191 | 0.026827 | 0 | 0.52621 | 0.74197 | 0 | 0 | 0 | 0 | 2.7934 | 0 | 0 | 0 | 0 | 0 | 0 | 0 | 0 | 0 | 0 | 0 | 0 | 0
4 | 20 | 18 | 5 | 1.7931 | 0 | 9.8982 | 0 | 0 | 0 | 0 | 0.037776 | 0 | 0 | 6.1508 | 0 | 17.8799 | 0 | 0 | 0 | 0 | 0 | 0 | 0 | 0 | 0 | 0 | 0 | 0 | 0 | 0.45131 | 0 | 0.54519 | 0.58862 | 0.018175 | 0 | 0.52621 | 0.74745 | 0 | 0 | 0 | 0 | 2.8769 | 0 | 0 | 0 | 0 | 0 | 0 | 0 | 0 | 0 | 0 | 0 | 0 | 0
4 | 20 | 19 | 5 | 1.7931 | 0 | 2.4769 | 0 | 0 | 0 | 0 | 0.046803 | 0 | 0 | 3.9587 | 0 | 8.2755 | 0 | 0 | 0 | 0 | 0 | 0 | 0 | 0 | 0 | 0 | 0 | 0 | 0 | 0.45131 | 0 | 0.88038 | 0.68955 | 0 | 0 | 0.42121 | 0.74214 | 0 | 0 | 0 | 0 | 3.1846 | 0 | 0 | 0 | 0 | 0 | 0 | 0 | 0 | 0 | 0 | 0 | 0 | 0
4 | 20 | 20 | 5 | 1.7931 | 0 | 2.4769 | 0 | 0 | 0 | 0 | 0.051172 | 0 | 0 | 3.9587 | 0 | 8.2799 | 0 | 0 | 0 | 0 | 0 | 0 | 0 | 0 | 0 | 0 | 0 | 0 | 0 | 0.45131 | 0 | 1.1038 | 0.7111 | 0 | 0 | 0.36871 | 0.73939 | 0 | 0 | 0 | 0 | 3.3744 | 0 | 0 | 0 | 0 | 0 | 0 | 0 | 0 | 0 | 0 | 0 | 0 | 0
4 | 20 | 21 | 5 | 1.7931 | 0 | 2.4769 | 0 | 0 | 0 | 0 | 0.054002 | 0 | 0 | 6.5361 | 0 | 10.8602 | 0 | 0 | 0 | 0 | 0 | 0 | 0 | 0 | 0 | 0 | 0 | 0 | 0 | 0.45131 | 0 | 1.2156 | 0.73328 | 0 | 0 | 0.47371 | 0.73781 | 0 | 0 | 0 | 0 | 3.6117 | 0 | 0 | 0 | 0 | 0 | 0 | 0 | 0 | 0 | 0 | 0 | 0 | 0
4 | 20 | 22 | 5 | 1.7931 | 0 | 2.4769 | 0 | 0 | 0 | 0 | 0.05721 | 0 | 0 | 4.0095 | 0 | 8.3367 | 0 | 0 | 0 | 0 | 0 | 0 | 0 | 0 | 0 | 0 | 0 | 0 | 0 | 0.45131 | 0 | 1.1038 | 0.83344 | 0 | 0 | 0.31621 | 0.74132 | 0 | 0 | 0 | 0 | 3.4461 | 0 | 0 | 0 | 0 | 0 | 0 | 0 | 0 | 0 | 0 | 0 | 0 | 0
4 | 20 | 23 | 5 | 1.7931 | 0 | 2.4769 | 0 | 0 | 0 | 0 | 0.025074 | 0 | 0 | 0.65217 | 0 | 4.9473 | 0 | 0 | 0 | 0 | 0 | 0 | 0 | 0 | 0 | 0 | 0 | 0 | 0 | 0.45131 | 0 | 0.88038 | 0.78271 | 0 | 0 | 0.053706 | 0.74961 | 0 | 0 | 0 | 0 | 2.9177 | 0 | 0 | 0 | 0 | 0 | 0 | 0 | 0 | 0 | 0 | 0 | 0 | 0
4 | 20 | 24 | 5 | 1.7931 | 0 | 2.4769 | 0 | 0 | 0 | 0 | 0.027722 | 0 | 0 | 0.65221 | 0 | 4.95 | 0 | 0 | 0 | 0 | 0 | 0 | 0 | 0 | 0 | 0 | 0 | 0 | 0 | 0.45131 | 0 | 0.54519 | 0.86909 | 0 | 0 | 0.053706 | 0.75611 | 0 | 0 | 0 | 0 | 2.6754 | 0 | 0 | 0 | 0 | 0 | 0 | 0 | 0 | 0 | 0 | 0 | 0 | 0
4 | 21 | 1 | 6 | 1.7931 | 0 | 2.4769 | 0 | 0 | 0 | 0 | 0.026923 | 0 | 0 | 0.65223 | 0 | 4.9492 | 0 | 0 | 0 | 0 | 0 | 0 | 0 | 0 | 0 | 0 | 0 | 0 | 0 | 0.45131 | 0 | 0.32173 | 0.88683 | 0 | 0 | 0.053706 | 0.75606 | 0 | 0 | 0 | 0 | 2.4696 | 0 | 0 | 0 | 0 | 0 | 0 | 0 | 0 | 0 | 0 | 0 | 0 | 0
4 | 21 | 2 | 6 | 1.7931 | 0 | 2.4769 | 0 | 0 | 0 | 0 | 0.030351 | 0 | 0 | 0.65224 | 0 | 4.9526 | 0 | 0 | 0 | 0 | 0 | 0 | 0 | 0 | 0 | 0 | 0 | 0 | 0 | 0.45131 | 0 | 0.32173 | 0.91732 | 0 | 0 | 0.053706 | 0.7582 | 0 | 0 | 0 | 0 | 2.5023 | 0 | 0 | 0 | 0 | 0 | 0 | 0 | 0 | 0 | 0 | 0 | 0 | 0
4 | 21 | 3 | 6 | 1.7931 | 0 | 2.4769 | 0 | 0 | 0 | 0 | 0.027851 | 0 | 0 | 0.65224 | 0 | 4.9501 | 0 | 0 | 0 | 0 | 0 | 0 | 0 | 0 | 0 | 0 | 0 | 0 | 0 | 0.45131 | 0 | 0.32173 | 0.88735 | 0 | 0 | 0.053706 | 0.7539 | 0 | 0 | 0 | 0 | 2.468 | 0 | 0 | 0 | 0 | 0 | 0 | 0 | 0 | 0 | 0 | 0 | 0 | 0
4 | 21 | 4 | 6 | 1.7931 | 0 | 2.4769 | 0 | 0 | 0 | 0 | 0.029519 | 0 | 0 | 0.65223 | 0 | 4.9518 | 0 | 0 | 0 | 0 | 0 | 0 | 0 | 0 | 0 | 0 | 0 | 0 | 0 | 0.45131 | 0 | 0.32173 | 0.90294 | 0 | 0 | 0.053706 | 0.75416 | 0 | 0 | 0 | 0 | 2.4838 | 0 | 0 | 0 | 0 | 0 | 0 | 0 | 0 | 0 | 0 | 0 | 0 | 0
4 | 21 | 5 | 6 | 1.7931 | 0 | 2.4769 | 0 | 0 | 0 | 0 | 0.037373 | 0 | 0 | 0.65223 | 0 | 4.9596 | 0 | 0 | 0 | 0 | 0 | 0 | 0 | 0 | 0 | 0 | 0 | 0 | 0 | 0.45131 | 0 | 0.32173 | 1.003 | 0 | 0 | 0.053706 | 0.76194 | 0 | 0 | 0 | 0 | 2.5917 | 0 | 0 | 0 | 0 | 0 | 0 | 0 | 0 | 0 | 0 | 0 | 0 | 0
4 | 21 | 6 | 6 | 1.7931 | 0 | 2.4769 | 0 | 0 | 0 | 0 | 0.035853 | 0 | 0 | 3.707 | 0 | 8.0129 | 0 | 0 | 0 | 0 | 0 | 0 | 0 | 0 | 0 | 0 | 0 | 0 | 0 | 0.45131 | 0 | 0.54519 | 0.94956 | 0 | 0 | 0.31621 | 0.75628 | 0 | 0 | 0 | 0 | 3.0186 | 0 | 0 | 0 | 0 | 0 | 0 | 0 | 0 | 0 | 0 | 0 | 0 | 0
4 | 21 | 7 | 6 | 1.7931 | 0 | 2.4769 | 0 | 0 | 0 | 0 | 0.14025 | 0 | 0 | 6.1508 | 0 | 10.5611 | 0 | 0 | 0 | 0 | 0 | 0 | 0 | 0 | 0 | 0 | 0 | 0 | 0 | 0.45131 | 0 | 0.71279 | 2.0311 | 0 | 0 | 0.52621 | 0.75549 | 0 | 0 | 0 | 0 | 4.4769 | 0 | 0 | 0 | 0 | 0 | 0 | 0 | 0 | 0 | 0 | 0 | 0 | 0
4 | 21 | 8 | 6 | 1.7931 | 0 | 13.6089 | 0 | 0 | 0 | 0 | 0.048918 | 0 | 0 | 3.9587 | 0 | 19.4096 | 0 | 0 | 0 | 0 | 0 | 0 | 0 | 0 | 0 | 0 | 0 | 0 | 0 | 0.45131 | 0 | 0.71279 | 0.92168 | 0 | 0 | 0.42121 | 0.75152 | 0 | 0 | 0 | 0 | 3.2585 | 0 | 0 | 0 | 0 | 0 | 0 | 0 | 0 | 0 | 0 | 0 | 0 | 0
4 | 21 | 9 | 6 | 1.7931 | 0 | 13.6089 | 0 | 0 | 0 | 0 | 0.038313 | 0 | 0 | 4.6658 | 0 | 20.1061 | 0 | 0 | 0 | 0 | 0 | 0 | 0 | 0 | 0 | 0 | 0 | 0 | 0 | 0.45131 | 0 | 0.71279 | 0.74776 | 0 | 0 | 0.31621 | 0.74439 | 0 | 0 | 0 | 0 | 2.9724 | 0 | 0 | 0 | 0 | 0 | 0 | 0 | 0 | 0 | 0 | 0 | 0 | 0
4 | 21 | 10 | 6 | 1.7931 | 0 | 13.6089 | 0 | 0 | 0 | 0 | 0.036013 | 0 | 0 | 3.707 | 0 | 19.145 | 0 | 0 | 0 | 0 | 0 | 0 | 0 | 0 | 0 | 0 | 0 | 0 | 0 | 0.45131 | 0 | 0.71279 | 0.68423 | 0 | 0 | 0.31621 | 0.74264 | 0 | 0 | 0 | 0 | 2.9072 | 0 | 0 | 0 | 0 | 0 | 0 | 0 | 0 | 0 | 0 | 0 | 0 | 0
4 | 21 | 11 | 6 | 1.7931 | 0 | 13.6089 | 0 | 0 | 0 | 0 | 0.0366 | 0 | 0 | 3.9587 | 0 | 19.3973 | 0 | 0 | 0 | 0 | 0 | 0 | 0 | 0 | 0 | 0 | 0 | 0 | 0 | 0.45131 | 0 | 0.54519 | 0.69706 | 0 | 0 | 0.36871 | 0.74828 | 0 | 0 | 0 | 0 | 2.8106 | 0 | 0 | 0 | 0 | 0 | 0 | 0 | 0 | 0 | 0 | 0 | 0 | 0
4 | 21 | 12 | 6 | 1.7931 | 0 | 8.6613 | 0 | 0 | 0 | 0 | 0.03838 | 0 | 0 | 3.9587 | 0 | 14.4515 | 0 | 0 | 0 | 0 | 0 | 0 | 0 | 0 | 0 | 0 | 0 | 0 | 0 | 0.45131 | 0 | 0.54519 | 0.64082 | 0 | 0 | 0.42121 | 0.74581 | 0 | 0 | 0 | 0 | 2.8043 | 0 | 0 | 0 | 0 | 0 | 0 | 0 | 0 | 0 | 0 | 0 | 0 | 0
4 | 21 | 13 | 6 | 1.7931 | 0 | 13.6089 | 0 | 0 | 0 | 0 | 0.028623 | 0 | 0 | 3.9587 | 0 | 19.3893 | 0 | 0 | 0 | 0 | 0 | 0 | 0 | 0 | 0 | 0 | 0 | 0 | 0 | 0.45131 | 0 | 0.54519 | 0.50138 | 0 | 0 | 0.36871 | 0.7442 | 0 | 0 | 0 | 0 | 2.6108 | 0 | 0 | 0 | 0 | 0 | 0 | 0 | 0 | 0 | 0 | 0 | 0 | 0
4 | 21 | 14 | 6 | 1.7931 | 0 | 13.6089 | 0 | 0 | 0 | 0 | 0.029985 | 0 | 0 | 5.9672 | 0 | 21.3992 | 0 | 0 | 0 | 0 | 0 | 0 | 0 | 0 | 0 | 0 | 0 | 0 | 0 | 0.45131 | 0 | 0.54519 | 0.54417 | 0 | 0 | 0.36871 | 0.74806 | 0 | 0 | 0 | 0 | 2.6574 | 0 | 0 | 0 | 0 | 0 | 0 | 0 | 0 | 0 | 0 | 0 | 0 | 0
4 | 21 | 15 | 6 | 1.7931 | 0 | 13.6089 | 0 | 0 | 0 | 0 | 0.032677 | 0 | 0 | 3.707 | 0 | 19.1417 | 0 | 0 | 0 | 0 | 0 | 0 | 0 | 0 | 0 | 0 | 0 | 0 | 0 | 0.45131 | 0 | 0.54519 | 0.62138 | 0 | 0 | 0.31621 | 0.75264 | 0 | 0 | 0 | 0 | 2.6867 | 0 | 0 | 0 | 0 | 0 | 0 | 0 | 0 | 0 | 0 | 0 | 0 | 0
4 | 21 | 16 | 6 | 1.7931 | 0 | 13.6089 | 0 | 0 | 0 | 0 | 0.031834 | 0 | 0 | 3.707 | 0 | 19.1409 | 0 | 0 | 0 | 0 | 0 | 0 | 0 | 0 | 0 | 0 | 0 | 0 | 0 | 0.45131 | 0 | 0.54519 | 0.61519 | 0 | 0 | 0.31621 | 0.7517 | 0 | 0 | 0 | 0 | 2.6796 | 0 | 0 | 0 | 0 | 0 | 0 | 0 | 0 | 0 | 0 | 0 | 0 | 0
4 | 21 | 17 | 6 | 1.7931 | 0 | 13.6089 | 0 | 0 | 0 | 0 | 0.032302 | 0 | 0 | 6.1508 | 0 | 21.5851 | 0 | 0 | 0 | 0 | 0 | 0 | 0 | 0 | 0 | 0 | 0 | 0 | 0 | 0.45131 | 0 | 0.54519 | 0.63815 | 0 | 0 | 0.52621 | 0.75125 | 0 | 0 | 0 | 0 | 2.9121 | 0 | 0 | 0 | 0 | 0 | 0 | 0 | 0 | 0 | 0 | 0 | 0 | 0
4 | 21 | 18 | 6 | 1.7931 | 0 | 9.8982 | 0 | 0 | 0 | 0 | 0.042973 | 0 | 0 | 6.1508 | 0 | 17.8851 | 0 | 0 | 0 | 0 | 0 | 0 | 0 | 0 | 0 | 0 | 0 | 0 | 0 | 0.45131 | 0 | 0.54519 | 0.78982 | 0 | 0 | 0.52621 | 0.75653 | 0 | 0 | 0 | 0 | 3.069 | 0 | 0 | 0 | 0 | 0 | 0 | 0 | 0 | 0 | 0 | 0 | 0 | 0
4 | 21 | 19 | 6 | 1.7931 | 0 | 2.4769 | 0 | 0 | 0 | 0 | 0.057658 | 0 | 0 | 3.9587 | 0 | 8.2864 | 0 | 0 | 0 | 0 | 0 | 0 | 0 | 0 | 0 | 0 | 0 | 0 | 0 | 0.45131 | 0 | 0.88038 | 0.85115 | 0 | 0 | 0.42121 | 0.75018 | 0 | 0 | 0 | 0 | 3.3542 | 0 | 0 | 0 | 0 | 0 | 0 | 0 | 0 | 0 | 0 | 0 | 0 | 0
4 | 21 | 20 | 6 | 1.7931 | 0 | 2.4769 | 0 | 0 | 0 | 0 | 0.061946 | 0 | 0 | 3.9587 | 0 | 8.2907 | 0 | 0 | 0 | 0 | 0 | 0 | 0 | 0 | 0 | 0 | 0 | 0 | 0 | 0.45131 | 0 | 1.1038 | 0.8774 | 0 | 0 | 0.36871 | 0.74809 | 0 | 0 | 0 | 0 | 3.5494 | 0 | 0 | 0 | 0 | 0 | 0 | 0 | 0 | 0 | 0 | 0 | 0 | 0
4 | 21 | 21 | 6 | 1.7931 | 0 | 2.4769 | 0 | 0 | 0 | 0 | 0.062716 | 0 | 0 | 6.5362 | 0 | 10.8689 | 0 | 0 | 0 | 0 | 0 | 0 | 0 | 0 | 0 | 0 | 0 | 0 | 0 | 0.45131 | 0 | 1.2156 | 0.88254 | 0 | 0 | 0.47371 | 0.74476 | 0 | 0 | 0 | 0 | 3.7679 | 0 | 0 | 0 | 0 | 0 | 0 | 0 | 0 | 0 | 0 | 0 | 0 | 0
4 | 21 | 22 | 6 | 1.7931 | 0 | 2.4769 | 0 | 0 | 0 | 0 | 0.081241 | 0 | 0 | 4.0096 | 0 | 8.3608 | 0 | 0 | 0 | 0 | 0 | 0 | 0 | 0 | 0 | 0 | 0 | 0 | 0 | 0.45131 | 0 | 1.1038 | 1.1783 | 0 | 0 | 0.31621 | 0.75281 | 0 | 0 | 0 | 0 | 3.8024 | 0 | 0 | 0 | 0 | 0 | 0 | 0 | 0 | 0 | 0 | 0 | 0 | 0
4 | 21 | 23 | 6 | 1.7931 | 0 | 2.4769 | 0 | 0 | 0 | 0 | 0.033161 | 0 | 0 | 0.65223 | 0 | 4.9554 | 0 | 0 | 0 | 0 | 0 | 0 | 0 | 0 | 0 | 0 | 0 | 0 | 0 | 0.45131 | 0 | 0.88038 | 0.90301 | 0 | 0 | 0.053706 | 0.75602 | 0 | 0 | 0 | 0 | 3.0444 | 0 | 0 | 0 | 0 | 0 | 0 | 0 | 0 | 0 | 0 | 0 | 0 | 0
4 | 21 | 24 | 6 | 1.7931 | 0 | 2.4769 | 0 | 0 | 0 | 0 | 0.037587 | 0 | 0 | 0.65225 | 0 | 4.9599 | 0 | 0 | 0 | 0 | 0 | 0 | 0 | 0 | 0 | 0 | 0 | 0 | 0 | 0.45131 | 0 | 0.54519 | 1.0228 | 0 | 0 | 0.053706 | 0.7651 | 0 | 0 | 0 | 0 | 2.8381 | 0 | 0 | 0 | 0 | 0 | 0 | 0 | 0 | 0 | 0 | 0 | 0 | 0
4 | 22 | 1 | 7 | 1.7931 | 0 | 2.4769 | 0 | 0 | 0 | 0 | 0.041058 | 0 | 0 | 0.65228 | 0 | 4.9634 | 0 | 0 | 0 | 0 | 0 | 0 | 0 | 0 | 0 | 0 | 0 | 0 | 0 | 0.45131 | 0 | 0.32173 | 1.1971 | 0 | 0 | 0.053706 | 0.77132 | 0 | 0 | 0 | 0 | 2.7952 | 0 | 0 | 0 | 0 | 0 | 0 | 0 | 0 | 0 | 0 | 0 | 0 | 0
4 | 22 | 2 | 7 | 1.7931 | 0 | 2.4769 | 0 | 0 | 0 | 0 | 0.040839 | 0 | 0 | 0.6523 | 0 | 4.9632 | 0 | 0 | 0 | 0 | 0 | 0 | 0 | 0 | 0 | 0 | 0 | 0 | 0 | 0.45131 | 0 | 0.32173 | 1.2097 | 0 | 0 | 0.053706 | 0.77033 | 0 | 0 | 0 | 0 | 2.8068 | 0 | 0 | 0 | 0 | 0 | 0 | 0 | 0 | 0 | 0 | 0 | 0 | 0
4 | 22 | 3 | 7 | 1.7931 | 0 | 2.4769 | 0 | 0 | 0 | 0 | 0.049377 | 0 | 0 | 0.65229 | 0 | 4.9717 | 0 | 0 | 0 | 0 | 0 | 0 | 0 | 0 | 0 | 0 | 0 | 0 | 0 | 0.45131 | 0 | 0.32173 | 1.4471 | 0 | 0 | 0.053706 | 0.7766 | 0 | 0 | 0 | 0 | 3.0505 | 0 | 0 | 0 | 0 | 0 | 0 | 0 | 0 | 0 | 0 | 0 | 0 | 0
4 | 22 | 4 | 7 | 1.7931 | 0 | 2.4769 | 0 | 0 | 0 | 0 | 0.068526 | 0 | 0 | 0.65231 | 0 | 4.9909 | 0 | 0 | 0 | 0 | 0 | 0 | 0 | 0 | 0 | 0 | 0 | 0 | 0 | 0.45131 | 0 | 0.32173 | 2.0993 | 0 | 0 | 0.053706 | 0.77689 | 0 | 0 | 0 | 0 | 3.7029 | 0 | 0 | 0 | 0 | 0 | 0 | 0 | 0 | 0 | 0 | 0 | 0 | 0
4 | 22 | 5 | 7 | 1.7931 | 0 | 2.4769 | 0 | 0 | 0 | 0 | 0.097337 | 0 | 0 | 0.6523 | 0 | 5.0197 | 0 | 0 | 0 | 0 | 0 | 0 | 0 | 0 | 0 | 0 | 0 | 0 | 0 | 0.45131 | 0 | 0.32173 | 2.4025 | 0 | 0 | 0.053706 | 0.77617 | 0 | 0 | 0 | 0 | 4.0054 | 0 | 0 | 0 | 0 | 0 | 0 | 0 | 0 | 0 | 0 | 0 | 0 | 0
4 | 22 | 6 | 7 | 1.7931 | 0 | 2.4769 | 0 | 0 | 0 | 0 | 0.12058 | 0 | 0 | 3.7071 | 0 | 8.0976 | 0 | 0 | 0 | 0 | 0 | 0 | 0 | 0 | 0 | 0 | 0 | 0 | 0 | 0.45131 | 0 | 0.54519 | 2.591 | 0 | 0 | 0.31621 | 0.77389 | 0 | 0 | 0 | 0 | 4.6776 | 0 | 0 | 0 | 0 | 0 | 0 | 0 | 0 | 0 | 0 | 0 | 0 | 0
4 | 22 | 7 | 7 | 1.7931 | 0 | 2.4769 | 0 | 0 | 0 | 0 | 0.52469 | 0 | 0 | 6.1508 | 0 | 10.9456 | 0 | 0 | 0 | 0 | 0 | 0 | 0 | 0 | 0 | 0 | 0 | 0 | 0 | 0.45131 | 0 | 0.71279 | 4.3252 | 0 | 0 | 0.52621 | 0.77203 | 0 | 0 | 0 | 0 | 6.7876 | 0 | 0 | 0 | 0 | 0 | 0 | 0 | 0 | 0 | 0 | 0 | 0 | 0
4 | 22 | 8 | 7 | 1.7931 | 0 | 13.6089 | 0 | 0 | 0 | 0 | 0.20222 | 0 | 0 | 3.9587 | 0 | 19.5629 | 0 | 0 | 0 | 0 | 0 | 0 | 0 | 0 | 0 | 0 | 0 | 0 | 0 | 0.45131 | 0 | 0.71279 | 2.5813 | 0 | 0 | 0.42121 | 0.76664 | 0 | 0 | 0 | 0 | 4.9332 | 0 | 0 | 0 | 0 | 0 | 0 | 0 | 0 | 0 | 0 | 0 | 0 | 0
4 | 22 | 9 | 7 | 1.7931 | 0 | 13.6089 | 0 | 0 | 0 | 0 | 0.14123 | 0 | 0 | 4.6659 | 0 | 20.2091 | 0 | 0 | 0 | 0 | 0 | 0 | 0 | 0 | 0 | 0 | 0 | 0 | 0 | 0.45131 | 0 | 0.71279 | 2.1258 | 0 | 0 | 0.31621 | 0.76426 | 0 | 0 | 0 | 0 | 4.3704 | 0 | 0 | 0 | 0 | 0 | 0 | 0 | 0 | 0 | 0 | 0 | 0 | 0
4 | 22 | 10 | 7 | 1.7931 | 0 | 13.6089 | 0 | 0 | 0 | 0 | 0.15251 | 0 | 0 | 3.707 | 0 | 19.2616 | 0 | 0 | 0 | 0 | 0 | 0 | 0 | 0 | 0 | 0 | 0 | 0 | 0 | 0.45131 | 0 | 0.71279 | 2.247 | 0 | 0 | 0.31621 | 0.76767 | 0 | 0 | 0 | 0 | 4.4949 | 0 | 0 | 0 | 0 | 0 | 0 | 0 | 0 | 0 | 0 | 0 | 0 | 0
4 | 22 | 11 | 7 | 1.7931 | 0 | 13.6089 | 0 | 0 | 0 | 0 | 0.10934 | 0 | 0 | 3.9587 | 0 | 19.4701 | 0 | 0 | 0 | 0 | 0 | 0 | 0 | 0 | 0 | 0 | 0 | 0 | 0 | 0.45131 | 0 | 0.54519 | 1.8862 | 0 | 0 | 0.36871 | 0.76989 | 0 | 0 | 0 | 0 | 4.0213 | 0 | 0 | 0 | 0 | 0 | 0 | 0 | 0 | 0 | 0 | 0 | 0 | 0
4 | 22 | 12 | 7 | 1.7931 | 0 | 8.6613 | 0 | 0 | 0 | 0 | 0.092161 | 0 | 0 | 3.9587 | 0 | 14.5054 | 0 | 0 | 0 | 0 | 0 | 0 | 0 | 0 | 0 | 0 | 0 | 0 | 0 | 0.45131 | 0 | 0.54519 | 1.6499 | 0 | 0 | 0.42121 | 0.76565 | 0 | 0 | 0 | 0 | 3.8333 | 0 | 0 | 0 | 0 | 0 | 0 | 0 | 0 | 0 | 0 | 0 | 0 | 0
4 | 22 | 13 | 7 | 1.7931 | 0 | 13.6089 | 0 | 0 | 0 | 0 | 0.055567 | 0 | 0 | 3.9587 | 0 | 19.4163 | 0 | 0 | 0 | 0 | 0 | 0 | 0 | 0 | 0 | 0 | 0 | 0 | 0 | 0.45131 | 0 | 0.54519 | 1.16 | 0 | 0 | 0.36871 | 0.76783 | 0 | 0 | 0 | 0 | 3.293 | 0 | 0 | 0 | 0 | 0 | 0 | 0 | 0 | 0 | 0 | 0 | 0 | 0
4 | 22 | 14 | 7 | 1.7931 | 0 | 13.6089 | 0 | 0 | 0 | 0 | 0.041296 | 0 | 0 | 5.9674 | 0 | 21.4107 | 0 | 0 | 0 | 0 | 0 | 0 | 0 | 0 | 0 | 0 | 0 | 0 | 0 | 0.45131 | 0 | 0.54519 | 0.87477 | 0 | 0 | 0.36871 | 0.76544 | 0 | 0 | 0 | 0 | 3.0054 | 0 | 0 | 0 | 0 | 0 | 0 | 0 | 0 | 0 | 0 | 0 | 0 | 0
4 | 22 | 15 | 7 | 1.7931 | 0 | 13.6089 | 0 | 0 | 0 | 0 | 0.040696 | 0 | 0 | 3.7071 | 0 | 19.1498 | 0 | 0 | 0 | 0 | 0 | 0 | 0 | 0 | 0 | 0 | 0 | 0 | 0 | 0.45131 | 0 | 0.54519 | 0.86121 | 0 | 0 | 0.31621 | 0.76359 | 0 | 0 | 0 | 0 | 2.9375 | 0 | 0 | 0 | 0 | 0 | 0 | 0 | 0 | 0 | 0 | 0 | 0 | 0
4 | 22 | 16 | 7 | 1.7931 | 0 | 13.6089 | 0 | 0 | 0 | 0 | 0.038966 | 0 | 0 | 3.7071 | 0 | 19.148 | 0 | 0 | 0 | 0 | 0 | 0 | 0 | 0 | 0 | 0 | 0 | 0 | 0 | 0.45131 | 0 | 0.54519 | 0.83579 | 0 | 0 | 0.31621 | 0.76033 | 0 | 0 | 0 | 0 | 2.9088 | 0 | 0 | 0 | 0 | 0 | 0 | 0 | 0 | 0 | 0 | 0 | 0 | 0
4 | 22 | 17 | 7 | 1.7931 | 0 | 13.6089 | 0 | 0 | 0 | 0 | 0.043869 | 0 | 0 | 6.1509 | 0 | 21.5967 | 0 | 0 | 0 | 0 | 0 | 0 | 0 | 0 | 0 | 0 | 0 | 0 | 0 | 0.45131 | 0 | 0.54519 | 0.81817 | 0 | 0 | 0.52621 | 0.75751 | 0 | 0 | 0 | 0 | 3.0984 | 0 | 0 | 0 | 0 | 0 | 0 | 0 | 0 | 0 | 0 | 0 | 0 | 0
4 | 22 | 18 | 7 | 1.7931 | 0 | 9.8982 | 0 | 0 | 0 | 0 | 0.052224 | 0 | 0 | 6.1509 | 0 | 17.8944 | 0 | 0 | 0 | 0 | 0 | 0 | 0 | 0 | 0 | 0 | 0 | 0 | 0 | 0.45131 | 0 | 0.54519 | 0.98667 | 0.0031289 | 0 | 0.52621 | 0.76586 | 0 | 0 | 0 | 0 | 3.2784 | 0 | 0 | 0 | 0 | 0 | 0 | 0 | 0 | 0 | 0 | 0 | 0 | 0
4 | 22 | 19 | 7 | 1.7931 | 0 | 2.4769 | 0 | 0 | 0 | 0 | 0.10156 | 0 | 0 | 3.9587 | 0 | 8.3303 | 0 | 0 | 0 | 0 | 0 | 0 | 0 | 0 | 0 | 0 | 0 | 0 | 0 | 0.45131 | 0 | 0.88038 | 1.4616 | 0 | 0 | 0.42121 | 0.76231 | 0 | 0 | 0 | 0 | 3.9768 | 0 | 0 | 0 | 0 | 0 | 0 | 0 | 0 | 0 | 0 | 0 | 0 | 0
4 | 22 | 20 | 7 | 1.7931 | 0 | 2.4769 | 0 | 0 | 0 | 0 | 0.16723 | 0 | 0 | 3.9587 | 0 | 8.396 | 0 | 0 | 0 | 0 | 0 | 0 | 0 | 0 | 0 | 0 | 0 | 0 | 0 | 0.45131 | 0 | 1.1038 | 1.7935 | 0 | 0 | 0.36871 | 0.76265 | 0 | 0 | 0 | 0 | 4.48 | 0 | 0 | 0 | 0 | 0 | 0 | 0 | 0 | 0 | 0 | 0 | 0 | 0
4 | 22 | 21 | 7 | 1.7931 | 0 | 2.4769 | 0 | 0 | 0 | 0 | 0.20278 | 0 | 0 | 6.5362 | 0 | 11.009 | 0 | 0 | 0 | 0 | 0 | 0 | 0 | 0 | 0 | 0 | 0 | 0 | 0 | 0.45131 | 0 | 1.2156 | 2.0353 | 0 | 0 | 0.47371 | 0.76277 | 0 | 0 | 0 | 0 | 4.9386 | 0 | 0 | 0 | 0 | 0 | 0 | 0 | 0 | 0 | 0 | 0 | 0 | 0
4 | 22 | 22 | 7 | 1.7931 | 0 | 2.4769 | 0 | 0 | 0 | 0 | 0.24987 | 0 | 0 | 4.0098 | 0 | 8.5296 | 0 | 0 | 0 | 0 | 0 | 0 | 0 | 0 | 0 | 0 | 0 | 0 | 0 | 0.45131 | 0 | 1.1038 | 2.4476 | 0 | 0 | 0.31621 | 0.76558 | 0 | 0 | 0 | 0 | 5.0846 | 0 | 0 | 0 | 0 | 0 | 0 | 0 | 0 | 0 | 0 | 0 | 0 | 0
4 | 22 | 23 | 7 | 1.7931 | 0 | 2.4769 | 0 | 0 | 0 | 0 | 0.041709 | 0 | 0 | 0.65229 | 0 | 4.964 | 0 | 0 | 0 | 0 | 0 | 0 | 0 | 0 | 0 | 0 | 0 | 0 | 0 | 0.45131 | 0 | 0.88038 | 1.1183 | 0 | 0 | 0.053706 | 0.77029 | 0 | 0 | 0 | 0 | 3.274 | 0 | 0 | 0 | 0 | 0 | 0 | 0 | 0 | 0 | 0 | 0 | 0 | 0
4 | 22 | 24 | 7 | 1.7931 | 0 | 2.4769 | 0 | 0 | 0 | 0 | 0.048776 | 0 | 0 | 0.6523 | 0 | 4.9711 | 0 | 0 | 0 | 0 | 0 | 0 | 0 | 0 | 0 | 0 | 0 | 0 | 0 | 0.45131 | 0 | 0.54519 | 1.3775 | 0 | 0 | 0.053706 | 0.77853 | 0 | 0 | 0 | 0 | 3.2062 | 0 | 0 | 0 | 0 | 0 | 0 | 0 | 0 | 0 | 0 | 0 | 0 | 0
4 | 23 | 1 | 1 | 1.7931 | 0 | 2.4769 | 0 | 0 | 0 | 0 | 0.071518 | 0 | 0 | 0.65233 | 0 | 4.9939 | 0 | 0 | 0 | 0 | 0 | 0 | 0 | 0 | 0 | 0 | 0 | 0 | 0 | 0.45131 | 0 | 0.32173 | 1.9775 | 0 | 0 | 0.053706 | 0.78309 | 0 | 0 | 0 | 0 | 3.5874 | 0 | 0 | 0 | 0 | 0 | 0 | 0 | 0 | 0 | 0 | 0 | 0 | 0
4 | 23 | 2 | 1 | 1.7931 | 0 | 2.4769 | 0 | 0 | 0 | 0 | 0.12122 | 0 | 0 | 0.65234 | 0 | 5.0436 | 0 | 0 | 0 | 0 | 0 | 0 | 0 | 0 | 0 | 0 | 0 | 0 | 0 | 0.45131 | 0 | 0.32173 | 2.4618 | 0 | 0 | 0.053706 | 0.78644 | 0 | 0 | 0 | 0 | 4.075 | 0 | 0 | 0 | 0 | 0 | 0 | 0 | 0 | 0 | 0 | 0 | 0 | 0
4 | 23 | 3 | 1 | 1.7931 | 0 | 2.4769 | 0 | 0 | 0 | 0 | 0.15172 | 0 | 0 | 0.65235 | 0 | 5.0741 | 0 | 0 | 0 | 0 | 0 | 0 | 0 | 0 | 0 | 0 | 0 | 0 | 0 | 0.45131 | 0 | 0.32173 | 2.7196 | 0 | 0 | 0.053706 | 0.7862 | 0 | 0 | 0 | 0 | 4.3326 | 0 | 0 | 0 | 0 | 0 | 0 | 0 | 0 | 0 | 0 | 0 | 0 | 0
4 | 23 | 4 | 1 | 1.7931 | 0 | 2.4769 | 0 | 0 | 0 | 0 | 0.20803 | 0 | 0 | 0.65235 | 0 | 5.1304 | 0 | 0 | 0 | 0 | 0 | 0 | 0 | 0 | 0 | 0 | 0 | 0 | 0 | 0.45131 | 0 | 0.32173 | 3.2224 | 0 | 0 | 0.053706 | 0.79072 | 0 | 0 | 0 | 0 | 4.8399 | 0 | 0 | 0 | 0 | 0 | 0 | 0 | 0 | 0 | 0 | 0 | 0 | 0
4 | 23 | 5 | 1 | 1.7931 | 0 | 2.4769 | 0 | 0 | 0 | 0 | 0.25011 | 0 | 0 | 0.65236 | 0 | 5.1725 | 0 | 0 | 0 | 0 | 0 | 0 | 0 | 0 | 0 | 0 | 0 | 0 | 0 | 0.45131 | 0 | 0.32173 | 3.4516 | 0 | 0 | 0.053706 | 0.79328 | 0 | 0 | 0 | 0 | 5.0716 | 0 | 0 | 0 | 0 | 0 | 0 | 0 | 0 | 0 | 0 | 0 | 0 | 0
4 | 23 | 6 | 1 | 1.7931 | 0 | 2.4769 | 0 | 0 | 0 | 0 | 0.2587 | 0 | 0 | 3.7071 | 0 | 8.2358 | 0 | 0 | 0 | 0 | 0 | 0 | 0 | 0 | 0 | 0 | 0 | 0 | 0 | 0.45131 | 0 | 0.54519 | 3.5218 | 0 | 0 | 0.31621 | 0.78975 | 0 | 0 | 0 | 0 | 5.6243 | 0 | 0 | 0 | 0 | 0 | 0 | 0 | 0 | 0 | 0 | 0 | 0 | 0
4 | 23 | 7 | 1 | 1.7931 | 0 | 2.4769 | 0 | 0 | 0 | 0 | 0.65296 | 0 | 0 | 6.1509 | 0 | 11.0739 | 0 | 0 | 0 | 0 | 0 | 0 | 0 | 0 | 0 | 0 | 0 | 0 | 0 | 0.45131 | 0 | 0.71279 | 5.1077 | 0 | 0 | 0.52621 | 0.78322 | 0 | 0 | 0 | 0 | 7.5812 | 0 | 0 | 0 | 0 | 0 | 0 | 0 | 0 | 0 | 0 | 0 | 0 | 0
4 | 23 | 8 | 1 | 1.7931 | 0 | 13.6089 | 0 | 0 | 0 | 0 | 0.30094 | 0 | 0 | 3.9588 | 0 | 19.6617 | 0 | 0 | 0 | 0 | 0 | 0 | 0 | 0 | 0 | 0 | 0 | 0 | 0 | 0.45131 | 0 | 0.71279 | 3.0977 | 0 | 0 | 0.42121 | 0.77232 | 0 | 0 | 0 | 0 | 5.4553 | 0 | 0 | 0 | 0 | 0 | 0 | 0 | 0 | 0 | 0 | 0 | 0 | 0
4 | 23 | 9 | 1 | 1.7931 | 0 | 13.6089 | 0 | 0 | 0 | 0 | 0.19892 | 0 | 0 | 4.6659 | 0 | 20.2668 | 0 | 0 | 0 | 0 | 0 | 0 | 0 | 0 | 0 | 0 | 0 | 0 | 0 | 0.45131 | 0 | 0.71279 | 2.4889 | 0 | 0 | 0.31621 | 0.76643 | 0 | 0 | 0 | 0 | 4.7356 | 0 | 0 | 0 | 0 | 0 | 0 | 0 | 0 | 0 | 0 | 0 | 0 | 0
4 | 23 | 10 | 1 | 1.7931 | 0 | 13.6089 | 0 | 0 | 0 | 0 | 0.12631 | 0 | 0 | 3.7071 | 0 | 19.2354 | 0 | 0 | 0 | 0 | 0 | 0 | 0 | 0 | 0 | 0 | 0 | 0 | 0 | 0.45131 | 0 | 0.71279 | 1.8334 | 0 | 0 | 0.31621 | 0.76021 | 0 | 0 | 0 | 0 | 4.0739 | 0 | 0 | 0 | 0 | 0 | 0 | 0 | 0 | 0 | 0 | 0 | 0 | 0
4 | 23 | 11 | 1 | 1.7931 | 0 | 13.6089 | 0 | 0 | 0 | 0 | 0.078874 | 0 | 0 | 3.9587 | 0 | 19.4396 | 0 | 0 | 0 | 0 | 0 | 0 | 0 | 0 | 0 | 0 | 0 | 0 | 0 | 0.45131 | 0 | 0.54519 | 1.3438 | 0 | 0 | 0.36871 | 0.76232 | 0 | 0 | 0 | 0 | 3.4713 | 0 | 0 | 0 | 0 | 0 | 0 | 0 | 0 | 0 | 0 | 0 | 0 | 0
4 | 23 | 12 | 1 | 1.7931 | 0 | 8.6613 | 0 | 0 | 0 | 0 | 0.079611 | 0 | 0 | 3.9587 | 0 | 14.4928 | 0 | 0 | 0 | 0 | 0 | 0 | 0 | 0 | 0 | 0 | 0 | 0 | 0 | 0.45131 | 0 | 0.54519 | 1.3037 | 0 | 0 | 0.42121 | 0.76238 | 0 | 0 | 0 | 0 | 3.4838 | 0 | 0 | 0 | 0 | 0 | 0 | 0 | 0 | 0 | 0 | 0 | 0 | 0
4 | 23 | 13 | 1 | 1.7931 | 0 | 13.6089 | 0 | 0 | 0 | 0 | 0.049812 | 0 | 0 | 3.9587 | 0 | 19.4106 | 0 | 0 | 0 | 0 | 0 | 0 | 0 | 0 | 0 | 0 | 0 | 0 | 0 | 0.45131 | 0 | 0.54519 | 0.8385 | 0 | 0 | 0.36871 | 0.76367 | 0 | 0 | 0 | 0 | 2.9674 | 0 | 0 | 0 | 0 | 0 | 0 | 0 | 0 | 0 | 0 | 0 | 0 | 0
4 | 23 | 14 | 1 | 1.7931 | 0 | 13.6089 | 0 | 0 | 0 | 0 | 0.042926 | 0 | 0 | 5.9674 | 0 | 21.4124 | 0 | 0 | 0 | 0 | 0 | 0 | 0 | 0 | 0 | 0 | 0 | 0 | 0 | 0.45131 | 0 | 0.54519 | 0.79078 | 0 | 0 | 0.36871 | 0.76497 | 0 | 0 | 0 | 0 | 2.921 | 0 | 0 | 0 | 0 | 0 | 0 | 0 | 0 | 0 | 0 | 0 | 0 | 0
4 | 23 | 15 | 1 | 1.7931 | 0 | 13.6089 | 0 | 0 | 0 | 0 | 0.047676 | 0 | 0 | 3.7071 | 0 | 19.1568 | 0 | 0 | 0 | 0 | 0 | 0 | 0 | 0 | 0 | 0 | 0 | 0 | 0 | 0.45131 | 0 | 0.54519 | 0.85605 | 0 | 0 | 0.31621 | 0.76686 | 0 | 0 | 0 | 0 | 2.9356 | 0 | 0 | 0 | 0 | 0 | 0 | 0 | 0 | 0 | 0 | 0 | 0 | 0
4 | 23 | 16 | 1 | 1.7931 | 0 | 13.6089 | 0 | 0 | 0 | 0 | 0.051387 | 0 | 0 | 3.7071 | 0 | 19.1605 | 0 | 0 | 0 | 0 | 0 | 0 | 0 | 0 | 0 | 0 | 0 | 0 | 0 | 0.45131 | 0 | 0.54519 | 0.98439 | 0 | 0 | 0.31621 | 0.76977 | 0 | 0 | 0 | 0 | 3.0669 | 0 | 0 | 0 | 0 | 0 | 0 | 0 | 0 | 0 | 0 | 0 | 0 | 0
4 | 23 | 17 | 1 | 1.7931 | 0 | 13.6089 | 0 | 0 | 0 | 0 | 0.055642 | 0 | 0 | 6.1509 | 0 | 21.6086 | 0 | 0 | 0 | 0 | 0 | 0 | 0 | 0 | 0 | 0 | 0 | 0 | 0 | 0.45131 | 0 | 0.54519 | 1.0638 | 0 | 0 | 0.52621 | 0.77465 | 0 | 0 | 0 | 0 | 3.3612 | 0 | 0 | 0 | 0 | 0 | 0 | 0 | 0 | 0 | 0 | 0 | 0 | 0
4 | 23 | 18 | 1 | 1.7931 | 0 | 9.8982 | 0 | 0 | 0 | 0 | 0.079931 | 0 | 0 | 6.1509 | 0 | 17.9222 | 0 | 0 | 0 | 0 | 0 | 0 | 0 | 0 | 0 | 0 | 0 | 0 | 0 | 0.45131 | 0 | 0.54519 | 1.439 | 0 | 0 | 0.52621 | 0.7798 | 0 | 0 | 0 | 0 | 3.7416 | 0 | 0 | 0 | 0 | 0 | 0 | 0 | 0 | 0 | 0 | 0 | 0 | 0
4 | 23 | 19 | 1 | 1.7931 | 0 | 2.4769 | 0 | 0 | 0 | 0 | 0.18169 | 0 | 0 | 3.9588 | 0 | 8.4105 | 0 | 0 | 0 | 0 | 0 | 0 | 0 | 0 | 0 | 0 | 0 | 0 | 0 | 0.45131 | 0 | 0.88038 | 1.9862 | 0 | 0 | 0.42121 | 0.77533 | 0 | 0 | 0 | 0 | 4.5144 | 0 | 0 | 0 | 0 | 0 | 0 | 0 | 0 | 0 | 0 | 0 | 0 | 0
4 | 23 | 20 | 1 | 1.7931 | 0 | 2.4769 | 0 | 0 | 0 | 0 | 0.22078 | 0 | 0 | 3.9588 | 0 | 8.4496 | 0 | 0 | 0 | 0 | 0 | 0 | 0 | 0 | 0 | 0 | 0 | 0 | 0 | 0.45131 | 0 | 1.1038 | 2.2414 | 0 | 0 | 0.36871 | 0.76881 | 0 | 0 | 0 | 0 | 4.9341 | 0 | 0 | 0 | 0 | 0 | 0 | 0 | 0 | 0 | 0 | 0 | 0 | 0
4 | 23 | 21 | 1 | 1.7931 | 0 | 2.4769 | 0 | 0 | 0 | 0 | 0.28838 | 0 | 0 | 6.5362 | 0 | 11.0946 | 0 | 0 | 0 | 0 | 0 | 0 | 0 | 0 | 0 | 0 | 0 | 0 | 0 | 0.45131 | 0 | 1.2156 | 2.6754 | 0 | 0 | 0.47371 | 0.76757 | 0 | 0 | 0 | 0 | 5.5835 | 0 | 0 | 0 | 0 | 0 | 0 | 0 | 0 | 0 | 0 | 0 | 0 | 0
4 | 23 | 22 | 1 | 1.7931 | 0 | 2.4769 | 0 | 0 | 0 | 0 | 0.32558 | 0 | 0 | 4.0098 | 0 | 8.6054 | 0 | 0 | 0 | 0 | 0 | 0 | 0 | 0 | 0 | 0 | 0 | 0 | 0 | 0.45131 | 0 | 1.1038 | 2.8045 | 0 | 0 | 0.31621 | 0.76771 | 0 | 0 | 0 | 0 | 5.4436 | 0 | 0 | 0 | 0 | 0 | 0 | 0 | 0 | 0 | 0 | 0 | 0 | 0
4 | 23 | 23 | 1 | 1.7931 | 0 | 2.4769 | 0 | 0 | 0 | 0 | 0.042467 | 0 | 0 | 0.65231 | 0 | 4.9648 | 0 | 0 | 0 | 0 | 0 | 0 | 0 | 0 | 0 | 0 | 0 | 0 | 0 | 0.45131 | 0 | 0.88038 | 1.0385 | 0 | 0 | 0.053706 | 0.77263 | 0 | 0 | 0 | 0 | 3.1965 | 0 | 0 | 0 | 0 | 0 | 0 | 0 | 0 | 0 | 0 | 0 | 0 | 0
4 | 23 | 24 | 1 | 1.7931 | 0 | 2.4769 | 0 | 0 | 0 | 0 | 0.053556 | 0 | 0 | 0.65233 | 0 | 4.9759 | 0 | 0 | 0 | 0 | 0 | 0 | 0 | 0 | 0 | 0 | 0 | 0 | 0 | 0.45131 | 0 | 0.54519 | 1.4245 | 0 | 0 | 0.053706 | 0.78251 | 0 | 0 | 0 | 0 | 3.2572 | 0 | 0 | 0 | 0 | 0 | 0 | 0 | 0 | 0 | 0 | 0 | 0 | 0
4 | 24 | 1 | 2 | 1.7931 | 0 | 2.4769 | 0 | 0 | 0 | 0 | 0.11711 | 0 | 0 | 0.65237 | 0 | 5.0395 | 0 | 0 | 0 | 0 | 0 | 0 | 0 | 0 | 0 | 0 | 0 | 0 | 0 | 0.45131 | 0 | 0.32173 | 2.2391 | 0 | 0 | 0.053706 | 0.79091 | 0 | 0 | 0 | 0 | 3.8568 | 0 | 0 | 0 | 0 | 0 | 0 | 0 | 0 | 0 | 0 | 0 | 0 | 0
4 | 24 | 2 | 2 | 1.7931 | 0 | 2.4769 | 0 | 0 | 0 | 0 | 0.17234 | 0 | 0 | 0.6524 | 0 | 5.0948 | 0 | 0 | 0 | 0 | 0 | 0 | 0 | 0 | 0 | 0 | 0 | 0 | 0 | 0.45131 | 0 | 0.32173 | 2.6527 | 0 | 0 | 0.053706 | 0.79256 | 0 | 0 | 0 | 0 | 4.272 | 0 | 0 | 0 | 0 | 0 | 0 | 0 | 0 | 0 | 0 | 0 | 0 | 0
4 | 24 | 3 | 2 | 1.7931 | 0 | 2.4769 | 0 | 0 | 0 | 0 | 0.21349 | 0 | 0 | 0.6524 | 0 | 5.1359 | 0 | 0 | 0 | 0 | 0 | 0 | 0 | 0 | 0 | 0 | 0 | 0 | 0 | 0.45131 | 0 | 0.32173 | 2.8339 | 0 | 0 | 0.053706 | 0.79434 | 0 | 0 | 0 | 0 | 4.455 | 0 | 0 | 0 | 0 | 0 | 0 | 0 | 0 | 0 | 0 | 0 | 0 | 0
4 | 24 | 4 | 2 | 1.7931 | 0 | 2.4769 | 0 | 0 | 0 | 0 | 0.2552 | 0 | 0 | 0.65241 | 0 | 5.1776 | 0 | 0 | 0 | 0 | 0 | 0 | 0 | 0 | 0 | 0 | 0 | 0 | 0 | 0.45131 | 0 | 0.32173 | 3.1077 | 0 | 0 | 0.053706 | 0.79732 | 0 | 0 | 0 | 0 | 4.7317 | 0 | 0 | 0 | 0 | 0 | 0 | 0 | 0 | 0 | 0 | 0 | 0 | 0
4 | 24 | 5 | 2 | 1.7931 | 0 | 2.4769 | 0 | 0 | 0 | 0 | 0.27782 | 0 | 0 | 0.65241 | 0 | 5.2003 | 0 | 0 | 0 | 0 | 0 | 0 | 0 | 0 | 0 | 0 | 0 | 0 | 0 | 0.45131 | 0 | 0.32173 | 3.2917 | 0 | 0 | 0.053706 | 0.79786 | 0 | 0 | 0 | 0 | 4.9163 | 0 | 0 | 0 | 0 | 0 | 0 | 0 | 0 | 0 | 0 | 0 | 0 | 0
4 | 24 | 6 | 2 | 1.7931 | 0 | 2.4769 | 0 | 0 | 0 | 0 | 0.30423 | 0 | 0 | 3.7072 | 0 | 8.2814 | 0 | 0 | 0 | 0 | 0 | 0 | 0 | 0 | 0 | 0 | 0 | 0 | 0 | 0.45131 | 0 | 0.54519 | 3.3786 | 0 | 0 | 0.31621 | 0.79466 | 0 | 0 | 0 | 0 | 5.486 | 0 | 0 | 0 | 0 | 0 | 0 | 0 | 0 | 0 | 0 | 0 | 0 | 0
4 | 24 | 7 | 2 | 1.7931 | 0 | 2.4769 | 0 | 0 | 0 | 0 | 0.69401 | 0 | 0 | 6.1509 | 0 | 11.115 | 0 | 0 | 0 | 0 | 0 | 0 | 0 | 0 | 0 | 0 | 0 | 0 | 0 | 0.45131 | 0 | 0.71279 | 4.5258 | 0 | 0 | 0.52621 | 0.78576 | 0 | 0 | 0 | 0 | 7.0019 | 0 | 0 | 0 | 0 | 0 | 0 | 0 | 0 | 0 | 0 | 0 | 0 | 0
4 | 24 | 8 | 2 | 1.7931 | 0 | 13.6089 | 0 | 0 | 0 | 0 | 0.32468 | 0 | 0 | 3.9588 | 0 | 19.6855 | 0 | 0 | 0 | 0 | 0 | 0 | 0 | 0 | 0 | 0 | 0 | 0 | 0 | 0.45131 | 0 | 0.71279 | 2.5537 | 0 | 0 | 0.42121 | 0.77523 | 0 | 0 | 0 | 0 | 4.9142 | 0 | 0 | 0 | 0 | 0 | 0 | 0 | 0 | 0 | 0 | 0 | 0 | 0
4 | 24 | 9 | 2 | 1.7931 | 0 | 13.6089 | 0 | 0 | 0 | 0 | 0.1798 | 0 | 0 | 4.666 | 0 | 20.2478 | 0 | 0 | 0 | 0 | 0 | 0 | 0 | 0 | 0 | 0 | 0 | 0 | 0 | 0.45131 | 0 | 0.71279 | 1.5656 | 0 | 0 | 0.31621 | 0.76498 | 0 | 0 | 0 | 0 | 3.8108 | 0 | 0 | 0 | 0 | 0 | 0 | 0 | 0 | 0 | 0 | 0 | 0 | 0
4 | 24 | 10 | 2 | 1.7931 | 0 | 13.6089 | 0 | 0 | 0 | 0 | 0.093037 | 0 | 0 | 3.7071 | 0 | 19.2021 | 0 | 0 | 0 | 0 | 0 | 0 | 0 | 0 | 0 | 0 | 0 | 0 | 0 | 0.45131 | 0 | 0.71279 | 0.85699 | 0 | 0 | 0.31621 | 0.75769 | 0 | 0 | 0 | 0 | 3.095 | 0 | 0 | 0 | 0 | 0 | 0 | 0 | 0 | 0 | 0 | 0 | 0 | 0
4 | 24 | 11 | 2 | 1.7931 | 0 | 13.6089 | 0 | 0 | 0 | 0 | 0.045735 | 0 | 0 | 3.9587 | 0 | 19.4065 | 0 | 0 | 0 | 0 | 0 | 0 | 0 | 0 | 0 | 0 | 0 | 0 | 0 | 0.45131 | 0 | 0.54519 | 0.42581 | 0 | 0 | 0.36871 | 0.75761 | 0 | 0 | 0 | 0 | 2.5486 | 0 | 0 | 0 | 0 | 0 | 0 | 0 | 0 | 0 | 0 | 0 | 0 | 0
4 | 24 | 12 | 2 | 1.7931 | 0 | 8.6613 | 0 | 0 | 0 | 0 | 0.042398 | 0 | 0 | 3.9587 | 0 | 14.4556 | 0 | 0 | 0 | 0 | 0 | 0 | 0 | 0 | 0 | 0 | 0 | 0 | 0 | 0.45131 | 0 | 0.54519 | 0.23386 | 0 | 0 | 0.42121 | 0.75382 | 0 | 0 | 0 | 0 | 2.4054 | 0 | 0 | 0 | 0 | 0 | 0 | 0 | 0 | 0 | 0 | 0 | 0 | 0
4 | 24 | 13 | 2 | 1.7931 | 0 | 13.6089 | 0 | 0 | 0 | 0 | 0.033483 | 0 | 0 | 3.9587 | 0 | 19.3942 | 0 | 0 | 0 | 0 | 0 | 0 | 0 | 0 | 0 | 0 | 0 | 0 | 0 | 0.45131 | 0 | 0.54519 | 0.18444 | 0 | 0 | 0.36871 | 0.75206 | 0 | 0 | 0 | 0 | 2.3017 | 0 | 0 | 0 | 0 | 0 | 0 | 0 | 0 | 0 | 0 | 0 | 0 | 0
4 | 24 | 14 | 2 | 1.7931 | 0 | 13.6089 | 0 | 0 | 0 | 0 | 0.031134 | 0 | 0 | 5.9674 | 0 | 21.4005 | 0 | 0 | 0 | 0 | 0 | 0 | 0 | 0 | 0 | 0 | 0 | 0 | 0 | 0.45131 | 0 | 0.54519 | 0.11691 | 0 | 0 | 0.36871 | 0.75108 | 0 | 0 | 0 | 0 | 2.2332 | 0 | 0 | 0 | 0 | 0 | 0 | 0 | 0 | 0 | 0 | 0 | 0 | 0
4 | 24 | 15 | 2 | 1.7931 | 0 | 13.6089 | 0 | 0 | 0 | 0 | 0.028502 | 0 | 0 | 3.7071 | 0 | 19.1376 | 0 | 0 | 0 | 0 | 0 | 0 | 0 | 0 | 0 | 0 | 0 | 0 | 0 | 0.45131 | 0 | 0.54519 | 0.057735 | 0 | 0 | 0.31621 | 0.74609 | 0 | 0 | 0 | 0 | 2.1165 | 0 | 0 | 0 | 0 | 0 | 0 | 0 | 0 | 0 | 0 | 0 | 0 | 0
4 | 24 | 16 | 2 | 1.7931 | 0 | 13.6089 | 0 | 0 | 0 | 0 | 0.040828 | 0 | 0 | 3.707 | 0 | 19.1499 | 0 | 0 | 0 | 0 | 0 | 0 | 0 | 0 | 0 | 0 | 0 | 0 | 0 | 0.45131 | 0 | 0.54519 | 0.055052 | 0 | 0 | 0.31621 | 0.74275 | 0 | 0 | 0 | 0 | 2.1105 | 0 | 0 | 0 | 0 | 0 | 0 | 0 | 0 | 0 | 0 | 0 | 0 | 0
4 | 24 | 17 | 2 | 1.7931 | 0 | 13.6089 | 0 | 0 | 0 | 0 | 0.049384 | 0 | 0 | 6.1508 | 0 | 21.6022 | 0 | 0 | 0 | 0 | 0 | 0 | 0 | 0 | 0 | 0 | 0 | 0 | 0 | 0.45131 | 0 | 0.54519 | 0.029497 | 0.068534 | 0 | 0.52621 | 0.73985 | 0 | 0 | 0 | 0 | 2.3606 | 0 | 0 | 0 | 0 | 0 | 0 | 0 | 0 | 0 | 0 | 0 | 0 | 0
4 | 24 | 18 | 2 | 1.7931 | 0 | 9.8982 | 0 | 0 | 0 | 0 | 0.037009 | 0 | 0 | 6.1508 | 0 | 17.8792 | 0 | 0 | 0 | 0 | 0 | 0 | 0 | 0 | 0 | 0 | 0 | 0 | 0 | 0.45131 | 0 | 0.54519 | 0.081276 | 0.029131 | 0 | 0.52621 | 0.74606 | 0 | 0 | 0 | 0 | 2.3792 | 0 | 0 | 0 | 0 | 0 | 0 | 0 | 0 | 0 | 0 | 0 | 0 | 0
4 | 24 | 19 | 2 | 1.7931 | 0 | 2.4769 | 0 | 0 | 0 | 0 | 0.040593 | 0 | 0 | 3.9587 | 0 | 8.2693 | 0 | 0 | 0 | 0 | 0 | 0 | 0 | 0 | 0 | 0 | 0 | 0 | 0 | 0.45131 | 0 | 0.88038 | 0.17353 | 0 | 0 | 0.42121 | 0.74546 | 0 | 0 | 0 | 0 | 2.6719 | 0 | 0 | 0 | 0 | 0 | 0 | 0 | 0 | 0 | 0 | 0 | 0 | 0
4 | 24 | 20 | 2 | 1.7931 | 0 | 2.4769 | 0 | 0 | 0 | 0 | 0.04358 | 0 | 0 | 3.9587 | 0 | 8.2723 | 0 | 0 | 0 | 0 | 0 | 0 | 0 | 0 | 0 | 0 | 0 | 0 | 0 | 0.45131 | 0 | 1.1038 | 0.20915 | 0 | 0 | 0.36871 | 0.74281 | 0 | 0 | 0 | 0 | 2.8758 | 0 | 0 | 0 | 0 | 0 | 0 | 0 | 0 | 0 | 0 | 0 | 0 | 0
4 | 24 | 21 | 2 | 1.7931 | 0 | 2.4769 | 0 | 0 | 0 | 0 | 0.046993 | 0 | 0 | 6.5362 | 0 | 10.8532 | 0 | 0 | 0 | 0 | 0 | 0 | 0 | 0 | 0 | 0 | 0 | 0 | 0 | 0.45131 | 0 | 1.2156 | 0.24214 | 0 | 0 | 0.47371 | 0.74143 | 0 | 0 | 0 | 0 | 3.1242 | 0 | 0 | 0 | 0 | 0 | 0 | 0 | 0 | 0 | 0 | 0 | 0 | 0
4 | 24 | 22 | 2 | 1.7931 | 0 | 2.4769 | 0 | 0 | 0 | 0 | 0.047937 | 0 | 0 | 4.0096 | 0 | 8.3276 | 0 | 0 | 0 | 0 | 0 | 0 | 0 | 0 | 0 | 0 | 0 | 0 | 0 | 0.45131 | 0 | 1.1038 | 0.24702 | 0 | 0 | 0.31621 | 0.74302 | 0 | 0 | 0 | 0 | 2.8614 | 0 | 0 | 0 | 0 | 0 | 0 | 0 | 0 | 0 | 0 | 0 | 0 | 0
4 | 24 | 23 | 2 | 1.7931 | 0 | 2.4769 | 0 | 0 | 0 | 0 | 0.022693 | 0 | 0 | 0.65224 | 0 | 4.945 | 0 | 0 | 0 | 0 | 0 | 0 | 0 | 0 | 0 | 0 | 0 | 0 | 0 | 0.45131 | 0 | 0.88038 | 0.26267 | 0 | 0 | 0.053706 | 0.74823 | 0 | 0 | 0 | 0 | 2.3963 | 0 | 0 | 0 | 0 | 0 | 0 | 0 | 0 | 0 | 0 | 0 | 0 | 0
4 | 24 | 24 | 2 | 1.7931 | 0 | 2.4769 | 0 | 0 | 0 | 0 | 0.023609 | 0 | 0 | 0.65226 | 0 | 4.9459 | 0 | 0 | 0 | 0 | 0 | 0 | 0 | 0 | 0 | 0 | 0 | 0 | 0 | 0.45131 | 0 | 0.54519 | 0.32049 | 0 | 0 | 0.053706 | 0.75621 | 0 | 0 | 0 | 0 | 2.1269 | 0 | 0 | 0 | 0 | 0 | 0 | 0 | 0 | 0 | 0 | 0 | 0 | 0
4 | 25 | 1 | 3 | 1.7931 | 0 | 2.4769 | 0 | 0 | 0 | 0 | 0.023398 | 0 | 0 | 0.65229 | 0 | 4.9457 | 0 | 0 | 0 | 0 | 0 | 0 | 0 | 0 | 0 | 0 | 0 | 0 | 0 | 0.45131 | 0 | 0.32173 | 0.27103 | 0 | 0 | 0.053706 | 0.75948 | 0 | 0 | 0 | 0 | 1.8573 | 0 | 0 | 0 | 0 | 0 | 0 | 0 | 0 | 0 | 0 | 0 | 0 | 0
4 | 25 | 2 | 3 | 1.7931 | 0 | 2.4769 | 0 | 0 | 0 | 0 | 0.023816 | 0 | 0 | 0.65231 | 0 | 4.9461 | 0 | 0 | 0 | 0 | 0 | 0 | 0 | 0 | 0 | 0 | 0 | 0 | 0 | 0.45131 | 0 | 0.32173 | 0.3051 | 0 | 0 | 0.053706 | 0.75987 | 0 | 0 | 0 | 0 | 1.8917 | 0 | 0 | 0 | 0 | 0 | 0 | 0 | 0 | 0 | 0 | 0 | 0 | 0
4 | 25 | 3 | 3 | 1.7931 | 0 | 2.4769 | 0 | 0 | 0 | 0 | 0.024777 | 0 | 0 | 0.65231 | 0 | 4.9471 | 0 | 0 | 0 | 0 | 0 | 0 | 0 | 0 | 0 | 0 | 0 | 0 | 0 | 0.45131 | 0 | 0.32173 | 0.4023 | 0 | 0 | 0.053706 | 0.76105 | 0 | 0 | 0 | 0 | 1.9901 | 0 | 0 | 0 | 0 | 0 | 0 | 0 | 0 | 0 | 0 | 0 | 0 | 0
4 | 25 | 4 | 3 | 1.7931 | 0 | 2.4769 | 0 | 0 | 0 | 0 | 0.025399 | 0 | 0 | 0.65231 | 0 | 4.9477 | 0 | 0 | 0 | 0 | 0 | 0 | 0 | 0 | 0 | 0 | 0 | 0 | 0 | 0.45131 | 0 | 0.32173 | 0.52502 | 0 | 0 | 0.053706 | 0.76222 | 0 | 0 | 0 | 0 | 2.114 | 0 | 0 | 0 | 0 | 0 | 0 | 0 | 0 | 0 | 0 | 0 | 0 | 0
4 | 25 | 5 | 3 | 1.7931 | 0 | 2.4769 | 0 | 0 | 0 | 0 | 0.025501 | 0 | 0 | 0.65231 | 0 | 4.9478 | 0 | 0 | 0 | 0 | 0 | 0 | 0 | 0 | 0 | 0 | 0 | 0 | 0 | 0.45131 | 0 | 0.32173 | 0.49458 | 0 | 0 | 0.053706 | 0.76162 | 0 | 0 | 0 | 0 | 2.0829 | 0 | 0 | 0 | 0 | 0 | 0 | 0 | 0 | 0 | 0 | 0 | 0 | 0
4 | 25 | 6 | 3 | 1.7931 | 0 | 2.4769 | 0 | 0 | 0 | 0 | 0.025177 | 0 | 0 | 3.7071 | 0 | 8.0023 | 0 | 0 | 0 | 0 | 0 | 0 | 0 | 0 | 0 | 0 | 0 | 0 | 0 | 0.45131 | 0 | 0.54519 | 0.4412 | 0 | 0 | 0.31621 | 0.75552 | 0 | 0 | 0 | 0 | 2.5094 | 0 | 0 | 0 | 0 | 0 | 0 | 0 | 0 | 0 | 0 | 0 | 0 | 0
4 | 25 | 7 | 3 | 1.7931 | 0 | 2.4769 | 0 | 0 | 0 | 0 | 0.057614 | 0 | 0 | 6.1508 | 0 | 10.4785 | 0 | 0 | 0 | 0 | 0 | 0 | 0 | 0 | 0 | 0 | 0 | 0 | 0 | 0.45131 | 0 | 0.71279 | 0.50298 | 0 | 0 | 0.52621 | 0.75069 | 0 | 0 | 0 | 0 | 2.944 | 0 | 0 | 0 | 0 | 0 | 0 | 0 | 0 | 0 | 0 | 0 | 0 | 0
4 | 25 | 8 | 3 | 1.7931 | 0 | 13.6089 | 0 | 0 | 0 | 0 | 0.03468 | 0 | 0 | 3.9587 | 0 | 19.3954 | 0 | 0 | 0 | 0 | 0 | 0 | 0 | 0 | 0 | 0 | 0 | 0 | 0 | 0.45131 | 0 | 0.71279 | 0.26523 | 0 | 0 | 0.42121 | 0.7443 | 0 | 0 | 0 | 0 | 2.5948 | 0 | 0 | 0 | 0 | 0 | 0 | 0 | 0 | 0 | 0 | 0 | 0 | 0
4 | 25 | 9 | 3 | 1.7931 | 0 | 13.6089 | 0 | 0 | 0 | 0 | 0.032224 | 0 | 0 | 4.6658 | 0 | 20.1 | 0 | 0 | 0 | 0 | 0 | 0 | 0 | 0 | 0 | 0 | 0 | 0 | 0 | 0.45131 | 0 | 0.71279 | 0.16036 | 0 | 0 | 0.31621 | 0.74067 | 0 | 0 | 0 | 0 | 2.3813 | 0 | 0 | 0 | 0 | 0 | 0 | 0 | 0 | 0 | 0 | 0 | 0 | 0
4 | 25 | 10 | 3 | 1.7931 | 0 | 13.6089 | 0 | 0 | 0 | 0 | 0.03189 | 0 | 0 | 3.707 | 0 | 19.1409 | 0 | 0 | 0 | 0 | 0 | 0 | 0 | 0 | 0 | 0 | 0 | 0 | 0 | 0.45131 | 0 | 0.71279 | 0.26936 | 0 | 0 | 0.31621 | 0.74061 | 0 | 0 | 0 | 0 | 2.4903 | 0 | 0 | 0 | 0 | 0 | 0 | 0 | 0 | 0 | 0 | 0 | 0 | 0
4 | 25 | 11 | 3 | 1.7931 | 0 | 13.6089 | 0 | 0 | 0 | 0 | 0.030075 | 0 | 0 | 3.9587 | 0 | 19.3908 | 0 | 0 | 0 | 0 | 0 | 0 | 0 | 0 | 0 | 0 | 0 | 0 | 0 | 0.45131 | 0 | 0.54519 | 0.1895 | 0 | 0 | 0.36871 | 0.74197 | 0 | 0 | 0 | 0 | 2.2967 | 0 | 0 | 0 | 0 | 0 | 0 | 0 | 0 | 0 | 0 | 0 | 0 | 0
4 | 25 | 12 | 3 | 1.7931 | 0 | 8.6613 | 0 | 0 | 0 | 0 | 0.04147 | 0 | 0 | 3.9587 | 0 | 14.4546 | 0 | 0 | 0 | 0 | 0 | 0 | 0 | 0 | 0 | 0 | 0 | 0 | 0 | 0.45131 | 0 | 0.54519 | 0.74006 | 0 | 0 | 0.42121 | 0.75494 | 0 | 0 | 0 | 0 | 2.9127 | 0 | 0 | 0 | 0 | 0 | 0 | 0 | 0 | 0 | 0 | 0 | 0 | 0
4 | 25 | 13 | 3 | 1.7931 | 0 | 13.6089 | 0 | 0 | 0 | 0 | 0.037664 | 0 | 0 | 3.9587 | 0 | 19.3984 | 0 | 0 | 0 | 0 | 0 | 0 | 0 | 0 | 0 | 0 | 0 | 0 | 0 | 0.45131 | 0 | 0.54519 | 0.76868 | 0 | 0 | 0.36871 | 0.7565 | 0 | 0 | 0 | 0 | 2.8904 | 0 | 0 | 0 | 0 | 0 | 0 | 0 | 0 | 0 | 0 | 0 | 0 | 0
4 | 25 | 14 | 3 | 1.7931 | 0 | 13.6089 | 0 | 0 | 0 | 0 | 0.033618 | 0 | 0 | 5.9673 | 0 | 21.4029 | 0 | 0 | 0 | 0 | 0 | 0 | 0 | 0 | 0 | 0 | 0 | 0 | 0 | 0.45131 | 0 | 0.54519 | 0.7084 | 0 | 0 | 0.36871 | 0.75254 | 0 | 0 | 0 | 0 | 2.8262 | 0 | 0 | 0 | 0 | 0 | 0 | 0 | 0 | 0 | 0 | 0 | 0 | 0
4 | 25 | 15 | 3 | 1.7931 | 0 | 13.6089 | 0 | 0 | 0 | 0 | 0.032361 | 0 | 0 | 3.707 | 0 | 19.1414 | 0 | 0 | 0 | 0 | 0 | 0 | 0 | 0 | 0 | 0 | 0 | 0 | 0 | 0.45131 | 0 | 0.54519 | 0.65265 | 0 | 0 | 0.31621 | 0.75076 | 0 | 0 | 0 | 0 | 2.7161 | 0 | 0 | 0 | 0 | 0 | 0 | 0 | 0 | 0 | 0 | 0 | 0 | 0
4 | 25 | 16 | 3 | 1.7931 | 0 | 13.6089 | 0 | 0 | 0 | 0 | 0.033453 | 0 | 0 | 3.707 | 0 | 19.1425 | 0 | 0 | 0 | 0 | 0 | 0 | 0 | 0 | 0 | 0 | 0 | 0 | 0 | 0.45131 | 0 | 0.54519 | 0.77269 | 0 | 0 | 0.31621 | 0.75364 | 0 | 0 | 0 | 0 | 2.839 | 0 | 0 | 0 | 0 | 0 | 0 | 0 | 0 | 0 | 0 | 0 | 0 | 0
4 | 25 | 17 | 3 | 1.7931 | 0 | 13.6089 | 0 | 0 | 0 | 0 | 0.032337 | 0 | 0 | 6.1508 | 0 | 21.5852 | 0 | 0 | 0 | 0 | 0 | 0 | 0 | 0 | 0 | 0 | 0 | 0 | 0 | 0.45131 | 0 | 0.54519 | 0.76079 | 0 | 0 | 0.52621 | 0.75234 | 0 | 0 | 0 | 0 | 3.0358 | 0 | 0 | 0 | 0 | 0 | 0 | 0 | 0 | 0 | 0 | 0 | 0 | 0
4 | 25 | 18 | 3 | 1.7931 | 0 | 9.8982 | 0 | 0 | 0 | 0 | 0.033866 | 0 | 0 | 6.1508 | 0 | 17.876 | 0 | 0 | 0 | 0 | 0 | 0 | 0 | 0 | 0 | 0 | 0 | 0 | 0 | 0.45131 | 0 | 0.54519 | 0.68946 | 0 | 0 | 0.52621 | 0.74914 | 0 | 0 | 0 | 0 | 2.9613 | 0 | 0 | 0 | 0 | 0 | 0 | 0 | 0 | 0 | 0 | 0 | 0 | 0
4 | 25 | 19 | 3 | 1.7931 | 0 | 2.4769 | 0 | 0 | 0 | 0 | 0.045456 | 0 | 0 | 3.9587 | 0 | 8.2742 | 0 | 0 | 0 | 0 | 0 | 0 | 0 | 0 | 0 | 0 | 0 | 0 | 0 | 0.45131 | 0 | 0.88038 | 0.76577 | 0 | 0 | 0.42121 | 0.74474 | 0 | 0 | 0 | 0 | 3.2634 | 0 | 0 | 0 | 0 | 0 | 0 | 0 | 0 | 0 | 0 | 0 | 0 | 0
4 | 25 | 20 | 3 | 1.7931 | 0 | 2.4769 | 0 | 0 | 0 | 0 | 0.054517 | 0 | 0 | 3.9587 | 0 | 8.2832 | 0 | 0 | 0 | 0 | 0 | 0 | 0 | 0 | 0 | 0 | 0 | 0 | 0 | 0.45131 | 0 | 1.1038 | 0.82968 | 0 | 0 | 0.36871 | 0.74607 | 0 | 0 | 0 | 0 | 3.4996 | 0 | 0 | 0 | 0 | 0 | 0 | 0 | 0 | 0 | 0 | 0 | 0 | 0
4 | 25 | 21 | 3 | 1.7931 | 0 | 2.4769 | 0 | 0 | 0 | 0 | 0.053218 | 0 | 0 | 6.5362 | 0 | 10.8594 | 0 | 0 | 0 | 0 | 0 | 0 | 0 | 0 | 0 | 0 | 0 | 0 | 0 | 0.45131 | 0 | 1.2156 | 0.82533 | 0 | 0 | 0.47371 | 0.73955 | 0 | 0 | 0 | 0 | 3.7055 | 0 | 0 | 0 | 0 | 0 | 0 | 0 | 0 | 0 | 0 | 0 | 0 | 0
4 | 25 | 22 | 3 | 1.7931 | 0 | 2.4769 | 0 | 0 | 0 | 0 | 0.056996 | 0 | 0 | 4.0095 | 0 | 8.3365 | 0 | 0 | 0 | 0 | 0 | 0 | 0 | 0 | 0 | 0 | 0 | 0 | 0 | 0.45131 | 0 | 1.1038 | 0.88267 | 0 | 0 | 0.31621 | 0.74323 | 0 | 0 | 0 | 0 | 3.4973 | 0 | 0 | 0 | 0 | 0 | 0 | 0 | 0 | 0 | 0 | 0 | 0 | 0
4 | 25 | 23 | 3 | 1.7931 | 0 | 2.4769 | 0 | 0 | 0 | 0 | 0.023651 | 0 | 0 | 0.65218 | 0 | 4.9459 | 0 | 0 | 0 | 0 | 0 | 0 | 0 | 0 | 0 | 0 | 0 | 0 | 0 | 0.45131 | 0 | 0.88038 | 0.77075 | 0 | 0 | 0.053706 | 0.74791 | 0 | 0 | 0 | 0 | 2.9041 | 0 | 0 | 0 | 0 | 0 | 0 | 0 | 0 | 0 | 0 | 0 | 0 | 0
4 | 25 | 24 | 3 | 1.7931 | 0 | 2.4769 | 0 | 0 | 0 | 0 | 0.027853 | 0 | 0 | 0.6522 | 0 | 4.9501 | 0 | 0 | 0 | 0 | 0 | 0 | 0 | 0 | 0 | 0 | 0 | 0 | 0 | 0.45131 | 0 | 0.54519 | 0.93191 | 0 | 0 | 0.053706 | 0.75786 | 0 | 0 | 0 | 0 | 2.74 | 0 | 0 | 0 | 0 | 0 | 0 | 0 | 0 | 0 | 0 | 0 | 0 | 0
4 | 26 | 1 | 4 | 1.7931 | 0 | 2.4769 | 0 | 0 | 0 | 0 | 0.031027 | 0 | 0 | 0.65223 | 0 | 4.9533 | 0 | 0 | 0 | 0 | 0 | 0 | 0 | 0 | 0 | 0 | 0 | 0 | 0 | 0.45131 | 0 | 0.32173 | 0.99753 | 0 | 0 | 0.053706 | 0.76178 | 0 | 0 | 0 | 0 | 2.5861 | 0 | 0 | 0 | 0 | 0 | 0 | 0 | 0 | 0 | 0 | 0 | 0 | 0
4 | 26 | 2 | 4 | 1.7931 | 0 | 2.4769 | 0 | 0 | 0 | 0 | 0.03441 | 0 | 0 | 0.65225 | 0 | 4.9567 | 0 | 0 | 0 | 0 | 0 | 0 | 0 | 0 | 0 | 0 | 0 | 0 | 0 | 0.45131 | 0 | 0.32173 | 1.0125 | 0 | 0 | 0.053706 | 0.76349 | 0 | 0 | 0 | 0 | 2.6027 | 0 | 0 | 0 | 0 | 0 | 0 | 0 | 0 | 0 | 0 | 0 | 0 | 0
4 | 26 | 3 | 4 | 1.7931 | 0 | 2.4769 | 0 | 0 | 0 | 0 | 0.03588 | 0 | 0 | 0.65226 | 0 | 4.9582 | 0 | 0 | 0 | 0 | 0 | 0 | 0 | 0 | 0 | 0 | 0 | 0 | 0 | 0.45131 | 0 | 0.32173 | 1.0176 | 0 | 0 | 0.053706 | 0.76311 | 0 | 0 | 0 | 0 | 2.6075 | 0 | 0 | 0 | 0 | 0 | 0 | 0 | 0 | 0 | 0 | 0 | 0 | 0
4 | 26 | 4 | 4 | 1.7931 | 0 | 2.4769 | 0 | 0 | 0 | 0 | 0.034682 | 0 | 0 | 0.65226 | 0 | 4.957 | 0 | 0 | 0 | 0 | 0 | 0 | 0 | 0 | 0 | 0 | 0 | 0 | 0 | 0.45131 | 0 | 0.32173 | 0.98721 | 0 | 0 | 0.053706 | 0.75986 | 0 | 0 | 0 | 0 | 2.5738 | 0 | 0 | 0 | 0 | 0 | 0 | 0 | 0 | 0 | 0 | 0 | 0 | 0
4 | 26 | 5 | 4 | 1.7931 | 0 | 2.4769 | 0 | 0 | 0 | 0 | 0.036928 | 0 | 0 | 0.65224 | 0 | 4.9592 | 0 | 0 | 0 | 0 | 0 | 0 | 0 | 0 | 0 | 0 | 0 | 0 | 0 | 0.45131 | 0 | 0.32173 | 1.0055 | 0 | 0 | 0.053706 | 0.76097 | 0 | 0 | 0 | 0 | 2.5933 | 0 | 0 | 0 | 0 | 0 | 0 | 0 | 0 | 0 | 0 | 0 | 0 | 0
4 | 26 | 6 | 4 | 1.7931 | 0 | 2.4769 | 0 | 0 | 0 | 0 | 0.043293 | 0 | 0 | 3.707 | 0 | 8.0203 | 0 | 0 | 0 | 0 | 0 | 0 | 0 | 0 | 0 | 0 | 0 | 0 | 0 | 0.45131 | 0 | 0.54519 | 1.0731 | 0 | 0 | 0.31621 | 0.76136 | 0 | 0 | 0 | 0 | 3.1472 | 0 | 0 | 0 | 0 | 0 | 0 | 0 | 0 | 0 | 0 | 0 | 0 | 0
4 | 26 | 7 | 4 | 1.7931 | 0 | 2.4769 | 0 | 0 | 0 | 0 | 0.30624 | 0 | 0 | 6.1508 | 0 | 10.7271 | 0 | 0 | 0 | 0 | 0 | 0 | 0 | 0 | 0 | 0 | 0 | 0 | 0 | 0.45131 | 0 | 0.71279 | 3.1981 | 0 | 0 | 0.52621 | 0.76042 | 0 | 0 | 0 | 0 | 5.6488 | 0 | 0 | 0 | 0 | 0 | 0 | 0 | 0 | 0 | 0 | 0 | 0 | 0
4 | 26 | 8 | 4 | 1.7931 | 0 | 13.6089 | 0 | 0 | 0 | 0 | 0.16519 | 0 | 0 | 3.9587 | 0 | 19.5259 | 0 | 0 | 0 | 0 | 0 | 0 | 0 | 0 | 0 | 0 | 0 | 0 | 0 | 0.45131 | 0 | 0.71279 | 2.5933 | 0 | 0 | 0.42121 | 0.76116 | 0 | 0 | 0 | 0 | 4.9397 | 0 | 0 | 0 | 0 | 0 | 0 | 0 | 0 | 0 | 0 | 0 | 0 | 0
4 | 26 | 9 | 4 | 1.7931 | 0 | 13.6089 | 0 | 0 | 0 | 0 | 0.14929 | 0 | 0 | 4.6658 | 0 | 20.2171 | 0 | 0 | 0 | 0 | 0 | 0 | 0 | 0 | 0 | 0 | 0 | 0 | 0 | 0.45131 | 0 | 0.71279 | 2.3659 | 0 | 0 | 0.31621 | 0.76211 | 0 | 0 | 0 | 0 | 4.6083 | 0 | 0 | 0 | 0 | 0 | 0 | 0 | 0 | 0 | 0 | 0 | 0 | 0
4 | 26 | 10 | 4 | 1.7931 | 0 | 13.6089 | 0 | 0 | 0 | 0 | 0.14561 | 0 | 0 | 3.707 | 0 | 19.2546 | 0 | 0 | 0 | 0 | 0 | 0 | 0 | 0 | 0 | 0 | 0 | 0 | 0 | 0.45131 | 0 | 0.71279 | 2.4707 | 0 | 0 | 0.31621 | 0.76334 | 0 | 0 | 0 | 0 | 4.7143 | 0 | 0 | 0 | 0 | 0 | 0 | 0 | 0 | 0 | 0 | 0 | 0 | 0
4 | 26 | 11 | 4 | 1.7931 | 0 | 13.6089 | 0 | 0 | 0 | 0 | 0.16417 | 0 | 0 | 3.9587 | 0 | 19.5249 | 0 | 0 | 0 | 0 | 0 | 0 | 0 | 0 | 0 | 0 | 0 | 0 | 0 | 0.45131 | 0 | 0.54519 | 2.5397 | 0 | 0 | 0.36871 | 0.76981 | 0 | 0 | 0 | 0 | 4.6747 | 0 | 0 | 0 | 0 | 0 | 0 | 0 | 0 | 0 | 0 | 0 | 0 | 0
4 | 26 | 12 | 4 | 1.7931 | 0 | 8.6613 | 0 | 0 | 0 | 0 | 0.20489 | 0 | 0 | 3.9587 | 0 | 14.6181 | 0 | 0 | 0 | 0 | 0 | 0 | 0 | 0 | 0 | 0 | 0 | 0 | 0 | 0.45131 | 0 | 0.54519 | 2.6091 | 0 | 0 | 0.42121 | 0.76646 | 0 | 0 | 0 | 0 | 4.7932 | 0 | 0 | 0 | 0 | 0 | 0 | 0 | 0 | 0 | 0 | 0 | 0 | 0
4 | 26 | 13 | 4 | 1.7931 | 0 | 13.6089 | 0 | 0 | 0 | 0 | 0.072659 | 0 | 0 | 3.9587 | 0 | 19.4334 | 0 | 0 | 0 | 0 | 0 | 0 | 0 | 0 | 0 | 0 | 0 | 0 | 0 | 0.45131 | 0 | 0.54519 | 1.5545 | 0 | 0 | 0.36871 | 0.76673 | 0 | 0 | 0 | 0 | 3.6864 | 0 | 0 | 0 | 0 | 0 | 0 | 0 | 0 | 0 | 0 | 0 | 0 | 0
4 | 26 | 14 | 4 | 1.7931 | 0 | 13.6089 | 0 | 0 | 0 | 0 | 0.051553 | 0 | 0 | 5.9673 | 0 | 21.4209 | 0 | 0 | 0 | 0 | 0 | 0 | 0 | 0 | 0 | 0 | 0 | 0 | 0 | 0.45131 | 0 | 0.54519 | 1.188 | 0 | 0 | 0.36871 | 0.76558 | 0 | 0 | 0 | 0 | 3.3188 | 0 | 0 | 0 | 0 | 0 | 0 | 0 | 0 | 0 | 0 | 0 | 0 | 0
4 | 26 | 15 | 4 | 1.7931 | 0 | 13.6089 | 0 | 0 | 0 | 0 | 0.051621 | 0 | 0 | 3.707 | 0 | 19.1607 | 0 | 0 | 0 | 0 | 0 | 0 | 0 | 0 | 0 | 0 | 0 | 0 | 0 | 0.45131 | 0 | 0.54519 | 1.1106 | 0 | 0 | 0.31621 | 0.76341 | 0 | 0 | 0 | 0 | 3.1867 | 0 | 0 | 0 | 0 | 0 | 0 | 0 | 0 | 0 | 0 | 0 | 0 | 0
4 | 26 | 16 | 4 | 1.7931 | 0 | 13.6089 | 0 | 0 | 0 | 0 | 0.051077 | 0 | 0 | 3.707 | 0 | 19.1601 | 0 | 0 | 0 | 0 | 0 | 0 | 0 | 0 | 0 | 0 | 0 | 0 | 0 | 0.45131 | 0 | 0.54519 | 1.1051 | 0 | 0 | 0.31621 | 0.76287 | 0 | 0 | 0 | 0 | 3.1807 | 0 | 0 | 0 | 0 | 0 | 0 | 0 | 0 | 0 | 0 | 0 | 0 | 0
4 | 26 | 17 | 4 | 1.7931 | 0 | 13.6089 | 0 | 0 | 0 | 0 | 0.043347 | 0 | 0 | 6.1508 | 0 | 21.5962 | 0 | 0 | 0 | 0 | 0 | 0 | 0 | 0 | 0 | 0 | 0 | 0 | 0 | 0.45131 | 0 | 0.54519 | 0.92639 | 0 | 0 | 0.52621 | 0.75636 | 0 | 0 | 0 | 0 | 3.2055 | 0 | 0 | 0 | 0 | 0 | 0 | 0 | 0 | 0 | 0 | 0 | 0 | 0
4 | 26 | 18 | 4 | 1.7931 | 0 | 9.8982 | 0 | 0 | 0 | 0 | 0.058031 | 0 | 0 | 6.1508 | 0 | 17.9002 | 0 | 0 | 0 | 0 | 0 | 0 | 0 | 0 | 0 | 0 | 0 | 0 | 0 | 0.45131 | 0 | 0.54519 | 1.2209 | 0 | 0 | 0.52621 | 0.76147 | 0 | 0 | 0 | 0 | 3.5051 | 0 | 0 | 0 | 0 | 0 | 0 | 0 | 0 | 0 | 0 | 0 | 0 | 0
4 | 26 | 19 | 4 | 1.7931 | 0 | 2.4769 | 0 | 0 | 0 | 0 | 0.12908 | 0 | 0 | 3.9587 | 0 | 8.3578 | 0 | 0 | 0 | 0 | 0 | 0 | 0 | 0 | 0 | 0 | 0 | 0 | 0 | 0.45131 | 0 | 0.88038 | 1.7421 | 0 | 0 | 0.42121 | 0.75743 | 0 | 0 | 0 | 0 | 4.2524 | 0 | 0 | 0 | 0 | 0 | 0 | 0 | 0 | 0 | 0 | 0 | 0 | 0
4 | 26 | 20 | 4 | 1.7931 | 0 | 2.4769 | 0 | 0 | 0 | 0 | 0.18241 | 0 | 0 | 3.9587 | 0 | 8.4111 | 0 | 0 | 0 | 0 | 0 | 0 | 0 | 0 | 0 | 0 | 0 | 0 | 0 | 0.45131 | 0 | 1.1038 | 2.1956 | 0 | 0 | 0.36871 | 0.75504 | 0 | 0 | 0 | 0 | 4.8745 | 0 | 0 | 0 | 0 | 0 | 0 | 0 | 0 | 0 | 0 | 0 | 0 | 0
4 | 26 | 21 | 4 | 1.7931 | 0 | 2.4769 | 0 | 0 | 0 | 0 | 0.23795 | 0 | 0 | 6.5362 | 0 | 11.0441 | 0 | 0 | 0 | 0 | 0 | 0 | 0 | 0 | 0 | 0 | 0 | 0 | 0 | 0.45131 | 0 | 1.2156 | 2.524 | 0 | 0 | 0.47371 | 0.7531 | 0 | 0 | 0 | 0 | 5.4177 | 0 | 0 | 0 | 0 | 0 | 0 | 0 | 0 | 0 | 0 | 0 | 0 | 0
4 | 26 | 22 | 4 | 1.7931 | 0 | 2.4769 | 0 | 0 | 0 | 0 | 0.31121 | 0 | 0 | 4.0096 | 0 | 8.5908 | 0 | 0 | 0 | 0 | 0 | 0 | 0 | 0 | 0 | 0 | 0 | 0 | 0 | 0.45131 | 0 | 1.1038 | 2.9693 | 0 | 0 | 0.31621 | 0.75899 | 0 | 0 | 0 | 0 | 5.5996 | 0 | 0 | 0 | 0 | 0 | 0 | 0 | 0 | 0 | 0 | 0 | 0 | 0
4 | 26 | 23 | 4 | 1.7931 | 0 | 2.4769 | 0 | 0 | 0 | 0 | 0.044736 | 0 | 0 | 0.65223 | 0 | 4.967 | 0 | 0 | 0 | 0 | 0 | 0 | 0 | 0 | 0 | 0 | 0 | 0 | 0 | 0.45131 | 0 | 0.88038 | 1.2142 | 0 | 0 | 0.053706 | 0.76842 | 0 | 0 | 0 | 0 | 3.368 | 0 | 0 | 0 | 0 | 0 | 0 | 0 | 0 | 0 | 0 | 0 | 0 | 0
4 | 26 | 24 | 4 | 1.7931 | 0 | 2.4769 | 0 | 0 | 0 | 0 | 0.076642 | 0 | 0 | 0.65226 | 0 | 4.9989 | 0 | 0 | 0 | 0 | 0 | 0 | 0 | 0 | 0 | 0 | 0 | 0 | 0 | 0.45131 | 0 | 0.54519 | 2.0369 | 0 | 0 | 0.053706 | 0.77765 | 0 | 0 | 0 | 0 | 3.8647 | 0 | 0 | 0 | 0 | 0 | 0 | 0 | 0 | 0 | 0 | 0 | 0 | 0
4 | 27 | 1 | 5 | 1.7931 | 0 | 2.4769 | 0 | 0 | 0 | 0 | 0.13633 | 0 | 0 | 0.65229 | 0 | 5.0587 | 0 | 0 | 0 | 0 | 0 | 0 | 0 | 0 | 0 | 0 | 0 | 0 | 0 | 0.45131 | 0 | 0.32173 | 2.6363 | 0 | 0 | 0.053706 | 0.78411 | 0 | 0 | 0 | 0 | 4.2472 | 0 | 0 | 0 | 0 | 0 | 0 | 0 | 0 | 0 | 0 | 0 | 0 | 0
4 | 27 | 2 | 5 | 1.7931 | 0 | 2.4769 | 0 | 0 | 0 | 0 | 0.17473 | 0 | 0 | 0.65232 | 0 | 5.0971 | 0 | 0 | 0 | 0 | 0 | 0 | 0 | 0 | 0 | 0 | 0 | 0 | 0 | 0.45131 | 0 | 0.32173 | 2.9063 | 0 | 0 | 0.053706 | 0.78429 | 0 | 0 | 0 | 0 | 4.5174 | 0 | 0 | 0 | 0 | 0 | 0 | 0 | 0 | 0 | 0 | 0 | 0 | 0
4 | 27 | 3 | 5 | 1.7931 | 0 | 2.4769 | 0 | 0 | 0 | 0 | 0.19701 | 0 | 0 | 0.65232 | 0 | 5.1193 | 0 | 0 | 0 | 0 | 0 | 0 | 0 | 0 | 0 | 0 | 0 | 0 | 0 | 0.45131 | 0 | 0.32173 | 2.886 | 0 | 0 | 0.053706 | 0.78431 | 0 | 0 | 0 | 0 | 4.4971 | 0 | 0 | 0 | 0 | 0 | 0 | 0 | 0 | 0 | 0 | 0 | 0 | 0
4 | 27 | 4 | 5 | 1.7931 | 0 | 2.4769 | 0 | 0 | 0 | 0 | 0.19476 | 0 | 0 | 0.65232 | 0 | 5.1171 | 0 | 0 | 0 | 0 | 0 | 0 | 0 | 0 | 0 | 0 | 0 | 0 | 0 | 0.45131 | 0 | 0.32173 | 2.8561 | 0 | 0 | 0.053706 | 0.78104 | 0 | 0 | 0 | 0 | 4.4639 | 0 | 0 | 0 | 0 | 0 | 0 | 0 | 0 | 0 | 0 | 0 | 0 | 0
4 | 27 | 5 | 5 | 1.7931 | 0 | 2.4769 | 0 | 0 | 0 | 0 | 0.22459 | 0 | 0 | 0.65231 | 0 | 5.1469 | 0 | 0 | 0 | 0 | 0 | 0 | 0 | 0 | 0 | 0 | 0 | 0 | 0 | 0.45131 | 0 | 0.32173 | 3.06 | 0 | 0 | 0.053706 | 0.78332 | 0 | 0 | 0 | 0 | 4.6701 | 0 | 0 | 0 | 0 | 0 | 0 | 0 | 0 | 0 | 0 | 0 | 0 | 0
4 | 27 | 6 | 5 | 1.7931 | 0 | 2.4769 | 0 | 0 | 0 | 0 | 0.2217 | 0 | 0 | 3.7071 | 0 | 8.1988 | 0 | 0 | 0 | 0 | 0 | 0 | 0 | 0 | 0 | 0 | 0 | 0 | 0 | 0.45131 | 0 | 0.54519 | 2.9926 | 0 | 0 | 0.31621 | 0.77487 | 0 | 0 | 0 | 0 | 5.0801 | 0 | 0 | 0 | 0 | 0 | 0 | 0 | 0 | 0 | 0 | 0 | 0 | 0
4 | 27 | 7 | 5 | 1.7931 | 0 | 2.4769 | 0 | 0 | 0 | 0 | 0.6878 | 0 | 0 | 6.1508 | 0 | 11.1087 | 0 | 0 | 0 | 0 | 0 | 0 | 0 | 0 | 0 | 0 | 0 | 0 | 0 | 0.45131 | 0 | 0.71279 | 4.6236 | 0 | 0 | 0.52621 | 0.77372 | 0 | 0 | 0 | 0 | 7.0876 | 0 | 0 | 0 | 0 | 0 | 0 | 0 | 0 | 0 | 0 | 0 | 0 | 0
4 | 27 | 8 | 5 | 1.7931 | 0 | 13.6089 | 0 | 0 | 0 | 0 | 0.32381 | 0 | 0 | 3.9587 | 0 | 19.6845 | 0 | 0 | 0 | 0 | 0 | 0 | 0 | 0 | 0 | 0 | 0 | 0 | 0 | 0.45131 | 0 | 0.71279 | 2.7672 | 0 | 0 | 0.42121 | 0.76778 | 0 | 0 | 0 | 0 | 5.1203 | 0 | 0 | 0 | 0 | 0 | 0 | 0 | 0 | 0 | 0 | 0 | 0 | 0
4 | 27 | 9 | 5 | 1.7931 | 0 | 13.6089 | 0 | 0 | 0 | 0 | 0.19781 | 0 | 0 | 4.6659 | 0 | 20.2657 | 0 | 0 | 0 | 0 | 0 | 0 | 0 | 0 | 0 | 0 | 0 | 0 | 0 | 0.45131 | 0 | 0.71279 | 1.992 | 0 | 0 | 0.31621 | 0.76306 | 0 | 0 | 0 | 0 | 4.2354 | 0 | 0 | 0 | 0 | 0 | 0 | 0 | 0 | 0 | 0 | 0 | 0 | 0
4 | 27 | 10 | 5 | 1.7931 | 0 | 13.6089 | 0 | 0 | 0 | 0 | 0.11045 | 0 | 0 | 3.707 | 0 | 19.2195 | 0 | 0 | 0 | 0 | 0 | 0 | 0 | 0 | 0 | 0 | 0 | 0 | 0 | 0.45131 | 0 | 0.71279 | 1.1374 | 0 | 0 | 0.31621 | 0.75611 | 0 | 0 | 0 | 0 | 3.3738 | 0 | 0 | 0 | 0 | 0 | 0 | 0 | 0 | 0 | 0 | 0 | 0 | 0
4 | 27 | 11 | 5 | 1.7931 | 0 | 13.6089 | 0 | 0 | 0 | 0 | 0.05497 | 0 | 0 | 3.9587 | 0 | 19.4157 | 0 | 0 | 0 | 0 | 0 | 0 | 0 | 0 | 0 | 0 | 0 | 0 | 0 | 0.45131 | 0 | 0.54519 | 0.41696 | 0 | 0 | 0.36871 | 0.75492 | 0 | 0 | 0 | 0 | 2.5371 | 0 | 0 | 0 | 0 | 0 | 0 | 0 | 0 | 0 | 0 | 0 | 0 | 0
4 | 27 | 12 | 5 | 1.7931 | 0 | 8.6613 | 0 | 0 | 0 | 0 | 0.044019 | 0 | 0 | 3.9587 | 0 | 14.4572 | 0 | 0 | 0 | 0 | 0 | 0 | 0 | 0 | 0 | 0 | 0 | 0 | 0 | 0.45131 | 0 | 0.54519 | 0.1572 | 0 | 0 | 0.42121 | 0.75137 | 0 | 0 | 0 | 0 | 2.3263 | 0 | 0 | 0 | 0 | 0 | 0 | 0 | 0 | 0 | 0 | 0 | 0 | 0
4 | 27 | 13 | 5 | 1.7931 | 0 | 13.6089 | 0 | 0 | 0 | 0 | 0.032976 | 0 | 0 | 3.9587 | 0 | 19.3937 | 0 | 0 | 0 | 0 | 0 | 0 | 0 | 0 | 0 | 0 | 0 | 0 | 0 | 0.45131 | 0 | 0.54519 | 0.032212 | 0 | 0 | 0.36871 | 0.74685 | 0 | 0 | 0 | 0 | 2.1443 | 0 | 0 | 0 | 0 | 0 | 0 | 0 | 0 | 0 | 0 | 0 | 0 | 0
4 | 27 | 14 | 5 | 1.7931 | 0 | 13.6089 | 0 | 0 | 0 | 0 | 0.033721 | 0 | 0 | 5.9673 | 0 | 21.403 | 0 | 0 | 0 | 0 | 0 | 0 | 0 | 0 | 0 | 0 | 0 | 0 | 0 | 0.45131 | 0 | 0.54519 | 0.17858 | 0 | 0 | 0.36871 | 0.75065 | 0 | 0 | 0 | 0 | 2.2944 | 0 | 0 | 0 | 0 | 0 | 0 | 0 | 0 | 0 | 0 | 0 | 0 | 0
4 | 27 | 15 | 5 | 1.7931 | 0 | 13.6089 | 0 | 0 | 0 | 0 | 0.030842 | 0 | 0 | 3.707 | 0 | 19.1399 | 0 | 0 | 0 | 0 | 0 | 0 | 0 | 0 | 0 | 0 | 0 | 0 | 0 | 0.45131 | 0 | 0.54519 | 0.08167 | 0 | 0 | 0.31621 | 0.7461 | 0 | 0 | 0 | 0 | 2.1405 | 0 | 0 | 0 | 0 | 0 | 0 | 0 | 0 | 0 | 0 | 0 | 0 | 0
4 | 27 | 16 | 5 | 1.7931 | 0 | 13.6089 | 0 | 0 | 0 | 0 | 0.030692 | 0 | 0 | 3.707 | 0 | 19.1397 | 0 | 0 | 0 | 0 | 0 | 0 | 0 | 0 | 0 | 0 | 0 | 0 | 0 | 0.45131 | 0 | 0.54519 | 0.029536 | 0 | 0 | 0.31621 | 0.74497 | 0 | 0 | 0 | 0 | 2.0872 | 0 | 0 | 0 | 0 | 0 | 0 | 0 | 0 | 0 | 0 | 0 | 0 | 0
4 | 27 | 17 | 5 | 1.7931 | 0 | 13.6089 | 0 | 0 | 0 | 0 | 0.035938 | 0 | 0 | 6.1508 | 0 | 21.5888 | 0 | 0 | 0 | 0 | 0 | 0 | 0 | 0 | 0 | 0 | 0 | 0 | 0 | 0.45131 | 0 | 0.54519 | 0.28565 | 0 | 0 | 0.52621 | 0.75553 | 0 | 0 | 0 | 0 | 2.5639 | 0 | 0 | 0 | 0 | 0 | 0 | 0 | 0 | 0 | 0 | 0 | 0 | 0
4 | 27 | 18 | 5 | 1.7931 | 0 | 9.8982 | 0 | 0 | 0 | 0 | 0.037469 | 0 | 0 | 6.1508 | 0 | 17.8797 | 0 | 0 | 0 | 0 | 0 | 0 | 0 | 0 | 0 | 0 | 0 | 0 | 0 | 0.45131 | 0 | 0.54519 | 0.12086 | 0 | 0 | 0.52621 | 0.75411 | 0 | 0 | 0 | 0 | 2.3977 | 0 | 0 | 0 | 0 | 0 | 0 | 0 | 0 | 0 | 0 | 0 | 0 | 0
4 | 27 | 19 | 5 | 1.7931 | 0 | 2.4769 | 0 | 0 | 0 | 0 | 0.048753 | 0 | 0 | 3.9587 | 0 | 8.2775 | 0 | 0 | 0 | 0 | 0 | 0 | 0 | 0 | 0 | 0 | 0 | 0 | 0 | 0.45131 | 0 | 0.88038 | 0.26344 | 0 | 0 | 0.42121 | 0.75039 | 0 | 0 | 0 | 0 | 2.7667 | 0 | 0 | 0 | 0 | 0 | 0 | 0 | 0 | 0 | 0 | 0 | 0 | 0
4 | 27 | 20 | 5 | 1.7931 | 0 | 2.4769 | 0 | 0 | 0 | 0 | 0.053253 | 0 | 0 | 3.9587 | 0 | 8.282 | 0 | 0 | 0 | 0 | 0 | 0 | 0 | 0 | 0 | 0 | 0 | 0 | 0 | 0.45131 | 0 | 1.1038 | 0.33292 | 0 | 0 | 0.36871 | 0.74777 | 0 | 0 | 0 | 0 | 3.0046 | 0 | 0 | 0 | 0 | 0 | 0 | 0 | 0 | 0 | 0 | 0 | 0 | 0
4 | 27 | 21 | 5 | 1.7931 | 0 | 2.4769 | 0 | 0 | 0 | 0 | 0.054101 | 0 | 0 | 6.5362 | 0 | 10.8603 | 0 | 0 | 0 | 0 | 0 | 0 | 0 | 0 | 0 | 0 | 0 | 0 | 0 | 0.45131 | 0 | 1.2156 | 0.29299 | 0 | 0 | 0.47371 | 0.74505 | 0 | 0 | 0 | 0 | 3.1786 | 0 | 0 | 0 | 0 | 0 | 0 | 0 | 0 | 0 | 0 | 0 | 0 | 0
4 | 27 | 22 | 5 | 1.7931 | 0 | 2.4769 | 0 | 0 | 0 | 0 | 0.054606 | 0 | 0 | 4.0096 | 0 | 8.3343 | 0 | 0 | 0 | 0 | 0 | 0 | 0 | 0 | 0 | 0 | 0 | 0 | 0 | 0.45131 | 0 | 1.1038 | 0.2966 | 0 | 0 | 0.31621 | 0.74622 | 0 | 0 | 0 | 0 | 2.9142 | 0 | 0 | 0 | 0 | 0 | 0 | 0 | 0 | 0 | 0 | 0 | 0 | 0
4 | 27 | 23 | 5 | 1.7931 | 0 | 2.4769 | 0 | 0 | 0 | 0 | 0.02542 | 0 | 0 | 0.65223 | 0 | 4.9477 | 0 | 0 | 0 | 0 | 0 | 0 | 0 | 0 | 0 | 0 | 0 | 0 | 0 | 0.45131 | 0 | 0.88038 | 0.2715 | 0 | 0 | 0.053706 | 0.74964 | 0 | 0 | 0 | 0 | 2.4065 | 0 | 0 | 0 | 0 | 0 | 0 | 0 | 0 | 0 | 0 | 0 | 0 | 0
4 | 27 | 24 | 5 | 1.7931 | 0 | 2.4769 | 0 | 0 | 0 | 0 | 0.026295 | 0 | 0 | 0.65224 | 0 | 4.9486 | 0 | 0 | 0 | 0 | 0 | 0 | 0 | 0 | 0 | 0 | 0 | 0 | 0 | 0.45131 | 0 | 0.54519 | 0.33457 | 0 | 0 | 0.053706 | 0.75857 | 0 | 0 | 0 | 0 | 2.1433 | 0 | 0 | 0 | 0 | 0 | 0 | 0 | 0 | 0 | 0 | 0 | 0 | 0
4 | 28 | 1 | 6 | 1.7931 | 0 | 2.4769 | 0 | 0 | 0 | 0 | 0.027219 | 0 | 0 | 0.65228 | 0 | 4.9495 | 0 | 0 | 0 | 0 | 0 | 0 | 0 | 0 | 0 | 0 | 0 | 0 | 0 | 0.45131 | 0 | 0.32173 | 0.41741 | 0 | 0 | 0.053706 | 0.76362 | 0 | 0 | 0 | 0 | 2.0078 | 0 | 0 | 0 | 0 | 0 | 0 | 0 | 0 | 0 | 0 | 0 | 0 | 0
4 | 28 | 2 | 6 | 1.7931 | 0 | 2.4769 | 0 | 0 | 0 | 0 | 0.027905 | 0 | 0 | 0.6523 | 0 | 4.9502 | 0 | 0 | 0 | 0 | 0 | 0 | 0 | 0 | 0 | 0 | 0 | 0 | 0 | 0.45131 | 0 | 0.32173 | 0.48453 | 0 | 0 | 0.053706 | 0.76453 | 0 | 0 | 0 | 0 | 2.0758 | 0 | 0 | 0 | 0 | 0 | 0 | 0 | 0 | 0 | 0 | 0 | 0 | 0
4 | 28 | 3 | 6 | 1.7931 | 0 | 2.4769 | 0 | 0 | 0 | 0 | 0.029537 | 0 | 0 | 0.6523 | 0 | 4.9519 | 0 | 0 | 0 | 0 | 0 | 0 | 0 | 0 | 0 | 0 | 0 | 0 | 0 | 0.45131 | 0 | 0.32173 | 0.59047 | 0 | 0 | 0.053706 | 0.76635 | 0 | 0 | 0 | 0 | 2.1836 | 0 | 0 | 0 | 0 | 0 | 0 | 0 | 0 | 0 | 0 | 0 | 0 | 0
4 | 28 | 4 | 6 | 1.7931 | 0 | 2.4769 | 0 | 0 | 0 | 0 | 0.032478 | 0 | 0 | 0.65231 | 0 | 4.9548 | 0 | 0 | 0 | 0 | 0 | 0 | 0 | 0 | 0 | 0 | 0 | 0 | 0 | 0.45131 | 0 | 0.32173 | 0.66972 | 0 | 0 | 0.053706 | 0.76759 | 0 | 0 | 0 | 0 | 2.2641 | 0 | 0 | 0 | 0 | 0 | 0 | 0 | 0 | 0 | 0 | 0 | 0 | 0
4 | 28 | 5 | 6 | 1.7931 | 0 | 2.4769 | 0 | 0 | 0 | 0 | 0.038029 | 0 | 0 | 0.65231 | 0 | 4.9604 | 0 | 0 | 0 | 0 | 0 | 0 | 0 | 0 | 0 | 0 | 0 | 0 | 0 | 0.45131 | 0 | 0.32173 | 0.80244 | 0 | 0 | 0.053706 | 0.77153 | 0 | 0 | 0 | 0 | 2.4007 | 0 | 0 | 0 | 0 | 0 | 0 | 0 | 0 | 0 | 0 | 0 | 0 | 0
4 | 28 | 6 | 6 | 1.7931 | 0 | 2.4769 | 0 | 0 | 0 | 0 | 0.038251 | 0 | 0 | 3.7071 | 0 | 8.0153 | 0 | 0 | 0 | 0 | 0 | 0 | 0 | 0 | 0 | 0 | 0 | 0 | 0 | 0.45131 | 0 | 0.54519 | 0.80882 | 0 | 0 | 0.31621 | 0.7672 | 0 | 0 | 0 | 0 | 2.8887 | 0 | 0 | 0 | 0 | 0 | 0 | 0 | 0 | 0 | 0 | 0 | 0 | 0
4 | 28 | 7 | 6 | 1.7931 | 0 | 2.4769 | 0 | 0 | 0 | 0 | 0.098599 | 0 | 0 | 6.1509 | 0 | 10.5195 | 0 | 0 | 0 | 0 | 0 | 0 | 0 | 0 | 0 | 0 | 0 | 0 | 0 | 0.45131 | 0 | 0.71279 | 1.3443 | 0 | 0 | 0.52621 | 0.76093 | 0 | 0 | 0 | 0 | 3.7955 | 0 | 0 | 0 | 0 | 0 | 0 | 0 | 0 | 0 | 0 | 0 | 0 | 0
4 | 28 | 8 | 6 | 1.7931 | 0 | 13.6089 | 0 | 0 | 0 | 0 | 0.044839 | 0 | 0 | 3.9587 | 0 | 19.4056 | 0 | 0 | 0 | 0 | 0 | 0 | 0 | 0 | 0 | 0 | 0 | 0 | 0 | 0.45131 | 0 | 0.71279 | 0.73177 | 0 | 0 | 0.42121 | 0.7556 | 0 | 0 | 0 | 0 | 3.0727 | 0 | 0 | 0 | 0 | 0 | 0 | 0 | 0 | 0 | 0 | 0 | 0 | 0
4 | 28 | 9 | 6 | 1.7931 | 0 | 13.6089 | 0 | 0 | 0 | 0 | 0.03719 | 0 | 0 | 4.6658 | 0 | 20.105 | 0 | 0 | 0 | 0 | 0 | 0 | 0 | 0 | 0 | 0 | 0 | 0 | 0 | 0.45131 | 0 | 0.71279 | 0.55609 | 0 | 0 | 0.31621 | 0.74945 | 0 | 0 | 0 | 0 | 2.7858 | 0 | 0 | 0 | 0 | 0 | 0 | 0 | 0 | 0 | 0 | 0 | 0 | 0
4 | 28 | 10 | 6 | 1.7931 | 0 | 13.6089 | 0 | 0 | 0 | 0 | 0.034142 | 0 | 0 | 3.707 | 0 | 19.1431 | 0 | 0 | 0 | 0 | 0 | 0 | 0 | 0 | 0 | 0 | 0 | 0 | 0 | 0.45131 | 0 | 0.71279 | 0.44685 | 0 | 0 | 0.31621 | 0.74447 | 0 | 0 | 0 | 0 | 2.6716 | 0 | 0 | 0 | 0 | 0 | 0 | 0 | 0 | 0 | 0 | 0 | 0 | 0
4 | 28 | 11 | 6 | 1.7931 | 0 | 13.6089 | 0 | 0 | 0 | 0 | 0.033392 | 0 | 0 | 3.9587 | 0 | 19.3941 | 0 | 0 | 0 | 0 | 0 | 0 | 0 | 0 | 0 | 0 | 0 | 0 | 0 | 0.45131 | 0 | 0.54519 | 0.42562 | 0 | 0 | 0.36871 | 0.74666 | 0 | 0 | 0 | 0 | 2.5375 | 0 | 0 | 0 | 0 | 0 | 0 | 0 | 0 | 0 | 0 | 0 | 0 | 0
4 | 28 | 12 | 6 | 1.7931 | 0 | 8.6613 | 0 | 0 | 0 | 0 | 0.034198 | 0 | 0 | 3.9587 | 0 | 14.4473 | 0 | 0 | 0 | 0 | 0 | 0 | 0 | 0 | 0 | 0 | 0 | 0 | 0 | 0.45131 | 0 | 0.54519 | 0.36498 | 0 | 0 | 0.42121 | 0.74424 | 0 | 0 | 0 | 0 | 2.5269 | 0 | 0 | 0 | 0 | 0 | 0 | 0 | 0 | 0 | 0 | 0 | 0 | 0
4 | 28 | 13 | 6 | 1.7931 | 0 | 13.6089 | 0 | 0 | 0 | 0 | 0.027795 | 0 | 0 | 3.9587 | 0 | 19.3885 | 0 | 0 | 0 | 0 | 0 | 0 | 0 | 0 | 0 | 0 | 0 | 0 | 0 | 0.45131 | 0 | 0.54519 | 0.26779 | 0 | 0 | 0.36871 | 0.74209 | 0 | 0 | 0 | 0 | 2.3751 | 0 | 0 | 0 | 0 | 0 | 0 | 0 | 0 | 0 | 0 | 0 | 0 | 0
4 | 28 | 14 | 6 | 1.7931 | 0 | 13.6089 | 0 | 0 | 0 | 0 | 0.051666 | 0 | 0 | 5.9672 | 0 | 21.4209 | 0 | 0 | 0 | 0 | 0 | 0 | 0 | 0 | 0 | 0 | 0 | 0 | 0 | 0.45131 | 0 | 0.54519 | 0.26079 | 0 | 0 | 0.36871 | 0.74093 | 0 | 0 | 0 | 0 | 2.3669 | 0 | 0 | 0 | 0 | 0 | 0 | 0 | 0 | 0 | 0 | 0 | 0 | 0
4 | 28 | 15 | 6 | 1.7931 | 0 | 13.6089 | 0 | 0 | 0 | 0 | 0.05443 | 0 | 0 | 3.707 | 0 | 19.1634 | 0 | 0 | 0 | 0 | 0 | 0 | 0 | 0 | 0 | 0 | 0 | 0 | 0 | 0.45131 | 0 | 0.54519 | 0.27886 | 0.11042 | 0 | 0.31621 | 0.73934 | 0 | 0 | 0 | 0 | 2.4413 | 0 | 0 | 0 | 0 | 0 | 0 | 0 | 0 | 0 | 0 | 0 | 0 | 0
4 | 28 | 16 | 6 | 1.7931 | 0 | 13.6089 | 0 | 0 | 0 | 0 | 0.056721 | 0 | 0 | 3.707 | 0 | 19.1657 | 0 | 0 | 0 | 0 | 0 | 0 | 0 | 0 | 0 | 0 | 0 | 0 | 0 | 0.45131 | 0 | 0.54519 | 0.27348 | 0.12711 | 0 | 0.31621 | 0.73791 | 0 | 0 | 0 | 0 | 2.4512 | 0 | 0 | 0 | 0 | 0 | 0 | 0 | 0 | 0 | 0 | 0 | 0 | 0
4 | 28 | 17 | 6 | 1.7931 | 0 | 13.6089 | 0 | 0 | 0 | 0 | 0.088613 | 0 | 0 | 6.1508 | 0 | 21.6414 | 0 | 0 | 0 | 0 | 0 | 0 | 0 | 0 | 0 | 0 | 0 | 0 | 0 | 0.45131 | 0 | 0.54519 | 0.24444 | 0.18023 | 0 | 0.52621 | 0.73634 | 0 | 0 | 0 | 0 | 2.6837 | 0 | 0 | 0 | 0 | 0 | 0 | 0 | 0 | 0 | 0 | 0 | 0 | 0
4 | 28 | 18 | 6 | 1.7931 | 0 | 9.8982 | 0 | 0 | 0 | 0 | 0.048164 | 0 | 0 | 6.1508 | 0 | 17.8903 | 0 | 0 | 0 | 0 | 0 | 0 | 0 | 0 | 0 | 0 | 0 | 0 | 0 | 0.45131 | 0 | 0.54519 | 0.28348 | 0.10276 | 0 | 0.52621 | 0.73953 | 0 | 0 | 0 | 0 | 2.6485 | 0 | 0 | 0 | 0 | 0 | 0 | 0 | 0 | 0 | 0 | 0 | 0 | 0
4 | 28 | 19 | 6 | 1.7931 | 0 | 2.4769 | 0 | 0 | 0 | 0 | 0.03731 | 0 | 0 | 3.9587 | 0 | 8.266 | 0 | 0 | 0 | 0 | 0 | 0 | 0 | 0 | 0 | 0 | 0 | 0 | 0 | 0.45131 | 0 | 0.88038 | 0.41977 | 0 | 0 | 0.42121 | 0.73774 | 0 | 0 | 0 | 0 | 2.9104 | 0 | 0 | 0 | 0 | 0 | 0 | 0 | 0 | 0 | 0 | 0 | 0 | 0
4 | 28 | 20 | 6 | 1.7931 | 0 | 2.4769 | 0 | 0 | 0 | 0 | 0.038743 | 0 | 0 | 3.9587 | 0 | 8.2674 | 0 | 0 | 0 | 0 | 0 | 0 | 0 | 0 | 0 | 0 | 0 | 0 | 0 | 0.45131 | 0 | 1.1038 | 0.43525 | 0 | 0 | 0.36871 | 0.73487 | 0 | 0 | 0 | 0 | 3.094 | 0 | 0 | 0 | 0 | 0 | 0 | 0 | 0 | 0 | 0 | 0 | 0 | 0
4 | 28 | 21 | 6 | 1.7931 | 0 | 2.4769 | 0 | 0 | 0 | 0 | 0.044357 | 0 | 0 | 6.5361 | 0 | 10.8505 | 0 | 0 | 0 | 0 | 0 | 0 | 0 | 0 | 0 | 0 | 0 | 0 | 0 | 0.45131 | 0 | 1.2156 | 0.66574 | 0 | 0 | 0.47371 | 0.7387 | 0 | 0 | 0 | 0 | 3.545 | 0 | 0 | 0 | 0 | 0 | 0 | 0 | 0 | 0 | 0 | 0 | 0 | 0
4 | 28 | 22 | 6 | 1.7931 | 0 | 2.4769 | 0 | 0 | 0 | 0 | 0.047895 | 0 | 0 | 4.0095 | 0 | 8.3274 | 0 | 0 | 0 | 0 | 0 | 0 | 0 | 0 | 0 | 0 | 0 | 0 | 0 | 0.45131 | 0 | 1.1038 | 0.73898 | 0 | 0 | 0.31621 | 0.74109 | 0 | 0 | 0 | 0 | 3.3514 | 0 | 0 | 0 | 0 | 0 | 0 | 0 | 0 | 0 | 0 | 0 | 0 | 0
4 | 28 | 23 | 6 | 1.7931 | 0 | 2.4769 | 0 | 0 | 0 | 0 | 0.022944 | 0 | 0 | 0.65217 | 0 | 4.9451 | 0 | 0 | 0 | 0 | 0 | 0 | 0 | 0 | 0 | 0 | 0 | 0 | 0 | 0.45131 | 0 | 0.88038 | 0.67142 | 0 | 0 | 0.053706 | 0.74714 | 0 | 0 | 0 | 0 | 2.8039 | 0 | 0 | 0 | 0 | 0 | 0 | 0 | 0 | 0 | 0 | 0 | 0 | 0
4 | 28 | 24 | 6 | 1.7931 | 0 | 2.4769 | 0 | 0 | 0 | 0 | 0.023442 | 0 | 0 | 0.65219 | 0 | 4.9456 | 0 | 0 | 0 | 0 | 0 | 0 | 0 | 0 | 0 | 0 | 0 | 0 | 0 | 0.45131 | 0 | 0.54519 | 0.76609 | 0 | 0 | 0.053706 | 0.75445 | 0 | 0 | 0 | 0 | 2.5707 | 0 | 0 | 0 | 0 | 0 | 0 | 0 | 0 | 0 | 0 | 0 | 0 | 0
4 | 29 | 1 | 7 | 1.7931 | 0 | 2.4769 | 0 | 0 | 0 | 0 | 0.023595 | 0 | 0 | 0.65222 | 0 | 4.9458 | 0 | 0 | 0 | 0 | 0 | 0 | 0 | 0 | 0 | 0 | 0 | 0 | 0 | 0.45131 | 0 | 0.32173 | 0.81333 | 0 | 0 | 0.053706 | 0.75787 | 0 | 0 | 0 | 0 | 2.3979 | 0 | 0 | 0 | 0 | 0 | 0 | 0 | 0 | 0 | 0 | 0 | 0 | 0
4 | 29 | 2 | 7 | 1.7931 | 0 | 2.4769 | 0 | 0 | 0 | 0 | 0.025788 | 0 | 0 | 0.65223 | 0 | 4.948 | 0 | 0 | 0 | 0 | 0 | 0 | 0 | 0 | 0 | 0 | 0 | 0 | 0 | 0.45131 | 0 | 0.32173 | 0.91717 | 0 | 0 | 0.053706 | 0.76022 | 0 | 0 | 0 | 0 | 2.5041 | 0 | 0 | 0 | 0 | 0 | 0 | 0 | 0 | 0 | 0 | 0 | 0 | 0
4 | 29 | 3 | 7 | 1.7931 | 0 | 2.4769 | 0 | 0 | 0 | 0 | 0.028972 | 0 | 0 | 0.65224 | 0 | 4.9512 | 0 | 0 | 0 | 0 | 0 | 0 | 0 | 0 | 0 | 0 | 0 | 0 | 0 | 0.45131 | 0 | 0.32173 | 0.95755 | 0 | 0 | 0.053706 | 0.761 | 0 | 0 | 0 | 0 | 2.5453 | 0 | 0 | 0 | 0 | 0 | 0 | 0 | 0 | 0 | 0 | 0 | 0 | 0
4 | 29 | 4 | 7 | 1.7931 | 0 | 2.4769 | 0 | 0 | 0 | 0 | 0.031701 | 0 | 0 | 0.65224 | 0 | 4.954 | 0 | 0 | 0 | 0 | 0 | 0 | 0 | 0 | 0 | 0 | 0 | 0 | 0 | 0.45131 | 0 | 0.32173 | 0.97694 | 0 | 0 | 0.053706 | 0.76185 | 0 | 0 | 0 | 0 | 2.5655 | 0 | 0 | 0 | 0 | 0 | 0 | 0 | 0 | 0 | 0 | 0 | 0 | 0
4 | 29 | 5 | 7 | 1.7931 | 0 | 2.4769 | 0 | 0 | 0 | 0 | 0.032633 | 0 | 0 | 0.65225 | 0 | 4.9549 | 0 | 0 | 0 | 0 | 0 | 0 | 0 | 0 | 0 | 0 | 0 | 0 | 0 | 0.45131 | 0 | 0.32173 | 0.992 | 0 | 0 | 0.053706 | 0.76073 | 0 | 0 | 0 | 0 | 2.5795 | 0 | 0 | 0 | 0 | 0 | 0 | 0 | 0 | 0 | 0 | 0 | 0 | 0
4 | 29 | 6 | 7 | 1.7931 | 0 | 2.4769 | 0 | 0 | 0 | 0 | 0.034285 | 0 | 0 | 3.707 | 0 | 8.0113 | 0 | 0 | 0 | 0 | 0 | 0 | 0 | 0 | 0 | 0 | 0 | 0 | 0 | 0.45131 | 0 | 0.54519 | 0.95506 | 0 | 0 | 0.31621 | 0.75744 | 0 | 0 | 0 | 0 | 3.0252 | 0 | 0 | 0 | 0 | 0 | 0 | 0 | 0 | 0 | 0 | 0 | 0 | 0
4 | 29 | 7 | 7 | 1.7931 | 0 | 2.4769 | 0 | 0 | 0 | 0 | 0.071808 | 0 | 0 | 6.1508 | 0 | 10.4926 | 0 | 0 | 0 | 0 | 0 | 0 | 0 | 0 | 0 | 0 | 0 | 0 | 0 | 0.45131 | 0 | 0.71279 | 1.1285 | 0 | 0 | 0.52621 | 0.7529 | 0 | 0 | 0 | 0 | 3.5717 | 0 | 0 | 0 | 0 | 0 | 0 | 0 | 0 | 0 | 0 | 0 | 0 | 0
4 | 29 | 8 | 7 | 1.7931 | 0 | 13.6089 | 0 | 0 | 0 | 0 | 0.050805 | 0 | 0 | 3.9587 | 0 | 19.4115 | 0 | 0 | 0 | 0 | 0 | 0 | 0 | 0 | 0 | 0 | 0 | 0 | 0 | 0.45131 | 0 | 0.71279 | 0.94313 | 0 | 0 | 0.42121 | 0.75025 | 0 | 0 | 0 | 0 | 3.2787 | 0 | 0 | 0 | 0 | 0 | 0 | 0 | 0 | 0 | 0 | 0 | 0 | 0
4 | 29 | 9 | 7 | 1.7931 | 0 | 13.6089 | 0 | 0 | 0 | 0 | 0.043858 | 0 | 0 | 4.6657 | 0 | 20.1116 | 0 | 0 | 0 | 0 | 0 | 0 | 0 | 0 | 0 | 0 | 0 | 0 | 0 | 0.45131 | 0 | 0.71279 | 0.85107 | 0 | 0 | 0.31621 | 0.74721 | 0 | 0 | 0 | 0 | 3.0786 | 0 | 0 | 0 | 0 | 0 | 0 | 0 | 0 | 0 | 0 | 0 | 0 | 0
4 | 29 | 10 | 7 | 1.7931 | 0 | 13.6089 | 0 | 0 | 0 | 0 | 0.039853 | 0 | 0 | 3.7069 | 0 | 19.1488 | 0 | 0 | 0 | 0 | 0 | 0 | 0 | 0 | 0 | 0 | 0 | 0 | 0 | 0.45131 | 0 | 0.71279 | 0.7771 | 0 | 0 | 0.31621 | 0.74472 | 0 | 0 | 0 | 0 | 3.0021 | 0 | 0 | 0 | 0 | 0 | 0 | 0 | 0 | 0 | 0 | 0 | 0 | 0
4 | 29 | 11 | 7 | 1.7931 | 0 | 13.6089 | 0 | 0 | 0 | 0 | 0.043572 | 0 | 0 | 3.9587 | 0 | 19.4042 | 0 | 0 | 0 | 0 | 0 | 0 | 0 | 0 | 0 | 0 | 0 | 0 | 0 | 0.45131 | 0 | 0.54519 | 0.88126 | 0 | 0 | 0.36871 | 0.75226 | 0 | 0 | 0 | 0 | 2.9987 | 0 | 0 | 0 | 0 | 0 | 0 | 0 | 0 | 0 | 0 | 0 | 0 | 0
4 | 29 | 12 | 7 | 1.7931 | 0 | 8.6613 | 0 | 0 | 0 | 0 | 0.049053 | 0 | 0 | 3.9587 | 0 | 14.4622 | 0 | 0 | 0 | 0 | 0 | 0 | 0 | 0 | 0 | 0 | 0 | 0 | 0 | 0.45131 | 0 | 0.54519 | 0.87541 | 0 | 0 | 0.42121 | 0.7515 | 0 | 0 | 0 | 0 | 3.0446 | 0 | 0 | 0 | 0 | 0 | 0 | 0 | 0 | 0 | 0 | 0 | 0 | 0
4 | 29 | 13 | 7 | 1.7931 | 0 | 13.6089 | 0 | 0 | 0 | 0 | 0.041915 | 0 | 0 | 3.9587 | 0 | 19.4026 | 0 | 0 | 0 | 0 | 0 | 0 | 0 | 0 | 0 | 0 | 0 | 0 | 0 | 0.45131 | 0 | 0.54519 | 0.87336 | 0 | 0 | 0.36871 | 0.75192 | 0 | 0 | 0 | 0 | 2.9905 | 0 | 0 | 0 | 0 | 0 | 0 | 0 | 0 | 0 | 0 | 0 | 0 | 0
4 | 29 | 14 | 7 | 1.7931 | 0 | 13.6089 | 0 | 0 | 0 | 0 | 0.040479 | 0 | 0 | 5.9672 | 0 | 21.4096 | 0 | 0 | 0 | 0 | 0 | 0 | 0 | 0 | 0 | 0 | 0 | 0 | 0 | 0.45131 | 0 | 0.54519 | 0.84557 | 0 | 0 | 0.36871 | 0.75171 | 0 | 0 | 0 | 0 | 2.9625 | 0 | 0 | 0 | 0 | 0 | 0 | 0 | 0 | 0 | 0 | 0 | 0 | 0
4 | 29 | 15 | 7 | 1.7931 | 0 | 13.6089 | 0 | 0 | 0 | 0 | 0.037294 | 0 | 0 | 3.707 | 0 | 19.1463 | 0 | 0 | 0 | 0 | 0 | 0 | 0 | 0 | 0 | 0 | 0 | 0 | 0 | 0.45131 | 0 | 0.54519 | 0.71401 | 0 | 0 | 0.31621 | 0.75011 | 0 | 0 | 0 | 0 | 2.7768 | 0 | 0 | 0 | 0 | 0 | 0 | 0 | 0 | 0 | 0 | 0 | 0 | 0
4 | 29 | 16 | 7 | 1.7931 | 0 | 13.6089 | 0 | 0 | 0 | 0 | 0.038423 | 0 | 0 | 3.707 | 0 | 19.1474 | 0 | 0 | 0 | 0 | 0 | 0 | 0 | 0 | 0 | 0 | 0 | 0 | 0 | 0.45131 | 0 | 0.54519 | 0.81055 | 0 | 0 | 0.31621 | 0.7511 | 0 | 0 | 0 | 0 | 2.8744 | 0 | 0 | 0 | 0 | 0 | 0 | 0 | 0 | 0 | 0 | 0 | 0 | 0
4 | 29 | 17 | 7 | 1.7931 | 0 | 13.6089 | 0 | 0 | 0 | 0 | 0.04175 | 0 | 0 | 6.1508 | 0 | 21.5945 | 0 | 0 | 0 | 0 | 0 | 0 | 0 | 0 | 0 | 0 | 0 | 0 | 0 | 0.45131 | 0 | 0.54519 | 0.86082 | 0 | 0 | 0.52621 | 0.75361 | 0 | 0 | 0 | 0 | 3.1371 | 0 | 0 | 0 | 0 | 0 | 0 | 0 | 0 | 0 | 0 | 0 | 0 | 0
4 | 29 | 18 | 7 | 1.7931 | 0 | 9.8982 | 0 | 0 | 0 | 0 | 0.048256 | 0 | 0 | 6.1508 | 0 | 17.8904 | 0 | 0 | 0 | 0 | 0 | 0 | 0 | 0 | 0 | 0 | 0 | 0 | 0 | 0.45131 | 0 | 0.54519 | 0.86572 | 0 | 0 | 0.52621 | 0.75364 | 0 | 0 | 0 | 0 | 3.1421 | 0 | 0 | 0 | 0 | 0 | 0 | 0 | 0 | 0 | 0 | 0 | 0 | 0
4 | 29 | 19 | 7 | 1.7931 | 0 | 2.4769 | 0 | 0 | 0 | 0 | 0.062419 | 0 | 0 | 3.9587 | 0 | 8.2911 | 0 | 0 | 0 | 0 | 0 | 0 | 0 | 0 | 0 | 0 | 0 | 0 | 0 | 0.45131 | 0 | 0.88038 | 0.88968 | 0 | 0 | 0.42121 | 0.74926 | 0 | 0 | 0 | 0 | 3.3918 | 0 | 0 | 0 | 0 | 0 | 0 | 0 | 0 | 0 | 0 | 0 | 0 | 0
4 | 29 | 20 | 7 | 1.7931 | 0 | 2.4769 | 0 | 0 | 0 | 0 | 0.064605 | 0 | 0 | 3.9587 | 0 | 8.2933 | 0 | 0 | 0 | 0 | 0 | 0 | 0 | 0 | 0 | 0 | 0 | 0 | 0 | 0.45131 | 0 | 1.1038 | 0.9804 | 0 | 0 | 0.36871 | 0.74185 | 0 | 0 | 0 | 0 | 3.6461 | 0 | 0 | 0 | 0 | 0 | 0 | 0 | 0 | 0 | 0 | 0 | 0 | 0
4 | 29 | 21 | 7 | 1.7931 | 0 | 2.4769 | 0 | 0 | 0 | 0 | 0.09004 | 0 | 0 | 6.5361 | 0 | 10.8962 | 0 | 0 | 0 | 0 | 0 | 0 | 0 | 0 | 0 | 0 | 0 | 0 | 0 | 0.45131 | 0 | 1.2156 | 1.3116 | 0 | 0 | 0.47371 | 0.73988 | 0 | 0 | 0 | 0 | 4.1921 | 0 | 0 | 0 | 0 | 0 | 0 | 0 | 0 | 0 | 0 | 0 | 0 | 0
4 | 29 | 22 | 7 | 1.7931 | 0 | 2.4769 | 0 | 0 | 0 | 0 | 0.13036 | 0 | 0 | 4.0095 | 0 | 8.4099 | 0 | 0 | 0 | 0 | 0 | 0 | 0 | 0 | 0 | 0 | 0 | 0 | 0 | 0.45131 | 0 | 1.1038 | 1.771 | 0 | 0 | 0.31621 | 0.74305 | 0 | 0 | 0 | 0 | 4.3853 | 0 | 0 | 0 | 0 | 0 | 0 | 0 | 0 | 0 | 0 | 0 | 0 | 0
4 | 29 | 23 | 7 | 1.7931 | 0 | 2.4769 | 0 | 0 | 0 | 0 | 0.024942 | 0 | 0 | 0.65216 | 0 | 4.9471 | 0 | 0 | 0 | 0 | 0 | 0 | 0 | 0 | 0 | 0 | 0 | 0 | 0 | 0.45131 | 0 | 0.88038 | 0.73204 | 0 | 0 | 0.053706 | 0.74389 | 0 | 0 | 0 | 0 | 2.8613 | 0 | 0 | 0 | 0 | 0 | 0 | 0 | 0 | 0 | 0 | 0 | 0 | 0
4 | 29 | 24 | 7 | 1.7931 | 0 | 2.4769 | 0 | 0 | 0 | 0 | 0.027662 | 0 | 0 | 0.65217 | 0 | 4.9499 | 0 | 0 | 0 | 0 | 0 | 0 | 0 | 0 | 0 | 0 | 0 | 0 | 0 | 0.45131 | 0 | 0.54519 | 0.7616 | 0 | 0 | 0.053706 | 0.75204 | 0 | 0 | 0 | 0 | 2.5638 | 0 | 0 | 0 | 0 | 0 | 0 | 0 | 0 | 0 | 0 | 0 | 0 | 0
4 | 30 | 1 | 1 | 1.7931 | 0 | 2.4769 | 0 | 0 | 0 | 0 | 0.033742 | 0 | 0 | 0.6522 | 0 | 4.956 | 0 | 0 | 0 | 0 | 0 | 0 | 0 | 0 | 0 | 0 | 0 | 0 | 0 | 0.45131 | 0 | 0.32173 | 0.85929 | 0 | 0 | 0.053706 | 0.76013 | 0 | 0 | 0 | 0 | 2.4462 | 0 | 0 | 0 | 0 | 0 | 0 | 0 | 0 | 0 | 0 | 0 | 0 | 0
4 | 30 | 2 | 1 | 1.7931 | 0 | 2.4769 | 0 | 0 | 0 | 0 | 0.035122 | 0 | 0 | 0.65224 | 0 | 4.9574 | 0 | 0 | 0 | 0 | 0 | 0 | 0 | 0 | 0 | 0 | 0 | 0 | 0 | 0.45131 | 0 | 0.32173 | 0.85324 | 0 | 0 | 0.053706 | 0.76051 | 0 | 0 | 0 | 0 | 2.4405 | 0 | 0 | 0 | 0 | 0 | 0 | 0 | 0 | 0 | 0 | 0 | 0 | 0
4 | 30 | 3 | 1 | 1.7931 | 0 | 2.4769 | 0 | 0 | 0 | 0 | 0.039378 | 0 | 0 | 0.65225 | 0 | 4.9616 | 0 | 0 | 0 | 0 | 0 | 0 | 0 | 0 | 0 | 0 | 0 | 0 | 0 | 0.45131 | 0 | 0.32173 | 0.90031 | 0 | 0 | 0.053706 | 0.76172 | 0 | 0 | 0 | 0 | 2.4888 | 0 | 0 | 0 | 0 | 0 | 0 | 0 | 0 | 0 | 0 | 0 | 0 | 0
4 | 30 | 4 | 1 | 1.7931 | 0 | 2.4769 | 0 | 0 | 0 | 0 | 0.047165 | 0 | 0 | 0.65226 | 0 | 4.9694 | 0 | 0 | 0 | 0 | 0 | 0 | 0 | 0 | 0 | 0 | 0 | 0 | 0 | 0.45131 | 0 | 0.32173 | 0.96091 | 0 | 0 | 0.053706 | 0.76225 | 0 | 0 | 0 | 0 | 2.5499 | 0 | 0 | 0 | 0 | 0 | 0 | 0 | 0 | 0 | 0 | 0 | 0 | 0
4 | 30 | 5 | 1 | 1.7931 | 0 | 2.4769 | 0 | 0 | 0 | 0 | 0.055077 | 0 | 0 | 0.65226 | 0 | 4.9774 | 0 | 0 | 0 | 0 | 0 | 0 | 0 | 0 | 0 | 0 | 0 | 0 | 0 | 0.45131 | 0 | 0.32173 | 1.1451 | 0 | 0 | 0.053706 | 0.761 | 0 | 0 | 0 | 0 | 2.7328 | 0 | 0 | 0 | 0 | 0 | 0 | 0 | 0 | 0 | 0 | 0 | 0 | 0
4 | 30 | 6 | 1 | 1.7931 | 0 | 2.4769 | 0 | 0 | 0 | 0 | 0.069853 | 0 | 0 | 3.707 | 0 | 8.0469 | 0 | 0 | 0 | 0 | 0 | 0 | 0 | 0 | 0 | 0 | 0 | 0 | 0 | 0.45131 | 0 | 0.54519 | 1.2931 | 0 | 0 | 0.31621 | 0.75873 | 0 | 0 | 0 | 0 | 3.3646 | 0 | 0 | 0 | 0 | 0 | 0 | 0 | 0 | 0 | 0 | 0 | 0 | 0
4 | 30 | 7 | 1 | 1.7931 | 0 | 2.4769 | 0 | 0 | 0 | 0 | 0.45567 | 0 | 0 | 6.1508 | 0 | 10.8765 | 0 | 0 | 0 | 0 | 0 | 0 | 0 | 0 | 0 | 0 | 0 | 0 | 0 | 0.45131 | 0 | 0.71279 | 2.4435 | 0 | 0 | 0.52621 | 0.75366 | 0 | 0 | 0 | 0 | 4.8875 | 0 | 0 | 0 | 0 | 0 | 0 | 0 | 0 | 0 | 0 | 0 | 0 | 0
4 | 30 | 8 | 1 | 1.7931 | 0 | 13.6089 | 0 | 0 | 0 | 0 | 0.18269 | 0 | 0 | 3.9587 | 0 | 19.5434 | 0 | 0 | 0 | 0 | 0 | 0 | 0 | 0 | 0 | 0 | 0 | 0 | 0 | 0.45131 | 0 | 0.71279 | 1.3126 | 0 | 0 | 0.42121 | 0.75103 | 0 | 0 | 0 | 0 | 3.6489 | 0 | 0 | 0 | 0 | 0 | 0 | 0 | 0 | 0 | 0 | 0 | 0 | 0
4 | 30 | 9 | 1 | 1.7931 | 0 | 13.6089 | 0 | 0 | 0 | 0 | 0.076198 | 0 | 0 | 4.6658 | 0 | 20.144 | 0 | 0 | 0 | 0 | 0 | 0 | 0 | 0 | 0 | 0 | 0 | 0 | 0 | 0.45131 | 0 | 0.71279 | 0.64879 | 0 | 0 | 0.31621 | 0.74604 | 0 | 0 | 0 | 0 | 2.8751 | 0 | 0 | 0 | 0 | 0 | 0 | 0 | 0 | 0 | 0 | 0 | 0 | 0
4 | 30 | 10 | 1 | 1.7931 | 0 | 13.6089 | 0 | 0 | 0 | 0 | 0.042047 | 0 | 0 | 3.707 | 0 | 19.151 | 0 | 0 | 0 | 0 | 0 | 0 | 0 | 0 | 0 | 0 | 0 | 0 | 0 | 0.45131 | 0 | 0.71279 | 0.453 | 0 | 0 | 0.31621 | 0.7453 | 0 | 0 | 0 | 0 | 2.6786 | 0 | 0 | 0 | 0 | 0 | 0 | 0 | 0 | 0 | 0 | 0 | 0 | 0
4 | 30 | 11 | 1 | 1.7931 | 0 | 13.6089 | 0 | 0 | 0 | 0 | 0.03775 | 0 | 0 | 3.9587 | 0 | 19.3984 | 0 | 0 | 0 | 0 | 0 | 0 | 0 | 0 | 0 | 0 | 0 | 0 | 0 | 0.45131 | 0 | 0.54519 | 0.31619 | 0 | 0 | 0.36871 | 0.74856 | 0 | 0 | 0 | 0 | 2.43 | 0 | 0 | 0 | 0 | 0 | 0 | 0 | 0 | 0 | 0 | 0 | 0 | 0
4 | 30 | 12 | 1 | 1.7931 | 0 | 8.6613 | 0 | 0 | 0 | 0 | 0.041178 | 0 | 0 | 3.9587 | 0 | 14.4543 | 0 | 0 | 0 | 0 | 0 | 0 | 0 | 0 | 0 | 0 | 0 | 0 | 0 | 0.45131 | 0 | 0.54519 | 0.28513 | 0 | 0 | 0.42121 | 0.74769 | 0 | 0 | 0 | 0 | 2.4505 | 0 | 0 | 0 | 0 | 0 | 0 | 0 | 0 | 0 | 0 | 0 | 0 | 0
4 | 30 | 13 | 1 | 1.7931 | 0 | 13.6089 | 0 | 0 | 0 | 0 | 0.032381 | 0 | 0 | 3.9587 | 0 | 19.3931 | 0 | 0 | 0 | 0 | 0 | 0 | 0 | 0 | 0 | 0 | 0 | 0 | 0 | 0.45131 | 0 | 0.54519 | 0.080499 | 0 | 0 | 0.36871 | 0.74459 | 0 | 0 | 0 | 0 | 2.1903 | 0 | 0 | 0 | 0 | 0 | 0 | 0 | 0 | 0 | 0 | 0 | 0 | 0
4 | 30 | 14 | 1 | 1.7931 | 0 | 13.6089 | 0 | 0 | 0 | 0 | 0.031384 | 0 | 0 | 5.9672 | 0 | 21.4006 | 0 | 0 | 0 | 0 | 0 | 0 | 0 | 0 | 0 | 0 | 0 | 0 | 0 | 0.45131 | 0 | 0.54519 | 0.053671 | 0 | 0 | 0.36871 | 0.74383 | 0 | 0 | 0 | 0 | 2.1627 | 0 | 0 | 0 | 0 | 0 | 0 | 0 | 0 | 0 | 0 | 0 | 0 | 0
4 | 30 | 15 | 1 | 1.7931 | 0 | 13.6089 | 0 | 0 | 0 | 0 | 0.033361 | 0 | 0 | 3.707 | 0 | 19.1424 | 0 | 0 | 0 | 0 | 0 | 0 | 0 | 0 | 0 | 0 | 0 | 0 | 0 | 0.45131 | 0 | 0.54519 | 0.10483 | 0 | 0 | 0.31621 | 0.74452 | 0 | 0 | 0 | 0 | 2.162 | 0 | 0 | 0 | 0 | 0 | 0 | 0 | 0 | 0 | 0 | 0 | 0 | 0
4 | 30 | 16 | 1 | 1.7931 | 0 | 13.6089 | 0 | 0 | 0 | 0 | 0.034323 | 0 | 0 | 3.707 | 0 | 19.1433 | 0 | 0 | 0 | 0 | 0 | 0 | 0 | 0 | 0 | 0 | 0 | 0 | 0 | 0.45131 | 0 | 0.54519 | 0.1672 | 0 | 0 | 0.31621 | 0.74539 | 0 | 0 | 0 | 0 | 2.2253 | 0 | 0 | 0 | 0 | 0 | 0 | 0 | 0 | 0 | 0 | 0 | 0 | 0
4 | 30 | 17 | 1 | 1.7931 | 0 | 13.6089 | 0 | 0 | 0 | 0 | 0.033483 | 0 | 0 | 6.1508 | 0 | 21.5863 | 0 | 0 | 0 | 0 | 0 | 0 | 0 | 0 | 0 | 0 | 0 | 0 | 0 | 0.45131 | 0 | 0.54519 | 0.28546 | 0 | 0 | 0.52621 | 0.74583 | 0 | 0 | 0 | 0 | 2.554 | 0 | 0 | 0 | 0 | 0 | 0 | 0 | 0 | 0 | 0 | 0 | 0 | 0
4 | 30 | 18 | 1 | 1.7931 | 0 | 9.8982 | 0 | 0 | 0 | 0 | 0.03805 | 0 | 0 | 6.1508 | 0 | 17.8802 | 0 | 0 | 0 | 0 | 0 | 0 | 0 | 0 | 0 | 0 | 0 | 0 | 0 | 0.45131 | 0 | 0.54519 | 0.36063 | 0 | 0 | 0.52621 | 0.74958 | 0 | 0 | 0 | 0 | 2.6329 | 0 | 0 | 0 | 0 | 0 | 0 | 0 | 0 | 0 | 0 | 0 | 0 | 0
4 | 30 | 19 | 1 | 1.7931 | 0 | 2.4769 | 0 | 0 | 0 | 0 | 0.04659 | 0 | 0 | 3.9587 | 0 | 8.2753 | 0 | 0 | 0 | 0 | 0 | 0 | 0 | 0 | 0 | 0 | 0 | 0 | 0 | 0.45131 | 0 | 0.88038 | 0.44444 | 0 | 0 | 0.42121 | 0.74617 | 0 | 0 | 0 | 0 | 2.9435 | 0 | 0 | 0 | 0 | 0 | 0 | 0 | 0 | 0 | 0 | 0 | 0 | 0
4 | 30 | 20 | 1 | 1.7931 | 0 | 2.4769 | 0 | 0 | 0 | 0 | 0.052455 | 0 | 0 | 3.9587 | 0 | 8.2812 | 0 | 0 | 0 | 0 | 0 | 0 | 0 | 0 | 0 | 0 | 0 | 0 | 0 | 0.45131 | 0 | 1.1038 | 0.51009 | 0 | 0 | 0.36871 | 0.74411 | 0 | 0 | 0 | 0 | 3.178 | 0 | 0 | 0 | 0 | 0 | 0 | 0 | 0 | 0 | 0 | 0 | 0 | 0
4 | 30 | 21 | 1 | 1.7931 | 0 | 2.4769 | 0 | 0 | 0 | 0 | 0.055197 | 0 | 0 | 6.5362 | 0 | 10.8614 | 0 | 0 | 0 | 0 | 0 | 0 | 0 | 0 | 0 | 0 | 0 | 0 | 0 | 0.45131 | 0 | 1.2156 | 0.53968 | 0 | 0 | 0.47371 | 0.74238 | 0 | 0 | 0 | 0 | 3.4226 | 0 | 0 | 0 | 0 | 0 | 0 | 0 | 0 | 0 | 0 | 0 | 0 | 0
4 | 30 | 22 | 1 | 1.7931 | 0 | 2.4769 | 0 | 0 | 0 | 0 | 0.05593 | 0 | 0 | 4.0095 | 0 | 8.3355 | 0 | 0 | 0 | 0 | 0 | 0 | 0 | 0 | 0 | 0 | 0 | 0 | 0 | 0.45131 | 0 | 1.1038 | 0.54624 | 0 | 0 | 0.31621 | 0.74389 | 0 | 0 | 0 | 0 | 3.1615 | 0 | 0 | 0 | 0 | 0 | 0 | 0 | 0 | 0 | 0 | 0 | 0 | 0
4 | 30 | 23 | 1 | 1.7931 | 0 | 2.4769 | 0 | 0 | 0 | 0 | 0.026223 | 0 | 0 | 0.6522 | 0 | 4.9484 | 0 | 0 | 0 | 0 | 0 | 0 | 0 | 0 | 0 | 0 | 0 | 0 | 0 | 0.45131 | 0 | 0.88038 | 0.5008 | 0 | 0 | 0.053706 | 0.74811 | 0 | 0 | 0 | 0 | 2.6343 | 0 | 0 | 0 | 0 | 0 | 0 | 0 | 0 | 0 | 0 | 0 | 0 | 0
4 | 30 | 24 | 1 | 1.7931 | 0 | 2.4769 | 0 | 0 | 0 | 0 | 0.026922 | 0 | 0 | 0.65221 | 0 | 4.9492 | 0 | 0 | 0 | 0 | 0 | 0 | 0 | 0 | 0 | 0 | 0 | 0 | 0 | 0.45131 | 0 | 0.54519 | 0.5745 | 0 | 0 | 0.053706 | 0.7562 | 0 | 0 | 0 | 0 | 2.3809 | 0 | 0 | 0 | 0 | 0 | 0 | 0 | 0 | 0 | 0 | 0 | 0 | 0
5 | 1 | 1 | 2 | 1.7931 | 0 | 2.4769 | 0 | 0 | 0 | 0 | 0.024445 | 0 | 0 | 0.59546 | 0 | 4.8899 | 0 | 0 | 0 | 0 | 0 | 0 | 0 | 0 | 0 | 0 | 0 | 0 | 0 | 0.45131 | 0 | 0.32173 | 0.54904 | 0 | 0 | 0.053706 | 0.75296 | 0 | 0 | 0 | 0 | 2.1287 | 0 | 0 | 0 | 0 | 0 | 0 | 0 | 0 | 0 | 0 | 0 | 0 | 0
5 | 1 | 2 | 2 | 1.7931 | 0 | 2.4769 | 0 | 0 | 0 | 0 | 0.024539 | 0 | 0 | 0.59541 | 0 | 4.89 | 0 | 0 | 0 | 0 | 0 | 0 | 0 | 0 | 0 | 0 | 0 | 0 | 0 | 0.45131 | 0 | 0.32173 | 0.5646 | 0 | 0 | 0.053706 | 0.75165 | 0 | 0 | 0 | 0 | 2.143 | 0 | 0 | 0 | 0 | 0 | 0 | 0 | 0 | 0 | 0 | 0 | 0 | 0
5 | 1 | 3 | 2 | 1.7931 | 0 | 2.4769 | 0 | 0 | 0 | 0 | 0.024234 | 0 | 0 | 0.5954 | 0 | 4.8896 | 0 | 0 | 0 | 0 | 0 | 0 | 0 | 0 | 0 | 0 | 0 | 0 | 0 | 0.45131 | 0 | 0.32173 | 0.55643 | 0 | 0 | 0.053706 | 0.75026 | 0 | 0 | 0 | 0 | 2.1334 | 0 | 0 | 0 | 0 | 0 | 0 | 0 | 0 | 0 | 0 | 0 | 0 | 0
5 | 1 | 4 | 2 | 1.7931 | 0 | 2.4769 | 0 | 0 | 0 | 0 | 0.024891 | 0 | 0 | 0.59538 | 0 | 4.8903 | 0 | 0 | 0 | 0 | 0 | 0 | 0 | 0 | 0 | 0 | 0 | 0 | 0 | 0.45131 | 0 | 0.32173 | 0.61854 | 0 | 0 | 0.053706 | 0.7495 | 0 | 0 | 0 | 0 | 2.1948 | 0 | 0 | 0 | 0 | 0 | 0 | 0 | 0 | 0 | 0 | 0 | 0 | 0
5 | 1 | 5 | 2 | 1.7931 | 0 | 2.4769 | 0 | 0 | 0 | 0 | 0.027121 | 0 | 0 | 0.59538 | 0 | 4.8925 | 0 | 0 | 0 | 0 | 0 | 0 | 0 | 0 | 0 | 0 | 0 | 0 | 0 | 0.45131 | 0 | 0.32173 | 0.62845 | 0 | 0 | 0.053706 | 0.75024 | 0 | 0 | 0 | 0 | 2.2054 | 0 | 0 | 0 | 0 | 0 | 0 | 0 | 0 | 0 | 0 | 0 | 0 | 0
5 | 1 | 6 | 2 | 1.7931 | 0 | 2.4769 | 0 | 0 | 0 | 0 | 0.026736 | 0 | 0 | 3.3662 | 0 | 7.663 | 0 | 0 | 0 | 0 | 0 | 0 | 0 | 0 | 0 | 0 | 0 | 0 | 0 | 0.45131 | 0 | 0.54519 | 0.5931 | 0 | 0 | 0.31621 | 0.74404 | 0 | 0 | 0 | 0 | 2.6498 | 0 | 0 | 0 | 0 | 0 | 0 | 0 | 0 | 0 | 0 | 0 | 0 | 0
5 | 1 | 7 | 2 | 1.7931 | 0 | 2.4769 | 0 | 0 | 0 | 0 | 0.093985 | 0 | 0 | 5.5829 | 0 | 9.9469 | 0 | 0 | 0 | 0 | 0 | 0 | 0 | 0 | 0 | 0 | 0 | 0 | 0 | 0.45131 | 0 | 0.71279 | 0.98335 | 0 | 0 | 0.52621 | 0.7397 | 0 | 0 | 0 | 0 | 3.4134 | 0 | 0 | 0 | 0 | 0 | 0 | 0 | 0 | 0 | 0 | 0 | 0 | 0
5 | 1 | 8 | 2 | 1.7931 | 0 | 13.6089 | 0 | 0 | 0 | 0 | 0.040877 | 0 | 0 | 3.9586 | 0 | 19.4015 | 0 | 0 | 0 | 0 | 0 | 0 | 0 | 0 | 0 | 0 | 0 | 0 | 0 | 0.45131 | 0 | 0.71279 | 0.46173 | 0 | 0 | 0.42121 | 0.73391 | 0 | 0 | 0 | 0 | 2.7809 | 0 | 0 | 0 | 0 | 0 | 0 | 0 | 0 | 0 | 0 | 0 | 0 | 0
5 | 1 | 9 | 2 | 1.7931 | 0 | 13.6089 | 0 | 0 | 0 | 0 | 0.036897 | 0 | 0 | 3.876 | 0 | 19.3149 | 0 | 0 | 0 | 0 | 0 | 0 | 0 | 0 | 0 | 0 | 0 | 0 | 0 | 0.45131 | 0 | 0.71279 | 0.44223 | 0 | 0 | 0.31621 | 0.73241 | 0 | 0 | 0 | 0 | 2.6549 | 0 | 0 | 0 | 0 | 0 | 0 | 0 | 0 | 0 | 0 | 0 | 0 | 0
5 | 1 | 10 | 2 | 1.7931 | 0 | 13.6089 | 0 | 0 | 0 | 0 | 0.032868 | 0 | 0 | 3.3662 | 0 | 18.801 | 0 | 0 | 0 | 0 | 0 | 0 | 0 | 0 | 0 | 0 | 0 | 0 | 0 | 0.45131 | 0 | 0.71279 | 0.32765 | 0 | 0 | 0.31621 | 0.72976 | 0 | 0 | 0 | 0 | 2.5377 | 0 | 0 | 0 | 0 | 0 | 0 | 0 | 0 | 0 | 0 | 0 | 0 | 0
5 | 1 | 11 | 2 | 1.7931 | 0 | 13.6089 | 0 | 0 | 0 | 0 | 0.031148 | 0 | 0 | 3.9203 | 0 | 19.3535 | 0 | 0 | 0 | 0 | 0 | 0 | 0 | 0 | 0 | 0 | 0 | 0 | 0 | 0.45131 | 0 | 0.54519 | 0.32744 | 0 | 0 | 0.36871 | 0.7313 | 0 | 0 | 0 | 0 | 2.424 | 0 | 0 | 0 | 0 | 0 | 0 | 0 | 0 | 0 | 0 | 0 | 0 | 0
5 | 1 | 12 | 2 | 1.7931 | 0 | 8.6613 | 0 | 0 | 0 | 0 | 0.034335 | 0 | 0 | 3.9586 | 0 | 14.4474 | 0 | 0 | 0 | 0 | 0 | 0 | 0 | 0 | 0 | 0 | 0 | 0 | 0 | 0.45131 | 0 | 0.54519 | 0.30552 | 0 | 0 | 0.42121 | 0.73019 | 0 | 0 | 0 | 0 | 2.4534 | 0 | 0 | 0 | 0 | 0 | 0 | 0 | 0 | 0 | 0 | 0 | 0 | 0
5 | 1 | 13 | 2 | 1.7931 | 0 | 13.6089 | 0 | 0 | 0 | 0 | 0.030442 | 0 | 0 | 4.4301 | 0 | 19.8626 | 0 | 0 | 0 | 0 | 0 | 0 | 0 | 0 | 0 | 0 | 0 | 0 | 0 | 0.45131 | 0 | 0.54519 | 0.37006 | 0 | 0 | 0.36871 | 0.73168 | 0 | 0 | 0 | 0 | 2.467 | 0 | 0 | 0 | 0 | 0 | 0 | 0 | 0 | 0 | 0 | 0 | 0 | 0
5 | 1 | 14 | 2 | 1.7931 | 0 | 13.6089 | 0 | 0 | 0 | 0 | 0.024932 | 0 | 0 | 3.9203 | 0 | 19.3473 | 0 | 0 | 0 | 0 | 0 | 0 | 0 | 0 | 0 | 0 | 0 | 0 | 0 | 0.45131 | 0 | 0.54519 | 0.20934 | 0 | 0 | 0.36871 | 0.72513 | 0 | 0 | 0 | 0 | 2.2997 | 0 | 0 | 0 | 0 | 0 | 0 | 0 | 0 | 0 | 0 | 0 | 0 | 0
5 | 1 | 15 | 2 | 1.7931 | 0 | 13.6089 | 0 | 0 | 0 | 0 | 0.021048 | 0 | 0 | 3.3661 | 0 | 18.7892 | 0 | 0 | 0 | 0 | 0 | 0 | 0 | 0 | 0 | 0 | 0 | 0 | 0 | 0.45131 | 0 | 0.54519 | 0.12973 | 0 | 0 | 0.31621 | 0.71926 | 0 | 0 | 0 | 0 | 2.1617 | 0 | 0 | 0 | 0 | 0 | 0 | 0 | 0 | 0 | 0 | 0 | 0 | 0
5 | 1 | 16 | 2 | 1.7931 | 0 | 13.6089 | 0 | 0 | 0 | 0 | 0.070631 | 0 | 0 | 3.3661 | 0 | 18.8387 | 0 | 0 | 0 | 0 | 0 | 0 | 0 | 0 | 0 | 0 | 0 | 0 | 0 | 0.45131 | 0 | 0.54519 | 0.14571 | 0 | 0 | 0.31621 | 0.71829 | 0 | 0 | 0 | 0 | 2.1767 | 0 | 0 | 0 | 0 | 0 | 0 | 0 | 0 | 0 | 0 | 0 | 0 | 0
5 | 1 | 17 | 2 | 1.7931 | 0 | 13.6089 | 0 | 0 | 0 | 0 | 0.080832 | 0 | 0 | 5.5828 | 0 | 21.0656 | 0 | 0 | 0 | 0 | 0 | 0 | 0 | 0 | 0 | 0 | 0 | 0 | 0 | 0.45131 | 0 | 0.54519 | 0.10514 | 0.14522 | 0 | 0.52621 | 0.7129 | 0 | 0 | 0 | 0 | 2.486 | 0 | 0 | 0 | 0 | 0 | 0 | 0 | 0 | 0 | 0 | 0 | 0 | 0
5 | 1 | 18 | 2 | 1.7931 | 0 | 9.8982 | 0 | 0 | 0 | 0 | 0.068753 | 0 | 0 | 5.5828 | 0 | 17.3429 | 0 | 0 | 0 | 0 | 0 | 0 | 0 | 0 | 0 | 0 | 0 | 0 | 0 | 0.45131 | 0 | 0.54519 | 0.21343 | 0.16697 | 0 | 0.52621 | 0.72132 | 0 | 0 | 0 | 0 | 2.6244 | 0 | 0 | 0 | 0 | 0 | 0 | 0 | 0 | 0 | 0 | 0 | 0 | 0
5 | 1 | 19 | 2 | 1.7931 | 0 | 2.4769 | 0 | 0 | 0 | 0 | 0.033761 | 0 | 0 | 3.9586 | 0 | 8.2624 | 0 | 0 | 0 | 0 | 0 | 0 | 0 | 0 | 0 | 0 | 0 | 0 | 0 | 0.45131 | 0 | 0.88038 | 0.33219 | 0 | 0 | 0.42121 | 0.72163 | 0 | 0 | 0 | 0 | 2.8067 | 0 | 0 | 0 | 0 | 0 | 0 | 0 | 0 | 0 | 0 | 0 | 0 | 0
5 | 1 | 20 | 2 | 1.7931 | 0 | 2.4769 | 0 | 0 | 0 | 0 | 0.038055 | 0 | 0 | 4.43 | 0 | 8.7381 | 0 | 0 | 0 | 0 | 0 | 0 | 0 | 0 | 0 | 0 | 0 | 0 | 0 | 0.45131 | 0 | 1.1038 | 0.45288 | 0 | 0 | 0.36871 | 0.72418 | 0 | 0 | 0 | 0 | 3.1009 | 0 | 0 | 0 | 0 | 0 | 0 | 0 | 0 | 0 | 0 | 0 | 0 | 0
5 | 1 | 21 | 2 | 1.7931 | 0 | 2.4769 | 0 | 0 | 0 | 0 | 0.045823 | 0 | 0 | 3.9586 | 0 | 8.2744 | 0 | 0 | 0 | 0 | 0 | 0 | 0 | 0 | 0 | 0 | 0 | 0 | 0 | 0.45131 | 0 | 1.2156 | 0.55945 | 0 | 0 | 0.47371 | 0.7257 | 0 | 0 | 0 | 0 | 3.4257 | 0 | 0 | 0 | 0 | 0 | 0 | 0 | 0 | 0 | 0 | 0 | 0 | 0
5 | 1 | 22 | 2 | 1.7931 | 0 | 2.4769 | 0 | 0 | 0 | 0 | 0.050495 | 0 | 0 | 4.4235 | 0 | 8.744 | 0 | 0 | 0 | 0 | 0 | 0 | 0 | 0 | 0 | 0 | 0 | 0 | 0 | 0.45131 | 0 | 1.1038 | 0.63891 | 0 | 0 | 0.31621 | 0.72968 | 0 | 0 | 0 | 0 | 3.2399 | 0 | 0 | 0 | 0 | 0 | 0 | 0 | 0 | 0 | 0 | 0 | 0 | 0
5 | 1 | 23 | 2 | 1.7931 | 0 | 2.4769 | 0 | 0 | 0 | 0 | 0.022301 | 0 | 0 | 0.59525 | 0 | 4.8876 | 0 | 0 | 0 | 0 | 0 | 0 | 0 | 0 | 0 | 0 | 0 | 0 | 0 | 0.45131 | 0 | 0.88038 | 0.59154 | 0 | 0 | 0.053706 | 0.73735 | 0 | 0 | 0 | 0 | 2.7143 | 0 | 0 | 0 | 0 | 0 | 0 | 0 | 0 | 0 | 0 | 0 | 0 | 0
5 | 1 | 24 | 2 | 1.7931 | 0 | 2.4769 | 0 | 0 | 0 | 0 | 0.025767 | 0 | 0 | 0.59528 | 0 | 4.8911 | 0 | 0 | 0 | 0 | 0 | 0 | 0 | 0 | 0 | 0 | 0 | 0 | 0 | 0.45131 | 0 | 0.54519 | 0.79615 | 0 | 0 | 0.053706 | 0.7491 | 0 | 0 | 0 | 0 | 2.5955 | 0 | 0 | 0 | 0 | 0 | 0 | 0 | 0 | 0 | 0 | 0 | 0 | 0
5 | 2 | 1 | 3 | 1.7931 | 0 | 2.4769 | 0 | 0 | 0 | 0 | 0.031669 | 0 | 0 | 0.59532 | 0 | 4.897 | 0 | 0 | 0 | 0 | 0 | 0 | 0 | 0 | 0 | 0 | 0 | 0 | 0 | 0.45131 | 0 | 0.32173 | 0.89362 | 0 | 0 | 0.053706 | 0.75597 | 0 | 0 | 0 | 0 | 2.4763 | 0 | 0 | 0 | 0 | 0 | 0 | 0 | 0 | 0 | 0 | 0 | 0 | 0
5 | 2 | 2 | 3 | 1.7931 | 0 | 2.4769 | 0 | 0 | 0 | 0 | 0.032303 | 0 | 0 | 0.59536 | 0 | 4.8977 | 0 | 0 | 0 | 0 | 0 | 0 | 0 | 0 | 0 | 0 | 0 | 0 | 0 | 0.45131 | 0 | 0.32173 | 0.89873 | 0 | 0 | 0.053706 | 0.75351 | 0 | 0 | 0 | 0 | 2.479 | 0 | 0 | 0 | 0 | 0 | 0 | 0 | 0 | 0 | 0 | 0 | 0 | 0
5 | 2 | 3 | 3 | 1.7931 | 0 | 2.4769 | 0 | 0 | 0 | 0 | 0.033674 | 0 | 0 | 0.59535 | 0 | 4.899 | 0 | 0 | 0 | 0 | 0 | 0 | 0 | 0 | 0 | 0 | 0 | 0 | 0 | 0.45131 | 0 | 0.32173 | 0.91479 | 0 | 0 | 0.053706 | 0.75261 | 0 | 0 | 0 | 0 | 2.4941 | 0 | 0 | 0 | 0 | 0 | 0 | 0 | 0 | 0 | 0 | 0 | 0 | 0
5 | 2 | 4 | 3 | 1.7931 | 0 | 2.4769 | 0 | 0 | 0 | 0 | 0.040011 | 0 | 0 | 0.59534 | 0 | 4.9054 | 0 | 0 | 0 | 0 | 0 | 0 | 0 | 0 | 0 | 0 | 0 | 0 | 0 | 0.45131 | 0 | 0.32173 | 1.0048 | 0 | 0 | 0.053706 | 0.75808 | 0 | 0 | 0 | 0 | 2.5896 | 0 | 0 | 0 | 0 | 0 | 0 | 0 | 0 | 0 | 0 | 0 | 0 | 0
5 | 2 | 5 | 3 | 1.7931 | 0 | 2.4769 | 0 | 0 | 0 | 0 | 0.036622 | 0 | 0 | 0.59536 | 0 | 4.902 | 0 | 0 | 0 | 0 | 0 | 0 | 0 | 0 | 0 | 0 | 0 | 0 | 0 | 0.45131 | 0 | 0.32173 | 0.94386 | 0 | 0 | 0.053706 | 0.75184 | 0 | 0 | 0 | 0 | 2.5225 | 0 | 0 | 0 | 0 | 0 | 0 | 0 | 0 | 0 | 0 | 0 | 0 | 0
5 | 2 | 6 | 3 | 1.7931 | 0 | 2.4769 | 0 | 0 | 0 | 0 | 0.03421 | 0 | 0 | 3.3662 | 0 | 7.6704 | 0 | 0 | 0 | 0 | 0 | 0 | 0 | 0 | 0 | 0 | 0 | 0 | 0 | 0.45131 | 0 | 0.54519 | 0.89976 | 0 | 0 | 0.31621 | 0.74814 | 0 | 0 | 0 | 0 | 2.9606 | 0 | 0 | 0 | 0 | 0 | 0 | 0 | 0 | 0 | 0 | 0 | 0 | 0
5 | 2 | 7 | 3 | 1.7931 | 0 | 2.4769 | 0 | 0 | 0 | 0 | 0.15133 | 0 | 0 | 5.5828 | 0 | 10.0042 | 0 | 0 | 0 | 0 | 0 | 0 | 0 | 0 | 0 | 0 | 0 | 0 | 0 | 0.45131 | 0 | 0.71279 | 2.0211 | 0 | 0 | 0.52621 | 0.73919 | 0 | 0 | 0 | 0 | 4.4506 | 0 | 0 | 0 | 0 | 0 | 0 | 0 | 0 | 0 | 0 | 0 | 0 | 0
5 | 2 | 8 | 3 | 1.7931 | 0 | 13.6089 | 0 | 0 | 0 | 0 | 0.058618 | 0 | 0 | 3.9586 | 0 | 19.4192 | 0 | 0 | 0 | 0 | 0 | 0 | 0 | 0 | 0 | 0 | 0 | 0 | 0 | 0.45131 | 0 | 0.71279 | 1.16 | 0 | 0 | 0.42121 | 0.73791 | 0 | 0 | 0 | 0 | 3.4832 | 0 | 0 | 0 | 0 | 0 | 0 | 0 | 0 | 0 | 0 | 0 | 0 | 0
5 | 2 | 9 | 3 | 1.7931 | 0 | 13.6089 | 0 | 0 | 0 | 0 | 0.034576 | 0 | 0 | 3.8759 | 0 | 19.3125 | 0 | 0 | 0 | 0 | 0 | 0 | 0 | 0 | 0 | 0 | 0 | 0 | 0 | 0.45131 | 0 | 0.71279 | 0.72762 | 0 | 0 | 0.31621 | 0.73158 | 0 | 0 | 0 | 0 | 2.9395 | 0 | 0 | 0 | 0 | 0 | 0 | 0 | 0 | 0 | 0 | 0 | 0 | 0
5 | 2 | 10 | 3 | 1.7931 | 0 | 13.6089 | 0 | 0 | 0 | 0 | 0.033497 | 0 | 0 | 3.3661 | 0 | 18.8016 | 0 | 0 | 0 | 0 | 0 | 0 | 0 | 0 | 0 | 0 | 0 | 0 | 0 | 0.45131 | 0 | 0.71279 | 0.63552 | 0 | 0 | 0.31621 | 0.72965 | 0 | 0 | 0 | 0 | 2.8455 | 0 | 0 | 0 | 0 | 0 | 0 | 0 | 0 | 0 | 0 | 0 | 0 | 0
5 | 2 | 11 | 3 | 1.7931 | 0 | 13.6089 | 0 | 0 | 0 | 0 | 0.030743 | 0 | 0 | 3.9203 | 0 | 19.353 | 0 | 0 | 0 | 0 | 0 | 0 | 0 | 0 | 0 | 0 | 0 | 0 | 0 | 0.45131 | 0 | 0.54519 | 0.6041 | 0 | 0 | 0.36871 | 0.73169 | 0 | 0 | 0 | 0 | 2.701 | 0 | 0 | 0 | 0 | 0 | 0 | 0 | 0 | 0 | 0 | 0 | 0 | 0
5 | 2 | 12 | 3 | 1.7931 | 0 | 8.6613 | 0 | 0 | 0 | 0 | 0.03553 | 0 | 0 | 3.9586 | 0 | 14.4486 | 0 | 0 | 0 | 0 | 0 | 0 | 0 | 0 | 0 | 0 | 0 | 0 | 0 | 0.45131 | 0 | 0.54519 | 0.576 | 0 | 0 | 0.42121 | 0.73076 | 0 | 0 | 0 | 0 | 2.7245 | 0 | 0 | 0 | 0 | 0 | 0 | 0 | 0 | 0 | 0 | 0 | 0 | 0
5 | 2 | 13 | 3 | 1.7931 | 0 | 13.6089 | 0 | 0 | 0 | 0 | 0.026771 | 0 | 0 | 4.4301 | 0 | 19.8589 | 0 | 0 | 0 | 0 | 0 | 0 | 0 | 0 | 0 | 0 | 0 | 0 | 0 | 0.45131 | 0 | 0.54519 | 0.46378 | 0 | 0 | 0.36871 | 0.72891 | 0 | 0 | 0 | 0 | 2.5579 | 0 | 0 | 0 | 0 | 0 | 0 | 0 | 0 | 0 | 0 | 0 | 0 | 0
5 | 2 | 14 | 3 | 1.7931 | 0 | 13.6089 | 0 | 0 | 0 | 0 | 0.026313 | 0 | 0 | 3.9203 | 0 | 19.3486 | 0 | 0 | 0 | 0 | 0 | 0 | 0 | 0 | 0 | 0 | 0 | 0 | 0 | 0.45131 | 0 | 0.54519 | 0.44948 | 0 | 0 | 0.36871 | 0.73 | 0 | 0 | 0 | 0 | 2.5447 | 0 | 0 | 0 | 0 | 0 | 0 | 0 | 0 | 0 | 0 | 0 | 0 | 0
5 | 2 | 15 | 3 | 1.7931 | 0 | 13.6089 | 0 | 0 | 0 | 0 | 0.024969 | 0 | 0 | 3.3661 | 0 | 18.7931 | 0 | 0 | 0 | 0 | 0 | 0 | 0 | 0 | 0 | 0 | 0 | 0 | 0 | 0.45131 | 0 | 0.54519 | 0.42114 | 0 | 0 | 0.31621 | 0.72855 | 0 | 0 | 0 | 0 | 2.4624 | 0 | 0 | 0 | 0 | 0 | 0 | 0 | 0 | 0 | 0 | 0 | 0 | 0
5 | 2 | 16 | 3 | 1.7931 | 0 | 13.6089 | 0 | 0 | 0 | 0 | 0.024109 | 0 | 0 | 3.3661 | 0 | 18.7922 | 0 | 0 | 0 | 0 | 0 | 0 | 0 | 0 | 0 | 0 | 0 | 0 | 0 | 0.45131 | 0 | 0.54519 | 0.39441 | 0 | 0 | 0.31621 | 0.72711 | 0 | 0 | 0 | 0 | 2.4342 | 0 | 0 | 0 | 0 | 0 | 0 | 0 | 0 | 0 | 0 | 0 | 0 | 0
5 | 2 | 17 | 3 | 1.7931 | 0 | 13.6089 | 0 | 0 | 0 | 0 | 0.027499 | 0 | 0 | 5.5828 | 0 | 21.0123 | 0 | 0 | 0 | 0 | 0 | 0 | 0 | 0 | 0 | 0 | 0 | 0 | 0 | 0.45131 | 0 | 0.54519 | 0.40877 | 0 | 0 | 0.52621 | 0.72676 | 0 | 0 | 0 | 0 | 2.6582 | 0 | 0 | 0 | 0 | 0 | 0 | 0 | 0 | 0 | 0 | 0 | 0 | 0
5 | 2 | 18 | 3 | 1.7931 | 0 | 9.8982 | 0 | 0 | 0 | 0 | 0.027508 | 0 | 0 | 5.5828 | 0 | 17.3017 | 0 | 0 | 0 | 0 | 0 | 0 | 0 | 0 | 0 | 0 | 0 | 0 | 0 | 0.45131 | 0 | 0.54519 | 0.45109 | 0 | 0 | 0.52621 | 0.72942 | 0 | 0 | 0 | 0 | 2.7032 | 0 | 0 | 0 | 0 | 0 | 0 | 0 | 0 | 0 | 0 | 0 | 0 | 0
5 | 2 | 19 | 3 | 1.7931 | 0 | 2.4769 | 0 | 0 | 0 | 0 | 0.043665 | 0 | 0 | 3.9586 | 0 | 8.2723 | 0 | 0 | 0 | 0 | 0 | 0 | 0 | 0 | 0 | 0 | 0 | 0 | 0 | 0.45131 | 0 | 0.88038 | 0.53217 | 0 | 0 | 0.42121 | 0.72558 | 0 | 0 | 0 | 0 | 3.0107 | 0 | 0 | 0 | 0 | 0 | 0 | 0 | 0 | 0 | 0 | 0 | 0 | 0
5 | 2 | 20 | 3 | 1.7931 | 0 | 2.4769 | 0 | 0 | 0 | 0 | 0.048295 | 0 | 0 | 4.4301 | 0 | 8.7484 | 0 | 0 | 0 | 0 | 0 | 0 | 0 | 0 | 0 | 0 | 0 | 0 | 0 | 0.45131 | 0 | 1.1038 | 0.56064 | 0 | 0 | 0.36871 | 0.72397 | 0 | 0 | 0 | 0 | 3.2085 | 0 | 0 | 0 | 0 | 0 | 0 | 0 | 0 | 0 | 0 | 0 | 0 | 0
5 | 2 | 21 | 3 | 1.7931 | 0 | 2.4769 | 0 | 0 | 0 | 0 | 0.052357 | 0 | 0 | 3.9586 | 0 | 8.281 | 0 | 0 | 0 | 0 | 0 | 0 | 0 | 0 | 0 | 0 | 0 | 0 | 0 | 0.45131 | 0 | 1.2156 | 0.59395 | 0 | 0 | 0.47371 | 0.72388 | 0 | 0 | 0 | 0 | 3.4584 | 0 | 0 | 0 | 0 | 0 | 0 | 0 | 0 | 0 | 0 | 0 | 0 | 0
5 | 2 | 22 | 3 | 1.7931 | 0 | 2.4769 | 0 | 0 | 0 | 0 | 0.055795 | 0 | 0 | 4.4235 | 0 | 8.7493 | 0 | 0 | 0 | 0 | 0 | 0 | 0 | 0 | 0 | 0 | 0 | 0 | 0 | 0.45131 | 0 | 1.1038 | 0.67147 | 0 | 0 | 0.31621 | 0.72801 | 0 | 0 | 0 | 0 | 3.2708 | 0 | 0 | 0 | 0 | 0 | 0 | 0 | 0 | 0 | 0 | 0 | 0 | 0
5 | 2 | 23 | 3 | 1.7931 | 0 | 2.4769 | 0 | 0 | 0 | 0 | 0.020209 | 0 | 0 | 0.59524 | 0 | 4.8855 | 0 | 0 | 0 | 0 | 0 | 0 | 0 | 0 | 0 | 0 | 0 | 0 | 0 | 0.45131 | 0 | 0.88038 | 0.55531 | 0 | 0 | 0.053706 | 0.73231 | 0 | 0 | 0 | 0 | 2.673 | 0 | 0 | 0 | 0 | 0 | 0 | 0 | 0 | 0 | 0 | 0 | 0 | 0
5 | 2 | 24 | 3 | 1.7931 | 0 | 2.4769 | 0 | 0 | 0 | 0 | 0.026594 | 0 | 0 | 0.59525 | 0 | 4.8919 | 0 | 0 | 0 | 0 | 0 | 0 | 0 | 0 | 0 | 0 | 0 | 0 | 0 | 0.45131 | 0 | 0.54519 | 0.72924 | 0 | 0 | 0.053706 | 0.74364 | 0 | 0 | 0 | 0 | 2.5231 | 0 | 0 | 0 | 0 | 0 | 0 | 0 | 0 | 0 | 0 | 0 | 0 | 0
5 | 3 | 1 | 4 | 1.7931 | 0 | 2.4769 | 0 | 0 | 0 | 0 | 0.032245 | 0 | 0 | 0.5953 | 0 | 4.8976 | 0 | 0 | 0 | 0 | 0 | 0 | 0 | 0 | 0 | 0 | 0 | 0 | 0 | 0.45131 | 0 | 0.32173 | 0.82988 | 0 | 0 | 0.053706 | 0.75118 | 0 | 0 | 0 | 0 | 2.4078 | 0 | 0 | 0 | 0 | 0 | 0 | 0 | 0 | 0 | 0 | 0 | 0 | 0
5 | 3 | 2 | 4 | 1.7931 | 0 | 2.4769 | 0 | 0 | 0 | 0 | 0.033158 | 0 | 0 | 0.59533 | 0 | 4.8985 | 0 | 0 | 0 | 0 | 0 | 0 | 0 | 0 | 0 | 0 | 0 | 0 | 0 | 0.45131 | 0 | 0.32173 | 0.84699 | 0 | 0 | 0.053706 | 0.75005 | 0 | 0 | 0 | 0 | 2.4238 | 0 | 0 | 0 | 0 | 0 | 0 | 0 | 0 | 0 | 0 | 0 | 0 | 0
5 | 3 | 3 | 4 | 1.7931 | 0 | 2.4769 | 0 | 0 | 0 | 0 | 0.033556 | 0 | 0 | 0.59533 | 0 | 4.8989 | 0 | 0 | 0 | 0 | 0 | 0 | 0 | 0 | 0 | 0 | 0 | 0 | 0 | 0.45131 | 0 | 0.32173 | 0.85772 | 0 | 0 | 0.053706 | 0.7487 | 0 | 0 | 0 | 0 | 2.4332 | 0 | 0 | 0 | 0 | 0 | 0 | 0 | 0 | 0 | 0 | 0 | 0 | 0
5 | 3 | 4 | 4 | 1.7931 | 0 | 2.4769 | 0 | 0 | 0 | 0 | 0.036663 | 0 | 0 | 0.59532 | 0 | 4.902 | 0 | 0 | 0 | 0 | 0 | 0 | 0 | 0 | 0 | 0 | 0 | 0 | 0 | 0.45131 | 0 | 0.32173 | 1.0214 | 0 | 0 | 0.053706 | 0.75251 | 0 | 0 | 0 | 0 | 2.6007 | 0 | 0 | 0 | 0 | 0 | 0 | 0 | 0 | 0 | 0 | 0 | 0 | 0
5 | 3 | 5 | 4 | 1.7931 | 0 | 2.4769 | 0 | 0 | 0 | 0 | 0.048633 | 0 | 0 | 0.59533 | 0 | 4.914 | 0 | 0 | 0 | 0 | 0 | 0 | 0 | 0 | 0 | 0 | 0 | 0 | 0 | 0.45131 | 0 | 0.32173 | 1.4115 | 0 | 0 | 0.053706 | 0.7576 | 0 | 0 | 0 | 0 | 2.9958 | 0 | 0 | 0 | 0 | 0 | 0 | 0 | 0 | 0 | 0 | 0 | 0 | 0
5 | 3 | 6 | 4 | 1.7931 | 0 | 2.4769 | 0 | 0 | 0 | 0 | 0.064111 | 0 | 0 | 3.3662 | 0 | 7.7003 | 0 | 0 | 0 | 0 | 0 | 0 | 0 | 0 | 0 | 0 | 0 | 0 | 0 | 0.45131 | 0 | 0.54519 | 1.61 | 0 | 0 | 0.31621 | 0.75243 | 0 | 0 | 0 | 0 | 3.6751 | 0 | 0 | 0 | 0 | 0 | 0 | 0 | 0 | 0 | 0 | 0 | 0 | 0
5 | 3 | 7 | 4 | 1.7931 | 0 | 2.4769 | 0 | 0 | 0 | 0 | 0.43269 | 0 | 0 | 5.5828 | 0 | 10.2856 | 0 | 0 | 0 | 0 | 0 | 0 | 0 | 0 | 0 | 0 | 0 | 0 | 0 | 0.45131 | 0 | 0.71279 | 3.2617 | 0 | 0 | 0.52621 | 0.74407 | 0 | 0 | 0 | 0 | 5.6961 | 0 | 0 | 0 | 0 | 0 | 0 | 0 | 0 | 0 | 0 | 0 | 0 | 0
5 | 3 | 8 | 4 | 1.7931 | 0 | 13.6089 | 0 | 0 | 0 | 0 | 0.13232 | 0 | 0 | 3.9586 | 0 | 19.4929 | 0 | 0 | 0 | 0 | 0 | 0 | 0 | 0 | 0 | 0 | 0 | 0 | 0 | 0.45131 | 0 | 0.71279 | 1.7271 | 0 | 0 | 0.42121 | 0.73944 | 0 | 0 | 0 | 0 | 4.0519 | 0 | 0 | 0 | 0 | 0 | 0 | 0 | 0 | 0 | 0 | 0 | 0 | 0
5 | 3 | 9 | 4 | 1.7931 | 0 | 13.6089 | 0 | 0 | 0 | 0 | 0.0731 | 0 | 0 | 3.876 | 0 | 19.3511 | 0 | 0 | 0 | 0 | 0 | 0 | 0 | 0 | 0 | 0 | 0 | 0 | 0 | 0.45131 | 0 | 0.71279 | 1.1811 | 0 | 0 | 0.31621 | 0.73608 | 0 | 0 | 0 | 0 | 3.3975 | 0 | 0 | 0 | 0 | 0 | 0 | 0 | 0 | 0 | 0 | 0 | 0 | 0
5 | 3 | 10 | 4 | 1.7931 | 0 | 13.6089 | 0 | 0 | 0 | 0 | 0.034763 | 0 | 0 | 3.3661 | 0 | 18.8029 | 0 | 0 | 0 | 0 | 0 | 0 | 0 | 0 | 0 | 0 | 0 | 0 | 0 | 0.45131 | 0 | 0.71279 | 0.64548 | 0 | 0 | 0.31621 | 0.72934 | 0 | 0 | 0 | 0 | 2.8551 | 0 | 0 | 0 | 0 | 0 | 0 | 0 | 0 | 0 | 0 | 0 | 0 | 0
5 | 3 | 11 | 4 | 1.7931 | 0 | 13.6089 | 0 | 0 | 0 | 0 | 0.030338 | 0 | 0 | 3.9203 | 0 | 19.3526 | 0 | 0 | 0 | 0 | 0 | 0 | 0 | 0 | 0 | 0 | 0 | 0 | 0 | 0.45131 | 0 | 0.54519 | 0.49052 | 0 | 0 | 0.36871 | 0.73124 | 0 | 0 | 0 | 0 | 2.587 | 0 | 0 | 0 | 0 | 0 | 0 | 0 | 0 | 0 | 0 | 0 | 0 | 0
5 | 3 | 12 | 4 | 1.7931 | 0 | 8.6613 | 0 | 0 | 0 | 0 | 0.036536 | 0 | 0 | 3.9586 | 0 | 14.4496 | 0 | 0 | 0 | 0 | 0 | 0 | 0 | 0 | 0 | 0 | 0 | 0 | 0 | 0.45131 | 0 | 0.54519 | 0.53409 | 0 | 0 | 0.42121 | 0.73323 | 0 | 0 | 0 | 0 | 2.685 | 0 | 0 | 0 | 0 | 0 | 0 | 0 | 0 | 0 | 0 | 0 | 0 | 0
5 | 3 | 13 | 4 | 1.7931 | 0 | 13.6089 | 0 | 0 | 0 | 0 | 0.028251 | 0 | 0 | 4.4301 | 0 | 19.8604 | 0 | 0 | 0 | 0 | 0 | 0 | 0 | 0 | 0 | 0 | 0 | 0 | 0 | 0.45131 | 0 | 0.54519 | 0.45392 | 0 | 0 | 0.36871 | 0.73266 | 0 | 0 | 0 | 0 | 2.5518 | 0 | 0 | 0 | 0 | 0 | 0 | 0 | 0 | 0 | 0 | 0 | 0 | 0
5 | 3 | 14 | 4 | 1.7931 | 0 | 13.6089 | 0 | 0 | 0 | 0 | 0.027088 | 0 | 0 | 3.9203 | 0 | 19.3494 | 0 | 0 | 0 | 0 | 0 | 0 | 0 | 0 | 0 | 0 | 0 | 0 | 0 | 0.45131 | 0 | 0.54519 | 0.40733 | 0 | 0 | 0.36871 | 0.73193 | 0 | 0 | 0 | 0 | 2.5045 | 0 | 0 | 0 | 0 | 0 | 0 | 0 | 0 | 0 | 0 | 0 | 0 | 0
5 | 3 | 15 | 4 | 1.7931 | 0 | 13.6089 | 0 | 0 | 0 | 0 | 0.026511 | 0 | 0 | 3.3661 | 0 | 18.7947 | 0 | 0 | 0 | 0 | 0 | 0 | 0 | 0 | 0 | 0 | 0 | 0 | 0 | 0.45131 | 0 | 0.54519 | 0.40569 | 0 | 0 | 0.31621 | 0.73176 | 0 | 0 | 0 | 0 | 2.4502 | 0 | 0 | 0 | 0 | 0 | 0 | 0 | 0 | 0 | 0 | 0 | 0 | 0
5 | 3 | 16 | 4 | 1.7931 | 0 | 13.6089 | 0 | 0 | 0 | 0 | 0.026321 | 0 | 0 | 3.3662 | 0 | 18.7945 | 0 | 0 | 0 | 0 | 0 | 0 | 0 | 0 | 0 | 0 | 0 | 0 | 0 | 0.45131 | 0 | 0.54519 | 0.42658 | 0 | 0 | 0.31621 | 0.73204 | 0 | 0 | 0 | 0 | 2.4713 | 0 | 0 | 0 | 0 | 0 | 0 | 0 | 0 | 0 | 0 | 0 | 0 | 0
5 | 3 | 17 | 4 | 1.7931 | 0 | 13.6089 | 0 | 0 | 0 | 0 | 0.029472 | 0 | 0 | 5.5828 | 0 | 21.0143 | 0 | 0 | 0 | 0 | 0 | 0 | 0 | 0 | 0 | 0 | 0 | 0 | 0 | 0.45131 | 0 | 0.54519 | 0.52641 | 0 | 0 | 0.52621 | 0.7384 | 0 | 0 | 0 | 0 | 2.7875 | 0 | 0 | 0 | 0 | 0 | 0 | 0 | 0 | 0 | 0 | 0 | 0 | 0
5 | 3 | 18 | 4 | 1.7931 | 0 | 9.8982 | 0 | 0 | 0 | 0 | 0.038765 | 0 | 0 | 5.5828 | 0 | 17.313 | 0 | 0 | 0 | 0 | 0 | 0 | 0 | 0 | 0 | 0 | 0 | 0 | 0 | 0.45131 | 0 | 0.54519 | 0.65178 | 0 | 0 | 0.52621 | 0.74114 | 0 | 0 | 0 | 0 | 2.9156 | 0 | 0 | 0 | 0 | 0 | 0 | 0 | 0 | 0 | 0 | 0 | 0 | 0
5 | 3 | 19 | 4 | 1.7931 | 0 | 2.4769 | 0 | 0 | 0 | 0 | 0.053208 | 0 | 0 | 3.9586 | 0 | 8.2819 | 0 | 0 | 0 | 0 | 0 | 0 | 0 | 0 | 0 | 0 | 0 | 0 | 0 | 0.45131 | 0 | 0.88038 | 0.66993 | 0 | 0 | 0.42121 | 0.73604 | 0 | 0 | 0 | 0 | 3.1589 | 0 | 0 | 0 | 0 | 0 | 0 | 0 | 0 | 0 | 0 | 0 | 0 | 0
5 | 3 | 20 | 4 | 1.7931 | 0 | 2.4769 | 0 | 0 | 0 | 0 | 0.053892 | 0 | 0 | 4.4301 | 0 | 8.754 | 0 | 0 | 0 | 0 | 0 | 0 | 0 | 0 | 0 | 0 | 0 | 0 | 0 | 0.45131 | 0 | 1.1038 | 0.64136 | 0 | 0 | 0.36871 | 0.7304 | 0 | 0 | 0 | 0 | 3.2956 | 0 | 0 | 0 | 0 | 0 | 0 | 0 | 0 | 0 | 0 | 0 | 0 | 0
5 | 3 | 21 | 4 | 1.7931 | 0 | 2.4769 | 0 | 0 | 0 | 0 | 0.0633 | 0 | 0 | 3.9586 | 0 | 8.2919 | 0 | 0 | 0 | 0 | 0 | 0 | 0 | 0 | 0 | 0 | 0 | 0 | 0 | 0.45131 | 0 | 1.2156 | 0.79813 | 0 | 0 | 0.47371 | 0.7292 | 0 | 0 | 0 | 0 | 3.6679 | 0 | 0 | 0 | 0 | 0 | 0 | 0 | 0 | 0 | 0 | 0 | 0 | 0
5 | 3 | 22 | 4 | 1.7931 | 0 | 2.4769 | 0 | 0 | 0 | 0 | 0.085517 | 0 | 0 | 4.4236 | 0 | 8.7791 | 0 | 0 | 0 | 0 | 0 | 0 | 0 | 0 | 0 | 0 | 0 | 0 | 0 | 0.45131 | 0 | 1.1038 | 1.161 | 0 | 0 | 0.31621 | 0.73074 | 0 | 0 | 0 | 0 | 3.7631 | 0 | 0 | 0 | 0 | 0 | 0 | 0 | 0 | 0 | 0 | 0 | 0 | 0
5 | 3 | 23 | 4 | 1.7931 | 0 | 2.4769 | 0 | 0 | 0 | 0 | 0.023117 | 0 | 0 | 0.59526 | 0 | 4.8884 | 0 | 0 | 0 | 0 | 0 | 0 | 0 | 0 | 0 | 0 | 0 | 0 | 0 | 0.45131 | 0 | 0.88038 | 0.62986 | 0 | 0 | 0.053706 | 0.73674 | 0 | 0 | 0 | 0 | 2.752 | 0 | 0 | 0 | 0 | 0 | 0 | 0 | 0 | 0 | 0 | 0 | 0 | 0
5 | 3 | 24 | 4 | 1.7931 | 0 | 2.4769 | 0 | 0 | 0 | 0 | 0.025728 | 0 | 0 | 0.59528 | 0 | 4.891 | 0 | 0 | 0 | 0 | 0 | 0 | 0 | 0 | 0 | 0 | 0 | 0 | 0 | 0.45131 | 0 | 0.54519 | 0.69414 | 0 | 0 | 0.053706 | 0.74389 | 0 | 0 | 0 | 0 | 2.4882 | 0 | 0 | 0 | 0 | 0 | 0 | 0 | 0 | 0 | 0 | 0 | 0 | 0
5 | 4 | 1 | 5 | 1.7931 | 0 | 2.4769 | 0 | 0 | 0 | 0 | 0.025921 | 0 | 0 | 0.59531 | 0 | 4.8913 | 0 | 0 | 0 | 0 | 0 | 0 | 0 | 0 | 0 | 0 | 0 | 0 | 0 | 0.45131 | 0 | 0.32173 | 0.71003 | 0 | 0 | 0.053706 | 0.74569 | 0 | 0 | 0 | 0 | 2.2825 | 0 | 0 | 0 | 0 | 0 | 0 | 0 | 0 | 0 | 0 | 0 | 0 | 0
5 | 4 | 2 | 5 | 1.7931 | 0 | 2.4769 | 0 | 0 | 0 | 0 | 0.025725 | 0 | 0 | 0.59532 | 0 | 4.8911 | 0 | 0 | 0 | 0 | 0 | 0 | 0 | 0 | 0 | 0 | 0 | 0 | 0 | 0.45131 | 0 | 0.32173 | 0.70717 | 0 | 0 | 0.053706 | 0.7442 | 0 | 0 | 0 | 0 | 2.2781 | 0 | 0 | 0 | 0 | 0 | 0 | 0 | 0 | 0 | 0 | 0 | 0 | 0
5 | 4 | 3 | 5 | 1.7931 | 0 | 2.4769 | 0 | 0 | 0 | 0 | 0.029726 | 0 | 0 | 0.59532 | 0 | 4.8951 | 0 | 0 | 0 | 0 | 0 | 0 | 0 | 0 | 0 | 0 | 0 | 0 | 0 | 0.45131 | 0 | 0.32173 | 0.72851 | 0 | 0 | 0.053706 | 0.7472 | 0 | 0 | 0 | 0 | 2.3025 | 0 | 0 | 0 | 0 | 0 | 0 | 0 | 0 | 0 | 0 | 0 | 0 | 0
5 | 4 | 4 | 5 | 1.7931 | 0 | 2.4769 | 0 | 0 | 0 | 0 | 0.035968 | 0 | 0 | 0.59533 | 0 | 4.9013 | 0 | 0 | 0 | 0 | 0 | 0 | 0 | 0 | 0 | 0 | 0 | 0 | 0 | 0.45131 | 0 | 0.32173 | 0.98879 | 0 | 0 | 0.053706 | 0.75307 | 0 | 0 | 0 | 0 | 2.5686 | 0 | 0 | 0 | 0 | 0 | 0 | 0 | 0 | 0 | 0 | 0 | 0 | 0
5 | 4 | 5 | 5 | 1.7931 | 0 | 2.4769 | 0 | 0 | 0 | 0 | 0.058576 | 0 | 0 | 0.59535 | 0 | 4.9239 | 0 | 0 | 0 | 0 | 0 | 0 | 0 | 0 | 0 | 0 | 0 | 0 | 0 | 0.45131 | 0 | 0.32173 | 1.5097 | 0 | 0 | 0.053706 | 0.75776 | 0 | 0 | 0 | 0 | 3.0942 | 0 | 0 | 0 | 0 | 0 | 0 | 0 | 0 | 0 | 0 | 0 | 0 | 0
5 | 4 | 6 | 5 | 1.7931 | 0 | 2.4769 | 0 | 0 | 0 | 0 | 0.088489 | 0 | 0 | 3.3662 | 0 | 7.7247 | 0 | 0 | 0 | 0 | 0 | 0 | 0 | 0 | 0 | 0 | 0 | 0 | 0 | 0.45131 | 0 | 0.54519 | 1.9937 | 0 | 0 | 0.31621 | 0.75315 | 0 | 0 | 0 | 0 | 4.0596 | 0 | 0 | 0 | 0 | 0 | 0 | 0 | 0 | 0 | 0 | 0 | 0 | 0
5 | 4 | 7 | 5 | 1.7931 | 0 | 2.4769 | 0 | 0 | 0 | 0 | 0.52458 | 0 | 0 | 5.5829 | 0 | 10.3775 | 0 | 0 | 0 | 0 | 0 | 0 | 0 | 0 | 0 | 0 | 0 | 0 | 0 | 0.45131 | 0 | 0.71279 | 3.4803 | 0 | 0 | 0.52621 | 0.74553 | 0 | 0 | 0 | 0 | 5.9161 | 0 | 0 | 0 | 0 | 0 | 0 | 0 | 0 | 0 | 0 | 0 | 0 | 0
5 | 4 | 8 | 5 | 1.7931 | 0 | 13.6089 | 0 | 0 | 0 | 0 | 0.19074 | 0 | 0 | 3.9586 | 0 | 19.5514 | 0 | 0 | 0 | 0 | 0 | 0 | 0 | 0 | 0 | 0 | 0 | 0 | 0 | 0.45131 | 0 | 0.71279 | 1.8148 | 0 | 0 | 0.42121 | 0.73996 | 0 | 0 | 0 | 0 | 4.14 | 0 | 0 | 0 | 0 | 0 | 0 | 0 | 0 | 0 | 0 | 0 | 0 | 0
5 | 4 | 9 | 5 | 1.7931 | 0 | 13.6089 | 0 | 0 | 0 | 0 | 0.084353 | 0 | 0 | 3.876 | 0 | 19.3623 | 0 | 0 | 0 | 0 | 0 | 0 | 0 | 0 | 0 | 0 | 0 | 0 | 0 | 0.45131 | 0 | 0.71279 | 1.0092 | 0 | 0 | 0.31621 | 0.73687 | 0 | 0 | 0 | 0 | 3.2263 | 0 | 0 | 0 | 0 | 0 | 0 | 0 | 0 | 0 | 0 | 0 | 0 | 0
5 | 4 | 10 | 5 | 1.7931 | 0 | 13.6089 | 0 | 0 | 0 | 0 | 0.047576 | 0 | 0 | 3.3662 | 0 | 18.8157 | 0 | 0 | 0 | 0 | 0 | 0 | 0 | 0 | 0 | 0 | 0 | 0 | 0 | 0.45131 | 0 | 0.71279 | 0.71253 | 0 | 0 | 0.31621 | 0.7357 | 0 | 0 | 0 | 0 | 2.9285 | 0 | 0 | 0 | 0 | 0 | 0 | 0 | 0 | 0 | 0 | 0 | 0 | 0
5 | 4 | 11 | 5 | 1.7931 | 0 | 13.6089 | 0 | 0 | 0 | 0 | 0.033951 | 0 | 0 | 3.9203 | 0 | 19.3563 | 0 | 0 | 0 | 0 | 0 | 0 | 0 | 0 | 0 | 0 | 0 | 0 | 0 | 0.45131 | 0 | 0.54519 | 0.5075 | 0 | 0 | 0.36871 | 0.73749 | 0 | 0 | 0 | 0 | 2.6102 | 0 | 0 | 0 | 0 | 0 | 0 | 0 | 0 | 0 | 0 | 0 | 0 | 0
5 | 4 | 12 | 5 | 1.7931 | 0 | 8.6613 | 0 | 0 | 0 | 0 | 0.042532 | 0 | 0 | 3.9586 | 0 | 14.4556 | 0 | 0 | 0 | 0 | 0 | 0 | 0 | 0 | 0 | 0 | 0 | 0 | 0 | 0.45131 | 0 | 0.54519 | 0.62427 | 0 | 0 | 0.42121 | 0.73903 | 0 | 0 | 0 | 0 | 2.781 | 0 | 0 | 0 | 0 | 0 | 0 | 0 | 0 | 0 | 0 | 0 | 0 | 0
5 | 4 | 13 | 5 | 1.7931 | 0 | 13.6089 | 0 | 0 | 0 | 0 | 0.031184 | 0 | 0 | 4.4302 | 0 | 19.8634 | 0 | 0 | 0 | 0 | 0 | 0 | 0 | 0 | 0 | 0 | 0 | 0 | 0 | 0.45131 | 0 | 0.54519 | 0.48335 | 0 | 0 | 0.36871 | 0.73678 | 0 | 0 | 0 | 0 | 2.5853 | 0 | 0 | 0 | 0 | 0 | 0 | 0 | 0 | 0 | 0 | 0 | 0 | 0
5 | 4 | 14 | 5 | 1.7931 | 0 | 13.6089 | 0 | 0 | 0 | 0 | 0.033186 | 0 | 0 | 3.9203 | 0 | 19.3555 | 0 | 0 | 0 | 0 | 0 | 0 | 0 | 0 | 0 | 0 | 0 | 0 | 0 | 0.45131 | 0 | 0.54519 | 0.61173 | 0 | 0 | 0.36871 | 0.74116 | 0 | 0 | 0 | 0 | 2.7181 | 0 | 0 | 0 | 0 | 0 | 0 | 0 | 0 | 0 | 0 | 0 | 0 | 0
5 | 4 | 15 | 5 | 1.7931 | 0 | 13.6089 | 0 | 0 | 0 | 0 | 0.036988 | 0 | 0 | 3.3662 | 0 | 18.8052 | 0 | 0 | 0 | 0 | 0 | 0 | 0 | 0 | 0 | 0 | 0 | 0 | 0 | 0.45131 | 0 | 0.54519 | 0.65498 | 0 | 0 | 0.31621 | 0.74282 | 0 | 0 | 0 | 0 | 2.7105 | 0 | 0 | 0 | 0 | 0 | 0 | 0 | 0 | 0 | 0 | 0 | 0 | 0
5 | 4 | 16 | 5 | 1.7931 | 0 | 13.6089 | 0 | 0 | 0 | 0 | 0.040621 | 0 | 0 | 3.3662 | 0 | 18.8088 | 0 | 0 | 0 | 0 | 0 | 0 | 0 | 0 | 0 | 0 | 0 | 0 | 0 | 0.45131 | 0 | 0.54519 | 0.72827 | 0 | 0 | 0.31621 | 0.74574 | 0 | 0 | 0 | 0 | 2.7867 | 0 | 0 | 0 | 0 | 0 | 0 | 0 | 0 | 0 | 0 | 0 | 0 | 0
5 | 4 | 17 | 5 | 1.7931 | 0 | 13.6089 | 0 | 0 | 0 | 0 | 0.041057 | 0 | 0 | 5.5829 | 0 | 21.0259 | 0 | 0 | 0 | 0 | 0 | 0 | 0 | 0 | 0 | 0 | 0 | 0 | 0 | 0.45131 | 0 | 0.54519 | 0.73733 | 0 | 0 | 0.52621 | 0.74655 | 0 | 0 | 0 | 0 | 3.0066 | 0 | 0 | 0 | 0 | 0 | 0 | 0 | 0 | 0 | 0 | 0 | 0 | 0
5 | 4 | 18 | 5 | 1.7931 | 0 | 9.8982 | 0 | 0 | 0 | 0 | 0.061831 | 0 | 0 | 5.5829 | 0 | 17.3361 | 0 | 0 | 0 | 0 | 0 | 0 | 0 | 0 | 0 | 0 | 0 | 0 | 0 | 0.45131 | 0 | 0.54519 | 1.0256 | 0 | 0 | 0.52621 | 0.7493 | 0 | 0 | 0 | 0 | 3.2976 | 0 | 0 | 0 | 0 | 0 | 0 | 0 | 0 | 0 | 0 | 0 | 0 | 0
5 | 4 | 19 | 5 | 1.7931 | 0 | 2.4769 | 0 | 0 | 0 | 0 | 0.22901 | 0 | 0 | 3.9587 | 0 | 8.4577 | 0 | 0 | 0 | 0 | 0 | 0 | 0 | 0 | 0 | 0 | 0 | 0 | 0 | 0.45131 | 0 | 0.88038 | 2.2855 | 0 | 0 | 0.42121 | 0.74768 | 0 | 0 | 0 | 0 | 4.7861 | 0 | 0 | 0 | 0 | 0 | 0 | 0 | 0 | 0 | 0 | 0 | 0 | 0
5 | 4 | 20 | 5 | 1.7931 | 0 | 2.4769 | 0 | 0 | 0 | 0 | 0.32864 | 0 | 0 | 4.4302 | 0 | 9.0289 | 0 | 0 | 0 | 0 | 0 | 0 | 0 | 0 | 0 | 0 | 0 | 0 | 0 | 0.45131 | 0 | 1.1038 | 2.7234 | 0 | 0 | 0.36871 | 0.74732 | 0 | 0 | 0 | 0 | 5.3946 | 0 | 0 | 0 | 0 | 0 | 0 | 0 | 0 | 0 | 0 | 0 | 0 | 0
5 | 4 | 21 | 5 | 1.7931 | 0 | 2.4769 | 0 | 0 | 0 | 0 | 0.38753 | 0 | 0 | 3.9586 | 0 | 8.6162 | 0 | 0 | 0 | 0 | 0 | 0 | 0 | 0 | 0 | 0 | 0 | 0 | 0 | 0.45131 | 0 | 1.2156 | 3.042 | 0 | 0 | 0.47371 | 0.74867 | 0 | 0 | 0 | 0 | 5.9313 | 0 | 0 | 0 | 0 | 0 | 0 | 0 | 0 | 0 | 0 | 0 | 0 | 0
5 | 4 | 22 | 5 | 1.7931 | 0 | 2.4769 | 0 | 0 | 0 | 0 | 0.3944 | 0 | 0 | 4.4237 | 0 | 9.0881 | 0 | 0 | 0 | 0 | 0 | 0 | 0 | 0 | 0 | 0 | 0 | 0 | 0 | 0.45131 | 0 | 1.1038 | 3.0797 | 0 | 0 | 0.31621 | 0.74895 | 0 | 0 | 0 | 0 | 5.7 | 0 | 0 | 0 | 0 | 0 | 0 | 0 | 0 | 0 | 0 | 0 | 0 | 0
5 | 4 | 23 | 5 | 1.7931 | 0 | 2.4769 | 0 | 0 | 0 | 0 | 0.038576 | 0 | 0 | 0.59532 | 0 | 4.9039 | 0 | 0 | 0 | 0 | 0 | 0 | 0 | 0 | 0 | 0 | 0 | 0 | 0 | 0.45131 | 0 | 0.88038 | 0.99266 | 0 | 0 | 0.053706 | 0.75298 | 0 | 0 | 0 | 0 | 3.131 | 0 | 0 | 0 | 0 | 0 | 0 | 0 | 0 | 0 | 0 | 0 | 0 | 0
5 | 4 | 24 | 5 | 1.7931 | 0 | 2.4769 | 0 | 0 | 0 | 0 | 0.086163 | 0 | 0 | 0.59534 | 0 | 4.9515 | 0 | 0 | 0 | 0 | 0 | 0 | 0 | 0 | 0 | 0 | 0 | 0 | 0 | 0.45131 | 0 | 0.54519 | 1.9843 | 0 | 0 | 0.053706 | 0.7639 | 0 | 0 | 0 | 0 | 3.7984 | 0 | 0 | 0 | 0 | 0 | 0 | 0 | 0 | 0 | 0 | 0 | 0 | 0
5 | 5 | 1 | 6 | 1.7931 | 0 | 2.4769 | 0 | 0 | 0 | 0 | 0.14986 | 0 | 0 | 0.59537 | 0 | 5.0152 | 0 | 0 | 0 | 0 | 0 | 0 | 0 | 0 | 0 | 0 | 0 | 0 | 0 | 0.45131 | 0 | 0.32173 | 2.483 | 0 | 0 | 0.053706 | 0.76938 | 0 | 0 | 0 | 0 | 4.0791 | 0 | 0 | 0 | 0 | 0 | 0 | 0 | 0 | 0 | 0 | 0 | 0 | 0
5 | 5 | 2 | 6 | 1.7931 | 0 | 2.4769 | 0 | 0 | 0 | 0 | 0.20286 | 0 | 0 | 0.59539 | 0 | 5.0683 | 0 | 0 | 0 | 0 | 0 | 0 | 0 | 0 | 0 | 0 | 0 | 0 | 0 | 0.45131 | 0 | 0.32173 | 2.6664 | 0 | 0 | 0.053706 | 0.77212 | 0 | 0 | 0 | 0 | 4.2653 | 0 | 0 | 0 | 0 | 0 | 0 | 0 | 0 | 0 | 0 | 0 | 0 | 0
5 | 5 | 3 | 6 | 1.7931 | 0 | 2.4769 | 0 | 0 | 0 | 0 | 0.19618 | 0 | 0 | 0.5954 | 0 | 5.0616 | 0 | 0 | 0 | 0 | 0 | 0 | 0 | 0 | 0 | 0 | 0 | 0 | 0 | 0.45131 | 0 | 0.32173 | 2.6118 | 0 | 0 | 0.053706 | 0.76749 | 0 | 0 | 0 | 0 | 4.2061 | 0 | 0 | 0 | 0 | 0 | 0 | 0 | 0 | 0 | 0 | 0 | 0 | 0
5 | 5 | 4 | 6 | 1.7931 | 0 | 2.4769 | 0 | 0 | 0 | 0 | 0.22017 | 0 | 0 | 0.59539 | 0 | 5.0856 | 0 | 0 | 0 | 0 | 0 | 0 | 0 | 0 | 0 | 0 | 0 | 0 | 0 | 0.45131 | 0 | 0.32173 | 2.7129 | 0 | 0 | 0.053706 | 0.76879 | 0 | 0 | 0 | 0 | 4.3084 | 0 | 0 | 0 | 0 | 0 | 0 | 0 | 0 | 0 | 0 | 0 | 0 | 0
5 | 5 | 5 | 6 | 1.7931 | 0 | 2.4769 | 0 | 0 | 0 | 0 | 0.23185 | 0 | 0 | 0.59539 | 0 | 5.0972 | 0 | 0 | 0 | 0 | 0 | 0 | 0 | 0 | 0 | 0 | 0 | 0 | 0 | 0.45131 | 0 | 0.32173 | 2.6944 | 0 | 0 | 0.053706 | 0.76842 | 0 | 0 | 0 | 0 | 4.2895 | 0 | 0 | 0 | 0 | 0 | 0 | 0 | 0 | 0 | 0 | 0 | 0 | 0
5 | 5 | 6 | 6 | 1.7931 | 0 | 2.4769 | 0 | 0 | 0 | 0 | 0.2427 | 0 | 0 | 3.3662 | 0 | 7.879 | 0 | 0 | 0 | 0 | 0 | 0 | 0 | 0 | 0 | 0 | 0 | 0 | 0 | 0.45131 | 0 | 0.54519 | 2.6389 | 0 | 0 | 0.31621 | 0.76466 | 0 | 0 | 0 | 0 | 4.7163 | 0 | 0 | 0 | 0 | 0 | 0 | 0 | 0 | 0 | 0 | 0 | 0 | 0
5 | 5 | 7 | 6 | 1.7931 | 0 | 2.4769 | 0 | 0 | 0 | 0 | 0.6633 | 0 | 0 | 5.5829 | 0 | 10.5162 | 0 | 0 | 0 | 0 | 0 | 0 | 0 | 0 | 0 | 0 | 0 | 0 | 0 | 0.45131 | 0 | 0.71279 | 3.9141 | 0 | 0 | 0.52621 | 0.75975 | 0 | 0 | 0 | 0 | 6.3642 | 0 | 0 | 0 | 0 | 0 | 0 | 0 | 0 | 0 | 0 | 0 | 0 | 0
5 | 5 | 8 | 6 | 1.7931 | 0 | 13.6089 | 0 | 0 | 0 | 0 | 0.37111 | 0 | 0 | 3.9587 | 0 | 19.7318 | 0 | 0 | 0 | 0 | 0 | 0 | 0 | 0 | 0 | 0 | 0 | 0 | 0 | 0.45131 | 0 | 0.71279 | 2.6544 | 0 | 0 | 0.42121 | 0.75664 | 0 | 0 | 0 | 0 | 4.9964 | 0 | 0 | 0 | 0 | 0 | 0 | 0 | 0 | 0 | 0 | 0 | 0 | 0
5 | 5 | 9 | 6 | 1.7931 | 0 | 13.6089 | 0 | 0 | 0 | 0 | 0.23324 | 0 | 0 | 3.876 | 0 | 19.5113 | 0 | 0 | 0 | 0 | 0 | 0 | 0 | 0 | 0 | 0 | 0 | 0 | 0 | 0.45131 | 0 | 0.71279 | 1.987 | 0 | 0 | 0.31621 | 0.75234 | 0 | 0 | 0 | 0 | 4.2196 | 0 | 0 | 0 | 0 | 0 | 0 | 0 | 0 | 0 | 0 | 0 | 0 | 0
5 | 5 | 10 | 6 | 1.7931 | 0 | 13.6089 | 0 | 0 | 0 | 0 | 0.14531 | 0 | 0 | 3.3662 | 0 | 18.9135 | 0 | 0 | 0 | 0 | 0 | 0 | 0 | 0 | 0 | 0 | 0 | 0 | 0 | 0.45131 | 0 | 0.71279 | 1.4416 | 0 | 0 | 0.31621 | 0.74589 | 0 | 0 | 0 | 0 | 3.6678 | 0 | 0 | 0 | 0 | 0 | 0 | 0 | 0 | 0 | 0 | 0 | 0 | 0
5 | 5 | 11 | 6 | 1.7931 | 0 | 13.6089 | 0 | 0 | 0 | 0 | 0.065603 | 0 | 0 | 3.9204 | 0 | 19.388 | 0 | 0 | 0 | 0 | 0 | 0 | 0 | 0 | 0 | 0 | 0 | 0 | 0 | 0.45131 | 0 | 0.54519 | 0.78386 | 0 | 0 | 0.36871 | 0.7427 | 0 | 0 | 0 | 0 | 2.8918 | 0 | 0 | 0 | 0 | 0 | 0 | 0 | 0 | 0 | 0 | 0 | 0 | 0
5 | 5 | 12 | 6 | 1.7931 | 0 | 8.6613 | 0 | 0 | 0 | 0 | 0.048869 | 0 | 0 | 3.9586 | 0 | 14.462 | 0 | 0 | 0 | 0 | 0 | 0 | 0 | 0 | 0 | 0 | 0 | 0 | 0 | 0.45131 | 0 | 0.54519 | 0.60177 | 0 | 0 | 0.42121 | 0.74119 | 0 | 0 | 0 | 0 | 2.7607 | 0 | 0 | 0 | 0 | 0 | 0 | 0 | 0 | 0 | 0 | 0 | 0 | 0
5 | 5 | 13 | 6 | 1.7931 | 0 | 13.6089 | 0 | 0 | 0 | 0 | 0.032515 | 0 | 0 | 4.4302 | 0 | 19.8647 | 0 | 0 | 0 | 0 | 0 | 0 | 0 | 0 | 0 | 0 | 0 | 0 | 0 | 0.45131 | 0 | 0.54519 | 0.38665 | 0 | 0 | 0.36871 | 0.7394 | 0 | 0 | 0 | 0 | 2.4913 | 0 | 0 | 0 | 0 | 0 | 0 | 0 | 0 | 0 | 0 | 0 | 0 | 0
5 | 5 | 14 | 6 | 1.7931 | 0 | 13.6089 | 0 | 0 | 0 | 0 | 0.029418 | 0 | 0 | 3.9204 | 0 | 19.3518 | 0 | 0 | 0 | 0 | 0 | 0 | 0 | 0 | 0 | 0 | 0 | 0 | 0 | 0.45131 | 0 | 0.54519 | 0.32295 | 0 | 0 | 0.36871 | 0.73694 | 0 | 0 | 0 | 0 | 2.4251 | 0 | 0 | 0 | 0 | 0 | 0 | 0 | 0 | 0 | 0 | 0 | 0 | 0
5 | 5 | 15 | 6 | 1.7931 | 0 | 13.6089 | 0 | 0 | 0 | 0 | 0.027404 | 0 | 0 | 3.3662 | 0 | 18.7956 | 0 | 0 | 0 | 0 | 0 | 0 | 0 | 0 | 0 | 0 | 0 | 0 | 0 | 0.45131 | 0 | 0.54519 | 0.288 | 0 | 0 | 0.31621 | 0.73479 | 0 | 0 | 0 | 0 | 2.3355 | 0 | 0 | 0 | 0 | 0 | 0 | 0 | 0 | 0 | 0 | 0 | 0 | 0
5 | 5 | 16 | 6 | 1.7931 | 0 | 13.6089 | 0 | 0 | 0 | 0 | 0.025004 | 0 | 0 | 3.3662 | 0 | 18.7932 | 0 | 0 | 0 | 0 | 0 | 0 | 0 | 0 | 0 | 0 | 0 | 0 | 0 | 0.45131 | 0 | 0.54519 | 0.2282 | 0 | 0 | 0.31621 | 0.73125 | 0 | 0 | 0 | 0 | 2.2722 | 0 | 0 | 0 | 0 | 0 | 0 | 0 | 0 | 0 | 0 | 0 | 0 | 0
5 | 5 | 17 | 6 | 1.7931 | 0 | 13.6089 | 0 | 0 | 0 | 0 | 0.025699 | 0 | 0 | 5.5828 | 0 | 21.0106 | 0 | 0 | 0 | 0 | 0 | 0 | 0 | 0 | 0 | 0 | 0 | 0 | 0 | 0.45131 | 0 | 0.54519 | 0.20978 | 0 | 0 | 0.52621 | 0.73328 | 0 | 0 | 0 | 0 | 2.4658 | 0 | 0 | 0 | 0 | 0 | 0 | 0 | 0 | 0 | 0 | 0 | 0 | 0
5 | 5 | 18 | 6 | 1.7931 | 0 | 9.8982 | 0 | 0 | 0 | 0 | 0.03081 | 0 | 0 | 5.5828 | 0 | 17.305 | 0 | 0 | 0 | 0 | 0 | 0 | 0 | 0 | 0 | 0 | 0 | 0 | 0 | 0.45131 | 0 | 0.54519 | 0.24578 | 0 | 0 | 0.52621 | 0.73576 | 0 | 0 | 0 | 0 | 2.5042 | 0 | 0 | 0 | 0 | 0 | 0 | 0 | 0 | 0 | 0 | 0 | 0 | 0
5 | 5 | 19 | 6 | 1.7931 | 0 | 2.4769 | 0 | 0 | 0 | 0 | 0.044816 | 0 | 0 | 3.9586 | 0 | 8.2735 | 0 | 0 | 0 | 0 | 0 | 0 | 0 | 0 | 0 | 0 | 0 | 0 | 0 | 0.45131 | 0 | 0.88038 | 0.40912 | 0 | 0 | 0.42121 | 0.734 | 0 | 0 | 0 | 0 | 2.896 | 0 | 0 | 0 | 0 | 0 | 0 | 0 | 0 | 0 | 0 | 0 | 0 | 0
5 | 5 | 20 | 6 | 1.7931 | 0 | 2.4769 | 0 | 0 | 0 | 0 | 0.052775 | 0 | 0 | 4.4302 | 0 | 8.7529 | 0 | 0 | 0 | 0 | 0 | 0 | 0 | 0 | 0 | 0 | 0 | 0 | 0 | 0.45131 | 0 | 1.1038 | 0.5355 | 0 | 0 | 0.36871 | 0.73436 | 0 | 0 | 0 | 0 | 3.1937 | 0 | 0 | 0 | 0 | 0 | 0 | 0 | 0 | 0 | 0 | 0 | 0 | 0
5 | 5 | 21 | 6 | 1.7931 | 0 | 2.4769 | 0 | 0 | 0 | 0 | 0.056582 | 0 | 0 | 3.9586 | 0 | 8.2852 | 0 | 0 | 0 | 0 | 0 | 0 | 0 | 0 | 0 | 0 | 0 | 0 | 0 | 0.45131 | 0 | 1.2156 | 0.59323 | 0 | 0 | 0.47371 | 0.73353 | 0 | 0 | 0 | 0 | 3.4674 | 0 | 0 | 0 | 0 | 0 | 0 | 0 | 0 | 0 | 0 | 0 | 0 | 0
5 | 5 | 22 | 6 | 1.7931 | 0 | 2.4769 | 0 | 0 | 0 | 0 | 0.059912 | 0 | 0 | 4.4236 | 0 | 8.7535 | 0 | 0 | 0 | 0 | 0 | 0 | 0 | 0 | 0 | 0 | 0 | 0 | 0 | 0.45131 | 0 | 1.1038 | 0.68149 | 0 | 0 | 0.31621 | 0.73553 | 0 | 0 | 0 | 0 | 3.2884 | 0 | 0 | 0 | 0 | 0 | 0 | 0 | 0 | 0 | 0 | 0 | 0 | 0
5 | 5 | 23 | 6 | 1.7931 | 0 | 2.4769 | 0 | 0 | 0 | 0 | 0.024505 | 0 | 0 | 0.59529 | 0 | 4.8898 | 0 | 0 | 0 | 0 | 0 | 0 | 0 | 0 | 0 | 0 | 0 | 0 | 0 | 0.45131 | 0 | 0.88038 | 0.57298 | 0 | 0 | 0.053706 | 0.74094 | 0 | 0 | 0 | 0 | 2.6993 | 0 | 0 | 0 | 0 | 0 | 0 | 0 | 0 | 0 | 0 | 0 | 0 | 0
5 | 5 | 24 | 6 | 1.7931 | 0 | 2.4769 | 0 | 0 | 0 | 0 | 0.025959 | 0 | 0 | 0.59531 | 0 | 4.8913 | 0 | 0 | 0 | 0 | 0 | 0 | 0 | 0 | 0 | 0 | 0 | 0 | 0 | 0.45131 | 0 | 0.54519 | 0.69633 | 0 | 0 | 0.053706 | 0.7481 | 0 | 0 | 0 | 0 | 2.4946 | 0 | 0 | 0 | 0 | 0 | 0 | 0 | 0 | 0 | 0 | 0 | 0 | 0
5 | 6 | 1 | 7 | 1.7931 | 0 | 2.4769 | 0 | 0 | 0 | 0 | 0.028569 | 0 | 0 | 0.59534 | 0 | 4.8939 | 0 | 0 | 0 | 0 | 0 | 0 | 0 | 0 | 0 | 0 | 0 | 0 | 0 | 0.45131 | 0 | 0.32173 | 0.69176 | 0 | 0 | 0.053706 | 0.75267 | 0 | 0 | 0 | 0 | 2.2712 | 0 | 0 | 0 | 0 | 0 | 0 | 0 | 0 | 0 | 0 | 0 | 0 | 0
5 | 6 | 2 | 7 | 1.7931 | 0 | 2.4769 | 0 | 0 | 0 | 0 | 0.02965 | 0 | 0 | 0.59536 | 0 | 4.895 | 0 | 0 | 0 | 0 | 0 | 0 | 0 | 0 | 0 | 0 | 0 | 0 | 0 | 0.45131 | 0 | 0.32173 | 0.64822 | 0 | 0 | 0.053706 | 0.75247 | 0 | 0 | 0 | 0 | 2.2274 | 0 | 0 | 0 | 0 | 0 | 0 | 0 | 0 | 0 | 0 | 0 | 0 | 0
5 | 6 | 3 | 7 | 1.7931 | 0 | 2.4769 | 0 | 0 | 0 | 0 | 0.030862 | 0 | 0 | 0.59536 | 0 | 4.8962 | 0 | 0 | 0 | 0 | 0 | 0 | 0 | 0 | 0 | 0 | 0 | 0 | 0 | 0.45131 | 0 | 0.32173 | 0.69998 | 0 | 0 | 0.053706 | 0.75225 | 0 | 0 | 0 | 0 | 2.279 | 0 | 0 | 0 | 0 | 0 | 0 | 0 | 0 | 0 | 0 | 0 | 0 | 0
5 | 6 | 4 | 7 | 1.7931 | 0 | 2.4769 | 0 | 0 | 0 | 0 | 0.031474 | 0 | 0 | 0.59536 | 0 | 4.8968 | 0 | 0 | 0 | 0 | 0 | 0 | 0 | 0 | 0 | 0 | 0 | 0 | 0 | 0.45131 | 0 | 0.32173 | 0.67622 | 0 | 0 | 0.053706 | 0.75188 | 0 | 0 | 0 | 0 | 2.2548 | 0 | 0 | 0 | 0 | 0 | 0 | 0 | 0 | 0 | 0 | 0 | 0 | 0
5 | 6 | 5 | 7 | 1.7931 | 0 | 2.4769 | 0 | 0 | 0 | 0 | 0.031096 | 0 | 0 | 0.59536 | 0 | 4.8965 | 0 | 0 | 0 | 0 | 0 | 0 | 0 | 0 | 0 | 0 | 0 | 0 | 0 | 0.45131 | 0 | 0.32173 | 0.64441 | 0 | 0 | 0.053706 | 0.75069 | 0 | 0 | 0 | 0 | 2.2218 | 0 | 0 | 0 | 0 | 0 | 0 | 0 | 0 | 0 | 0 | 0 | 0 | 0
5 | 6 | 6 | 7 | 1.7931 | 0 | 2.4769 | 0 | 0 | 0 | 0 | 0.029165 | 0 | 0 | 3.3662 | 0 | 7.6654 | 0 | 0 | 0 | 0 | 0 | 0 | 0 | 0 | 0 | 0 | 0 | 0 | 0 | 0.45131 | 0 | 0.54519 | 0.58755 | 0 | 0 | 0.31621 | 0.746 | 0 | 0 | 0 | 0 | 2.6463 | 0 | 0 | 0 | 0 | 0 | 0 | 0 | 0 | 0 | 0 | 0 | 0 | 0
5 | 6 | 7 | 7 | 1.7931 | 0 | 2.4769 | 0 | 0 | 0 | 0 | 0.25877 | 0 | 0 | 5.5829 | 0 | 10.1117 | 0 | 0 | 0 | 0 | 0 | 0 | 0 | 0 | 0 | 0 | 0 | 0 | 0 | 0.45131 | 0 | 0.71279 | 1.9083 | 0 | 0 | 0.52621 | 0.74249 | 0 | 0 | 0 | 0 | 4.3411 | 0 | 0 | 0 | 0 | 0 | 0 | 0 | 0 | 0 | 0 | 0 | 0 | 0
5 | 6 | 8 | 7 | 1.7931 | 0 | 13.6089 | 0 | 0 | 0 | 0 | 0.087865 | 0 | 0 | 3.9586 | 0 | 19.4485 | 0 | 0 | 0 | 0 | 0 | 0 | 0 | 0 | 0 | 0 | 0 | 0 | 0 | 0.45131 | 0 | 0.71279 | 1.4089 | 0 | 0 | 0.42121 | 0.74417 | 0 | 0 | 0 | 0 | 3.7383 | 0 | 0 | 0 | 0 | 0 | 0 | 0 | 0 | 0 | 0 | 0 | 0 | 0
5 | 6 | 9 | 7 | 1.7931 | 0 | 13.6089 | 0 | 0 | 0 | 0 | 0.05749 | 0 | 0 | 3.876 | 0 | 19.3355 | 0 | 0 | 0 | 0 | 0 | 0 | 0 | 0 | 0 | 0 | 0 | 0 | 0 | 0.45131 | 0 | 0.71279 | 0.95054 | 0 | 0 | 0.31621 | 0.74376 | 0 | 0 | 0 | 0 | 3.1746 | 0 | 0 | 0 | 0 | 0 | 0 | 0 | 0 | 0 | 0 | 0 | 0 | 0
5 | 6 | 10 | 7 | 1.7931 | 0 | 13.6089 | 0 | 0 | 0 | 0 | 0.043017 | 0 | 0 | 3.3662 | 0 | 18.8112 | 0 | 0 | 0 | 0 | 0 | 0 | 0 | 0 | 0 | 0 | 0 | 0 | 0 | 0.45131 | 0 | 0.71279 | 0.63363 | 0 | 0 | 0.31621 | 0.73942 | 0 | 0 | 0 | 0 | 2.8534 | 0 | 0 | 0 | 0 | 0 | 0 | 0 | 0 | 0 | 0 | 0 | 0 | 0
5 | 6 | 11 | 7 | 1.7931 | 0 | 13.6089 | 0 | 0 | 0 | 0 | 0.038894 | 0 | 0 | 3.9203 | 0 | 19.3612 | 0 | 0 | 0 | 0 | 0 | 0 | 0 | 0 | 0 | 0 | 0 | 0 | 0 | 0.45131 | 0 | 0.54519 | 0.56032 | 0 | 0 | 0.36871 | 0.74165 | 0 | 0 | 0 | 0 | 2.6672 | 0 | 0 | 0 | 0 | 0 | 0 | 0 | 0 | 0 | 0 | 0 | 0 | 0
5 | 6 | 12 | 7 | 1.7931 | 0 | 8.6613 | 0 | 0 | 0 | 0 | 0.042105 | 0 | 0 | 3.9586 | 0 | 14.4552 | 0 | 0 | 0 | 0 | 0 | 0 | 0 | 0 | 0 | 0 | 0 | 0 | 0 | 0.45131 | 0 | 0.54519 | 0.51229 | 0 | 0 | 0.42121 | 0.74062 | 0 | 0 | 0 | 0 | 2.6706 | 0 | 0 | 0 | 0 | 0 | 0 | 0 | 0 | 0 | 0 | 0 | 0 | 0
5 | 6 | 13 | 7 | 1.7931 | 0 | 13.6089 | 0 | 0 | 0 | 0 | 0.032518 | 0 | 0 | 4.4302 | 0 | 19.8647 | 0 | 0 | 0 | 0 | 0 | 0 | 0 | 0 | 0 | 0 | 0 | 0 | 0 | 0.45131 | 0 | 0.54519 | 0.57115 | 0 | 0 | 0.36871 | 0.74187 | 0 | 0 | 0 | 0 | 2.6782 | 0 | 0 | 0 | 0 | 0 | 0 | 0 | 0 | 0 | 0 | 0 | 0 | 0
5 | 6 | 14 | 7 | 1.7931 | 0 | 13.6089 | 0 | 0 | 0 | 0 | 0.030191 | 0 | 0 | 3.9204 | 0 | 19.3525 | 0 | 0 | 0 | 0 | 0 | 0 | 0 | 0 | 0 | 0 | 0 | 0 | 0 | 0.45131 | 0 | 0.54519 | 0.46917 | 0 | 0 | 0.36871 | 0.73964 | 0 | 0 | 0 | 0 | 2.574 | 0 | 0 | 0 | 0 | 0 | 0 | 0 | 0 | 0 | 0 | 0 | 0 | 0
5 | 6 | 15 | 7 | 1.7931 | 0 | 13.6089 | 0 | 0 | 0 | 0 | 0.028906 | 0 | 0 | 3.3662 | 0 | 18.7971 | 0 | 0 | 0 | 0 | 0 | 0 | 0 | 0 | 0 | 0 | 0 | 0 | 0 | 0.45131 | 0 | 0.54519 | 0.48744 | 0 | 0 | 0.31621 | 0.73981 | 0 | 0 | 0 | 0 | 2.54 | 0 | 0 | 0 | 0 | 0 | 0 | 0 | 0 | 0 | 0 | 0 | 0 | 0
5 | 6 | 16 | 7 | 1.7931 | 0 | 13.6089 | 0 | 0 | 0 | 0 | 0.027439 | 0 | 0 | 3.3662 | 0 | 18.7956 | 0 | 0 | 0 | 0 | 0 | 0 | 0 | 0 | 0 | 0 | 0 | 0 | 0 | 0.45131 | 0 | 0.54519 | 0.49267 | 0 | 0 | 0.31621 | 0.73752 | 0 | 0 | 0 | 0 | 2.5429 | 0 | 0 | 0 | 0 | 0 | 0 | 0 | 0 | 0 | 0 | 0 | 0 | 0
5 | 6 | 17 | 7 | 1.7931 | 0 | 13.6089 | 0 | 0 | 0 | 0 | 0.035235 | 0 | 0 | 5.5829 | 0 | 21.0201 | 0 | 0 | 0 | 0 | 0 | 0 | 0 | 0 | 0 | 0 | 0 | 0 | 0 | 0.45131 | 0 | 0.54519 | 0.52505 | 0.038663 | 0 | 0.52621 | 0.74033 | 0 | 0 | 0 | 0 | 2.8268 | 0 | 0 | 0 | 0 | 0 | 0 | 0 | 0 | 0 | 0 | 0 | 0 | 0
5 | 6 | 18 | 7 | 1.7931 | 0 | 9.8982 | 0 | 0 | 0 | 0 | 0.036832 | 0 | 0 | 5.5829 | 0 | 17.311 | 0 | 0 | 0 | 0 | 0 | 0 | 0 | 0 | 0 | 0 | 0 | 0 | 0 | 0.45131 | 0 | 0.54519 | 0.63433 | 0 | 0 | 0.52621 | 0.74402 | 0 | 0 | 0 | 0 | 2.9011 | 0 | 0 | 0 | 0 | 0 | 0 | 0 | 0 | 0 | 0 | 0 | 0 | 0
5 | 6 | 19 | 7 | 1.7931 | 0 | 2.4769 | 0 | 0 | 0 | 0 | 0.054186 | 0 | 0 | 3.9586 | 0 | 8.2828 | 0 | 0 | 0 | 0 | 0 | 0 | 0 | 0 | 0 | 0 | 0 | 0 | 0 | 0.45131 | 0 | 0.88038 | 0.71069 | 0 | 0 | 0.42121 | 0.73976 | 0 | 0 | 0 | 0 | 3.2033 | 0 | 0 | 0 | 0 | 0 | 0 | 0 | 0 | 0 | 0 | 0 | 0 | 0
5 | 6 | 20 | 7 | 1.7931 | 0 | 2.4769 | 0 | 0 | 0 | 0 | 0.061369 | 0 | 0 | 4.4302 | 0 | 8.7615 | 0 | 0 | 0 | 0 | 0 | 0 | 0 | 0 | 0 | 0 | 0 | 0 | 0 | 0.45131 | 0 | 1.1038 | 0.82968 | 0 | 0 | 0.36871 | 0.73859 | 0 | 0 | 0 | 0 | 3.4921 | 0 | 0 | 0 | 0 | 0 | 0 | 0 | 0 | 0 | 0 | 0 | 0 | 0
5 | 6 | 21 | 7 | 1.7931 | 0 | 2.4769 | 0 | 0 | 0 | 0 | 0.088359 | 0 | 0 | 3.9586 | 0 | 8.317 | 0 | 0 | 0 | 0 | 0 | 0 | 0 | 0 | 0 | 0 | 0 | 0 | 0 | 0.45131 | 0 | 1.2156 | 1.163 | 0 | 0 | 0.47371 | 0.73778 | 0 | 0 | 0 | 0 | 4.0414 | 0 | 0 | 0 | 0 | 0 | 0 | 0 | 0 | 0 | 0 | 0 | 0 | 0
5 | 6 | 22 | 7 | 1.7931 | 0 | 2.4769 | 0 | 0 | 0 | 0 | 0.12786 | 0 | 0 | 4.4236 | 0 | 8.8215 | 0 | 0 | 0 | 0 | 0 | 0 | 0 | 0 | 0 | 0 | 0 | 0 | 0 | 0.45131 | 0 | 1.1038 | 1.4737 | 0 | 0 | 0.31621 | 0.7416 | 0 | 0 | 0 | 0 | 4.0867 | 0 | 0 | 0 | 0 | 0 | 0 | 0 | 0 | 0 | 0 | 0 | 0 | 0
5 | 6 | 23 | 7 | 1.7931 | 0 | 2.4769 | 0 | 0 | 0 | 0 | 0.027 | 0 | 0 | 0.5953 | 0 | 4.8923 | 0 | 0 | 0 | 0 | 0 | 0 | 0 | 0 | 0 | 0 | 0 | 0 | 0 | 0.45131 | 0 | 0.88038 | 0.73924 | 0 | 0 | 0.053706 | 0.74089 | 0 | 0 | 0 | 0 | 2.8655 | 0 | 0 | 0 | 0 | 0 | 0 | 0 | 0 | 0 | 0 | 0 | 0 | 0
5 | 6 | 24 | 7 | 1.7931 | 0 | 2.4769 | 0 | 0 | 0 | 0 | 0.031651 | 0 | 0 | 0.5953 | 0 | 4.897 | 0 | 0 | 0 | 0 | 0 | 0 | 0 | 0 | 0 | 0 | 0 | 0 | 0 | 0.45131 | 0 | 0.54519 | 0.83426 | 0 | 0 | 0.053706 | 0.75036 | 0 | 0 | 0 | 0 | 2.6348 | 0 | 0 | 0 | 0 | 0 | 0 | 0 | 0 | 0 | 0 | 0 | 0 | 0
5 | 7 | 1 | 1 | 1.7931 | 0 | 2.4769 | 0 | 0 | 0 | 0 | 0.034245 | 0 | 0 | 0.59533 | 0 | 4.8996 | 0 | 0 | 0 | 0 | 0 | 0 | 0 | 0 | 0 | 0 | 0 | 0 | 0 | 0.45131 | 0 | 0.32173 | 0.87988 | 0 | 0 | 0.053706 | 0.75456 | 0 | 0 | 0 | 0 | 2.4612 | 0 | 0 | 0 | 0 | 0 | 0 | 0 | 0 | 0 | 0 | 0 | 0 | 0
5 | 7 | 2 | 1 | 1.7931 | 0 | 2.4769 | 0 | 0 | 0 | 0 | 0.036418 | 0 | 0 | 0.59535 | 0 | 4.9018 | 0 | 0 | 0 | 0 | 0 | 0 | 0 | 0 | 0 | 0 | 0 | 0 | 0 | 0.45131 | 0 | 0.32173 | 0.98772 | 0 | 0 | 0.053706 | 0.75634 | 0 | 0 | 0 | 0 | 2.5708 | 0 | 0 | 0 | 0 | 0 | 0 | 0 | 0 | 0 | 0 | 0 | 0 | 0
5 | 7 | 3 | 1 | 1.7931 | 0 | 2.4769 | 0 | 0 | 0 | 0 | 0.036861 | 0 | 0 | 0.59535 | 0 | 4.9022 | 0 | 0 | 0 | 0 | 0 | 0 | 0 | 0 | 0 | 0 | 0 | 0 | 0 | 0.45131 | 0 | 0.32173 | 1.0195 | 0 | 0 | 0.053706 | 0.75523 | 0 | 0 | 0 | 0 | 2.6015 | 0 | 0 | 0 | 0 | 0 | 0 | 0 | 0 | 0 | 0 | 0 | 0 | 0
5 | 7 | 4 | 1 | 1.7931 | 0 | 2.4769 | 0 | 0 | 0 | 0 | 0.044269 | 0 | 0 | 0.59535 | 0 | 4.9096 | 0 | 0 | 0 | 0 | 0 | 0 | 0 | 0 | 0 | 0 | 0 | 0 | 0 | 0.45131 | 0 | 0.32173 | 1.2998 | 0 | 0 | 0.053706 | 0.7571 | 0 | 0 | 0 | 0 | 2.8836 | 0 | 0 | 0 | 0 | 0 | 0 | 0 | 0 | 0 | 0 | 0 | 0 | 0
5 | 7 | 5 | 1 | 1.7931 | 0 | 2.4769 | 0 | 0 | 0 | 0 | 0.059593 | 0 | 0 | 0.59535 | 0 | 4.925 | 0 | 0 | 0 | 0 | 0 | 0 | 0 | 0 | 0 | 0 | 0 | 0 | 0 | 0.45131 | 0 | 0.32173 | 1.5339 | 0 | 0 | 0.053706 | 0.75808 | 0 | 0 | 0 | 0 | 3.1187 | 0 | 0 | 0 | 0 | 0 | 0 | 0 | 0 | 0 | 0 | 0 | 0 | 0
5 | 7 | 6 | 1 | 1.7931 | 0 | 2.4769 | 0 | 0 | 0 | 0 | 0.050369 | 0 | 0 | 3.3662 | 0 | 7.6866 | 0 | 0 | 0 | 0 | 0 | 0 | 0 | 0 | 0 | 0 | 0 | 0 | 0 | 0.45131 | 0 | 0.54519 | 1.6177 | 0 | 0 | 0.31621 | 0.75265 | 0 | 0 | 0 | 0 | 3.6831 | 0 | 0 | 0 | 0 | 0 | 0 | 0 | 0 | 0 | 0 | 0 | 0 | 0
5 | 7 | 7 | 1 | 1.7931 | 0 | 2.4769 | 0 | 0 | 0 | 0 | 0.41863 | 0 | 0 | 5.5828 | 0 | 10.2715 | 0 | 0 | 0 | 0 | 0 | 0 | 0 | 0 | 0 | 0 | 0 | 0 | 0 | 0.45131 | 0 | 0.71279 | 3.0879 | 0 | 0 | 0.52621 | 0.74293 | 0 | 0 | 0 | 0 | 5.5211 | 0 | 0 | 0 | 0 | 0 | 0 | 0 | 0 | 0 | 0 | 0 | 0 | 0
5 | 7 | 8 | 1 | 1.7931 | 0 | 13.6089 | 0 | 0 | 0 | 0 | 0.075845 | 0 | 0 | 3.9586 | 0 | 19.4365 | 0 | 0 | 0 | 0 | 0 | 0 | 0 | 0 | 0 | 0 | 0 | 0 | 0 | 0.45131 | 0 | 0.71279 | 0.95791 | 0 | 0 | 0.42121 | 0.73115 | 0 | 0 | 0 | 0 | 3.2744 | 0 | 0 | 0 | 0 | 0 | 0 | 0 | 0 | 0 | 0 | 0 | 0 | 0
5 | 7 | 9 | 1 | 1.7931 | 0 | 13.6089 | 0 | 0 | 0 | 0 | 0.038868 | 0 | 0 | 3.8759 | 0 | 19.3168 | 0 | 0 | 0 | 0 | 0 | 0 | 0 | 0 | 0 | 0 | 0 | 0 | 0 | 0.45131 | 0 | 0.71279 | 0.56752 | 0 | 0 | 0.31621 | 0.73096 | 0 | 0 | 0 | 0 | 2.7788 | 0 | 0 | 0 | 0 | 0 | 0 | 0 | 0 | 0 | 0 | 0 | 0 | 0
5 | 7 | 10 | 1 | 1.7931 | 0 | 13.6089 | 0 | 0 | 0 | 0 | 0.031691 | 0 | 0 | 3.3661 | 0 | 18.7998 | 0 | 0 | 0 | 0 | 0 | 0 | 0 | 0 | 0 | 0 | 0 | 0 | 0 | 0.45131 | 0 | 0.71279 | 0.42852 | 0 | 0 | 0.31621 | 0.7306 | 0 | 0 | 0 | 0 | 2.6394 | 0 | 0 | 0 | 0 | 0 | 0 | 0 | 0 | 0 | 0 | 0 | 0 | 0
5 | 7 | 11 | 1 | 1.7931 | 0 | 13.6089 | 0 | 0 | 0 | 0 | 0.031059 | 0 | 0 | 3.9203 | 0 | 19.3534 | 0 | 0 | 0 | 0 | 0 | 0 | 0 | 0 | 0 | 0 | 0 | 0 | 0 | 0.45131 | 0 | 0.54519 | 0.41986 | 0 | 0 | 0.36871 | 0.73347 | 0 | 0 | 0 | 0 | 2.5185 | 0 | 0 | 0 | 0 | 0 | 0 | 0 | 0 | 0 | 0 | 0 | 0 | 0
5 | 7 | 12 | 1 | 1.7931 | 0 | 8.6613 | 0 | 0 | 0 | 0 | 0.033642 | 0 | 0 | 3.9586 | 0 | 14.4467 | 0 | 0 | 0 | 0 | 0 | 0 | 0 | 0 | 0 | 0 | 0 | 0 | 0 | 0.45131 | 0 | 0.54519 | 0.33648 | 0 | 0 | 0.42121 | 0.73305 | 0 | 0 | 0 | 0 | 2.4872 | 0 | 0 | 0 | 0 | 0 | 0 | 0 | 0 | 0 | 0 | 0 | 0 | 0
5 | 7 | 13 | 1 | 1.7931 | 0 | 13.6089 | 0 | 0 | 0 | 0 | 0.028453 | 0 | 0 | 4.4301 | 0 | 19.8606 | 0 | 0 | 0 | 0 | 0 | 0 | 0 | 0 | 0 | 0 | 0 | 0 | 0 | 0.45131 | 0 | 0.54519 | 0.3034 | 0 | 0 | 0.36871 | 0.7326 | 0 | 0 | 0 | 0 | 2.4012 | 0 | 0 | 0 | 0 | 0 | 0 | 0 | 0 | 0 | 0 | 0 | 0 | 0
5 | 7 | 14 | 1 | 1.7931 | 0 | 13.6089 | 0 | 0 | 0 | 0 | 0.027943 | 0 | 0 | 3.9203 | 0 | 19.3503 | 0 | 0 | 0 | 0 | 0 | 0 | 0 | 0 | 0 | 0 | 0 | 0 | 0 | 0.45131 | 0 | 0.54519 | 0.37418 | 0 | 0 | 0.36871 | 0.73431 | 0 | 0 | 0 | 0 | 2.4737 | 0 | 0 | 0 | 0 | 0 | 0 | 0 | 0 | 0 | 0 | 0 | 0 | 0
5 | 7 | 15 | 1 | 1.7931 | 0 | 13.6089 | 0 | 0 | 0 | 0 | 0.028586 | 0 | 0 | 3.3662 | 0 | 18.7967 | 0 | 0 | 0 | 0 | 0 | 0 | 0 | 0 | 0 | 0 | 0 | 0 | 0 | 0.45131 | 0 | 0.54519 | 0.44889 | 0 | 0 | 0.31621 | 0.73649 | 0 | 0 | 0 | 0 | 2.4981 | 0 | 0 | 0 | 0 | 0 | 0 | 0 | 0 | 0 | 0 | 0 | 0 | 0
5 | 7 | 16 | 1 | 1.7931 | 0 | 13.6089 | 0 | 0 | 0 | 0 | 0.029018 | 0 | 0 | 3.3662 | 0 | 18.7972 | 0 | 0 | 0 | 0 | 0 | 0 | 0 | 0 | 0 | 0 | 0 | 0 | 0 | 0.45131 | 0 | 0.54519 | 0.50166 | 0 | 0 | 0.31621 | 0.73842 | 0 | 0 | 0 | 0 | 2.5528 | 0 | 0 | 0 | 0 | 0 | 0 | 0 | 0 | 0 | 0 | 0 | 0 | 0
5 | 7 | 17 | 1 | 1.7931 | 0 | 13.6089 | 0 | 0 | 0 | 0 | 0.028688 | 0 | 0 | 5.5829 | 0 | 21.0136 | 0 | 0 | 0 | 0 | 0 | 0 | 0 | 0 | 0 | 0 | 0 | 0 | 0 | 0.45131 | 0 | 0.54519 | 0.55476 | 0 | 0 | 0.52621 | 0.74081 | 0 | 0 | 0 | 0 | 2.8183 | 0 | 0 | 0 | 0 | 0 | 0 | 0 | 0 | 0 | 0 | 0 | 0 | 0
5 | 7 | 18 | 1 | 1.7931 | 0 | 9.8982 | 0 | 0 | 0 | 0 | 0.03506 | 0 | 0 | 5.5829 | 0 | 17.3093 | 0 | 0 | 0 | 0 | 0 | 0 | 0 | 0 | 0 | 0 | 0 | 0 | 0 | 0.45131 | 0 | 0.54519 | 0.63828 | 0 | 0 | 0.52621 | 0.74145 | 0 | 0 | 0 | 0 | 2.9024 | 0 | 0 | 0 | 0 | 0 | 0 | 0 | 0 | 0 | 0 | 0 | 0 | 0
5 | 7 | 19 | 1 | 1.7931 | 0 | 2.4769 | 0 | 0 | 0 | 0 | 0.053996 | 0 | 0 | 3.9586 | 0 | 8.2827 | 0 | 0 | 0 | 0 | 0 | 0 | 0 | 0 | 0 | 0 | 0 | 0 | 0 | 0.45131 | 0 | 0.88038 | 0.71203 | 0 | 0 | 0.42121 | 0.73991 | 0 | 0 | 0 | 0 | 3.2048 | 0 | 0 | 0 | 0 | 0 | 0 | 0 | 0 | 0 | 0 | 0 | 0 | 0
5 | 7 | 20 | 1 | 1.7931 | 0 | 2.4769 | 0 | 0 | 0 | 0 | 0.056177 | 0 | 0 | 4.4302 | 0 | 8.7564 | 0 | 0 | 0 | 0 | 0 | 0 | 0 | 0 | 0 | 0 | 0 | 0 | 0 | 0.45131 | 0 | 1.1038 | 0.75312 | 0 | 0 | 0.36871 | 0.73497 | 0 | 0 | 0 | 0 | 3.412 | 0 | 0 | 0 | 0 | 0 | 0 | 0 | 0 | 0 | 0 | 0 | 0 | 0
5 | 7 | 21 | 1 | 1.7931 | 0 | 2.4769 | 0 | 0 | 0 | 0 | 0.070141 | 0 | 0 | 3.9586 | 0 | 8.2988 | 0 | 0 | 0 | 0 | 0 | 0 | 0 | 0 | 0 | 0 | 0 | 0 | 0 | 0.45131 | 0 | 1.2156 | 0.99848 | 0 | 0 | 0.47371 | 0.73704 | 0 | 0 | 0 | 0 | 3.8761 | 0 | 0 | 0 | 0 | 0 | 0 | 0 | 0 | 0 | 0 | 0 | 0 | 0
5 | 7 | 22 | 1 | 1.7931 | 0 | 2.4769 | 0 | 0 | 0 | 0 | 0.1161 | 0 | 0 | 4.4236 | 0 | 8.8097 | 0 | 0 | 0 | 0 | 0 | 0 | 0 | 0 | 0 | 0 | 0 | 0 | 0 | 0.45131 | 0 | 1.1038 | 1.6331 | 0 | 0 | 0.31621 | 0.74163 | 0 | 0 | 0 | 0 | 4.2461 | 0 | 0 | 0 | 0 | 0 | 0 | 0 | 0 | 0 | 0 | 0 | 0 | 0
5 | 7 | 23 | 1 | 1.7931 | 0 | 2.4769 | 0 | 0 | 0 | 0 | 0.028589 | 0 | 0 | 0.5953 | 0 | 4.8939 | 0 | 0 | 0 | 0 | 0 | 0 | 0 | 0 | 0 | 0 | 0 | 0 | 0 | 0.45131 | 0 | 0.88038 | 0.76199 | 0 | 0 | 0.053706 | 0.74372 | 0 | 0 | 0 | 0 | 2.8911 | 0 | 0 | 0 | 0 | 0 | 0 | 0 | 0 | 0 | 0 | 0 | 0 | 0
5 | 7 | 24 | 1 | 1.7931 | 0 | 2.4769 | 0 | 0 | 0 | 0 | 0.028012 | 0 | 0 | 0.59531 | 0 | 4.8933 | 0 | 0 | 0 | 0 | 0 | 0 | 0 | 0 | 0 | 0 | 0 | 0 | 0 | 0.45131 | 0 | 0.54519 | 0.77736 | 0 | 0 | 0.053706 | 0.74733 | 0 | 0 | 0 | 0 | 2.5749 | 0 | 0 | 0 | 0 | 0 | 0 | 0 | 0 | 0 | 0 | 0 | 0 | 0
5 | 8 | 1 | 2 | 1.7931 | 0 | 2.4769 | 0 | 0 | 0 | 0 | 0.03333 | 0 | 0 | 0.59532 | 0 | 4.8987 | 0 | 0 | 0 | 0 | 0 | 0 | 0 | 0 | 0 | 0 | 0 | 0 | 0 | 0.45131 | 0 | 0.32173 | 0.85196 | 0 | 0 | 0.053706 | 0.75483 | 0 | 0 | 0 | 0 | 2.4335 | 0 | 0 | 0 | 0 | 0 | 0 | 0 | 0 | 0 | 0 | 0 | 0 | 0
5 | 8 | 2 | 2 | 1.7931 | 0 | 2.4769 | 0 | 0 | 0 | 0 | 0.035884 | 0 | 0 | 0.59536 | 0 | 4.9013 | 0 | 0 | 0 | 0 | 0 | 0 | 0 | 0 | 0 | 0 | 0 | 0 | 0 | 0.45131 | 0 | 0.32173 | 0.91783 | 0 | 0 | 0.053706 | 0.75692 | 0 | 0 | 0 | 0 | 2.5015 | 0 | 0 | 0 | 0 | 0 | 0 | 0 | 0 | 0 | 0 | 0 | 0 | 0
5 | 8 | 3 | 2 | 1.7931 | 0 | 2.4769 | 0 | 0 | 0 | 0 | 0.03537 | 0 | 0 | 0.59537 | 0 | 4.9008 | 0 | 0 | 0 | 0 | 0 | 0 | 0 | 0 | 0 | 0 | 0 | 0 | 0 | 0.45131 | 0 | 0.32173 | 0.86356 | 0 | 0 | 0.053706 | 0.75569 | 0 | 0 | 0 | 0 | 2.446 | 0 | 0 | 0 | 0 | 0 | 0 | 0 | 0 | 0 | 0 | 0 | 0 | 0
5 | 8 | 4 | 2 | 1.7931 | 0 | 2.4769 | 0 | 0 | 0 | 0 | 0.037296 | 0 | 0 | 0.59536 | 0 | 4.9027 | 0 | 0 | 0 | 0 | 0 | 0 | 0 | 0 | 0 | 0 | 0 | 0 | 0 | 0.45131 | 0 | 0.32173 | 0.95294 | 0 | 0 | 0.053706 | 0.75673 | 0 | 0 | 0 | 0 | 2.5364 | 0 | 0 | 0 | 0 | 0 | 0 | 0 | 0 | 0 | 0 | 0 | 0 | 0
5 | 8 | 5 | 2 | 1.7931 | 0 | 2.4769 | 0 | 0 | 0 | 0 | 0.043568 | 0 | 0 | 0.59536 | 0 | 4.9089 | 0 | 0 | 0 | 0 | 0 | 0 | 0 | 0 | 0 | 0 | 0 | 0 | 0 | 0.45131 | 0 | 0.32173 | 1.2454 | 0 | 0 | 0.053706 | 0.75631 | 0 | 0 | 0 | 0 | 2.8285 | 0 | 0 | 0 | 0 | 0 | 0 | 0 | 0 | 0 | 0 | 0 | 0 | 0
5 | 8 | 6 | 2 | 1.7931 | 0 | 2.4769 | 0 | 0 | 0 | 0 | 0.049527 | 0 | 0 | 3.3662 | 0 | 7.6857 | 0 | 0 | 0 | 0 | 0 | 0 | 0 | 0 | 0 | 0 | 0 | 0 | 0 | 0.45131 | 0 | 0.54519 | 1.3053 | 0 | 0 | 0.31621 | 0.74795 | 0 | 0 | 0 | 0 | 3.366 | 0 | 0 | 0 | 0 | 0 | 0 | 0 | 0 | 0 | 0 | 0 | 0 | 0
5 | 8 | 7 | 2 | 1.7931 | 0 | 2.4769 | 0 | 0 | 0 | 0 | 0.48006 | 0 | 0 | 5.5828 | 0 | 10.3329 | 0 | 0 | 0 | 0 | 0 | 0 | 0 | 0 | 0 | 0 | 0 | 0 | 0 | 0.45131 | 0 | 0.71279 | 3.2119 | 0 | 0 | 0.52621 | 0.73998 | 0 | 0 | 0 | 0 | 5.6422 | 0 | 0 | 0 | 0 | 0 | 0 | 0 | 0 | 0 | 0 | 0 | 0 | 0
5 | 8 | 8 | 2 | 1.7931 | 0 | 13.6089 | 0 | 0 | 0 | 0 | 0.25426 | 0 | 0 | 3.9586 | 0 | 19.6149 | 0 | 0 | 0 | 0 | 0 | 0 | 0 | 0 | 0 | 0 | 0 | 0 | 0 | 0.45131 | 0 | 0.71279 | 2.2182 | 0 | 0 | 0.42121 | 0.74328 | 0 | 0 | 0 | 0 | 4.5468 | 0 | 0 | 0 | 0 | 0 | 0 | 0 | 0 | 0 | 0 | 0 | 0 | 0
5 | 8 | 9 | 2 | 1.7931 | 0 | 13.6089 | 0 | 0 | 0 | 0 | 0.15721 | 0 | 0 | 3.876 | 0 | 19.4352 | 0 | 0 | 0 | 0 | 0 | 0 | 0 | 0 | 0 | 0 | 0 | 0 | 0 | 0.45131 | 0 | 0.71279 | 1.701 | 0 | 0 | 0.31621 | 0.73945 | 0 | 0 | 0 | 0 | 3.9208 | 0 | 0 | 0 | 0 | 0 | 0 | 0 | 0 | 0 | 0 | 0 | 0 | 0
5 | 8 | 10 | 2 | 1.7931 | 0 | 13.6089 | 0 | 0 | 0 | 0 | 0.079399 | 0 | 0 | 3.3662 | 0 | 18.8476 | 0 | 0 | 0 | 0 | 0 | 0 | 0 | 0 | 0 | 0 | 0 | 0 | 0 | 0.45131 | 0 | 0.71279 | 1.1349 | 0 | 0 | 0.31621 | 0.73669 | 0 | 0 | 0 | 0 | 3.3519 | 0 | 0 | 0 | 0 | 0 | 0 | 0 | 0 | 0 | 0 | 0 | 0 | 0
5 | 8 | 11 | 2 | 1.7931 | 0 | 13.6089 | 0 | 0 | 0 | 0 | 0.059005 | 0 | 0 | 3.9203 | 0 | 19.3813 | 0 | 0 | 0 | 0 | 0 | 0 | 0 | 0 | 0 | 0 | 0 | 0 | 0 | 0.45131 | 0 | 0.54519 | 0.92608 | 0 | 0 | 0.36871 | 0.74069 | 0 | 0 | 0 | 0 | 3.032 | 0 | 0 | 0 | 0 | 0 | 0 | 0 | 0 | 0 | 0 | 0 | 0 | 0
5 | 8 | 12 | 2 | 1.7931 | 0 | 8.6613 | 0 | 0 | 0 | 0 | 0.089051 | 0 | 0 | 3.9586 | 0 | 14.5021 | 0 | 0 | 0 | 0 | 0 | 0 | 0 | 0 | 0 | 0 | 0 | 0 | 0 | 0.45131 | 0 | 0.54519 | 1.1079 | 0 | 0 | 0.42121 | 0.74101 | 0 | 0 | 0 | 0 | 3.2666 | 0 | 0 | 0 | 0 | 0 | 0 | 0 | 0 | 0 | 0 | 0 | 0 | 0
5 | 8 | 13 | 2 | 1.7931 | 0 | 13.6089 | 0 | 0 | 0 | 0 | 0.044836 | 0 | 0 | 4.4302 | 0 | 19.877 | 0 | 0 | 0 | 0 | 0 | 0 | 0 | 0 | 0 | 0 | 0 | 0 | 0 | 0.45131 | 0 | 0.54519 | 0.65238 | 0 | 0 | 0.36871 | 0.73985 | 0 | 0 | 0 | 0 | 2.7574 | 0 | 0 | 0 | 0 | 0 | 0 | 0 | 0 | 0 | 0 | 0 | 0 | 0
5 | 8 | 14 | 2 | 1.7931 | 0 | 13.6089 | 0 | 0 | 0 | 0 | 0.040146 | 0 | 0 | 3.9203 | 0 | 19.3625 | 0 | 0 | 0 | 0 | 0 | 0 | 0 | 0 | 0 | 0 | 0 | 0 | 0 | 0.45131 | 0 | 0.54519 | 0.63021 | 0 | 0 | 0.36871 | 0.7395 | 0 | 0 | 0 | 0 | 2.7349 | 0 | 0 | 0 | 0 | 0 | 0 | 0 | 0 | 0 | 0 | 0 | 0 | 0
5 | 8 | 15 | 2 | 1.7931 | 0 | 13.6089 | 0 | 0 | 0 | 0 | 0.039612 | 0 | 0 | 3.3662 | 0 | 18.8078 | 0 | 0 | 0 | 0 | 0 | 0 | 0 | 0 | 0 | 0 | 0 | 0 | 0 | 0.45131 | 0 | 0.54519 | 0.63053 | 0 | 0 | 0.31621 | 0.7399 | 0 | 0 | 0 | 0 | 2.6831 | 0 | 0 | 0 | 0 | 0 | 0 | 0 | 0 | 0 | 0 | 0 | 0 | 0
5 | 8 | 16 | 2 | 1.7931 | 0 | 13.6089 | 0 | 0 | 0 | 0 | 0.042284 | 0 | 0 | 3.3662 | 0 | 18.8105 | 0 | 0 | 0 | 0 | 0 | 0 | 0 | 0 | 0 | 0 | 0 | 0 | 0 | 0.45131 | 0 | 0.54519 | 0.70094 | 0 | 0 | 0.31621 | 0.74164 | 0 | 0 | 0 | 0 | 2.7553 | 0 | 0 | 0 | 0 | 0 | 0 | 0 | 0 | 0 | 0 | 0 | 0 | 0
5 | 8 | 17 | 2 | 1.7931 | 0 | 13.6089 | 0 | 0 | 0 | 0 | 0.049895 | 0 | 0 | 5.5828 | 0 | 21.0348 | 0 | 0 | 0 | 0 | 0 | 0 | 0 | 0 | 0 | 0 | 0 | 0 | 0 | 0.45131 | 0 | 0.54519 | 0.84569 | 0 | 0 | 0.52621 | 0.74524 | 0 | 0 | 0 | 0 | 3.1136 | 0 | 0 | 0 | 0 | 0 | 0 | 0 | 0 | 0 | 0 | 0 | 0 | 0
5 | 8 | 18 | 2 | 1.7931 | 0 | 9.8982 | 0 | 0 | 0 | 0 | 0.060484 | 0 | 0 | 5.5829 | 0 | 17.3347 | 0 | 0 | 0 | 0 | 0 | 0 | 0 | 0 | 0 | 0 | 0 | 0 | 0 | 0.45131 | 0 | 0.54519 | 0.84292 | 0 | 0 | 0.52621 | 0.74264 | 0 | 0 | 0 | 0 | 3.1083 | 0 | 0 | 0 | 0 | 0 | 0 | 0 | 0 | 0 | 0 | 0 | 0 | 0
5 | 8 | 19 | 2 | 1.7931 | 0 | 2.4769 | 0 | 0 | 0 | 0 | 0.18505 | 0 | 0 | 3.9586 | 0 | 8.4137 | 0 | 0 | 0 | 0 | 0 | 0 | 0 | 0 | 0 | 0 | 0 | 0 | 0 | 0.45131 | 0 | 0.88038 | 1.6446 | 0 | 0 | 0.42121 | 0.74164 | 0 | 0 | 0 | 0 | 4.1391 | 0 | 0 | 0 | 0 | 0 | 0 | 0 | 0 | 0 | 0 | 0 | 0 | 0
5 | 8 | 20 | 2 | 1.7931 | 0 | 2.4769 | 0 | 0 | 0 | 0 | 0.25129 | 0 | 0 | 4.4302 | 0 | 8.9515 | 0 | 0 | 0 | 0 | 0 | 0 | 0 | 0 | 0 | 0 | 0 | 0 | 0 | 0.45131 | 0 | 1.1038 | 1.8708 | 0 | 0 | 0.36871 | 0.73753 | 0 | 0 | 0 | 0 | 4.5322 | 0 | 0 | 0 | 0 | 0 | 0 | 0 | 0 | 0 | 0 | 0 | 0 | 0
5 | 8 | 21 | 2 | 1.7931 | 0 | 2.4769 | 0 | 0 | 0 | 0 | 0.31135 | 0 | 0 | 3.9586 | 0 | 8.54 | 0 | 0 | 0 | 0 | 0 | 0 | 0 | 0 | 0 | 0 | 0 | 0 | 0 | 0.45131 | 0 | 1.2156 | 2.1366 | 0 | 0 | 0.47371 | 0.7381 | 0 | 0 | 0 | 0 | 5.0153 | 0 | 0 | 0 | 0 | 0 | 0 | 0 | 0 | 0 | 0 | 0 | 0 | 0
5 | 8 | 22 | 2 | 1.7931 | 0 | 2.4769 | 0 | 0 | 0 | 0 | 0.32362 | 0 | 0 | 4.4236 | 0 | 9.0173 | 0 | 0 | 0 | 0 | 0 | 0 | 0 | 0 | 0 | 0 | 0 | 0 | 0 | 0.45131 | 0 | 1.1038 | 2.1899 | 0 | 0 | 0.31621 | 0.73929 | 0 | 0 | 0 | 0 | 4.8006 | 0 | 0 | 0 | 0 | 0 | 0 | 0 | 0 | 0 | 0 | 0 | 0 | 0
5 | 8 | 23 | 2 | 1.7931 | 0 | 2.4769 | 0 | 0 | 0 | 0 | 0.031321 | 0 | 0 | 0.5953 | 0 | 4.8966 | 0 | 0 | 0 | 0 | 0 | 0 | 0 | 0 | 0 | 0 | 0 | 0 | 0 | 0.45131 | 0 | 0.88038 | 0.67645 | 0 | 0 | 0.053706 | 0.74345 | 0 | 0 | 0 | 0 | 2.8053 | 0 | 0 | 0 | 0 | 0 | 0 | 0 | 0 | 0 | 0 | 0 | 0 | 0
5 | 8 | 24 | 2 | 1.7931 | 0 | 2.4769 | 0 | 0 | 0 | 0 | 0.039431 | 0 | 0 | 0.59531 | 0 | 4.9048 | 0 | 0 | 0 | 0 | 0 | 0 | 0 | 0 | 0 | 0 | 0 | 0 | 0 | 0.45131 | 0 | 0.54519 | 0.92096 | 0 | 0 | 0.053706 | 0.75074 | 0 | 0 | 0 | 0 | 2.7219 | 0 | 0 | 0 | 0 | 0 | 0 | 0 | 0 | 0 | 0 | 0 | 0 | 0
5 | 9 | 1 | 3 | 1.7931 | 0 | 2.4769 | 0 | 0 | 0 | 0 | 0.067576 | 0 | 0 | 0.59534 | 0 | 4.9329 | 0 | 0 | 0 | 0 | 0 | 0 | 0 | 0 | 0 | 0 | 0 | 0 | 0 | 0.45131 | 0 | 0.32173 | 1.4306 | 0 | 0 | 0.053706 | 0.75636 | 0 | 0 | 0 | 0 | 3.0137 | 0 | 0 | 0 | 0 | 0 | 0 | 0 | 0 | 0 | 0 | 0 | 0 | 0
5 | 9 | 2 | 3 | 1.7931 | 0 | 2.4769 | 0 | 0 | 0 | 0 | 0.097464 | 0 | 0 | 0.59536 | 0 | 4.9628 | 0 | 0 | 0 | 0 | 0 | 0 | 0 | 0 | 0 | 0 | 0 | 0 | 0 | 0.45131 | 0 | 0.32173 | 1.848 | 0 | 0 | 0.053706 | 0.75856 | 0 | 0 | 0 | 0 | 3.4333 | 0 | 0 | 0 | 0 | 0 | 0 | 0 | 0 | 0 | 0 | 0 | 0 | 0
5 | 9 | 3 | 3 | 1.7931 | 0 | 2.4769 | 0 | 0 | 0 | 0 | 0.13992 | 0 | 0 | 0.59537 | 0 | 5.0053 | 0 | 0 | 0 | 0 | 0 | 0 | 0 | 0 | 0 | 0 | 0 | 0 | 0 | 0.45131 | 0 | 0.32173 | 2.1526 | 0 | 0 | 0.053706 | 0.76207 | 0 | 0 | 0 | 0 | 3.7415 | 0 | 0 | 0 | 0 | 0 | 0 | 0 | 0 | 0 | 0 | 0 | 0 | 0
5 | 9 | 4 | 3 | 1.7931 | 0 | 2.4769 | 0 | 0 | 0 | 0 | 0.16932 | 0 | 0 | 0.59537 | 0 | 5.0347 | 0 | 0 | 0 | 0 | 0 | 0 | 0 | 0 | 0 | 0 | 0 | 0 | 0 | 0.45131 | 0 | 0.32173 | 2.461 | 0 | 0 | 0.053706 | 0.76299 | 0 | 0 | 0 | 0 | 4.0508 | 0 | 0 | 0 | 0 | 0 | 0 | 0 | 0 | 0 | 0 | 0 | 0 | 0
5 | 9 | 5 | 3 | 1.7931 | 0 | 2.4769 | 0 | 0 | 0 | 0 | 0.17467 | 0 | 0 | 0.59537 | 0 | 5.0401 | 0 | 0 | 0 | 0 | 0 | 0 | 0 | 0 | 0 | 0 | 0 | 0 | 0 | 0.45131 | 0 | 0.32173 | 2.5326 | 0 | 0 | 0.053706 | 0.76103 | 0 | 0 | 0 | 0 | 4.1204 | 0 | 0 | 0 | 0 | 0 | 0 | 0 | 0 | 0 | 0 | 0 | 0 | 0
5 | 9 | 6 | 3 | 1.7931 | 0 | 2.4769 | 0 | 0 | 0 | 0 | 0.18964 | 0 | 0 | 3.3662 | 0 | 7.8259 | 0 | 0 | 0 | 0 | 0 | 0 | 0 | 0 | 0 | 0 | 0 | 0 | 0 | 0.45131 | 0 | 0.54519 | 2.3763 | 0 | 0 | 0.31621 | 0.75802 | 0 | 0 | 0 | 0 | 4.447 | 0 | 0 | 0 | 0 | 0 | 0 | 0 | 0 | 0 | 0 | 0 | 0 | 0
5 | 9 | 7 | 3 | 1.7931 | 0 | 2.4769 | 0 | 0 | 0 | 0 | 0.59756 | 0 | 0 | 5.5829 | 0 | 10.4505 | 0 | 0 | 0 | 0 | 0 | 0 | 0 | 0 | 0 | 0 | 0 | 0 | 0 | 0.45131 | 0 | 0.71279 | 3.4616 | 0 | 0 | 0.52621 | 0.75177 | 0 | 0 | 0 | 0 | 5.9037 | 0 | 0 | 0 | 0 | 0 | 0 | 0 | 0 | 0 | 0 | 0 | 0 | 0
5 | 9 | 8 | 3 | 1.7931 | 0 | 13.6089 | 0 | 0 | 0 | 0 | 0.2128 | 0 | 0 | 3.9586 | 0 | 19.5734 | 0 | 0 | 0 | 0 | 0 | 0 | 0 | 0 | 0 | 0 | 0 | 0 | 0 | 0.45131 | 0 | 0.71279 | 1.6978 | 0 | 0 | 0.42121 | 0.74145 | 0 | 0 | 0 | 0 | 4.0246 | 0 | 0 | 0 | 0 | 0 | 0 | 0 | 0 | 0 | 0 | 0 | 0 | 0
5 | 9 | 9 | 3 | 1.7931 | 0 | 13.6089 | 0 | 0 | 0 | 0 | 0.092686 | 0 | 0 | 3.876 | 0 | 19.3707 | 0 | 0 | 0 | 0 | 0 | 0 | 0 | 0 | 0 | 0 | 0 | 0 | 0 | 0.45131 | 0 | 0.71279 | 0.79464 | 0 | 0 | 0.31621 | 0.73631 | 0 | 0 | 0 | 0 | 3.0113 | 0 | 0 | 0 | 0 | 0 | 0 | 0 | 0 | 0 | 0 | 0 | 0 | 0
5 | 9 | 10 | 3 | 1.7931 | 0 | 13.6089 | 0 | 0 | 0 | 0 | 0.041182 | 0 | 0 | 3.3662 | 0 | 18.8093 | 0 | 0 | 0 | 0 | 0 | 0 | 0 | 0 | 0 | 0 | 0 | 0 | 0 | 0.45131 | 0 | 0.71279 | 0.39263 | 0 | 0 | 0.31621 | 0.73241 | 0 | 0 | 0 | 0 | 2.6053 | 0 | 0 | 0 | 0 | 0 | 0 | 0 | 0 | 0 | 0 | 0 | 0 | 0
5 | 9 | 11 | 3 | 1.7931 | 0 | 13.6089 | 0 | 0 | 0 | 0 | 0.033647 | 0 | 0 | 3.9203 | 0 | 19.356 | 0 | 0 | 0 | 0 | 0 | 0 | 0 | 0 | 0 | 0 | 0 | 0 | 0 | 0.45131 | 0 | 0.54519 | 0.26654 | 0 | 0 | 0.36871 | 0.73355 | 0 | 0 | 0 | 0 | 2.3653 | 0 | 0 | 0 | 0 | 0 | 0 | 0 | 0 | 0 | 0 | 0 | 0 | 0
5 | 9 | 12 | 3 | 1.7931 | 0 | 8.6613 | 0 | 0 | 0 | 0 | 0.034526 | 0 | 0 | 3.9586 | 0 | 14.4476 | 0 | 0 | 0 | 0 | 0 | 0 | 0 | 0 | 0 | 0 | 0 | 0 | 0 | 0.45131 | 0 | 0.54519 | 0.18565 | 0 | 0 | 0.42121 | 0.73057 | 0 | 0 | 0 | 0 | 2.3339 | 0 | 0 | 0 | 0 | 0 | 0 | 0 | 0 | 0 | 0 | 0 | 0 | 0
5 | 9 | 13 | 3 | 1.7931 | 0 | 13.6089 | 0 | 0 | 0 | 0 | 0.029143 | 0 | 0 | 4.4301 | 0 | 19.8613 | 0 | 0 | 0 | 0 | 0 | 0 | 0 | 0 | 0 | 0 | 0 | 0 | 0 | 0.45131 | 0 | 0.54519 | 0.12781 | 0 | 0 | 0.36871 | 0.7284 | 0 | 0 | 0 | 0 | 2.2214 | 0 | 0 | 0 | 0 | 0 | 0 | 0 | 0 | 0 | 0 | 0 | 0 | 0
5 | 9 | 14 | 3 | 1.7931 | 0 | 13.6089 | 0 | 0 | 0 | 0 | 0.02778 | 0 | 0 | 3.9203 | 0 | 19.3501 | 0 | 0 | 0 | 0 | 0 | 0 | 0 | 0 | 0 | 0 | 0 | 0 | 0 | 0.45131 | 0 | 0.54519 | 0.15012 | 0 | 0 | 0.36871 | 0.72841 | 0 | 0 | 0 | 0 | 2.2437 | 0 | 0 | 0 | 0 | 0 | 0 | 0 | 0 | 0 | 0 | 0 | 0 | 0
5 | 9 | 15 | 3 | 1.7931 | 0 | 13.6089 | 0 | 0 | 0 | 0 | 0.026107 | 0 | 0 | 3.3661 | 0 | 18.7943 | 0 | 0 | 0 | 0 | 0 | 0 | 0 | 0 | 0 | 0 | 0 | 0 | 0 | 0.45131 | 0 | 0.54519 | 0.12384 | 0 | 0 | 0.31621 | 0.72738 | 0 | 0 | 0 | 0 | 2.1639 | 0 | 0 | 0 | 0 | 0 | 0 | 0 | 0 | 0 | 0 | 0 | 0 | 0
5 | 9 | 16 | 3 | 1.7931 | 0 | 13.6089 | 0 | 0 | 0 | 0 | 0.024575 | 0 | 0 | 3.3661 | 0 | 18.7927 | 0 | 0 | 0 | 0 | 0 | 0 | 0 | 0 | 0 | 0 | 0 | 0 | 0 | 0.45131 | 0 | 0.54519 | 0.11755 | 0 | 0 | 0.31621 | 0.72383 | 0 | 0 | 0 | 0 | 2.1541 | 0 | 0 | 0 | 0 | 0 | 0 | 0 | 0 | 0 | 0 | 0 | 0 | 0
5 | 9 | 17 | 3 | 1.7931 | 0 | 13.6089 | 0 | 0 | 0 | 0 | 0.031009 | 0 | 0 | 5.5828 | 0 | 21.0158 | 0 | 0 | 0 | 0 | 0 | 0 | 0 | 0 | 0 | 0 | 0 | 0 | 0 | 0.45131 | 0 | 0.54519 | 0.14526 | 0 | 0 | 0.52621 | 0.72733 | 0 | 0 | 0 | 0 | 2.3953 | 0 | 0 | 0 | 0 | 0 | 0 | 0 | 0 | 0 | 0 | 0 | 0 | 0
5 | 9 | 18 | 3 | 1.7931 | 0 | 9.8982 | 0 | 0 | 0 | 0 | 0.029496 | 0 | 0 | 5.5828 | 0 | 17.3037 | 0 | 0 | 0 | 0 | 0 | 0 | 0 | 0 | 0 | 0 | 0 | 0 | 0 | 0.45131 | 0 | 0.54519 | 0.17739 | 0 | 0 | 0.52621 | 0.72977 | 0 | 0 | 0 | 0 | 2.4299 | 0 | 0 | 0 | 0 | 0 | 0 | 0 | 0 | 0 | 0 | 0 | 0 | 0
5 | 9 | 19 | 3 | 1.7931 | 0 | 2.4769 | 0 | 0 | 0 | 0 | 0.03792 | 0 | 0 | 3.9586 | 0 | 8.2666 | 0 | 0 | 0 | 0 | 0 | 0 | 0 | 0 | 0 | 0 | 0 | 0 | 0 | 0.45131 | 0 | 0.88038 | 0.22928 | 0 | 0 | 0.42121 | 0.72718 | 0 | 0 | 0 | 0 | 2.7094 | 0 | 0 | 0 | 0 | 0 | 0 | 0 | 0 | 0 | 0 | 0 | 0 | 0
5 | 9 | 20 | 3 | 1.7931 | 0 | 2.4769 | 0 | 0 | 0 | 0 | 0.039591 | 0 | 0 | 4.4301 | 0 | 8.7397 | 0 | 0 | 0 | 0 | 0 | 0 | 0 | 0 | 0 | 0 | 0 | 0 | 0 | 0.45131 | 0 | 1.1038 | 0.24862 | 0 | 0 | 0.36871 | 0.72424 | 0 | 0 | 0 | 0 | 2.8967 | 0 | 0 | 0 | 0 | 0 | 0 | 0 | 0 | 0 | 0 | 0 | 0 | 0
5 | 9 | 21 | 3 | 1.7931 | 0 | 2.4769 | 0 | 0 | 0 | 0 | 0.042511 | 0 | 0 | 3.9586 | 0 | 8.2711 | 0 | 0 | 0 | 0 | 0 | 0 | 0 | 0 | 0 | 0 | 0 | 0 | 0 | 0.45131 | 0 | 1.2156 | 0.3448 | 0 | 0 | 0.47371 | 0.72452 | 0 | 0 | 0 | 0 | 3.2099 | 0 | 0 | 0 | 0 | 0 | 0 | 0 | 0 | 0 | 0 | 0 | 0 | 0
5 | 9 | 22 | 3 | 1.7931 | 0 | 2.4769 | 0 | 0 | 0 | 0 | 0.045226 | 0 | 0 | 4.4235 | 0 | 8.7388 | 0 | 0 | 0 | 0 | 0 | 0 | 0 | 0 | 0 | 0 | 0 | 0 | 0 | 0.45131 | 0 | 1.1038 | 0.38506 | 0 | 0 | 0.31621 | 0.72709 | 0 | 0 | 0 | 0 | 2.9835 | 0 | 0 | 0 | 0 | 0 | 0 | 0 | 0 | 0 | 0 | 0 | 0 | 0
5 | 9 | 23 | 3 | 1.7931 | 0 | 2.4769 | 0 | 0 | 0 | 0 | 0.020908 | 0 | 0 | 0.59525 | 0 | 4.8862 | 0 | 0 | 0 | 0 | 0 | 0 | 0 | 0 | 0 | 0 | 0 | 0 | 0 | 0.45131 | 0 | 0.88038 | 0.35804 | 0 | 0 | 0.053706 | 0.7318 | 0 | 0 | 0 | 0 | 2.4752 | 0 | 0 | 0 | 0 | 0 | 0 | 0 | 0 | 0 | 0 | 0 | 0 | 0
5 | 9 | 24 | 3 | 1.7931 | 0 | 2.4769 | 0 | 0 | 0 | 0 | 0.022144 | 0 | 0 | 0.59527 | 0 | 4.8874 | 0 | 0 | 0 | 0 | 0 | 0 | 0 | 0 | 0 | 0 | 0 | 0 | 0 | 0.45131 | 0 | 0.54519 | 0.42582 | 0 | 0 | 0.053706 | 0.74065 | 0 | 0 | 0 | 0 | 2.2167 | 0 | 0 | 0 | 0 | 0 | 0 | 0 | 0 | 0 | 0 | 0 | 0 | 0
5 | 10 | 1 | 4 | 1.7931 | 0 | 2.4769 | 0 | 0 | 0 | 0 | 0.022993 | 0 | 0 | 0.5953 | 0 | 4.8883 | 0 | 0 | 0 | 0 | 0 | 0 | 0 | 0 | 0 | 0 | 0 | 0 | 0 | 0.45131 | 0 | 0.32173 | 0.49961 | 0 | 0 | 0.053706 | 0.74586 | 0 | 0 | 0 | 0 | 2.0722 | 0 | 0 | 0 | 0 | 0 | 0 | 0 | 0 | 0 | 0 | 0 | 0 | 0
5 | 10 | 2 | 4 | 1.7931 | 0 | 2.4769 | 0 | 0 | 0 | 0 | 0.02287 | 0 | 0 | 0.59533 | 0 | 4.8882 | 0 | 0 | 0 | 0 | 0 | 0 | 0 | 0 | 0 | 0 | 0 | 0 | 0 | 0.45131 | 0 | 0.32173 | 0.49789 | 0 | 0 | 0.053706 | 0.74524 | 0 | 0 | 0 | 0 | 2.0699 | 0 | 0 | 0 | 0 | 0 | 0 | 0 | 0 | 0 | 0 | 0 | 0 | 0
5 | 10 | 3 | 4 | 1.7931 | 0 | 2.4769 | 0 | 0 | 0 | 0 | 0.022242 | 0 | 0 | 0.59532 | 0 | 4.8876 | 0 | 0 | 0 | 0 | 0 | 0 | 0 | 0 | 0 | 0 | 0 | 0 | 0 | 0.45131 | 0 | 0.32173 | 0.48897 | 0 | 0 | 0.053706 | 0.74365 | 0 | 0 | 0 | 0 | 2.0594 | 0 | 0 | 0 | 0 | 0 | 0 | 0 | 0 | 0 | 0 | 0 | 0 | 0
5 | 10 | 4 | 4 | 1.7931 | 0 | 2.4769 | 0 | 0 | 0 | 0 | 0.024356 | 0 | 0 | 0.59532 | 0 | 4.8897 | 0 | 0 | 0 | 0 | 0 | 0 | 0 | 0 | 0 | 0 | 0 | 0 | 0 | 0.45131 | 0 | 0.32173 | 0.55473 | 0 | 0 | 0.053706 | 0.74695 | 0 | 0 | 0 | 0 | 2.1284 | 0 | 0 | 0 | 0 | 0 | 0 | 0 | 0 | 0 | 0 | 0 | 0 | 0
5 | 10 | 5 | 4 | 1.7931 | 0 | 2.4769 | 0 | 0 | 0 | 0 | 0.023407 | 0 | 0 | 0.59533 | 0 | 4.8887 | 0 | 0 | 0 | 0 | 0 | 0 | 0 | 0 | 0 | 0 | 0 | 0 | 0 | 0.45131 | 0 | 0.32173 | 0.56218 | 0 | 0 | 0.053706 | 0.74468 | 0 | 0 | 0 | 0 | 2.1336 | 0 | 0 | 0 | 0 | 0 | 0 | 0 | 0 | 0 | 0 | 0 | 0 | 0
5 | 10 | 6 | 4 | 1.7931 | 0 | 2.4769 | 0 | 0 | 0 | 0 | 0.023767 | 0 | 0 | 3.3662 | 0 | 7.66 | 0 | 0 | 0 | 0 | 0 | 0 | 0 | 0 | 0 | 0 | 0 | 0 | 0 | 0.45131 | 0 | 0.54519 | 0.55352 | 0 | 0 | 0.31621 | 0.73986 | 0 | 0 | 0 | 0 | 2.6061 | 0 | 0 | 0 | 0 | 0 | 0 | 0 | 0 | 0 | 0 | 0 | 0 | 0
5 | 10 | 7 | 4 | 1.7931 | 0 | 2.4769 | 0 | 0 | 0 | 0 | 0.054356 | 0 | 0 | 5.5828 | 0 | 9.9072 | 0 | 0 | 0 | 0 | 0 | 0 | 0 | 0 | 0 | 0 | 0 | 0 | 0 | 0.45131 | 0 | 0.71279 | 0.60423 | 0 | 0 | 0.52621 | 0.73379 | 0 | 0 | 0 | 0 | 3.0283 | 0 | 0 | 0 | 0 | 0 | 0 | 0 | 0 | 0 | 0 | 0 | 0 | 0
5 | 10 | 8 | 4 | 1.7931 | 0 | 13.6089 | 0 | 0 | 0 | 0 | 0.034134 | 0 | 0 | 3.9586 | 0 | 19.3947 | 0 | 0 | 0 | 0 | 0 | 0 | 0 | 0 | 0 | 0 | 0 | 0 | 0 | 0.45131 | 0 | 0.71279 | 0.45514 | 0 | 0 | 0.42121 | 0.72978 | 0 | 0 | 0 | 0 | 2.7702 | 0 | 0 | 0 | 0 | 0 | 0 | 0 | 0 | 0 | 0 | 0 | 0 | 0
5 | 10 | 9 | 4 | 1.7931 | 0 | 13.6089 | 0 | 0 | 0 | 0 | 0.031746 | 0 | 0 | 3.8759 | 0 | 19.3097 | 0 | 0 | 0 | 0 | 0 | 0 | 0 | 0 | 0 | 0 | 0 | 0 | 0 | 0.45131 | 0 | 0.71279 | 0.3711 | 0 | 0 | 0.31621 | 0.72655 | 0 | 0 | 0 | 0 | 2.5779 | 0 | 0 | 0 | 0 | 0 | 0 | 0 | 0 | 0 | 0 | 0 | 0 | 0
5 | 10 | 10 | 4 | 1.7931 | 0 | 13.6089 | 0 | 0 | 0 | 0 | 0.02919 | 0 | 0 | 3.3661 | 0 | 18.7973 | 0 | 0 | 0 | 0 | 0 | 0 | 0 | 0 | 0 | 0 | 0 | 0 | 0 | 0.45131 | 0 | 0.71279 | 0.31063 | 0 | 0 | 0.31621 | 0.72311 | 0 | 0 | 0 | 0 | 2.5141 | 0 | 0 | 0 | 0 | 0 | 0 | 0 | 0 | 0 | 0 | 0 | 0 | 0
5 | 10 | 11 | 4 | 1.7931 | 0 | 13.6089 | 0 | 0 | 0 | 0 | 0.027329 | 0 | 0 | 3.9203 | 0 | 19.3496 | 0 | 0 | 0 | 0 | 0 | 0 | 0 | 0 | 0 | 0 | 0 | 0 | 0 | 0.45131 | 0 | 0.54519 | 0.26792 | 0 | 0 | 0.36871 | 0.72383 | 0 | 0 | 0 | 0 | 2.357 | 0 | 0 | 0 | 0 | 0 | 0 | 0 | 0 | 0 | 0 | 0 | 0 | 0
5 | 10 | 12 | 4 | 1.7931 | 0 | 8.6613 | 0 | 0 | 0 | 0 | 0.028524 | 0 | 0 | 3.9586 | 0 | 14.4416 | 0 | 0 | 0 | 0 | 0 | 0 | 0 | 0 | 0 | 0 | 0 | 0 | 0 | 0.45131 | 0 | 0.54519 | 0.22088 | 0 | 0 | 0.42121 | 0.72142 | 0 | 0 | 0 | 0 | 2.36 | 0 | 0 | 0 | 0 | 0 | 0 | 0 | 0 | 0 | 0 | 0 | 0 | 0
5 | 10 | 13 | 4 | 1.7931 | 0 | 13.6089 | 0 | 0 | 0 | 0 | 0.024155 | 0 | 0 | 4.43 | 0 | 19.8562 | 0 | 0 | 0 | 0 | 0 | 0 | 0 | 0 | 0 | 0 | 0 | 0 | 0 | 0.45131 | 0 | 0.54519 | 0.2975 | 0 | 0 | 0.36871 | 0.72306 | 0 | 0 | 0 | 0 | 2.3858 | 0 | 0 | 0 | 0 | 0 | 0 | 0 | 0 | 0 | 0 | 0 | 0 | 0
5 | 10 | 14 | 4 | 1.7931 | 0 | 13.6089 | 0 | 0 | 0 | 0 | 0.02275 | 0 | 0 | 3.9203 | 0 | 19.345 | 0 | 0 | 0 | 0 | 0 | 0 | 0 | 0 | 0 | 0 | 0 | 0 | 0 | 0.45131 | 0 | 0.54519 | 0.21012 | 0 | 0 | 0.36871 | 0.72064 | 0 | 0 | 0 | 0 | 2.296 | 0 | 0 | 0 | 0 | 0 | 0 | 0 | 0 | 0 | 0 | 0 | 0 | 0
5 | 10 | 15 | 4 | 1.7931 | 0 | 13.6089 | 0 | 0 | 0 | 0 | 0.034058 | 0 | 0 | 3.3661 | 0 | 18.8022 | 0 | 0 | 0 | 0 | 0 | 0 | 0 | 0 | 0 | 0 | 0 | 0 | 0 | 0.45131 | 0 | 0.54519 | 0.18426 | 0 | 0 | 0.31621 | 0.71869 | 0 | 0 | 0 | 0 | 2.2157 | 0 | 0 | 0 | 0 | 0 | 0 | 0 | 0 | 0 | 0 | 0 | 0 | 0
5 | 10 | 16 | 4 | 1.7931 | 0 | 13.6089 | 0 | 0 | 0 | 0 | 0.028255 | 0 | 0 | 3.3661 | 0 | 18.7963 | 0 | 0 | 0 | 0 | 0 | 0 | 0 | 0 | 0 | 0 | 0 | 0 | 0 | 0.45131 | 0 | 0.54519 | 0.34217 | 0.013349 | 0 | 0.31621 | 0.72474 | 0 | 0 | 0 | 0 | 2.393 | 0 | 0 | 0 | 0 | 0 | 0 | 0 | 0 | 0 | 0 | 0 | 0 | 0
5 | 10 | 17 | 4 | 1.7931 | 0 | 13.6089 | 0 | 0 | 0 | 0 | 0.035373 | 0 | 0 | 5.5828 | 0 | 21.0202 | 0 | 0 | 0 | 0 | 0 | 0 | 0 | 0 | 0 | 0 | 0 | 0 | 0 | 0.45131 | 0 | 0.54519 | 0.35265 | 0.048817 | 0 | 0.52621 | 0.72421 | 0 | 0 | 0 | 0 | 2.6484 | 0 | 0 | 0 | 0 | 0 | 0 | 0 | 0 | 0 | 0 | 0 | 0 | 0
5 | 10 | 18 | 4 | 1.7931 | 0 | 9.8982 | 0 | 0 | 0 | 0 | 0.032451 | 0 | 0 | 5.5828 | 0 | 17.3066 | 0 | 0 | 0 | 0 | 0 | 0 | 0 | 0 | 0 | 0 | 0 | 0 | 0 | 0.45131 | 0 | 0.54519 | 0.34694 | 0.031483 | 0 | 0.52621 | 0.72566 | 0 | 0 | 0 | 0 | 2.6268 | 0 | 0 | 0 | 0 | 0 | 0 | 0 | 0 | 0 | 0 | 0 | 0 | 0
5 | 10 | 19 | 4 | 1.7931 | 0 | 2.4769 | 0 | 0 | 0 | 0 | 0.031731 | 0 | 0 | 3.9586 | 0 | 8.2603 | 0 | 0 | 0 | 0 | 0 | 0 | 0 | 0 | 0 | 0 | 0 | 0 | 0 | 0.45131 | 0 | 0.88038 | 0.35111 | 0 | 0 | 0.42121 | 0.71817 | 0 | 0 | 0 | 0 | 2.8222 | 0 | 0 | 0 | 0 | 0 | 0 | 0 | 0 | 0 | 0 | 0 | 0 | 0
5 | 10 | 20 | 4 | 1.7931 | 0 | 2.4769 | 0 | 0 | 0 | 0 | 0.035074 | 0 | 0 | 4.43 | 0 | 8.7351 | 0 | 0 | 0 | 0 | 0 | 0 | 0 | 0 | 0 | 0 | 0 | 0 | 0 | 0.45131 | 0 | 1.1038 | 0.4138 | 0 | 0 | 0.36871 | 0.71849 | 0 | 0 | 0 | 0 | 3.0561 | 0 | 0 | 0 | 0 | 0 | 0 | 0 | 0 | 0 | 0 | 0 | 0 | 0
5 | 10 | 21 | 4 | 1.7931 | 0 | 2.4769 | 0 | 0 | 0 | 0 | 0.036021 | 0 | 0 | 3.9586 | 0 | 8.2646 | 0 | 0 | 0 | 0 | 0 | 0 | 0 | 0 | 0 | 0 | 0 | 0 | 0 | 0.45131 | 0 | 1.2156 | 0.42691 | 0 | 0 | 0.47371 | 0.71701 | 0 | 0 | 0 | 0 | 3.2845 | 0 | 0 | 0 | 0 | 0 | 0 | 0 | 0 | 0 | 0 | 0 | 0 | 0
5 | 10 | 22 | 4 | 1.7931 | 0 | 2.4769 | 0 | 0 | 0 | 0 | 0.037773 | 0 | 0 | 4.4235 | 0 | 8.7312 | 0 | 0 | 0 | 0 | 0 | 0 | 0 | 0 | 0 | 0 | 0 | 0 | 0 | 0.45131 | 0 | 1.1038 | 0.4856 | 0 | 0 | 0.31621 | 0.71982 | 0 | 0 | 0 | 0 | 3.0768 | 0 | 0 | 0 | 0 | 0 | 0 | 0 | 0 | 0 | 0 | 0 | 0 | 0
5 | 10 | 23 | 4 | 1.7931 | 0 | 2.4769 | 0 | 0 | 0 | 0 | 0.015978 | 0 | 0 | 0.59519 | 0 | 4.8812 | 0 | 0 | 0 | 0 | 0 | 0 | 0 | 0 | 0 | 0 | 0 | 0 | 0 | 0.45131 | 0 | 0.88038 | 0.4417 | 0 | 0 | 0.053706 | 0.72406 | 0 | 0 | 0 | 0 | 2.5512 | 0 | 0 | 0 | 0 | 0 | 0 | 0 | 0 | 0 | 0 | 0 | 0 | 0
5 | 10 | 24 | 4 | 1.7931 | 0 | 2.4769 | 0 | 0 | 0 | 0 | 0.017372 | 0 | 0 | 0.59521 | 0 | 4.8826 | 0 | 0 | 0 | 0 | 0 | 0 | 0 | 0 | 0 | 0 | 0 | 0 | 0 | 0.45131 | 0 | 0.54519 | 0.51706 | 0 | 0 | 0.053706 | 0.73284 | 0 | 0 | 0 | 0 | 2.3001 | 0 | 0 | 0 | 0 | 0 | 0 | 0 | 0 | 0 | 0 | 0 | 0 | 0
5 | 11 | 1 | 5 | 1.7931 | 0 | 2.4769 | 0 | 0 | 0 | 0 | 0.018135 | 0 | 0 | 0.59524 | 0 | 4.8834 | 0 | 0 | 0 | 0 | 0 | 0 | 0 | 0 | 0 | 0 | 0 | 0 | 0 | 0.45131 | 0 | 0.32173 | 0.56641 | 0 | 0 | 0.053706 | 0.73754 | 0 | 0 | 0 | 0 | 2.1307 | 0 | 0 | 0 | 0 | 0 | 0 | 0 | 0 | 0 | 0 | 0 | 0 | 0
5 | 11 | 2 | 5 | 1.7931 | 0 | 2.4769 | 0 | 0 | 0 | 0 | 0.017459 | 0 | 0 | 0.59526 | 0 | 4.8827 | 0 | 0 | 0 | 0 | 0 | 0 | 0 | 0 | 0 | 0 | 0 | 0 | 0 | 0.45131 | 0 | 0.32173 | 0.55266 | 0 | 0 | 0.053706 | 0.73552 | 0 | 0 | 0 | 0 | 2.1149 | 0 | 0 | 0 | 0 | 0 | 0 | 0 | 0 | 0 | 0 | 0 | 0 | 0
5 | 11 | 3 | 5 | 1.7931 | 0 | 2.4769 | 0 | 0 | 0 | 0 | 0.018005 | 0 | 0 | 0.59525 | 0 | 4.8833 | 0 | 0 | 0 | 0 | 0 | 0 | 0 | 0 | 0 | 0 | 0 | 0 | 0 | 0.45131 | 0 | 0.32173 | 0.57237 | 0 | 0 | 0.053706 | 0.73584 | 0 | 0 | 0 | 0 | 2.135 | 0 | 0 | 0 | 0 | 0 | 0 | 0 | 0 | 0 | 0 | 0 | 0 | 0
5 | 11 | 4 | 5 | 1.7931 | 0 | 2.4769 | 0 | 0 | 0 | 0 | 0.018813 | 0 | 0 | 0.59525 | 0 | 4.8841 | 0 | 0 | 0 | 0 | 0 | 0 | 0 | 0 | 0 | 0 | 0 | 0 | 0 | 0.45131 | 0 | 0.32173 | 0.61033 | 0 | 0 | 0.053706 | 0.73669 | 0 | 0 | 0 | 0 | 2.1738 | 0 | 0 | 0 | 0 | 0 | 0 | 0 | 0 | 0 | 0 | 0 | 0 | 0
5 | 11 | 5 | 5 | 1.7931 | 0 | 2.4769 | 0 | 0 | 0 | 0 | 0.019246 | 0 | 0 | 0.59525 | 0 | 4.8845 | 0 | 0 | 0 | 0 | 0 | 0 | 0 | 0 | 0 | 0 | 0 | 0 | 0 | 0.45131 | 0 | 0.32173 | 0.6404 | 0 | 0 | 0.053706 | 0.73679 | 0 | 0 | 0 | 0 | 2.2039 | 0 | 0 | 0 | 0 | 0 | 0 | 0 | 0 | 0 | 0 | 0 | 0 | 0
5 | 11 | 6 | 5 | 1.7931 | 0 | 2.4769 | 0 | 0 | 0 | 0 | 0.018365 | 0 | 0 | 3.3661 | 0 | 7.6545 | 0 | 0 | 0 | 0 | 0 | 0 | 0 | 0 | 0 | 0 | 0 | 0 | 0 | 0.45131 | 0 | 0.54519 | 0.53731 | 0 | 0 | 0.31621 | 0.73025 | 0 | 0 | 0 | 0 | 2.5803 | 0 | 0 | 0 | 0 | 0 | 0 | 0 | 0 | 0 | 0 | 0 | 0 | 0
5 | 11 | 7 | 5 | 1.7931 | 0 | 2.4769 | 0 | 0 | 0 | 0 | 0.035458 | 0 | 0 | 5.5828 | 0 | 9.8882 | 0 | 0 | 0 | 0 | 0 | 0 | 0 | 0 | 0 | 0 | 0 | 0 | 0 | 0.45131 | 0 | 0.71279 | 0.4385 | 0 | 0 | 0.52621 | 0.72097 | 0 | 0 | 0 | 0 | 2.8498 | 0 | 0 | 0 | 0 | 0 | 0 | 0 | 0 | 0 | 0 | 0 | 0 | 0
5 | 11 | 8 | 5 | 1.7931 | 0 | 13.6089 | 0 | 0 | 0 | 0 | 0.026794 | 0 | 0 | 3.9586 | 0 | 19.3874 | 0 | 0 | 0 | 0 | 0 | 0 | 0 | 0 | 0 | 0 | 0 | 0 | 0 | 0.45131 | 0 | 0.71279 | 0.35554 | 0 | 0 | 0.42121 | 0.71822 | 0 | 0 | 0 | 0 | 2.6591 | 0 | 0 | 0 | 0 | 0 | 0 | 0 | 0 | 0 | 0 | 0 | 0 | 0
5 | 11 | 9 | 5 | 1.7931 | 0 | 13.6089 | 0 | 0 | 0 | 0 | 0.024105 | 0 | 0 | 3.8758 | 0 | 19.3019 | 0 | 0 | 0 | 0 | 0 | 0 | 0 | 0 | 0 | 0 | 0 | 0 | 0 | 0.45131 | 0 | 0.71279 | 0.28218 | 0 | 0 | 0.31621 | 0.71466 | 0 | 0 | 0 | 0 | 2.4771 | 0 | 0 | 0 | 0 | 0 | 0 | 0 | 0 | 0 | 0 | 0 | 0 | 0
5 | 11 | 10 | 5 | 1.7931 | 0 | 13.6089 | 0 | 0 | 0 | 0 | 0.023828 | 0 | 0 | 3.366 | 0 | 18.7919 | 0 | 0 | 0 | 0 | 0 | 0 | 0 | 0 | 0 | 0 | 0 | 0 | 0 | 0.45131 | 0 | 0.71279 | 0.22506 | 0 | 0 | 0.31621 | 0.71345 | 0 | 0 | 0 | 0 | 2.4188 | 0 | 0 | 0 | 0 | 0 | 0 | 0 | 0 | 0 | 0 | 0 | 0 | 0
5 | 11 | 11 | 5 | 1.7931 | 0 | 13.6089 | 0 | 0 | 0 | 0 | 0.022745 | 0 | 0 | 3.9202 | 0 | 19.345 | 0 | 0 | 0 | 0 | 0 | 0 | 0 | 0 | 0 | 0 | 0 | 0 | 0 | 0.45131 | 0 | 0.54519 | 0.2115 | 0 | 0 | 0.36871 | 0.71532 | 0 | 0 | 0 | 0 | 2.292 | 0 | 0 | 0 | 0 | 0 | 0 | 0 | 0 | 0 | 0 | 0 | 0 | 0
5 | 11 | 12 | 5 | 1.7931 | 0 | 8.6613 | 0 | 0 | 0 | 0 | 0.024281 | 0 | 0 | 3.9586 | 0 | 14.4373 | 0 | 0 | 0 | 0 | 0 | 0 | 0 | 0 | 0 | 0 | 0 | 0 | 0 | 0.45131 | 0 | 0.54519 | 0.17321 | 0 | 0 | 0.42121 | 0.71374 | 0 | 0 | 0 | 0 | 2.3047 | 0 | 0 | 0 | 0 | 0 | 0 | 0 | 0 | 0 | 0 | 0 | 0 | 0
5 | 11 | 13 | 5 | 1.7931 | 0 | 13.6089 | 0 | 0 | 0 | 0 | 0.020758 | 0 | 0 | 4.43 | 0 | 19.8527 | 0 | 0 | 0 | 0 | 0 | 0 | 0 | 0 | 0 | 0 | 0 | 0 | 0 | 0.45131 | 0 | 0.54519 | 0.20994 | 0 | 0 | 0.36871 | 0.71566 | 0 | 0 | 0 | 0 | 2.2908 | 0 | 0 | 0 | 0 | 0 | 0 | 0 | 0 | 0 | 0 | 0 | 0 | 0
5 | 11 | 14 | 5 | 1.7931 | 0 | 13.6089 | 0 | 0 | 0 | 0 | 0.021693 | 0 | 0 | 3.9202 | 0 | 19.3439 | 0 | 0 | 0 | 0 | 0 | 0 | 0 | 0 | 0 | 0 | 0 | 0 | 0 | 0.45131 | 0 | 0.54519 | 0.25397 | 0 | 0 | 0.36871 | 0.71801 | 0 | 0 | 0 | 0 | 2.3372 | 0 | 0 | 0 | 0 | 0 | 0 | 0 | 0 | 0 | 0 | 0 | 0 | 0
5 | 11 | 15 | 5 | 1.7931 | 0 | 13.6089 | 0 | 0 | 0 | 0 | 0.021656 | 0 | 0 | 3.366 | 0 | 18.7897 | 0 | 0 | 0 | 0 | 0 | 0 | 0 | 0 | 0 | 0 | 0 | 0 | 0 | 0.45131 | 0 | 0.54519 | 0.27366 | 0 | 0 | 0.31621 | 0.71844 | 0 | 0 | 0 | 0 | 2.3048 | 0 | 0 | 0 | 0 | 0 | 0 | 0 | 0 | 0 | 0 | 0 | 0 | 0
5 | 11 | 16 | 5 | 1.7931 | 0 | 13.6089 | 0 | 0 | 0 | 0 | 0.023766 | 0 | 0 | 3.3661 | 0 | 18.7918 | 0 | 0 | 0 | 0 | 0 | 0 | 0 | 0 | 0 | 0 | 0 | 0 | 0 | 0.45131 | 0 | 0.54519 | 0.32855 | 0 | 0 | 0.31621 | 0.72235 | 0 | 0 | 0 | 0 | 2.3636 | 0 | 0 | 0 | 0 | 0 | 0 | 0 | 0 | 0 | 0 | 0 | 0 | 0
5 | 11 | 17 | 5 | 1.7931 | 0 | 13.6089 | 0 | 0 | 0 | 0 | 0.025777 | 0 | 0 | 5.5828 | 0 | 21.0105 | 0 | 0 | 0 | 0 | 0 | 0 | 0 | 0 | 0 | 0 | 0 | 0 | 0 | 0.45131 | 0 | 0.54519 | 0.38164 | 0 | 0 | 0.52621 | 0.72592 | 0 | 0 | 0 | 0 | 2.6303 | 0 | 0 | 0 | 0 | 0 | 0 | 0 | 0 | 0 | 0 | 0 | 0 | 0
5 | 11 | 18 | 5 | 1.7931 | 0 | 9.8982 | 0 | 0 | 0 | 0 | 0.027164 | 0 | 0 | 5.5828 | 0 | 17.3013 | 0 | 0 | 0 | 0 | 0 | 0 | 0 | 0 | 0 | 0 | 0 | 0 | 0 | 0.45131 | 0 | 0.54519 | 0.41257 | 0.0035152 | 0 | 0.52621 | 0.72737 | 0 | 0 | 0 | 0 | 2.6662 | 0 | 0 | 0 | 0 | 0 | 0 | 0 | 0 | 0 | 0 | 0 | 0 | 0
5 | 11 | 19 | 5 | 1.7931 | 0 | 2.4769 | 0 | 0 | 0 | 0 | 0.032474 | 0 | 0 | 3.9586 | 0 | 8.2611 | 0 | 0 | 0 | 0 | 0 | 0 | 0 | 0 | 0 | 0 | 0 | 0 | 0 | 0.45131 | 0 | 0.88038 | 0.4116 | 0 | 0 | 0.42121 | 0.71983 | 0 | 0 | 0 | 0 | 2.8843 | 0 | 0 | 0 | 0 | 0 | 0 | 0 | 0 | 0 | 0 | 0 | 0 | 0
5 | 11 | 20 | 5 | 1.7931 | 0 | 2.4769 | 0 | 0 | 0 | 0 | 0.03449 | 0 | 0 | 4.43 | 0 | 8.7345 | 0 | 0 | 0 | 0 | 0 | 0 | 0 | 0 | 0 | 0 | 0 | 0 | 0 | 0.45131 | 0 | 1.1038 | 0.36833 | 0 | 0 | 0.36871 | 0.71676 | 0 | 0 | 0 | 0 | 3.009 | 0 | 0 | 0 | 0 | 0 | 0 | 0 | 0 | 0 | 0 | 0 | 0 | 0
5 | 11 | 21 | 5 | 1.7931 | 0 | 2.4769 | 0 | 0 | 0 | 0 | 0.03452 | 0 | 0 | 3.9586 | 0 | 8.2631 | 0 | 0 | 0 | 0 | 0 | 0 | 0 | 0 | 0 | 0 | 0 | 0 | 0 | 0.45131 | 0 | 1.2156 | 0.35539 | 0 | 0 | 0.47371 | 0.71362 | 0 | 0 | 0 | 0 | 3.2096 | 0 | 0 | 0 | 0 | 0 | 0 | 0 | 0 | 0 | 0 | 0 | 0 | 0
5 | 11 | 22 | 5 | 1.7931 | 0 | 2.4769 | 0 | 0 | 0 | 0 | 0.037122 | 0 | 0 | 4.4234 | 0 | 8.7306 | 0 | 0 | 0 | 0 | 0 | 0 | 0 | 0 | 0 | 0 | 0 | 0 | 0 | 0.45131 | 0 | 1.1038 | 0.45293 | 0 | 0 | 0.31621 | 0.71799 | 0 | 0 | 0 | 0 | 3.0423 | 0 | 0 | 0 | 0 | 0 | 0 | 0 | 0 | 0 | 0 | 0 | 0 | 0
5 | 11 | 23 | 5 | 1.7931 | 0 | 2.4769 | 0 | 0 | 0 | 0 | 0.014683 | 0 | 0 | 0.59518 | 0 | 4.8799 | 0 | 0 | 0 | 0 | 0 | 0 | 0 | 0 | 0 | 0 | 0 | 0 | 0 | 0.45131 | 0 | 0.88038 | 0.37766 | 0 | 0 | 0.053706 | 0.72134 | 0 | 0 | 0 | 0 | 2.4844 | 0 | 0 | 0 | 0 | 0 | 0 | 0 | 0 | 0 | 0 | 0 | 0 | 0
5 | 11 | 24 | 5 | 1.7931 | 0 | 2.4769 | 0 | 0 | 0 | 0 | 0.015887 | 0 | 0 | 0.5952 | 0 | 4.8811 | 0 | 0 | 0 | 0 | 0 | 0 | 0 | 0 | 0 | 0 | 0 | 0 | 0 | 0.45131 | 0 | 0.54519 | 0.44293 | 0 | 0 | 0.053706 | 0.72966 | 0 | 0 | 0 | 0 | 2.2228 | 0 | 0 | 0 | 0 | 0 | 0 | 0 | 0 | 0 | 0 | 0 | 0 | 0
5 | 12 | 1 | 6 | 1.7931 | 0 | 2.4769 | 0 | 0 | 0 | 0 | 0.017345 | 0 | 0 | 0.59522 | 0 | 4.8826 | 0 | 0 | 0 | 0 | 0 | 0 | 0 | 0 | 0 | 0 | 0 | 0 | 0 | 0.45131 | 0 | 0.32173 | 0.49905 | 0 | 0 | 0.053706 | 0.73565 | 0 | 0 | 0 | 0 | 2.0614 | 0 | 0 | 0 | 0 | 0 | 0 | 0 | 0 | 0 | 0 | 0 | 0 | 0
5 | 12 | 2 | 6 | 1.7931 | 0 | 2.4769 | 0 | 0 | 0 | 0 | 0.018196 | 0 | 0 | 0.59525 | 0 | 4.8835 | 0 | 0 | 0 | 0 | 0 | 0 | 0 | 0 | 0 | 0 | 0 | 0 | 0 | 0.45131 | 0 | 0.32173 | 0.51029 | 0 | 0 | 0.053706 | 0.73671 | 0 | 0 | 0 | 0 | 2.0737 | 0 | 0 | 0 | 0 | 0 | 0 | 0 | 0 | 0 | 0 | 0 | 0 | 0
5 | 12 | 3 | 6 | 1.7931 | 0 | 2.4769 | 0 | 0 | 0 | 0 | 0.01766 | 0 | 0 | 0.59526 | 0 | 4.8829 | 0 | 0 | 0 | 0 | 0 | 0 | 0 | 0 | 0 | 0 | 0 | 0 | 0 | 0.45131 | 0 | 0.32173 | 0.48196 | 0 | 0 | 0.053706 | 0.73496 | 0 | 0 | 0 | 0 | 2.0437 | 0 | 0 | 0 | 0 | 0 | 0 | 0 | 0 | 0 | 0 | 0 | 0 | 0
5 | 12 | 4 | 6 | 1.7931 | 0 | 2.4769 | 0 | 0 | 0 | 0 | 0.017149 | 0 | 0 | 0.59525 | 0 | 4.8824 | 0 | 0 | 0 | 0 | 0 | 0 | 0 | 0 | 0 | 0 | 0 | 0 | 0 | 0.45131 | 0 | 0.32173 | 0.41745 | 0 | 0 | 0.053706 | 0.73325 | 0 | 0 | 0 | 0 | 1.9774 | 0 | 0 | 0 | 0 | 0 | 0 | 0 | 0 | 0 | 0 | 0 | 0 | 0
5 | 12 | 5 | 6 | 1.7931 | 0 | 2.4769 | 0 | 0 | 0 | 0 | 0.017164 | 0 | 0 | 0.59525 | 0 | 4.8824 | 0 | 0 | 0 | 0 | 0 | 0 | 0 | 0 | 0 | 0 | 0 | 0 | 0 | 0.45131 | 0 | 0.32173 | 0.41454 | 0 | 0 | 0.053706 | 0.7326 | 0 | 0 | 0 | 0 | 1.9739 | 0 | 0 | 0 | 0 | 0 | 0 | 0 | 0 | 0 | 0 | 0 | 0 | 0
5 | 12 | 6 | 6 | 1.7931 | 0 | 2.4769 | 0 | 0 | 0 | 0 | 0.017611 | 0 | 0 | 3.3661 | 0 | 7.6537 | 0 | 0 | 0 | 0 | 0 | 0 | 0 | 0 | 0 | 0 | 0 | 0 | 0 | 0.45131 | 0 | 0.54519 | 0.37804 | 0 | 0 | 0.31621 | 0.7285 | 0 | 0 | 0 | 0 | 2.4192 | 0 | 0 | 0 | 0 | 0 | 0 | 0 | 0 | 0 | 0 | 0 | 0 | 0
5 | 12 | 7 | 6 | 1.7931 | 0 | 2.4769 | 0 | 0 | 0 | 0 | 0.046653 | 0 | 0 | 5.5828 | 0 | 9.8994 | 0 | 0 | 0 | 0 | 0 | 0 | 0 | 0 | 0 | 0 | 0 | 0 | 0 | 0.45131 | 0 | 0.71279 | 0.45634 | 0 | 0 | 0.52621 | 0.72411 | 0 | 0 | 0 | 0 | 2.8708 | 0 | 0 | 0 | 0 | 0 | 0 | 0 | 0 | 0 | 0 | 0 | 0 | 0
5 | 12 | 8 | 6 | 1.7931 | 0 | 13.6089 | 0 | 0 | 0 | 0 | 0.029908 | 0 | 0 | 3.9586 | 0 | 19.3905 | 0 | 0 | 0 | 0 | 0 | 0 | 0 | 0 | 0 | 0 | 0 | 0 | 0 | 0.45131 | 0 | 0.71279 | 0.37001 | 0 | 0 | 0.42121 | 0.7227 | 0 | 0 | 0 | 0 | 2.678 | 0 | 0 | 0 | 0 | 0 | 0 | 0 | 0 | 0 | 0 | 0 | 0 | 0
5 | 12 | 9 | 6 | 1.7931 | 0 | 13.6089 | 0 | 0 | 0 | 0 | 0.027881 | 0 | 0 | 3.8758 | 0 | 19.3057 | 0 | 0 | 0 | 0 | 0 | 0 | 0 | 0 | 0 | 0 | 0 | 0 | 0 | 0.45131 | 0 | 0.71279 | 0.33347 | 0 | 0 | 0.31621 | 0.72001 | 0 | 0 | 0 | 0 | 2.5338 | 0 | 0 | 0 | 0 | 0 | 0 | 0 | 0 | 0 | 0 | 0 | 0 | 0
5 | 12 | 10 | 6 | 1.7931 | 0 | 13.6089 | 0 | 0 | 0 | 0 | 0.029458 | 0 | 0 | 3.366 | 0 | 18.7975 | 0 | 0 | 0 | 0 | 0 | 0 | 0 | 0 | 0 | 0 | 0 | 0 | 0 | 0.45131 | 0 | 0.71279 | 0.42008 | 0 | 0 | 0.31621 | 0.72311 | 0 | 0 | 0 | 0 | 2.6235 | 0 | 0 | 0 | 0 | 0 | 0 | 0 | 0 | 0 | 0 | 0 | 0 | 0
5 | 12 | 11 | 6 | 1.7931 | 0 | 13.6089 | 0 | 0 | 0 | 0 | 0.025681 | 0 | 0 | 3.9202 | 0 | 19.3479 | 0 | 0 | 0 | 0 | 0 | 0 | 0 | 0 | 0 | 0 | 0 | 0 | 0 | 0.45131 | 0 | 0.54519 | 0.33103 | 0 | 0 | 0.36871 | 0.72093 | 0 | 0 | 0 | 0 | 2.4172 | 0 | 0 | 0 | 0 | 0 | 0 | 0 | 0 | 0 | 0 | 0 | 0 | 0
5 | 12 | 12 | 6 | 1.7931 | 0 | 8.6613 | 0 | 0 | 0 | 0 | 0.028378 | 0 | 0 | 3.9586 | 0 | 14.4414 | 0 | 0 | 0 | 0 | 0 | 0 | 0 | 0 | 0 | 0 | 0 | 0 | 0 | 0.45131 | 0 | 0.54519 | 0.27417 | 0 | 0 | 0.42121 | 0.7197 | 0 | 0 | 0 | 0 | 2.4116 | 0 | 0 | 0 | 0 | 0 | 0 | 0 | 0 | 0 | 0 | 0 | 0 | 0
5 | 12 | 13 | 6 | 1.7931 | 0 | 13.6089 | 0 | 0 | 0 | 0 | 0.021729 | 0 | 0 | 4.43 | 0 | 19.8537 | 0 | 0 | 0 | 0 | 0 | 0 | 0 | 0 | 0 | 0 | 0 | 0 | 0 | 0.45131 | 0 | 0.54519 | 0.19726 | 0 | 0 | 0.36871 | 0.71627 | 0 | 0 | 0 | 0 | 2.2787 | 0 | 0 | 0 | 0 | 0 | 0 | 0 | 0 | 0 | 0 | 0 | 0 | 0
5 | 12 | 14 | 6 | 1.7931 | 0 | 13.6089 | 0 | 0 | 0 | 0 | 0.025196 | 0 | 0 | 3.9202 | 0 | 19.3474 | 0 | 0 | 0 | 0 | 0 | 0 | 0 | 0 | 0 | 0 | 0 | 0 | 0 | 0.45131 | 0 | 0.54519 | 0.42508 | 0 | 0 | 0.36871 | 0.72426 | 0 | 0 | 0 | 0 | 2.5145 | 0 | 0 | 0 | 0 | 0 | 0 | 0 | 0 | 0 | 0 | 0 | 0 | 0
5 | 12 | 15 | 6 | 1.7931 | 0 | 13.6089 | 0 | 0 | 0 | 0 | 0.020471 | 0 | 0 | 3.3661 | 0 | 18.7886 | 0 | 0 | 0 | 0 | 0 | 0 | 0 | 0 | 0 | 0 | 0 | 0 | 0 | 0.45131 | 0 | 0.54519 | 0.32343 | 0 | 0 | 0.31621 | 0.71876 | 0 | 0 | 0 | 0 | 2.3549 | 0 | 0 | 0 | 0 | 0 | 0 | 0 | 0 | 0 | 0 | 0 | 0 | 0
5 | 12 | 16 | 6 | 1.7931 | 0 | 13.6089 | 0 | 0 | 0 | 0 | 0.024959 | 0 | 0 | 3.3661 | 0 | 18.793 | 0 | 0 | 0 | 0 | 0 | 0 | 0 | 0 | 0 | 0 | 0 | 0 | 0 | 0.45131 | 0 | 0.54519 | 0.37982 | 0 | 0 | 0.31621 | 0.72549 | 0 | 0 | 0 | 0 | 2.418 | 0 | 0 | 0 | 0 | 0 | 0 | 0 | 0 | 0 | 0 | 0 | 0 | 0
5 | 12 | 17 | 6 | 1.7931 | 0 | 13.6089 | 0 | 0 | 0 | 0 | 0.031577 | 0 | 0 | 5.5828 | 0 | 21.0163 | 0 | 0 | 0 | 0 | 0 | 0 | 0 | 0 | 0 | 0 | 0 | 0 | 0 | 0.45131 | 0 | 0.54519 | 0.40443 | 0 | 0 | 0.52621 | 0.72756 | 0 | 0 | 0 | 0 | 2.6547 | 0 | 0 | 0 | 0 | 0 | 0 | 0 | 0 | 0 | 0 | 0 | 0 | 0
5 | 12 | 18 | 6 | 1.7931 | 0 | 9.8982 | 0 | 0 | 0 | 0 | 0.032644 | 0 | 0 | 5.5828 | 0 | 17.3068 | 0 | 0 | 0 | 0 | 0 | 0 | 0 | 0 | 0 | 0 | 0 | 0 | 0 | 0.45131 | 0 | 0.54519 | 0.54958 | 0 | 0 | 0.52621 | 0.73635 | 0 | 0 | 0 | 0 | 2.8086 | 0 | 0 | 0 | 0 | 0 | 0 | 0 | 0 | 0 | 0 | 0 | 0 | 0
5 | 12 | 19 | 6 | 1.7931 | 0 | 2.4769 | 0 | 0 | 0 | 0 | 0.041529 | 0 | 0 | 3.9586 | 0 | 8.2701 | 0 | 0 | 0 | 0 | 0 | 0 | 0 | 0 | 0 | 0 | 0 | 0 | 0 | 0.45131 | 0 | 0.88038 | 0.60564 | 0 | 0 | 0.42121 | 0.72988 | 0 | 0 | 0 | 0 | 3.0884 | 0 | 0 | 0 | 0 | 0 | 0 | 0 | 0 | 0 | 0 | 0 | 0 | 0
5 | 12 | 20 | 6 | 1.7931 | 0 | 2.4769 | 0 | 0 | 0 | 0 | 0.04832 | 0 | 0 | 4.4301 | 0 | 8.7484 | 0 | 0 | 0 | 0 | 0 | 0 | 0 | 0 | 0 | 0 | 0 | 0 | 0 | 0.45131 | 0 | 1.1038 | 0.65566 | 0 | 0 | 0.36871 | 0.72786 | 0 | 0 | 0 | 0 | 3.3074 | 0 | 0 | 0 | 0 | 0 | 0 | 0 | 0 | 0 | 0 | 0 | 0 | 0
5 | 12 | 21 | 6 | 1.7931 | 0 | 2.4769 | 0 | 0 | 0 | 0 | 0.053776 | 0 | 0 | 3.9586 | 0 | 8.2824 | 0 | 0 | 0 | 0 | 0 | 0 | 0 | 0 | 0 | 0 | 0 | 0 | 0 | 0.45131 | 0 | 1.2156 | 0.67658 | 0 | 0 | 0.47371 | 0.72798 | 0 | 0 | 0 | 0 | 3.5452 | 0 | 0 | 0 | 0 | 0 | 0 | 0 | 0 | 0 | 0 | 0 | 0 | 0
5 | 12 | 22 | 6 | 1.7931 | 0 | 2.4769 | 0 | 0 | 0 | 0 | 0.054598 | 0 | 0 | 4.4235 | 0 | 8.7481 | 0 | 0 | 0 | 0 | 0 | 0 | 0 | 0 | 0 | 0 | 0 | 0 | 0 | 0.45131 | 0 | 1.1038 | 0.70397 | 0 | 0 | 0.31621 | 0.7287 | 0 | 0 | 0 | 0 | 3.304 | 0 | 0 | 0 | 0 | 0 | 0 | 0 | 0 | 0 | 0 | 0 | 0 | 0
5 | 12 | 23 | 6 | 1.7931 | 0 | 2.4769 | 0 | 0 | 0 | 0 | 0.019982 | 0 | 0 | 0.59522 | 0 | 4.8852 | 0 | 0 | 0 | 0 | 0 | 0 | 0 | 0 | 0 | 0 | 0 | 0 | 0 | 0.45131 | 0 | 0.88038 | 0.56837 | 0 | 0 | 0.053706 | 0.73114 | 0 | 0 | 0 | 0 | 2.6849 | 0 | 0 | 0 | 0 | 0 | 0 | 0 | 0 | 0 | 0 | 0 | 0 | 0
5 | 12 | 24 | 6 | 1.7931 | 0 | 2.4769 | 0 | 0 | 0 | 0 | 0.025561 | 0 | 0 | 0.59523 | 0 | 4.8908 | 0 | 0 | 0 | 0 | 0 | 0 | 0 | 0 | 0 | 0 | 0 | 0 | 0 | 0.45131 | 0 | 0.54519 | 0.77265 | 0 | 0 | 0.053706 | 0.74442 | 0 | 0 | 0 | 0 | 2.5673 | 0 | 0 | 0 | 0 | 0 | 0 | 0 | 0 | 0 | 0 | 0 | 0 | 0
5 | 13 | 1 | 7 | 1.7931 | 0 | 2.4769 | 0 | 0 | 0 | 0 | 0.024966 | 0 | 0 | 0.59528 | 0 | 4.8903 | 0 | 0 | 0 | 0 | 0 | 0 | 0 | 0 | 0 | 0 | 0 | 0 | 0 | 0.45131 | 0 | 0.32173 | 0.7579 | 0 | 0 | 0.053706 | 0.74428 | 0 | 0 | 0 | 0 | 2.3289 | 0 | 0 | 0 | 0 | 0 | 0 | 0 | 0 | 0 | 0 | 0 | 0 | 0
5 | 13 | 2 | 7 | 1.7931 | 0 | 2.4769 | 0 | 0 | 0 | 0 | 0.03302 | 0 | 0 | 0.59528 | 0 | 4.8983 | 0 | 0 | 0 | 0 | 0 | 0 | 0 | 0 | 0 | 0 | 0 | 0 | 0 | 0.45131 | 0 | 0.32173 | 0.85949 | 0 | 0 | 0.053706 | 0.75121 | 0 | 0 | 0 | 0 | 2.4375 | 0 | 0 | 0 | 0 | 0 | 0 | 0 | 0 | 0 | 0 | 0 | 0 | 0
5 | 13 | 3 | 7 | 1.7931 | 0 | 2.4769 | 0 | 0 | 0 | 0 | 0.034568 | 0 | 0 | 0.59531 | 0 | 4.8999 | 0 | 0 | 0 | 0 | 0 | 0 | 0 | 0 | 0 | 0 | 0 | 0 | 0 | 0.45131 | 0 | 0.32173 | 0.88281 | 0 | 0 | 0.053706 | 0.75073 | 0 | 0 | 0 | 0 | 2.4603 | 0 | 0 | 0 | 0 | 0 | 0 | 0 | 0 | 0 | 0 | 0 | 0 | 0
5 | 13 | 4 | 7 | 1.7931 | 0 | 2.4769 | 0 | 0 | 0 | 0 | 0.038368 | 0 | 0 | 0.59531 | 0 | 4.9037 | 0 | 0 | 0 | 0 | 0 | 0 | 0 | 0 | 0 | 0 | 0 | 0 | 0 | 0.45131 | 0 | 0.32173 | 0.99616 | 0 | 0 | 0.053706 | 0.75308 | 0 | 0 | 0 | 0 | 2.576 | 0 | 0 | 0 | 0 | 0 | 0 | 0 | 0 | 0 | 0 | 0 | 0 | 0
5 | 13 | 5 | 7 | 1.7931 | 0 | 2.4769 | 0 | 0 | 0 | 0 | 0.045106 | 0 | 0 | 0.59532 | 0 | 4.9104 | 0 | 0 | 0 | 0 | 0 | 0 | 0 | 0 | 0 | 0 | 0 | 0 | 0 | 0.45131 | 0 | 0.32173 | 1.1735 | 0 | 0 | 0.053706 | 0.75598 | 0 | 0 | 0 | 0 | 2.7562 | 0 | 0 | 0 | 0 | 0 | 0 | 0 | 0 | 0 | 0 | 0 | 0 | 0
5 | 13 | 6 | 7 | 1.7931 | 0 | 2.4769 | 0 | 0 | 0 | 0 | 0.040931 | 0 | 0 | 3.3662 | 0 | 7.6771 | 0 | 0 | 0 | 0 | 0 | 0 | 0 | 0 | 0 | 0 | 0 | 0 | 0 | 0.45131 | 0 | 0.54519 | 1.2689 | 0 | 0 | 0.31621 | 0.75296 | 0 | 0 | 0 | 0 | 3.3346 | 0 | 0 | 0 | 0 | 0 | 0 | 0 | 0 | 0 | 0 | 0 | 0 | 0
5 | 13 | 7 | 7 | 1.7931 | 0 | 2.4769 | 0 | 0 | 0 | 0 | 0.31213 | 0 | 0 | 5.5828 | 0 | 10.165 | 0 | 0 | 0 | 0 | 0 | 0 | 0 | 0 | 0 | 0 | 0 | 0 | 0 | 0.45131 | 0 | 0.71279 | 2.9685 | 0 | 0 | 0.52621 | 0.74762 | 0 | 0 | 0 | 0 | 5.4064 | 0 | 0 | 0 | 0 | 0 | 0 | 0 | 0 | 0 | 0 | 0 | 0 | 0
5 | 13 | 8 | 7 | 1.7931 | 0 | 13.6089 | 0 | 0 | 0 | 0 | 0.10162 | 0 | 0 | 3.9586 | 0 | 19.4622 | 0 | 0 | 0 | 0 | 0 | 0 | 0 | 0 | 0 | 0 | 0 | 0 | 0 | 0.45131 | 0 | 0.71279 | 1.4462 | 0 | 0 | 0.42121 | 0.7401 | 0 | 0 | 0 | 0 | 3.7716 | 0 | 0 | 0 | 0 | 0 | 0 | 0 | 0 | 0 | 0 | 0 | 0 | 0
5 | 13 | 9 | 7 | 1.7931 | 0 | 13.6089 | 0 | 0 | 0 | 0 | 0.086308 | 0 | 0 | 3.8759 | 0 | 19.3642 | 0 | 0 | 0 | 0 | 0 | 0 | 0 | 0 | 0 | 0 | 0 | 0 | 0 | 0.45131 | 0 | 0.71279 | 1.3801 | 0 | 0 | 0.31621 | 0.74455 | 0 | 0 | 0 | 0 | 3.6049 | 0 | 0 | 0 | 0 | 0 | 0 | 0 | 0 | 0 | 0 | 0 | 0 | 0
5 | 13 | 10 | 7 | 1.7931 | 0 | 13.6089 | 0 | 0 | 0 | 0 | 0.048119 | 0 | 0 | 3.3662 | 0 | 18.8163 | 0 | 0 | 0 | 0 | 0 | 0 | 0 | 0 | 0 | 0 | 0 | 0 | 0 | 0.45131 | 0 | 0.71279 | 0.94503 | 0 | 0 | 0.31621 | 0.73614 | 0 | 0 | 0 | 0 | 3.1615 | 0 | 0 | 0 | 0 | 0 | 0 | 0 | 0 | 0 | 0 | 0 | 0 | 0
5 | 13 | 11 | 7 | 1.7931 | 0 | 13.6089 | 0 | 0 | 0 | 0 | 0.033282 | 0 | 0 | 3.9203 | 0 | 19.3556 | 0 | 0 | 0 | 0 | 0 | 0 | 0 | 0 | 0 | 0 | 0 | 0 | 0 | 0.45131 | 0 | 0.54519 | 0.59879 | 0 | 0 | 0.36871 | 0.7354 | 0 | 0 | 0 | 0 | 2.6994 | 0 | 0 | 0 | 0 | 0 | 0 | 0 | 0 | 0 | 0 | 0 | 0 | 0
5 | 13 | 12 | 7 | 1.7931 | 0 | 8.6613 | 0 | 0 | 0 | 0 | 0.038854 | 0 | 0 | 3.9586 | 0 | 14.4519 | 0 | 0 | 0 | 0 | 0 | 0 | 0 | 0 | 0 | 0 | 0 | 0 | 0 | 0.45131 | 0 | 0.54519 | 0.54319 | 0 | 0 | 0.42121 | 0.73503 | 0 | 0 | 0 | 0 | 2.6959 | 0 | 0 | 0 | 0 | 0 | 0 | 0 | 0 | 0 | 0 | 0 | 0 | 0
5 | 13 | 13 | 7 | 1.7931 | 0 | 13.6089 | 0 | 0 | 0 | 0 | 0.030521 | 0 | 0 | 4.4301 | 0 | 19.8626 | 0 | 0 | 0 | 0 | 0 | 0 | 0 | 0 | 0 | 0 | 0 | 0 | 0 | 0.45131 | 0 | 0.54519 | 0.4667 | 0 | 0 | 0.36871 | 0.73515 | 0 | 0 | 0 | 0 | 2.5671 | 0 | 0 | 0 | 0 | 0 | 0 | 0 | 0 | 0 | 0 | 0 | 0 | 0
5 | 13 | 14 | 7 | 1.7931 | 0 | 13.6089 | 0 | 0 | 0 | 0 | 0.026545 | 0 | 0 | 3.9203 | 0 | 19.3489 | 0 | 0 | 0 | 0 | 0 | 0 | 0 | 0 | 0 | 0 | 0 | 0 | 0 | 0.45131 | 0 | 0.54519 | 0.39785 | 0 | 0 | 0.36871 | 0.7311 | 0 | 0 | 0 | 0 | 2.4942 | 0 | 0 | 0 | 0 | 0 | 0 | 0 | 0 | 0 | 0 | 0 | 0 | 0
5 | 13 | 15 | 7 | 1.7931 | 0 | 13.6089 | 0 | 0 | 0 | 0 | 0.025468 | 0 | 0 | 3.3661 | 0 | 18.7936 | 0 | 0 | 0 | 0 | 0 | 0 | 0 | 0 | 0 | 0 | 0 | 0 | 0 | 0.45131 | 0 | 0.54519 | 0.39444 | 0 | 0 | 0.31621 | 0.73095 | 0 | 0 | 0 | 0 | 2.4381 | 0 | 0 | 0 | 0 | 0 | 0 | 0 | 0 | 0 | 0 | 0 | 0 | 0
5 | 13 | 16 | 7 | 1.7931 | 0 | 13.6089 | 0 | 0 | 0 | 0 | 0.024252 | 0 | 0 | 3.3661 | 0 | 18.7924 | 0 | 0 | 0 | 0 | 0 | 0 | 0 | 0 | 0 | 0 | 0 | 0 | 0 | 0.45131 | 0 | 0.54519 | 0.3844 | 0 | 0 | 0.31621 | 0.72923 | 0 | 0 | 0 | 0 | 2.4263 | 0 | 0 | 0 | 0 | 0 | 0 | 0 | 0 | 0 | 0 | 0 | 0 | 0
5 | 13 | 17 | 7 | 1.7931 | 0 | 13.6089 | 0 | 0 | 0 | 0 | 0.030285 | 0 | 0 | 5.5828 | 0 | 21.0151 | 0 | 0 | 0 | 0 | 0 | 0 | 0 | 0 | 0 | 0 | 0 | 0 | 0 | 0.45131 | 0 | 0.54519 | 0.42692 | 0 | 0 | 0.52621 | 0.73398 | 0 | 0 | 0 | 0 | 2.6836 | 0 | 0 | 0 | 0 | 0 | 0 | 0 | 0 | 0 | 0 | 0 | 0 | 0
5 | 13 | 18 | 7 | 1.7931 | 0 | 9.8982 | 0 | 0 | 0 | 0 | 0.031411 | 0 | 0 | 5.5828 | 0 | 17.3056 | 0 | 0 | 0 | 0 | 0 | 0 | 0 | 0 | 0 | 0 | 0 | 0 | 0 | 0.45131 | 0 | 0.54519 | 0.51404 | 0 | 0 | 0.52621 | 0.73719 | 0 | 0 | 0 | 0 | 2.7739 | 0 | 0 | 0 | 0 | 0 | 0 | 0 | 0 | 0 | 0 | 0 | 0 | 0
5 | 13 | 19 | 7 | 1.7931 | 0 | 2.4769 | 0 | 0 | 0 | 0 | 0.052115 | 0 | 0 | 3.9586 | 0 | 8.2807 | 0 | 0 | 0 | 0 | 0 | 0 | 0 | 0 | 0 | 0 | 0 | 0 | 0 | 0.45131 | 0 | 0.88038 | 0.63179 | 0 | 0 | 0.42121 | 0.73535 | 0 | 0 | 0 | 0 | 3.12 | 0 | 0 | 0 | 0 | 0 | 0 | 0 | 0 | 0 | 0 | 0 | 0 | 0
5 | 13 | 20 | 7 | 1.7931 | 0 | 2.4769 | 0 | 0 | 0 | 0 | 0.055816 | 0 | 0 | 4.4301 | 0 | 8.756 | 0 | 0 | 0 | 0 | 0 | 0 | 0 | 0 | 0 | 0 | 0 | 0 | 0 | 0.45131 | 0 | 1.1038 | 0.67453 | 0 | 0 | 0.36871 | 0.73224 | 0 | 0 | 0 | 0 | 3.3306 | 0 | 0 | 0 | 0 | 0 | 0 | 0 | 0 | 0 | 0 | 0 | 0 | 0
5 | 13 | 21 | 7 | 1.7931 | 0 | 2.4769 | 0 | 0 | 0 | 0 | 0.065078 | 0 | 0 | 3.9586 | 0 | 8.2937 | 0 | 0 | 0 | 0 | 0 | 0 | 0 | 0 | 0 | 0 | 0 | 0 | 0 | 0.45131 | 0 | 1.2156 | 0.81536 | 0 | 0 | 0.47371 | 0.73117 | 0 | 0 | 0 | 0 | 3.6871 | 0 | 0 | 0 | 0 | 0 | 0 | 0 | 0 | 0 | 0 | 0 | 0 | 0
5 | 13 | 22 | 7 | 1.7931 | 0 | 2.4769 | 0 | 0 | 0 | 0 | 0.085089 | 0 | 0 | 4.4236 | 0 | 8.7787 | 0 | 0 | 0 | 0 | 0 | 0 | 0 | 0 | 0 | 0 | 0 | 0 | 0 | 0.45131 | 0 | 1.1038 | 1.1453 | 0 | 0 | 0.31621 | 0.73334 | 0 | 0 | 0 | 0 | 3.75 | 0 | 0 | 0 | 0 | 0 | 0 | 0 | 0 | 0 | 0 | 0 | 0 | 0
5 | 13 | 23 | 7 | 1.7931 | 0 | 2.4769 | 0 | 0 | 0 | 0 | 0.026231 | 0 | 0 | 0.59526 | 0 | 4.8915 | 0 | 0 | 0 | 0 | 0 | 0 | 0 | 0 | 0 | 0 | 0 | 0 | 0 | 0.45131 | 0 | 0.88038 | 0.67127 | 0 | 0 | 0.053706 | 0.73932 | 0 | 0 | 0 | 0 | 2.796 | 0 | 0 | 0 | 0 | 0 | 0 | 0 | 0 | 0 | 0 | 0 | 0 | 0
5 | 13 | 24 | 7 | 1.7931 | 0 | 2.4769 | 0 | 0 | 0 | 0 | 0.030508 | 0 | 0 | 0.59528 | 0 | 4.8958 | 0 | 0 | 0 | 0 | 0 | 0 | 0 | 0 | 0 | 0 | 0 | 0 | 0 | 0.45131 | 0 | 0.54519 | 0.7758 | 0 | 0 | 0.053706 | 0.7482 | 0 | 0 | 0 | 0 | 2.5742 | 0 | 0 | 0 | 0 | 0 | 0 | 0 | 0 | 0 | 0 | 0 | 0 | 0
5 | 14 | 1 | 1 | 1.7931 | 0 | 2.4769 | 0 | 0 | 0 | 0 | 0.031594 | 0 | 0 | 0.59532 | 0 | 4.8969 | 0 | 0 | 0 | 0 | 0 | 0 | 0 | 0 | 0 | 0 | 0 | 0 | 0 | 0.45131 | 0 | 0.32173 | 0.85996 | 0 | 0 | 0.053706 | 0.75087 | 0 | 0 | 0 | 0 | 2.4376 | 0 | 0 | 0 | 0 | 0 | 0 | 0 | 0 | 0 | 0 | 0 | 0 | 0
5 | 14 | 2 | 1 | 1.7931 | 0 | 2.4769 | 0 | 0 | 0 | 0 | 0.033104 | 0 | 0 | 0.59533 | 0 | 4.8985 | 0 | 0 | 0 | 0 | 0 | 0 | 0 | 0 | 0 | 0 | 0 | 0 | 0 | 0.45131 | 0 | 0.32173 | 0.90006 | 0 | 0 | 0.053706 | 0.75221 | 0 | 0 | 0 | 0 | 2.479 | 0 | 0 | 0 | 0 | 0 | 0 | 0 | 0 | 0 | 0 | 0 | 0 | 0
5 | 14 | 3 | 1 | 1.7931 | 0 | 2.4769 | 0 | 0 | 0 | 0 | 0.032028 | 0 | 0 | 0.59533 | 0 | 4.8974 | 0 | 0 | 0 | 0 | 0 | 0 | 0 | 0 | 0 | 0 | 0 | 0 | 0 | 0.45131 | 0 | 0.32173 | 0.89882 | 0 | 0 | 0.053706 | 0.74963 | 0 | 0 | 0 | 0 | 2.4752 | 0 | 0 | 0 | 0 | 0 | 0 | 0 | 0 | 0 | 0 | 0 | 0 | 0
5 | 14 | 4 | 1 | 1.7931 | 0 | 2.4769 | 0 | 0 | 0 | 0 | 0.047696 | 0 | 0 | 0.59532 | 0 | 4.913 | 0 | 0 | 0 | 0 | 0 | 0 | 0 | 0 | 0 | 0 | 0 | 0 | 0 | 0.45131 | 0 | 0.32173 | 1.3288 | 0 | 0 | 0.053706 | 0.75797 | 0 | 0 | 0 | 0 | 2.9135 | 0 | 0 | 0 | 0 | 0 | 0 | 0 | 0 | 0 | 0 | 0 | 0 | 0
5 | 14 | 5 | 1 | 1.7931 | 0 | 2.4769 | 0 | 0 | 0 | 0 | 0.065426 | 0 | 0 | 0.59534 | 0 | 4.9308 | 0 | 0 | 0 | 0 | 0 | 0 | 0 | 0 | 0 | 0 | 0 | 0 | 0 | 0.45131 | 0 | 0.32173 | 1.7398 | 0 | 0 | 0.053706 | 0.75694 | 0 | 0 | 0 | 0 | 3.3235 | 0 | 0 | 0 | 0 | 0 | 0 | 0 | 0 | 0 | 0 | 0 | 0 | 0
5 | 14 | 6 | 1 | 1.7931 | 0 | 2.4769 | 0 | 0 | 0 | 0 | 0.071947 | 0 | 0 | 3.3662 | 0 | 7.7082 | 0 | 0 | 0 | 0 | 0 | 0 | 0 | 0 | 0 | 0 | 0 | 0 | 0 | 0.45131 | 0 | 0.54519 | 1.8054 | 0 | 0 | 0.31621 | 0.7549 | 0 | 0 | 0 | 0 | 3.873 | 0 | 0 | 0 | 0 | 0 | 0 | 0 | 0 | 0 | 0 | 0 | 0 | 0
5 | 14 | 7 | 1 | 1.7931 | 0 | 2.4769 | 0 | 0 | 0 | 0 | 0.47639 | 0 | 0 | 5.5829 | 0 | 10.3293 | 0 | 0 | 0 | 0 | 0 | 0 | 0 | 0 | 0 | 0 | 0 | 0 | 0 | 0.45131 | 0 | 0.71279 | 3.4865 | 0 | 0 | 0.52621 | 0.75058 | 0 | 0 | 0 | 0 | 5.9274 | 0 | 0 | 0 | 0 | 0 | 0 | 0 | 0 | 0 | 0 | 0 | 0 | 0
5 | 14 | 8 | 1 | 1.7931 | 0 | 13.6089 | 0 | 0 | 0 | 0 | 0.16023 | 0 | 0 | 3.9586 | 0 | 19.5209 | 0 | 0 | 0 | 0 | 0 | 0 | 0 | 0 | 0 | 0 | 0 | 0 | 0 | 0.45131 | 0 | 0.71279 | 1.84 | 0 | 0 | 0.42121 | 0.74343 | 0 | 0 | 0 | 0 | 4.1688 | 0 | 0 | 0 | 0 | 0 | 0 | 0 | 0 | 0 | 0 | 0 | 0 | 0
5 | 14 | 9 | 1 | 1.7931 | 0 | 13.6089 | 0 | 0 | 0 | 0 | 0.092619 | 0 | 0 | 3.876 | 0 | 19.3706 | 0 | 0 | 0 | 0 | 0 | 0 | 0 | 0 | 0 | 0 | 0 | 0 | 0 | 0.45131 | 0 | 0.71279 | 1.1246 | 0 | 0 | 0.31621 | 0.73841 | 0 | 0 | 0 | 0 | 3.3433 | 0 | 0 | 0 | 0 | 0 | 0 | 0 | 0 | 0 | 0 | 0 | 0 | 0
5 | 14 | 10 | 1 | 1.7931 | 0 | 13.6089 | 0 | 0 | 0 | 0 | 0.046097 | 0 | 0 | 3.3662 | 0 | 18.8143 | 0 | 0 | 0 | 0 | 0 | 0 | 0 | 0 | 0 | 0 | 0 | 0 | 0 | 0.45131 | 0 | 0.71279 | 0.62625 | 0 | 0 | 0.31621 | 0.73338 | 0 | 0 | 0 | 0 | 2.8399 | 0 | 0 | 0 | 0 | 0 | 0 | 0 | 0 | 0 | 0 | 0 | 0 | 0
5 | 14 | 11 | 1 | 1.7931 | 0 | 13.6089 | 0 | 0 | 0 | 0 | 0.034544 | 0 | 0 | 3.9203 | 0 | 19.3569 | 0 | 0 | 0 | 0 | 0 | 0 | 0 | 0 | 0 | 0 | 0 | 0 | 0 | 0.45131 | 0 | 0.54519 | 0.47469 | 0 | 0 | 0.36871 | 0.73587 | 0 | 0 | 0 | 0 | 2.5758 | 0 | 0 | 0 | 0 | 0 | 0 | 0 | 0 | 0 | 0 | 0 | 0 | 0
5 | 14 | 12 | 1 | 1.7931 | 0 | 8.6613 | 0 | 0 | 0 | 0 | 0.034562 | 0 | 0 | 3.9586 | 0 | 14.4476 | 0 | 0 | 0 | 0 | 0 | 0 | 0 | 0 | 0 | 0 | 0 | 0 | 0 | 0.45131 | 0 | 0.54519 | 0.36368 | 0 | 0 | 0.42121 | 0.73335 | 0 | 0 | 0 | 0 | 2.5147 | 0 | 0 | 0 | 0 | 0 | 0 | 0 | 0 | 0 | 0 | 0 | 0 | 0
5 | 14 | 13 | 1 | 1.7931 | 0 | 13.6089 | 0 | 0 | 0 | 0 | 0.028317 | 0 | 0 | 4.4301 | 0 | 19.8605 | 0 | 0 | 0 | 0 | 0 | 0 | 0 | 0 | 0 | 0 | 0 | 0 | 0 | 0.45131 | 0 | 0.54519 | 0.27596 | 0 | 0 | 0.36871 | 0.73106 | 0 | 0 | 0 | 0 | 2.3722 | 0 | 0 | 0 | 0 | 0 | 0 | 0 | 0 | 0 | 0 | 0 | 0 | 0
5 | 14 | 14 | 1 | 1.7931 | 0 | 13.6089 | 0 | 0 | 0 | 0 | 0.026018 | 0 | 0 | 3.9203 | 0 | 19.3483 | 0 | 0 | 0 | 0 | 0 | 0 | 0 | 0 | 0 | 0 | 0 | 0 | 0 | 0.45131 | 0 | 0.54519 | 0.21953 | 0 | 0 | 0.36871 | 0.72863 | 0 | 0 | 0 | 0 | 2.3134 | 0 | 0 | 0 | 0 | 0 | 0 | 0 | 0 | 0 | 0 | 0 | 0 | 0
5 | 14 | 15 | 1 | 1.7931 | 0 | 13.6089 | 0 | 0 | 0 | 0 | 0.023196 | 0 | 0 | 3.3661 | 0 | 18.7913 | 0 | 0 | 0 | 0 | 0 | 0 | 0 | 0 | 0 | 0 | 0 | 0 | 0 | 0.45131 | 0 | 0.54519 | 0.1415 | 0 | 0 | 0.31621 | 0.72463 | 0 | 0 | 0 | 0 | 2.1788 | 0 | 0 | 0 | 0 | 0 | 0 | 0 | 0 | 0 | 0 | 0 | 0 | 0
5 | 14 | 16 | 1 | 1.7931 | 0 | 13.6089 | 0 | 0 | 0 | 0 | 0.030294 | 0 | 0 | 3.3661 | 0 | 18.7984 | 0 | 0 | 0 | 0 | 0 | 0 | 0 | 0 | 0 | 0 | 0 | 0 | 0 | 0.45131 | 0 | 0.54519 | 0.13537 | 0 | 0 | 0.31621 | 0.72193 | 0 | 0 | 0 | 0 | 2.17 | 0 | 0 | 0 | 0 | 0 | 0 | 0 | 0 | 0 | 0 | 0 | 0 | 0
5 | 14 | 17 | 1 | 1.7931 | 0 | 13.6089 | 0 | 0 | 0 | 0 | 0.034395 | 0 | 0 | 5.5828 | 0 | 21.0192 | 0 | 0 | 0 | 0 | 0 | 0 | 0 | 0 | 0 | 0 | 0 | 0 | 0 | 0.45131 | 0 | 0.54519 | 0.094086 | 0.059363 | 0 | 0.52621 | 0.72367 | 0 | 0 | 0 | 0 | 2.3998 | 0 | 0 | 0 | 0 | 0 | 0 | 0 | 0 | 0 | 0 | 0 | 0 | 0
5 | 14 | 18 | 1 | 1.7931 | 0 | 9.8982 | 0 | 0 | 0 | 0 | 0.028101 | 0 | 0 | 5.5828 | 0 | 17.3022 | 0 | 0 | 0 | 0 | 0 | 0 | 0 | 0 | 0 | 0 | 0 | 0 | 0 | 0.45131 | 0 | 0.54519 | 0.097129 | 0.017379 | 0 | 0.52621 | 0.72533 | 0 | 0 | 0 | 0 | 2.3626 | 0 | 0 | 0 | 0 | 0 | 0 | 0 | 0 | 0 | 0 | 0 | 0 | 0
5 | 14 | 19 | 1 | 1.7931 | 0 | 2.4769 | 0 | 0 | 0 | 0 | 0.032834 | 0 | 0 | 3.9586 | 0 | 8.2615 | 0 | 0 | 0 | 0 | 0 | 0 | 0 | 0 | 0 | 0 | 0 | 0 | 0 | 0.45131 | 0 | 0.88038 | 0.14003 | 0 | 0 | 0.42121 | 0.72077 | 0 | 0 | 0 | 0 | 2.6137 | 0 | 0 | 0 | 0 | 0 | 0 | 0 | 0 | 0 | 0 | 0 | 0 | 0
5 | 14 | 20 | 1 | 1.7931 | 0 | 2.4769 | 0 | 0 | 0 | 0 | 0.035804 | 0 | 0 | 4.4301 | 0 | 8.7359 | 0 | 0 | 0 | 0 | 0 | 0 | 0 | 0 | 0 | 0 | 0 | 0 | 0 | 0.45131 | 0 | 1.1038 | 0.20999 | 0 | 0 | 0.36871 | 0.72043 | 0 | 0 | 0 | 0 | 2.8543 | 0 | 0 | 0 | 0 | 0 | 0 | 0 | 0 | 0 | 0 | 0 | 0 | 0
5 | 14 | 21 | 1 | 1.7931 | 0 | 2.4769 | 0 | 0 | 0 | 0 | 0.036984 | 0 | 0 | 3.9586 | 0 | 8.2656 | 0 | 0 | 0 | 0 | 0 | 0 | 0 | 0 | 0 | 0 | 0 | 0 | 0 | 0.45131 | 0 | 1.2156 | 0.23136 | 0 | 0 | 0.47371 | 0.71945 | 0 | 0 | 0 | 0 | 3.0914 | 0 | 0 | 0 | 0 | 0 | 0 | 0 | 0 | 0 | 0 | 0 | 0 | 0
5 | 14 | 22 | 1 | 1.7931 | 0 | 2.4769 | 0 | 0 | 0 | 0 | 0.039144 | 0 | 0 | 4.4235 | 0 | 8.7327 | 0 | 0 | 0 | 0 | 0 | 0 | 0 | 0 | 0 | 0 | 0 | 0 | 0 | 0.45131 | 0 | 1.1038 | 0.28252 | 0 | 0 | 0.31621 | 0.72224 | 0 | 0 | 0 | 0 | 2.8761 | 0 | 0 | 0 | 0 | 0 | 0 | 0 | 0 | 0 | 0 | 0 | 0 | 0
5 | 14 | 23 | 1 | 1.7931 | 0 | 2.4769 | 0 | 0 | 0 | 0 | 0.017002 | 0 | 0 | 0.59523 | 0 | 4.8823 | 0 | 0 | 0 | 0 | 0 | 0 | 0 | 0 | 0 | 0 | 0 | 0 | 0 | 0.45131 | 0 | 0.88038 | 0.27209 | 0 | 0 | 0.053706 | 0.72705 | 0 | 0 | 0 | 0 | 2.3845 | 0 | 0 | 0 | 0 | 0 | 0 | 0 | 0 | 0 | 0 | 0 | 0 | 0
5 | 14 | 24 | 1 | 1.7931 | 0 | 2.4769 | 0 | 0 | 0 | 0 | 0.018759 | 0 | 0 | 0.59525 | 0 | 4.884 | 0 | 0 | 0 | 0 | 0 | 0 | 0 | 0 | 0 | 0 | 0 | 0 | 0 | 0.45131 | 0 | 0.54519 | 0.39981 | 0 | 0 | 0.053706 | 0.73689 | 0 | 0 | 0 | 0 | 2.1869 | 0 | 0 | 0 | 0 | 0 | 0 | 0 | 0 | 0 | 0 | 0 | 0 | 0
5 | 15 | 1 | 2 | 1.7931 | 0 | 2.4769 | 0 | 0 | 0 | 0 | 0.01971 | 0 | 0 | 0.59529 | 0 | 4.885 | 0 | 0 | 0 | 0 | 0 | 0 | 0 | 0 | 0 | 0 | 0 | 0 | 0 | 0.45131 | 0 | 0.32173 | 0.47056 | 0 | 0 | 0.053706 | 0.74209 | 0 | 0 | 0 | 0 | 2.0394 | 0 | 0 | 0 | 0 | 0 | 0 | 0 | 0 | 0 | 0 | 0 | 0 | 0
5 | 15 | 2 | 2 | 1.7931 | 0 | 2.4769 | 0 | 0 | 0 | 0 | 0.021069 | 0 | 0 | 0.59531 | 0 | 4.8864 | 0 | 0 | 0 | 0 | 0 | 0 | 0 | 0 | 0 | 0 | 0 | 0 | 0 | 0.45131 | 0 | 0.32173 | 0.52712 | 0 | 0 | 0.053706 | 0.7441 | 0 | 0 | 0 | 0 | 2.098 | 0 | 0 | 0 | 0 | 0 | 0 | 0 | 0 | 0 | 0 | 0 | 0 | 0
5 | 15 | 3 | 2 | 1.7931 | 0 | 2.4769 | 0 | 0 | 0 | 0 | 0.021134 | 0 | 0 | 0.59532 | 0 | 4.8865 | 0 | 0 | 0 | 0 | 0 | 0 | 0 | 0 | 0 | 0 | 0 | 0 | 0 | 0.45131 | 0 | 0.32173 | 0.54716 | 0 | 0 | 0.053706 | 0.74378 | 0 | 0 | 0 | 0 | 2.1177 | 0 | 0 | 0 | 0 | 0 | 0 | 0 | 0 | 0 | 0 | 0 | 0 | 0
5 | 15 | 4 | 2 | 1.7931 | 0 | 2.4769 | 0 | 0 | 0 | 0 | 0.021034 | 0 | 0 | 0.59532 | 0 | 4.8864 | 0 | 0 | 0 | 0 | 0 | 0 | 0 | 0 | 0 | 0 | 0 | 0 | 0 | 0.45131 | 0 | 0.32173 | 0.56216 | 0 | 0 | 0.053706 | 0.74303 | 0 | 0 | 0 | 0 | 2.1319 | 0 | 0 | 0 | 0 | 0 | 0 | 0 | 0 | 0 | 0 | 0 | 0 | 0
5 | 15 | 5 | 2 | 1.7931 | 0 | 2.4769 | 0 | 0 | 0 | 0 | 0.021537 | 0 | 0 | 0.59531 | 0 | 4.8869 | 0 | 0 | 0 | 0 | 0 | 0 | 0 | 0 | 0 | 0 | 0 | 0 | 0 | 0.45131 | 0 | 0.32173 | 0.56677 | 0 | 0 | 0.053706 | 0.74347 | 0 | 0 | 0 | 0 | 2.137 | 0 | 0 | 0 | 0 | 0 | 0 | 0 | 0 | 0 | 0 | 0 | 0 | 0
5 | 15 | 6 | 2 | 1.7931 | 0 | 2.4769 | 0 | 0 | 0 | 0 | 0.021247 | 0 | 0 | 3.3662 | 0 | 7.6574 | 0 | 0 | 0 | 0 | 0 | 0 | 0 | 0 | 0 | 0 | 0 | 0 | 0 | 0.45131 | 0 | 0.54519 | 0.51273 | 0 | 0 | 0.31621 | 0.73758 | 0 | 0 | 0 | 0 | 2.563 | 0 | 0 | 0 | 0 | 0 | 0 | 0 | 0 | 0 | 0 | 0 | 0 | 0
5 | 15 | 7 | 2 | 1.7931 | 0 | 2.4769 | 0 | 0 | 0 | 0 | 0.041128 | 0 | 0 | 5.5828 | 0 | 9.894 | 0 | 0 | 0 | 0 | 0 | 0 | 0 | 0 | 0 | 0 | 0 | 0 | 0 | 0.45131 | 0 | 0.71279 | 0.46995 | 0 | 0 | 0.52621 | 0.72818 | 0 | 0 | 0 | 0 | 2.8884 | 0 | 0 | 0 | 0 | 0 | 0 | 0 | 0 | 0 | 0 | 0 | 0 | 0
5 | 15 | 8 | 2 | 1.7931 | 0 | 13.6089 | 0 | 0 | 0 | 0 | 0.028212 | 0 | 0 | 3.9586 | 0 | 19.3888 | 0 | 0 | 0 | 0 | 0 | 0 | 0 | 0 | 0 | 0 | 0 | 0 | 0 | 0.45131 | 0 | 0.71279 | 0.24701 | 0 | 0 | 0.42121 | 0.72252 | 0 | 0 | 0 | 0 | 2.5548 | 0 | 0 | 0 | 0 | 0 | 0 | 0 | 0 | 0 | 0 | 0 | 0 | 0
5 | 15 | 9 | 2 | 1.7931 | 0 | 13.6089 | 0 | 0 | 0 | 0 | 0.027478 | 0 | 0 | 3.8759 | 0 | 19.3054 | 0 | 0 | 0 | 0 | 0 | 0 | 0 | 0 | 0 | 0 | 0 | 0 | 0 | 0.45131 | 0 | 0.71279 | 0.28239 | 0 | 0 | 0.31621 | 0.7221 | 0 | 0 | 0 | 0 | 2.4848 | 0 | 0 | 0 | 0 | 0 | 0 | 0 | 0 | 0 | 0 | 0 | 0 | 0
5 | 15 | 10 | 2 | 1.7931 | 0 | 13.6089 | 0 | 0 | 0 | 0 | 0.024689 | 0 | 0 | 3.3661 | 0 | 18.7928 | 0 | 0 | 0 | 0 | 0 | 0 | 0 | 0 | 0 | 0 | 0 | 0 | 0 | 0.45131 | 0 | 0.71279 | 0.14717 | 0 | 0 | 0.31621 | 0.71785 | 0 | 0 | 0 | 0 | 2.3453 | 0 | 0 | 0 | 0 | 0 | 0 | 0 | 0 | 0 | 0 | 0 | 0 | 0
5 | 15 | 11 | 2 | 1.7931 | 0 | 13.6089 | 0 | 0 | 0 | 0 | 0.022937 | 0 | 0 | 3.9202 | 0 | 19.3452 | 0 | 0 | 0 | 0 | 0 | 0 | 0 | 0 | 0 | 0 | 0 | 0 | 0 | 0.45131 | 0 | 0.54519 | 0.12586 | 0 | 0 | 0.36871 | 0.71848 | 0 | 0 | 0 | 0 | 2.2096 | 0 | 0 | 0 | 0 | 0 | 0 | 0 | 0 | 0 | 0 | 0 | 0 | 0
5 | 15 | 12 | 2 | 1.7931 | 0 | 8.6613 | 0 | 0 | 0 | 0 | 0.026458 | 0 | 0 | 3.9586 | 0 | 14.4395 | 0 | 0 | 0 | 0 | 0 | 0 | 0 | 0 | 0 | 0 | 0 | 0 | 0 | 0.45131 | 0 | 0.54519 | 0.14732 | 0 | 0 | 0.42121 | 0.71823 | 0 | 0 | 0 | 0 | 2.2833 | 0 | 0 | 0 | 0 | 0 | 0 | 0 | 0 | 0 | 0 | 0 | 0 | 0
5 | 15 | 13 | 2 | 1.7931 | 0 | 13.6089 | 0 | 0 | 0 | 0 | 0.023759 | 0 | 0 | 4.43 | 0 | 19.8558 | 0 | 0 | 0 | 0 | 0 | 0 | 0 | 0 | 0 | 0 | 0 | 0 | 0 | 0.45131 | 0 | 0.54519 | 0.18788 | 0 | 0 | 0.36871 | 0.71957 | 0 | 0 | 0 | 0 | 2.2727 | 0 | 0 | 0 | 0 | 0 | 0 | 0 | 0 | 0 | 0 | 0 | 0 | 0
5 | 15 | 14 | 2 | 1.7931 | 0 | 13.6089 | 0 | 0 | 0 | 0 | 0.023759 | 0 | 0 | 3.9202 | 0 | 19.346 | 0 | 0 | 0 | 0 | 0 | 0 | 0 | 0 | 0 | 0 | 0 | 0 | 0 | 0.45131 | 0 | 0.54519 | 0.20977 | 0 | 0 | 0.36871 | 0.7205 | 0 | 0 | 0 | 0 | 2.2955 | 0 | 0 | 0 | 0 | 0 | 0 | 0 | 0 | 0 | 0 | 0 | 0 | 0
5 | 15 | 15 | 2 | 1.7931 | 0 | 13.6089 | 0 | 0 | 0 | 0 | 0.027078 | 0 | 0 | 3.3661 | 0 | 18.7952 | 0 | 0 | 0 | 0 | 0 | 0 | 0 | 0 | 0 | 0 | 0 | 0 | 0 | 0.45131 | 0 | 0.54519 | 0.20211 | 0 | 0 | 0.31621 | 0.71851 | 0 | 0 | 0 | 0 | 2.2333 | 0 | 0 | 0 | 0 | 0 | 0 | 0 | 0 | 0 | 0 | 0 | 0 | 0
5 | 15 | 16 | 2 | 1.7931 | 0 | 13.6089 | 0 | 0 | 0 | 0 | 0.022224 | 0 | 0 | 3.3661 | 0 | 18.7903 | 0 | 0 | 0 | 0 | 0 | 0 | 0 | 0 | 0 | 0 | 0 | 0 | 0 | 0.45131 | 0 | 0.54519 | 0.20596 | 0 | 0 | 0.31621 | 0.71985 | 0 | 0 | 0 | 0 | 2.2385 | 0 | 0 | 0 | 0 | 0 | 0 | 0 | 0 | 0 | 0 | 0 | 0 | 0
5 | 15 | 17 | 2 | 1.7931 | 0 | 13.6089 | 0 | 0 | 0 | 0 | 0.023299 | 0 | 0 | 5.5828 | 0 | 21.0081 | 0 | 0 | 0 | 0 | 0 | 0 | 0 | 0 | 0 | 0 | 0 | 0 | 0 | 0.45131 | 0 | 0.54519 | 0.31384 | 0 | 0 | 0.52621 | 0.72338 | 0 | 0 | 0 | 0 | 2.5599 | 0 | 0 | 0 | 0 | 0 | 0 | 0 | 0 | 0 | 0 | 0 | 0 | 0
5 | 15 | 18 | 2 | 1.7931 | 0 | 9.8982 | 0 | 0 | 0 | 0 | 0.02501 | 0 | 0 | 5.5828 | 0 | 17.2991 | 0 | 0 | 0 | 0 | 0 | 0 | 0 | 0 | 0 | 0 | 0 | 0 | 0 | 0.45131 | 0 | 0.54519 | 0.29451 | 0 | 0 | 0.52621 | 0.7222 | 0 | 0 | 0 | 0 | 2.5394 | 0 | 0 | 0 | 0 | 0 | 0 | 0 | 0 | 0 | 0 | 0 | 0 | 0
5 | 15 | 19 | 2 | 1.7931 | 0 | 2.4769 | 0 | 0 | 0 | 0 | 0.032317 | 0 | 0 | 3.9586 | 0 | 8.2609 | 0 | 0 | 0 | 0 | 0 | 0 | 0 | 0 | 0 | 0 | 0 | 0 | 0 | 0.45131 | 0 | 0.88038 | 0.3305 | 0 | 0 | 0.42121 | 0.71806 | 0 | 0 | 0 | 0 | 2.8015 | 0 | 0 | 0 | 0 | 0 | 0 | 0 | 0 | 0 | 0 | 0 | 0 | 0
5 | 15 | 20 | 2 | 1.7931 | 0 | 2.4769 | 0 | 0 | 0 | 0 | 0.033051 | 0 | 0 | 4.43 | 0 | 8.7331 | 0 | 0 | 0 | 0 | 0 | 0 | 0 | 0 | 0 | 0 | 0 | 0 | 0 | 0.45131 | 0 | 1.1038 | 0.33527 | 0 | 0 | 0.36871 | 0.71421 | 0 | 0 | 0 | 0 | 2.9733 | 0 | 0 | 0 | 0 | 0 | 0 | 0 | 0 | 0 | 0 | 0 | 0 | 0
5 | 15 | 21 | 2 | 1.7931 | 0 | 2.4769 | 0 | 0 | 0 | 0 | 0.033494 | 0 | 0 | 3.9586 | 0 | 8.2621 | 0 | 0 | 0 | 0 | 0 | 0 | 0 | 0 | 0 | 0 | 0 | 0 | 0 | 0.45131 | 0 | 1.2156 | 0.34366 | 0 | 0 | 0.47371 | 0.71199 | 0 | 0 | 0 | 0 | 3.1962 | 0 | 0 | 0 | 0 | 0 | 0 | 0 | 0 | 0 | 0 | 0 | 0 | 0
5 | 15 | 22 | 2 | 1.7931 | 0 | 2.4769 | 0 | 0 | 0 | 0 | 0.034335 | 0 | 0 | 4.4234 | 0 | 8.7278 | 0 | 0 | 0 | 0 | 0 | 0 | 0 | 0 | 0 | 0 | 0 | 0 | 0 | 0.45131 | 0 | 1.1038 | 0.40808 | 0 | 0 | 0.31621 | 0.71498 | 0 | 0 | 0 | 0 | 2.9944 | 0 | 0 | 0 | 0 | 0 | 0 | 0 | 0 | 0 | 0 | 0 | 0 | 0
5 | 15 | 23 | 2 | 1.7931 | 0 | 2.4769 | 0 | 0 | 0 | 0 | 0.014451 | 0 | 0 | 0.59517 | 0 | 4.8796 | 0 | 0 | 0 | 0 | 0 | 0 | 0 | 0 | 0 | 0 | 0 | 0 | 0 | 0.45131 | 0 | 0.88038 | 0.41447 | 0 | 0 | 0.053706 | 0.72096 | 0 | 0 | 0 | 0 | 2.5208 | 0 | 0 | 0 | 0 | 0 | 0 | 0 | 0 | 0 | 0 | 0 | 0 | 0
5 | 15 | 24 | 2 | 1.7931 | 0 | 2.4769 | 0 | 0 | 0 | 0 | 0.015237 | 0 | 0 | 0.59519 | 0 | 4.8804 | 0 | 0 | 0 | 0 | 0 | 0 | 0 | 0 | 0 | 0 | 0 | 0 | 0 | 0.45131 | 0 | 0.54519 | 0.46374 | 0 | 0 | 0.053706 | 0.7286 | 0 | 0 | 0 | 0 | 2.2426 | 0 | 0 | 0 | 0 | 0 | 0 | 0 | 0 | 0 | 0 | 0 | 0 | 0
5 | 16 | 1 | 3 | 1.7931 | 0 | 2.4769 | 0 | 0 | 0 | 0 | 0.017368 | 0 | 0 | 0.59522 | 0 | 4.8826 | 0 | 0 | 0 | 0 | 0 | 0 | 0 | 0 | 0 | 0 | 0 | 0 | 0 | 0.45131 | 0 | 0.32173 | 0.54626 | 0 | 0 | 0.053706 | 0.73596 | 0 | 0 | 0 | 0 | 2.109 | 0 | 0 | 0 | 0 | 0 | 0 | 0 | 0 | 0 | 0 | 0 | 0 | 0
5 | 16 | 2 | 3 | 1.7931 | 0 | 2.4769 | 0 | 0 | 0 | 0 | 0.017015 | 0 | 0 | 0.59525 | 0 | 4.8823 | 0 | 0 | 0 | 0 | 0 | 0 | 0 | 0 | 0 | 0 | 0 | 0 | 0 | 0.45131 | 0 | 0.32173 | 0.53858 | 0 | 0 | 0.053706 | 0.73469 | 0 | 0 | 0 | 0 | 2.1 | 0 | 0 | 0 | 0 | 0 | 0 | 0 | 0 | 0 | 0 | 0 | 0 | 0
5 | 16 | 3 | 3 | 1.7931 | 0 | 2.4769 | 0 | 0 | 0 | 0 | 0.018813 | 0 | 0 | 0.59525 | 0 | 4.8841 | 0 | 0 | 0 | 0 | 0 | 0 | 0 | 0 | 0 | 0 | 0 | 0 | 0 | 0.45131 | 0 | 0.32173 | 0.56368 | 0 | 0 | 0.053706 | 0.73765 | 0 | 0 | 0 | 0 | 2.1281 | 0 | 0 | 0 | 0 | 0 | 0 | 0 | 0 | 0 | 0 | 0 | 0 | 0
5 | 16 | 4 | 3 | 1.7931 | 0 | 2.4769 | 0 | 0 | 0 | 0 | 0.017734 | 0 | 0 | 0.59526 | 0 | 4.883 | 0 | 0 | 0 | 0 | 0 | 0 | 0 | 0 | 0 | 0 | 0 | 0 | 0 | 0.45131 | 0 | 0.32173 | 0.54358 | 0 | 0 | 0.053706 | 0.73477 | 0 | 0 | 0 | 0 | 2.1051 | 0 | 0 | 0 | 0 | 0 | 0 | 0 | 0 | 0 | 0 | 0 | 0 | 0
5 | 16 | 5 | 3 | 1.7931 | 0 | 2.4769 | 0 | 0 | 0 | 0 | 0.016898 | 0 | 0 | 0.59525 | 0 | 4.8822 | 0 | 0 | 0 | 0 | 0 | 0 | 0 | 0 | 0 | 0 | 0 | 0 | 0 | 0.45131 | 0 | 0.32173 | 0.51058 | 0 | 0 | 0.053706 | 0.73233 | 0 | 0 | 0 | 0 | 2.0697 | 0 | 0 | 0 | 0 | 0 | 0 | 0 | 0 | 0 | 0 | 0 | 0 | 0
5 | 16 | 6 | 3 | 1.7931 | 0 | 2.4769 | 0 | 0 | 0 | 0 | 0.018956 | 0 | 0 | 3.3661 | 0 | 7.6551 | 0 | 0 | 0 | 0 | 0 | 0 | 0 | 0 | 0 | 0 | 0 | 0 | 0 | 0.45131 | 0 | 0.54519 | 0.50638 | 0 | 0 | 0.31621 | 0.7305 | 0 | 0 | 0 | 0 | 2.5496 | 0 | 0 | 0 | 0 | 0 | 0 | 0 | 0 | 0 | 0 | 0 | 0 | 0
5 | 16 | 7 | 3 | 1.7931 | 0 | 2.4769 | 0 | 0 | 0 | 0 | 0.05107 | 0 | 0 | 5.5828 | 0 | 9.9039 | 0 | 0 | 0 | 0 | 0 | 0 | 0 | 0 | 0 | 0 | 0 | 0 | 0 | 0.45131 | 0 | 0.71279 | 0.65151 | 0 | 0 | 0.52621 | 0.7268 | 0 | 0 | 0 | 0 | 3.0686 | 0 | 0 | 0 | 0 | 0 | 0 | 0 | 0 | 0 | 0 | 0 | 0 | 0
5 | 16 | 8 | 3 | 1.7931 | 0 | 13.6089 | 0 | 0 | 0 | 0 | 0.032668 | 0 | 0 | 3.9586 | 0 | 19.3932 | 0 | 0 | 0 | 0 | 0 | 0 | 0 | 0 | 0 | 0 | 0 | 0 | 0 | 0.45131 | 0 | 0.71279 | 0.52572 | 0 | 0 | 0.42121 | 0.72332 | 0 | 0 | 0 | 0 | 2.8344 | 0 | 0 | 0 | 0 | 0 | 0 | 0 | 0 | 0 | 0 | 0 | 0 | 0
5 | 16 | 9 | 3 | 1.7931 | 0 | 13.6089 | 0 | 0 | 0 | 0 | 0.030073 | 0 | 0 | 3.8758 | 0 | 19.3079 | 0 | 0 | 0 | 0 | 0 | 0 | 0 | 0 | 0 | 0 | 0 | 0 | 0 | 0.45131 | 0 | 0.71279 | 0.43248 | 0 | 0 | 0.31621 | 0.72165 | 0 | 0 | 0 | 0 | 2.6344 | 0 | 0 | 0 | 0 | 0 | 0 | 0 | 0 | 0 | 0 | 0 | 0 | 0
5 | 16 | 10 | 3 | 1.7931 | 0 | 13.6089 | 0 | 0 | 0 | 0 | 0.025536 | 0 | 0 | 3.366 | 0 | 18.7936 | 0 | 0 | 0 | 0 | 0 | 0 | 0 | 0 | 0 | 0 | 0 | 0 | 0 | 0.45131 | 0 | 0.71279 | 0.30734 | 0 | 0 | 0.31621 | 0.71515 | 0 | 0 | 0 | 0 | 2.5028 | 0 | 0 | 0 | 0 | 0 | 0 | 0 | 0 | 0 | 0 | 0 | 0 | 0
5 | 16 | 11 | 3 | 1.7931 | 0 | 13.6089 | 0 | 0 | 0 | 0 | 0.023068 | 0 | 0 | 3.9202 | 0 | 19.3453 | 0 | 0 | 0 | 0 | 0 | 0 | 0 | 0 | 0 | 0 | 0 | 0 | 0 | 0.45131 | 0 | 0.54519 | 0.23238 | 0 | 0 | 0.36871 | 0.71523 | 0 | 0 | 0 | 0 | 2.3128 | 0 | 0 | 0 | 0 | 0 | 0 | 0 | 0 | 0 | 0 | 0 | 0 | 0
5 | 16 | 12 | 3 | 1.7931 | 0 | 8.6613 | 0 | 0 | 0 | 0 | 0.024196 | 0 | 0 | 3.9586 | 0 | 14.4372 | 0 | 0 | 0 | 0 | 0 | 0 | 0 | 0 | 0 | 0 | 0 | 0 | 0 | 0.45131 | 0 | 0.54519 | 0.13389 | 0 | 0 | 0.42121 | 0.71183 | 0 | 0 | 0 | 0 | 2.2634 | 0 | 0 | 0 | 0 | 0 | 0 | 0 | 0 | 0 | 0 | 0 | 0 | 0
5 | 16 | 13 | 3 | 1.7931 | 0 | 13.6089 | 0 | 0 | 0 | 0 | 0.020957 | 0 | 0 | 4.43 | 0 | 19.8529 | 0 | 0 | 0 | 0 | 0 | 0 | 0 | 0 | 0 | 0 | 0 | 0 | 0 | 0.45131 | 0 | 0.54519 | 0.2244 | 0 | 0 | 0.36871 | 0.7145 | 0 | 0 | 0 | 0 | 2.3041 | 0 | 0 | 0 | 0 | 0 | 0 | 0 | 0 | 0 | 0 | 0 | 0 | 0
5 | 16 | 14 | 3 | 1.7931 | 0 | 13.6089 | 0 | 0 | 0 | 0 | 0.0206 | 0 | 0 | 3.9202 | 0 | 19.3428 | 0 | 0 | 0 | 0 | 0 | 0 | 0 | 0 | 0 | 0 | 0 | 0 | 0 | 0.45131 | 0 | 0.54519 | 0.22369 | 0 | 0 | 0.36871 | 0.71462 | 0 | 0 | 0 | 0 | 2.3035 | 0 | 0 | 0 | 0 | 0 | 0 | 0 | 0 | 0 | 0 | 0 | 0 | 0
5 | 16 | 15 | 3 | 1.7931 | 0 | 13.6089 | 0 | 0 | 0 | 0 | 0.058868 | 0 | 0 | 3.366 | 0 | 18.8269 | 0 | 0 | 0 | 0 | 0 | 0 | 0 | 0 | 0 | 0 | 0 | 0 | 0 | 0.45131 | 0 | 0.54519 | 0.17696 | 0 | 0 | 0.31621 | 0.71081 | 0 | 0 | 0 | 0 | 2.2005 | 0 | 0 | 0 | 0 | 0 | 0 | 0 | 0 | 0 | 0 | 0 | 0 | 0
5 | 16 | 16 | 3 | 1.7931 | 0 | 13.6089 | 0 | 0 | 0 | 0 | 0.041312 | 0 | 0 | 3.366 | 0 | 18.8094 | 0 | 0 | 0 | 0 | 0 | 0 | 0 | 0 | 0 | 0 | 0 | 0 | 0 | 0.45131 | 0 | 0.54519 | 0.10622 | 0.10398 | 0 | 0.31621 | 0.71008 | 0 | 0 | 0 | 0 | 2.233 | 0 | 0 | 0 | 0 | 0 | 0 | 0 | 0 | 0 | 0 | 0 | 0 | 0
5 | 16 | 17 | 3 | 1.7931 | 0 | 13.6089 | 0 | 0 | 0 | 0 | 0.069787 | 0 | 0 | 5.5827 | 0 | 21.0545 | 0 | 0 | 0 | 0 | 0 | 0 | 0 | 0 | 0 | 0 | 0 | 0 | 0 | 0.45131 | 0 | 0.54519 | 0.19463 | 0.13589 | 0 | 0.52621 | 0.7127 | 0 | 0 | 0 | 0 | 2.5659 | 0 | 0 | 0 | 0 | 0 | 0 | 0 | 0 | 0 | 0 | 0 | 0 | 0
5 | 16 | 18 | 3 | 1.7931 | 0 | 9.8982 | 0 | 0 | 0 | 0 | 0.027331 | 0 | 0 | 5.5827 | 0 | 17.3014 | 0 | 0 | 0 | 0 | 0 | 0 | 0 | 0 | 0 | 0 | 0 | 0 | 0 | 0.45131 | 0 | 0.54519 | 0.33421 | 0.020689 | 0 | 0.52621 | 0.72022 | 0 | 0 | 0 | 0 | 2.5978 | 0 | 0 | 0 | 0 | 0 | 0 | 0 | 0 | 0 | 0 | 0 | 0 | 0
5 | 16 | 19 | 3 | 1.7931 | 0 | 2.4769 | 0 | 0 | 0 | 0 | 0.031063 | 0 | 0 | 3.9586 | 0 | 8.2597 | 0 | 0 | 0 | 0 | 0 | 0 | 0 | 0 | 0 | 0 | 0 | 0 | 0 | 0.45131 | 0 | 0.88038 | 0.34917 | 0 | 0 | 0.42121 | 0.71514 | 0 | 0 | 0 | 0 | 2.8172 | 0 | 0 | 0 | 0 | 0 | 0 | 0 | 0 | 0 | 0 | 0 | 0 | 0
5 | 16 | 20 | 3 | 1.7931 | 0 | 2.4769 | 0 | 0 | 0 | 0 | 0.034078 | 0 | 0 | 4.43 | 0 | 8.7341 | 0 | 0 | 0 | 0 | 0 | 0 | 0 | 0 | 0 | 0 | 0 | 0 | 0 | 0.45131 | 0 | 1.1038 | 0.42142 | 0 | 0 | 0.36871 | 0.71505 | 0 | 0 | 0 | 0 | 3.0603 | 0 | 0 | 0 | 0 | 0 | 0 | 0 | 0 | 0 | 0 | 0 | 0 | 0
5 | 16 | 21 | 3 | 1.7931 | 0 | 2.4769 | 0 | 0 | 0 | 0 | 0.035585 | 0 | 0 | 3.9585 | 0 | 8.2642 | 0 | 0 | 0 | 0 | 0 | 0 | 0 | 0 | 0 | 0 | 0 | 0 | 0 | 0.45131 | 0 | 1.2156 | 0.44084 | 0 | 0 | 0.47371 | 0.71476 | 0 | 0 | 0 | 0 | 3.2962 | 0 | 0 | 0 | 0 | 0 | 0 | 0 | 0 | 0 | 0 | 0 | 0 | 0
5 | 16 | 22 | 3 | 1.7931 | 0 | 2.4769 | 0 | 0 | 0 | 0 | 0.035674 | 0 | 0 | 4.4234 | 0 | 8.7291 | 0 | 0 | 0 | 0 | 0 | 0 | 0 | 0 | 0 | 0 | 0 | 0 | 0 | 0.45131 | 0 | 1.1038 | 0.46732 | 0 | 0 | 0.31621 | 0.71668 | 0 | 0 | 0 | 0 | 3.0553 | 0 | 0 | 0 | 0 | 0 | 0 | 0 | 0 | 0 | 0 | 0 | 0 | 0
5 | 16 | 23 | 3 | 1.7931 | 0 | 2.4769 | 0 | 0 | 0 | 0 | 0.013869 | 0 | 0 | 0.59517 | 0 | 4.8791 | 0 | 0 | 0 | 0 | 0 | 0 | 0 | 0 | 0 | 0 | 0 | 0 | 0 | 0.45131 | 0 | 0.88038 | 0.44101 | 0 | 0 | 0.053706 | 0.71913 | 0 | 0 | 0 | 0 | 2.5455 | 0 | 0 | 0 | 0 | 0 | 0 | 0 | 0 | 0 | 0 | 0 | 0 | 0
5 | 16 | 24 | 3 | 1.7931 | 0 | 2.4769 | 0 | 0 | 0 | 0 | 0.015386 | 0 | 0 | 0.59518 | 0 | 4.8806 | 0 | 0 | 0 | 0 | 0 | 0 | 0 | 0 | 0 | 0 | 0 | 0 | 0 | 0.45131 | 0 | 0.54519 | 0.50385 | 0 | 0 | 0.053706 | 0.72815 | 0 | 0 | 0 | 0 | 2.2822 | 0 | 0 | 0 | 0 | 0 | 0 | 0 | 0 | 0 | 0 | 0 | 0 | 0
5 | 17 | 1 | 4 | 1.7931 | 0 | 2.4769 | 0 | 0 | 0 | 0 | 0.016457 | 0 | 0 | 0.59521 | 0 | 4.8817 | 0 | 0 | 0 | 0 | 0 | 0 | 0 | 0 | 0 | 0 | 0 | 0 | 0 | 0.45131 | 0 | 0.32173 | 0.55725 | 0 | 0 | 0.053706 | 0.73353 | 0 | 0 | 0 | 0 | 2.1175 | 0 | 0 | 0 | 0 | 0 | 0 | 0 | 0 | 0 | 0 | 0 | 0 | 0
5 | 17 | 2 | 4 | 1.7931 | 0 | 2.4769 | 0 | 0 | 0 | 0 | 0.017692 | 0 | 0 | 0.59523 | 0 | 4.883 | 0 | 0 | 0 | 0 | 0 | 0 | 0 | 0 | 0 | 0 | 0 | 0 | 0 | 0.45131 | 0 | 0.32173 | 0.57705 | 0 | 0 | 0.053706 | 0.73553 | 0 | 0 | 0 | 0 | 2.1393 | 0 | 0 | 0 | 0 | 0 | 0 | 0 | 0 | 0 | 0 | 0 | 0 | 0
5 | 17 | 3 | 4 | 1.7931 | 0 | 2.4769 | 0 | 0 | 0 | 0 | 0.020862 | 0 | 0 | 0.59524 | 0 | 4.8861 | 0 | 0 | 0 | 0 | 0 | 0 | 0 | 0 | 0 | 0 | 0 | 0 | 0 | 0.45131 | 0 | 0.32173 | 0.64529 | 0 | 0 | 0.053706 | 0.74169 | 0 | 0 | 0 | 0 | 2.2137 | 0 | 0 | 0 | 0 | 0 | 0 | 0 | 0 | 0 | 0 | 0 | 0 | 0
5 | 17 | 4 | 4 | 1.7931 | 0 | 2.4769 | 0 | 0 | 0 | 0 | 0.02073 | 0 | 0 | 0.59527 | 0 | 4.886 | 0 | 0 | 0 | 0 | 0 | 0 | 0 | 0 | 0 | 0 | 0 | 0 | 0 | 0.45131 | 0 | 0.32173 | 0.65724 | 0 | 0 | 0.053706 | 0.74096 | 0 | 0 | 0 | 0 | 2.225 | 0 | 0 | 0 | 0 | 0 | 0 | 0 | 0 | 0 | 0 | 0 | 0 | 0
5 | 17 | 5 | 4 | 1.7931 | 0 | 2.4769 | 0 | 0 | 0 | 0 | 0.022329 | 0 | 0 | 0.59527 | 0 | 4.8876 | 0 | 0 | 0 | 0 | 0 | 0 | 0 | 0 | 0 | 0 | 0 | 0 | 0 | 0.45131 | 0 | 0.32173 | 0.73787 | 0 | 0 | 0.053706 | 0.74118 | 0 | 0 | 0 | 0 | 2.3058 | 0 | 0 | 0 | 0 | 0 | 0 | 0 | 0 | 0 | 0 | 0 | 0 | 0
5 | 17 | 6 | 4 | 1.7931 | 0 | 2.4769 | 0 | 0 | 0 | 0 | 0.026457 | 0 | 0 | 3.3661 | 0 | 7.6626 | 0 | 0 | 0 | 0 | 0 | 0 | 0 | 0 | 0 | 0 | 0 | 0 | 0 | 0.45131 | 0 | 0.54519 | 0.72343 | 0 | 0 | 0.31621 | 0.73866 | 0 | 0 | 0 | 0 | 2.7748 | 0 | 0 | 0 | 0 | 0 | 0 | 0 | 0 | 0 | 0 | 0 | 0 | 0
5 | 17 | 7 | 4 | 1.7931 | 0 | 2.4769 | 0 | 0 | 0 | 0 | 0.073947 | 0 | 0 | 5.5828 | 0 | 9.9268 | 0 | 0 | 0 | 0 | 0 | 0 | 0 | 0 | 0 | 0 | 0 | 0 | 0 | 0.45131 | 0 | 0.71279 | 0.99841 | 0 | 0 | 0.52621 | 0.73762 | 0 | 0 | 0 | 0 | 3.4263 | 0 | 0 | 0 | 0 | 0 | 0 | 0 | 0 | 0 | 0 | 0 | 0 | 0
5 | 17 | 8 | 4 | 1.7931 | 0 | 13.6089 | 0 | 0 | 0 | 0 | 0.044132 | 0 | 0 | 3.9586 | 0 | 19.4047 | 0 | 0 | 0 | 0 | 0 | 0 | 0 | 0 | 0 | 0 | 0 | 0 | 0 | 0.45131 | 0 | 0.71279 | 0.69183 | 0 | 0 | 0.42121 | 0.72934 | 0 | 0 | 0 | 0 | 3.0065 | 0 | 0 | 0 | 0 | 0 | 0 | 0 | 0 | 0 | 0 | 0 | 0 | 0
5 | 17 | 9 | 4 | 1.7931 | 0 | 13.6089 | 0 | 0 | 0 | 0 | 0.046604 | 0 | 0 | 3.8759 | 0 | 19.3245 | 0 | 0 | 0 | 0 | 0 | 0 | 0 | 0 | 0 | 0 | 0 | 0 | 0 | 0.45131 | 0 | 0.71279 | 0.73189 | 0 | 0 | 0.31621 | 0.73488 | 0 | 0 | 0 | 0 | 2.9471 | 0 | 0 | 0 | 0 | 0 | 0 | 0 | 0 | 0 | 0 | 0 | 0 | 0
5 | 17 | 10 | 4 | 1.7931 | 0 | 13.6089 | 0 | 0 | 0 | 0 | 0.042152 | 0 | 0 | 3.3661 | 0 | 18.8103 | 0 | 0 | 0 | 0 | 0 | 0 | 0 | 0 | 0 | 0 | 0 | 0 | 0 | 0.45131 | 0 | 0.71279 | 0.70297 | 0 | 0 | 0.31621 | 0.73276 | 0 | 0 | 0 | 0 | 2.916 | 0 | 0 | 0 | 0 | 0 | 0 | 0 | 0 | 0 | 0 | 0 | 0 | 0
5 | 17 | 11 | 4 | 1.7931 | 0 | 13.6089 | 0 | 0 | 0 | 0 | 0.036403 | 0 | 0 | 3.9203 | 0 | 19.3587 | 0 | 0 | 0 | 0 | 0 | 0 | 0 | 0 | 0 | 0 | 0 | 0 | 0 | 0.45131 | 0 | 0.54519 | 0.64068 | 0 | 0 | 0.36871 | 0.73189 | 0 | 0 | 0 | 0 | 2.7378 | 0 | 0 | 0 | 0 | 0 | 0 | 0 | 0 | 0 | 0 | 0 | 0 | 0
5 | 17 | 12 | 4 | 1.7931 | 0 | 8.6613 | 0 | 0 | 0 | 0 | 0.040953 | 0 | 0 | 3.9586 | 0 | 14.454 | 0 | 0 | 0 | 0 | 0 | 0 | 0 | 0 | 0 | 0 | 0 | 0 | 0 | 0.45131 | 0 | 0.54519 | 0.58991 | 0 | 0 | 0.42121 | 0.73064 | 0 | 0 | 0 | 0 | 2.7382 | 0 | 0 | 0 | 0 | 0 | 0 | 0 | 0 | 0 | 0 | 0 | 0 | 0
5 | 17 | 13 | 4 | 1.7931 | 0 | 13.6089 | 0 | 0 | 0 | 0 | 0.03102 | 0 | 0 | 4.43 | 0 | 19.8631 | 0 | 0 | 0 | 0 | 0 | 0 | 0 | 0 | 0 | 0 | 0 | 0 | 0 | 0.45131 | 0 | 0.54519 | 0.53341 | 0 | 0 | 0.36871 | 0.72909 | 0 | 0 | 0 | 0 | 2.6277 | 0 | 0 | 0 | 0 | 0 | 0 | 0 | 0 | 0 | 0 | 0 | 0 | 0
5 | 17 | 14 | 4 | 1.7931 | 0 | 13.6089 | 0 | 0 | 0 | 0 | 0.030005 | 0 | 0 | 3.9203 | 0 | 19.3523 | 0 | 0 | 0 | 0 | 0 | 0 | 0 | 0 | 0 | 0 | 0 | 0 | 0 | 0.45131 | 0 | 0.54519 | 0.49369 | 0 | 0 | 0.36871 | 0.73003 | 0 | 0 | 0 | 0 | 2.5889 | 0 | 0 | 0 | 0 | 0 | 0 | 0 | 0 | 0 | 0 | 0 | 0 | 0
5 | 17 | 15 | 4 | 1.7931 | 0 | 13.6089 | 0 | 0 | 0 | 0 | 0.034111 | 0 | 0 | 3.3661 | 0 | 18.8022 | 0 | 0 | 0 | 0 | 0 | 0 | 0 | 0 | 0 | 0 | 0 | 0 | 0 | 0.45131 | 0 | 0.54519 | 0.55569 | 0 | 0 | 0.31621 | 0.732 | 0 | 0 | 0 | 0 | 2.6004 | 0 | 0 | 0 | 0 | 0 | 0 | 0 | 0 | 0 | 0 | 0 | 0 | 0
5 | 17 | 16 | 4 | 1.7931 | 0 | 13.6089 | 0 | 0 | 0 | 0 | 0.029834 | 0 | 0 | 3.3661 | 0 | 18.7979 | 0 | 0 | 0 | 0 | 0 | 0 | 0 | 0 | 0 | 0 | 0 | 0 | 0 | 0.45131 | 0 | 0.54519 | 0.51742 | 0 | 0 | 0.31621 | 0.73021 | 0 | 0 | 0 | 0 | 2.5603 | 0 | 0 | 0 | 0 | 0 | 0 | 0 | 0 | 0 | 0 | 0 | 0 | 0
5 | 17 | 17 | 4 | 1.7931 | 0 | 13.6089 | 0 | 0 | 0 | 0 | 0.027699 | 0 | 0 | 5.5828 | 0 | 21.0125 | 0 | 0 | 0 | 0 | 0 | 0 | 0 | 0 | 0 | 0 | 0 | 0 | 0 | 0.45131 | 0 | 0.54519 | 0.46709 | 0 | 0 | 0.52621 | 0.72943 | 0 | 0 | 0 | 0 | 2.7192 | 0 | 0 | 0 | 0 | 0 | 0 | 0 | 0 | 0 | 0 | 0 | 0 | 0
5 | 17 | 18 | 4 | 1.7931 | 0 | 9.8982 | 0 | 0 | 0 | 0 | 0.034495 | 0 | 0 | 5.5828 | 0 | 17.3086 | 0 | 0 | 0 | 0 | 0 | 0 | 0 | 0 | 0 | 0 | 0 | 0 | 0 | 0.45131 | 0 | 0.54519 | 0.5346 | 0 | 0 | 0.52621 | 0.73163 | 0 | 0 | 0 | 0 | 2.7889 | 0 | 0 | 0 | 0 | 0 | 0 | 0 | 0 | 0 | 0 | 0 | 0 | 0
5 | 17 | 19 | 4 | 1.7931 | 0 | 2.4769 | 0 | 0 | 0 | 0 | 0.048888 | 0 | 0 | 3.9586 | 0 | 8.2775 | 0 | 0 | 0 | 0 | 0 | 0 | 0 | 0 | 0 | 0 | 0 | 0 | 0 | 0.45131 | 0 | 0.88038 | 0.57222 | 0 | 0 | 0.42121 | 0.72681 | 0 | 0 | 0 | 0 | 3.0519 | 0 | 0 | 0 | 0 | 0 | 0 | 0 | 0 | 0 | 0 | 0 | 0 | 0
5 | 17 | 20 | 4 | 1.7931 | 0 | 2.4769 | 0 | 0 | 0 | 0 | 0.051712 | 0 | 0 | 4.43 | 0 | 8.7518 | 0 | 0 | 0 | 0 | 0 | 0 | 0 | 0 | 0 | 0 | 0 | 0 | 0 | 0.45131 | 0 | 1.1038 | 0.56393 | 0 | 0 | 0.36871 | 0.72344 | 0 | 0 | 0 | 0 | 3.2112 | 0 | 0 | 0 | 0 | 0 | 0 | 0 | 0 | 0 | 0 | 0 | 0 | 0
5 | 17 | 21 | 4 | 1.7931 | 0 | 2.4769 | 0 | 0 | 0 | 0 | 0.063576 | 0 | 0 | 3.9586 | 0 | 8.2922 | 0 | 0 | 0 | 0 | 0 | 0 | 0 | 0 | 0 | 0 | 0 | 0 | 0 | 0.45131 | 0 | 1.2156 | 0.80574 | 0 | 0 | 0.47371 | 0.72219 | 0 | 0 | 0 | 0 | 3.6685 | 0 | 0 | 0 | 0 | 0 | 0 | 0 | 0 | 0 | 0 | 0 | 0 | 0
5 | 17 | 22 | 4 | 1.7931 | 0 | 2.4769 | 0 | 0 | 0 | 0 | 0.098898 | 0 | 0 | 4.4235 | 0 | 8.7924 | 0 | 0 | 0 | 0 | 0 | 0 | 0 | 0 | 0 | 0 | 0 | 0 | 0 | 0.45131 | 0 | 1.1038 | 1.1977 | 0 | 0 | 0.31621 | 0.72552 | 0 | 0 | 0 | 0 | 3.7946 | 0 | 0 | 0 | 0 | 0 | 0 | 0 | 0 | 0 | 0 | 0 | 0 | 0
5 | 17 | 23 | 4 | 1.7931 | 0 | 2.4769 | 0 | 0 | 0 | 0 | 0.021005 | 0 | 0 | 0.59521 | 0 | 4.8862 | 0 | 0 | 0 | 0 | 0 | 0 | 0 | 0 | 0 | 0 | 0 | 0 | 0 | 0.45131 | 0 | 0.88038 | 0.51286 | 0 | 0 | 0.053706 | 0.73069 | 0 | 0 | 0 | 0 | 2.629 | 0 | 0 | 0 | 0 | 0 | 0 | 0 | 0 | 0 | 0 | 0 | 0 | 0
5 | 17 | 24 | 4 | 1.7931 | 0 | 2.4769 | 0 | 0 | 0 | 0 | 0.024016 | 0 | 0 | 0.59523 | 0 | 4.8893 | 0 | 0 | 0 | 0 | 0 | 0 | 0 | 0 | 0 | 0 | 0 | 0 | 0 | 0.45131 | 0 | 0.54519 | 0.62597 | 0 | 0 | 0.053706 | 0.7385 | 0 | 0 | 0 | 0 | 2.4147 | 0 | 0 | 0 | 0 | 0 | 0 | 0 | 0 | 0 | 0 | 0 | 0 | 0
5 | 18 | 1 | 5 | 1.7931 | 0 | 2.4769 | 0 | 0 | 0 | 0 | 0.027692 | 0 | 0 | 0.59526 | 0 | 4.893 | 0 | 0 | 0 | 0 | 0 | 0 | 0 | 0 | 0 | 0 | 0 | 0 | 0 | 0.45131 | 0 | 0.32173 | 0.73104 | 0 | 0 | 0.053706 | 0.74374 | 0 | 0 | 0 | 0 | 2.3015 | 0 | 0 | 0 | 0 | 0 | 0 | 0 | 0 | 0 | 0 | 0 | 0 | 0
5 | 18 | 2 | 5 | 1.7931 | 0 | 2.4769 | 0 | 0 | 0 | 0 | 0.026123 | 0 | 0 | 0.59528 | 0 | 4.8914 | 0 | 0 | 0 | 0 | 0 | 0 | 0 | 0 | 0 | 0 | 0 | 0 | 0 | 0.45131 | 0 | 0.32173 | 0.7245 | 0 | 0 | 0.053706 | 0.7402 | 0 | 0 | 0 | 0 | 2.2915 | 0 | 0 | 0 | 0 | 0 | 0 | 0 | 0 | 0 | 0 | 0 | 0 | 0
5 | 18 | 3 | 5 | 1.7931 | 0 | 2.4769 | 0 | 0 | 0 | 0 | 0.027788 | 0 | 0 | 0.59527 | 0 | 4.8931 | 0 | 0 | 0 | 0 | 0 | 0 | 0 | 0 | 0 | 0 | 0 | 0 | 0 | 0.45131 | 0 | 0.32173 | 0.79216 | 0 | 0 | 0.053706 | 0.74055 | 0 | 0 | 0 | 0 | 2.3595 | 0 | 0 | 0 | 0 | 0 | 0 | 0 | 0 | 0 | 0 | 0 | 0 | 0
5 | 18 | 4 | 5 | 1.7931 | 0 | 2.4769 | 0 | 0 | 0 | 0 | 0.045906 | 0 | 0 | 0.59527 | 0 | 4.9112 | 0 | 0 | 0 | 0 | 0 | 0 | 0 | 0 | 0 | 0 | 0 | 0 | 0 | 0.45131 | 0 | 0.32173 | 1.0862 | 0 | 0 | 0.053706 | 0.74661 | 0 | 0 | 0 | 0 | 2.6595 | 0 | 0 | 0 | 0 | 0 | 0 | 0 | 0 | 0 | 0 | 0 | 0 | 0
5 | 18 | 5 | 5 | 1.7931 | 0 | 2.4769 | 0 | 0 | 0 | 0 | 0.067391 | 0 | 0 | 0.5953 | 0 | 4.9327 | 0 | 0 | 0 | 0 | 0 | 0 | 0 | 0 | 0 | 0 | 0 | 0 | 0 | 0.45131 | 0 | 0.32173 | 1.4131 | 0 | 0 | 0.053706 | 0.74857 | 0 | 0 | 0 | 0 | 2.9884 | 0 | 0 | 0 | 0 | 0 | 0 | 0 | 0 | 0 | 0 | 0 | 0 | 0
5 | 18 | 6 | 5 | 1.7931 | 0 | 2.4769 | 0 | 0 | 0 | 0 | 0.083487 | 0 | 0 | 3.3662 | 0 | 7.7197 | 0 | 0 | 0 | 0 | 0 | 0 | 0 | 0 | 0 | 0 | 0 | 0 | 0 | 0.45131 | 0 | 0.54519 | 1.6251 | 0 | 0 | 0.31621 | 0.74509 | 0 | 0 | 0 | 0 | 3.6829 | 0 | 0 | 0 | 0 | 0 | 0 | 0 | 0 | 0 | 0 | 0 | 0 | 0
5 | 18 | 7 | 5 | 1.7931 | 0 | 2.4769 | 0 | 0 | 0 | 0 | 0.5261 | 0 | 0 | 5.5828 | 0 | 10.3789 | 0 | 0 | 0 | 0 | 0 | 0 | 0 | 0 | 0 | 0 | 0 | 0 | 0 | 0.45131 | 0 | 0.71279 | 3.3071 | 0 | 0 | 0.52621 | 0.74153 | 0 | 0 | 0 | 0 | 5.739 | 0 | 0 | 0 | 0 | 0 | 0 | 0 | 0 | 0 | 0 | 0 | 0 | 0
5 | 18 | 8 | 5 | 1.7931 | 0 | 13.6089 | 0 | 0 | 0 | 0 | 0.20203 | 0 | 0 | 3.9586 | 0 | 19.5626 | 0 | 0 | 0 | 0 | 0 | 0 | 0 | 0 | 0 | 0 | 0 | 0 | 0 | 0.45131 | 0 | 0.71279 | 1.8808 | 0 | 0 | 0.42121 | 0.73497 | 0 | 0 | 0 | 0 | 4.2011 | 0 | 0 | 0 | 0 | 0 | 0 | 0 | 0 | 0 | 0 | 0 | 0 | 0
5 | 18 | 9 | 5 | 1.7931 | 0 | 13.6089 | 0 | 0 | 0 | 0 | 0.11553 | 0 | 0 | 3.8759 | 0 | 19.3935 | 0 | 0 | 0 | 0 | 0 | 0 | 0 | 0 | 0 | 0 | 0 | 0 | 0 | 0.45131 | 0 | 0.71279 | 1.2517 | 0 | 0 | 0.31621 | 0.73453 | 0 | 0 | 0 | 0 | 3.4665 | 0 | 0 | 0 | 0 | 0 | 0 | 0 | 0 | 0 | 0 | 0 | 0 | 0
5 | 18 | 10 | 5 | 1.7931 | 0 | 13.6089 | 0 | 0 | 0 | 0 | 0.072947 | 0 | 0 | 3.3661 | 0 | 18.8411 | 0 | 0 | 0 | 0 | 0 | 0 | 0 | 0 | 0 | 0 | 0 | 0 | 0 | 0.45131 | 0 | 0.71279 | 0.87224 | 0 | 0 | 0.31621 | 0.73428 | 0 | 0 | 0 | 0 | 3.0868 | 0 | 0 | 0 | 0 | 0 | 0 | 0 | 0 | 0 | 0 | 0 | 0 | 0
5 | 18 | 11 | 5 | 1.7931 | 0 | 13.6089 | 0 | 0 | 0 | 0 | 0.062431 | 0 | 0 | 3.9203 | 0 | 19.3847 | 0 | 0 | 0 | 0 | 0 | 0 | 0 | 0 | 0 | 0 | 0 | 0 | 0 | 0.45131 | 0 | 0.54519 | 0.86021 | 0 | 0 | 0.36871 | 0.73738 | 0 | 0 | 0 | 0 | 2.9628 | 0 | 0 | 0 | 0 | 0 | 0 | 0 | 0 | 0 | 0 | 0 | 0 | 0
5 | 18 | 12 | 5 | 1.7931 | 0 | 8.6613 | 0 | 0 | 0 | 0 | 0.094789 | 0 | 0 | 3.9586 | 0 | 14.5079 | 0 | 0 | 0 | 0 | 0 | 0 | 0 | 0 | 0 | 0 | 0 | 0 | 0 | 0.45131 | 0 | 0.54519 | 1.1553 | 0 | 0 | 0.42121 | 0.73828 | 0 | 0 | 0 | 0 | 3.3112 | 0 | 0 | 0 | 0 | 0 | 0 | 0 | 0 | 0 | 0 | 0 | 0 | 0
5 | 18 | 13 | 5 | 1.7931 | 0 | 13.6089 | 0 | 0 | 0 | 0 | 0.033717 | 0 | 0 | 4.4301 | 0 | 19.8658 | 0 | 0 | 0 | 0 | 0 | 0 | 0 | 0 | 0 | 0 | 0 | 0 | 0 | 0.45131 | 0 | 0.54519 | 0.48481 | 0 | 0 | 0.36871 | 0.73627 | 0 | 0 | 0 | 0 | 2.5863 | 0 | 0 | 0 | 0 | 0 | 0 | 0 | 0 | 0 | 0 | 0 | 0 | 0
5 | 18 | 14 | 5 | 1.7931 | 0 | 13.6089 | 0 | 0 | 0 | 0 | 0.03259 | 0 | 0 | 3.9203 | 0 | 19.3549 | 0 | 0 | 0 | 0 | 0 | 0 | 0 | 0 | 0 | 0 | 0 | 0 | 0 | 0.45131 | 0 | 0.54519 | 0.45376 | 0 | 0 | 0.36871 | 0.73522 | 0 | 0 | 0 | 0 | 2.5542 | 0 | 0 | 0 | 0 | 0 | 0 | 0 | 0 | 0 | 0 | 0 | 0 | 0
5 | 18 | 15 | 5 | 1.7931 | 0 | 13.6089 | 0 | 0 | 0 | 0 | 0.032592 | 0 | 0 | 3.3661 | 0 | 18.8007 | 0 | 0 | 0 | 0 | 0 | 0 | 0 | 0 | 0 | 0 | 0 | 0 | 0 | 0.45131 | 0 | 0.54519 | 0.49383 | 0 | 0 | 0.31621 | 0.73521 | 0 | 0 | 0 | 0 | 2.5417 | 0 | 0 | 0 | 0 | 0 | 0 | 0 | 0 | 0 | 0 | 0 | 0 | 0
5 | 18 | 16 | 5 | 1.7931 | 0 | 13.6089 | 0 | 0 | 0 | 0 | 0.030734 | 0 | 0 | 3.3661 | 0 | 18.7989 | 0 | 0 | 0 | 0 | 0 | 0 | 0 | 0 | 0 | 0 | 0 | 0 | 0 | 0.45131 | 0 | 0.54519 | 0.41716 | 0 | 0 | 0.31621 | 0.733 | 0 | 0 | 0 | 0 | 2.4629 | 0 | 0 | 0 | 0 | 0 | 0 | 0 | 0 | 0 | 0 | 0 | 0 | 0
5 | 18 | 17 | 5 | 1.7931 | 0 | 13.6089 | 0 | 0 | 0 | 0 | 0.030923 | 0 | 0 | 5.5828 | 0 | 21.0157 | 0 | 0 | 0 | 0 | 0 | 0 | 0 | 0 | 0 | 0 | 0 | 0 | 0 | 0.45131 | 0 | 0.54519 | 0.46899 | 0 | 0 | 0.52621 | 0.73523 | 0 | 0 | 0 | 0 | 2.7269 | 0 | 0 | 0 | 0 | 0 | 0 | 0 | 0 | 0 | 0 | 0 | 0 | 0
5 | 18 | 18 | 5 | 1.7931 | 0 | 9.8982 | 0 | 0 | 0 | 0 | 0.041383 | 0 | 0 | 5.5828 | 0 | 17.3156 | 0 | 0 | 0 | 0 | 0 | 0 | 0 | 0 | 0 | 0 | 0 | 0 | 0 | 0.45131 | 0 | 0.54519 | 0.69964 | 0 | 0 | 0.52621 | 0.74165 | 0 | 0 | 0 | 0 | 2.964 | 0 | 0 | 0 | 0 | 0 | 0 | 0 | 0 | 0 | 0 | 0 | 0 | 0
5 | 18 | 19 | 5 | 1.7931 | 0 | 2.4769 | 0 | 0 | 0 | 0 | 0.05503 | 0 | 0 | 3.9586 | 0 | 8.2837 | 0 | 0 | 0 | 0 | 0 | 0 | 0 | 0 | 0 | 0 | 0 | 0 | 0 | 0.45131 | 0 | 0.88038 | 0.71359 | 0 | 0 | 0.42121 | 0.73585 | 0 | 0 | 0 | 0 | 3.2023 | 0 | 0 | 0 | 0 | 0 | 0 | 0 | 0 | 0 | 0 | 0 | 0 | 0
5 | 18 | 20 | 5 | 1.7931 | 0 | 2.4769 | 0 | 0 | 0 | 0 | 0.11451 | 0 | 0 | 4.4301 | 0 | 8.8147 | 0 | 0 | 0 | 0 | 0 | 0 | 0 | 0 | 0 | 0 | 0 | 0 | 0 | 0.45131 | 0 | 1.1038 | 1.4843 | 0 | 0 | 0.36871 | 0.73357 | 0 | 0 | 0 | 0 | 4.1417 | 0 | 0 | 0 | 0 | 0 | 0 | 0 | 0 | 0 | 0 | 0 | 0 | 0
5 | 18 | 21 | 5 | 1.7931 | 0 | 2.4769 | 0 | 0 | 0 | 0 | 0.2344 | 0 | 0 | 3.9586 | 0 | 8.463 | 0 | 0 | 0 | 0 | 0 | 0 | 0 | 0 | 0 | 0 | 0 | 0 | 0 | 0.45131 | 0 | 1.2156 | 2.1651 | 0 | 0 | 0.47371 | 0.73644 | 0 | 0 | 0 | 0 | 5.0421 | 0 | 0 | 0 | 0 | 0 | 0 | 0 | 0 | 0 | 0 | 0 | 0 | 0
5 | 18 | 22 | 5 | 1.7931 | 0 | 2.4769 | 0 | 0 | 0 | 0 | 0.22589 | 0 | 0 | 4.4236 | 0 | 8.9195 | 0 | 0 | 0 | 0 | 0 | 0 | 0 | 0 | 0 | 0 | 0 | 0 | 0 | 0.45131 | 0 | 1.1038 | 2.1278 | 0 | 0 | 0.31621 | 0.73262 | 0 | 0 | 0 | 0 | 4.7318 | 0 | 0 | 0 | 0 | 0 | 0 | 0 | 0 | 0 | 0 | 0 | 0 | 0
5 | 18 | 23 | 5 | 1.7931 | 0 | 2.4769 | 0 | 0 | 0 | 0 | 0.024406 | 0 | 0 | 0.59525 | 0 | 4.8897 | 0 | 0 | 0 | 0 | 0 | 0 | 0 | 0 | 0 | 0 | 0 | 0 | 0 | 0.45131 | 0 | 0.88038 | 0.6405 | 0 | 0 | 0.053706 | 0.73544 | 0 | 0 | 0 | 0 | 2.7614 | 0 | 0 | 0 | 0 | 0 | 0 | 0 | 0 | 0 | 0 | 0 | 0 | 0
5 | 18 | 24 | 5 | 1.7931 | 0 | 2.4769 | 0 | 0 | 0 | 0 | 0.028204 | 0 | 0 | 0.59526 | 0 | 4.8935 | 0 | 0 | 0 | 0 | 0 | 0 | 0 | 0 | 0 | 0 | 0 | 0 | 0 | 0.45131 | 0 | 0.54519 | 0.73615 | 0 | 0 | 0.053706 | 0.74406 | 0 | 0 | 0 | 0 | 2.5304 | 0 | 0 | 0 | 0 | 0 | 0 | 0 | 0 | 0 | 0 | 0 | 0 | 0
5 | 19 | 1 | 6 | 1.7931 | 0 | 2.4769 | 0 | 0 | 0 | 0 | 0.033828 | 0 | 0 | 0.59529 | 0 | 4.8991 | 0 | 0 | 0 | 0 | 0 | 0 | 0 | 0 | 0 | 0 | 0 | 0 | 0 | 0.45131 | 0 | 0.32173 | 0.90323 | 0 | 0 | 0.053706 | 0.7512 | 0 | 0 | 0 | 0 | 2.4812 | 0 | 0 | 0 | 0 | 0 | 0 | 0 | 0 | 0 | 0 | 0 | 0 | 0
5 | 19 | 2 | 6 | 1.7931 | 0 | 2.4769 | 0 | 0 | 0 | 0 | 0.057522 | 0 | 0 | 0.59533 | 0 | 4.9229 | 0 | 0 | 0 | 0 | 0 | 0 | 0 | 0 | 0 | 0 | 0 | 0 | 0 | 0.45131 | 0 | 0.32173 | 1.472 | 0 | 0 | 0.053706 | 0.75475 | 0 | 0 | 0 | 0 | 3.0535 | 0 | 0 | 0 | 0 | 0 | 0 | 0 | 0 | 0 | 0 | 0 | 0 | 0
5 | 19 | 3 | 6 | 1.7931 | 0 | 2.4769 | 0 | 0 | 0 | 0 | 0.07507 | 0 | 0 | 0.59534 | 0 | 4.9404 | 0 | 0 | 0 | 0 | 0 | 0 | 0 | 0 | 0 | 0 | 0 | 0 | 0 | 0.45131 | 0 | 0.32173 | 1.7828 | 0 | 0 | 0.053706 | 0.75397 | 0 | 0 | 0 | 0 | 3.3635 | 0 | 0 | 0 | 0 | 0 | 0 | 0 | 0 | 0 | 0 | 0 | 0 | 0
5 | 19 | 4 | 6 | 1.7931 | 0 | 2.4769 | 0 | 0 | 0 | 0 | 0.08373 | 0 | 0 | 0.59533 | 0 | 4.9491 | 0 | 0 | 0 | 0 | 0 | 0 | 0 | 0 | 0 | 0 | 0 | 0 | 0 | 0.45131 | 0 | 0.32173 | 1.8323 | 0 | 0 | 0.053706 | 0.75231 | 0 | 0 | 0 | 0 | 3.4114 | 0 | 0 | 0 | 0 | 0 | 0 | 0 | 0 | 0 | 0 | 0 | 0 | 0
5 | 19 | 5 | 6 | 1.7931 | 0 | 2.4769 | 0 | 0 | 0 | 0 | 0.11897 | 0 | 0 | 0.59532 | 0 | 4.9843 | 0 | 0 | 0 | 0 | 0 | 0 | 0 | 0 | 0 | 0 | 0 | 0 | 0 | 0.45131 | 0 | 0.32173 | 2.176 | 0 | 0 | 0.053706 | 0.75563 | 0 | 0 | 0 | 0 | 3.7584 | 0 | 0 | 0 | 0 | 0 | 0 | 0 | 0 | 0 | 0 | 0 | 0 | 0
5 | 19 | 6 | 6 | 1.7931 | 0 | 2.4769 | 0 | 0 | 0 | 0 | 0.13432 | 0 | 0 | 3.3662 | 0 | 7.7705 | 0 | 0 | 0 | 0 | 0 | 0 | 0 | 0 | 0 | 0 | 0 | 0 | 0 | 0.45131 | 0 | 0.54519 | 2.3003 | 0 | 0 | 0.31621 | 0.7522 | 0 | 0 | 0 | 0 | 4.3652 | 0 | 0 | 0 | 0 | 0 | 0 | 0 | 0 | 0 | 0 | 0 | 0 | 0
5 | 19 | 7 | 6 | 1.7931 | 0 | 2.4769 | 0 | 0 | 0 | 0 | 0.59367 | 0 | 0 | 5.5828 | 0 | 10.4465 | 0 | 0 | 0 | 0 | 0 | 0 | 0 | 0 | 0 | 0 | 0 | 0 | 0 | 0.45131 | 0 | 0.71279 | 4.0051 | 0 | 0 | 0.52621 | 0.74987 | 0 | 0 | 0 | 0 | 6.4452 | 0 | 0 | 0 | 0 | 0 | 0 | 0 | 0 | 0 | 0 | 0 | 0 | 0
5 | 19 | 8 | 6 | 1.7931 | 0 | 13.6089 | 0 | 0 | 0 | 0 | 0.34442 | 0 | 0 | 3.9586 | 0 | 19.705 | 0 | 0 | 0 | 0 | 0 | 0 | 0 | 0 | 0 | 0 | 0 | 0 | 0 | 0.45131 | 0 | 0.71279 | 2.8768 | 0 | 0 | 0.42121 | 0.75444 | 0 | 0 | 0 | 0 | 5.2165 | 0 | 0 | 0 | 0 | 0 | 0 | 0 | 0 | 0 | 0 | 0 | 0 | 0
5 | 19 | 9 | 6 | 1.7931 | 0 | 13.6089 | 0 | 0 | 0 | 0 | 0.24535 | 0 | 0 | 3.876 | 0 | 19.5233 | 0 | 0 | 0 | 0 | 0 | 0 | 0 | 0 | 0 | 0 | 0 | 0 | 0 | 0.45131 | 0 | 0.71279 | 2.3955 | 0 | 0 | 0.31621 | 0.75126 | 0 | 0 | 0 | 0 | 4.6271 | 0 | 0 | 0 | 0 | 0 | 0 | 0 | 0 | 0 | 0 | 0 | 0 | 0
5 | 19 | 10 | 6 | 1.7931 | 0 | 13.6089 | 0 | 0 | 0 | 0 | 0.18369 | 0 | 0 | 3.3662 | 0 | 18.9519 | 0 | 0 | 0 | 0 | 0 | 0 | 0 | 0 | 0 | 0 | 0 | 0 | 0 | 0.45131 | 0 | 0.71279 | 2.1529 | 0 | 0 | 0.31621 | 0.74779 | 0 | 0 | 0 | 0 | 4.381 | 0 | 0 | 0 | 0 | 0 | 0 | 0 | 0 | 0 | 0 | 0 | 0 | 0
5 | 19 | 11 | 6 | 1.7931 | 0 | 13.6089 | 0 | 0 | 0 | 0 | 0.14902 | 0 | 0 | 3.9203 | 0 | 19.4714 | 0 | 0 | 0 | 0 | 0 | 0 | 0 | 0 | 0 | 0 | 0 | 0 | 0 | 0.45131 | 0 | 0.54519 | 2.0503 | 0 | 0 | 0.36871 | 0.75036 | 0 | 0 | 0 | 0 | 4.1659 | 0 | 0 | 0 | 0 | 0 | 0 | 0 | 0 | 0 | 0 | 0 | 0 | 0
5 | 19 | 12 | 6 | 1.7931 | 0 | 8.6613 | 0 | 0 | 0 | 0 | 0.19233 | 0 | 0 | 3.9586 | 0 | 14.6054 | 0 | 0 | 0 | 0 | 0 | 0 | 0 | 0 | 0 | 0 | 0 | 0 | 0 | 0.45131 | 0 | 0.54519 | 2.1832 | 0 | 0 | 0.42121 | 0.74956 | 0 | 0 | 0 | 0 | 4.3505 | 0 | 0 | 0 | 0 | 0 | 0 | 0 | 0 | 0 | 0 | 0 | 0 | 0
5 | 19 | 13 | 6 | 1.7931 | 0 | 13.6089 | 0 | 0 | 0 | 0 | 0.040305 | 0 | 0 | 4.4302 | 0 | 19.8725 | 0 | 0 | 0 | 0 | 0 | 0 | 0 | 0 | 0 | 0 | 0 | 0 | 0 | 0.45131 | 0 | 0.54519 | 0.84777 | 0 | 0 | 0.36871 | 0.74237 | 0 | 0 | 0 | 0 | 2.9553 | 0 | 0 | 0 | 0 | 0 | 0 | 0 | 0 | 0 | 0 | 0 | 0 | 0
5 | 19 | 14 | 6 | 1.7931 | 0 | 13.6089 | 0 | 0 | 0 | 0 | 0.046996 | 0 | 0 | 3.9203 | 0 | 19.3693 | 0 | 0 | 0 | 0 | 0 | 0 | 0 | 0 | 0 | 0 | 0 | 0 | 0 | 0.45131 | 0 | 0.54519 | 0.99892 | 0 | 0 | 0.36871 | 0.74654 | 0 | 0 | 0 | 0 | 3.1107 | 0 | 0 | 0 | 0 | 0 | 0 | 0 | 0 | 0 | 0 | 0 | 0 | 0
5 | 19 | 15 | 6 | 1.7931 | 0 | 13.6089 | 0 | 0 | 0 | 0 | 0.055046 | 0 | 0 | 3.3662 | 0 | 18.8232 | 0 | 0 | 0 | 0 | 0 | 0 | 0 | 0 | 0 | 0 | 0 | 0 | 0 | 0.45131 | 0 | 0.54519 | 1.2233 | 0 | 0 | 0.31621 | 0.74723 | 0 | 0 | 0 | 0 | 3.2833 | 0 | 0 | 0 | 0 | 0 | 0 | 0 | 0 | 0 | 0 | 0 | 0 | 0
5 | 19 | 16 | 6 | 1.7931 | 0 | 13.6089 | 0 | 0 | 0 | 0 | 0.068757 | 0 | 0 | 3.3662 | 0 | 18.8369 | 0 | 0 | 0 | 0 | 0 | 0 | 0 | 0 | 0 | 0 | 0 | 0 | 0 | 0.45131 | 0 | 0.54519 | 1.3159 | 0 | 0 | 0.31621 | 0.74915 | 0 | 0 | 0 | 0 | 3.3778 | 0 | 0 | 0 | 0 | 0 | 0 | 0 | 0 | 0 | 0 | 0 | 0 | 0
5 | 19 | 17 | 6 | 1.7931 | 0 | 13.6089 | 0 | 0 | 0 | 0 | 0.084902 | 0 | 0 | 5.5829 | 0 | 21.0698 | 0 | 0 | 0 | 0 | 0 | 0 | 0 | 0 | 0 | 0 | 0 | 0 | 0 | 0.45131 | 0 | 0.54519 | 1.5012 | 0 | 0 | 0.52621 | 0.7503 | 0 | 0 | 0 | 0 | 3.7742 | 0 | 0 | 0 | 0 | 0 | 0 | 0 | 0 | 0 | 0 | 0 | 0 | 0
5 | 19 | 18 | 6 | 1.7931 | 0 | 9.8982 | 0 | 0 | 0 | 0 | 0.16436 | 0 | 0 | 5.5829 | 0 | 17.4386 | 0 | 0 | 0 | 0 | 0 | 0 | 0 | 0 | 0 | 0 | 0 | 0 | 0 | 0.45131 | 0 | 0.54519 | 2.1257 | 0 | 0 | 0.52621 | 0.75466 | 0 | 0 | 0 | 0 | 4.4031 | 0 | 0 | 0 | 0 | 0 | 0 | 0 | 0 | 0 | 0 | 0 | 0 | 0
5 | 19 | 19 | 6 | 1.7931 | 0 | 2.4769 | 0 | 0 | 0 | 0 | 0.31876 | 0 | 0 | 3.9586 | 0 | 8.5474 | 0 | 0 | 0 | 0 | 0 | 0 | 0 | 0 | 0 | 0 | 0 | 0 | 0 | 0.45131 | 0 | 0.88038 | 2.7679 | 0 | 0 | 0.42121 | 0.74965 | 0 | 0 | 0 | 0 | 5.2704 | 0 | 0 | 0 | 0 | 0 | 0 | 0 | 0 | 0 | 0 | 0 | 0 | 0
5 | 19 | 20 | 6 | 1.7931 | 0 | 2.4769 | 0 | 0 | 0 | 0 | 0.35191 | 0 | 0 | 4.4302 | 0 | 9.0521 | 0 | 0 | 0 | 0 | 0 | 0 | 0 | 0 | 0 | 0 | 0 | 0 | 0 | 0.45131 | 0 | 1.1038 | 2.8642 | 0 | 0 | 0.36871 | 0.74308 | 0 | 0 | 0 | 0 | 5.5311 | 0 | 0 | 0 | 0 | 0 | 0 | 0 | 0 | 0 | 0 | 0 | 0 | 0
5 | 19 | 21 | 6 | 1.7931 | 0 | 2.4769 | 0 | 0 | 0 | 0 | 0.35645 | 0 | 0 | 3.9586 | 0 | 8.5851 | 0 | 0 | 0 | 0 | 0 | 0 | 0 | 0 | 0 | 0 | 0 | 0 | 0 | 0.45131 | 0 | 1.2156 | 2.9336 | 0 | 0 | 0.47371 | 0.73808 | 0 | 0 | 0 | 0 | 5.8122 | 0 | 0 | 0 | 0 | 0 | 0 | 0 | 0 | 0 | 0 | 0 | 0 | 0
5 | 19 | 22 | 6 | 1.7931 | 0 | 2.4769 | 0 | 0 | 0 | 0 | 0.38317 | 0 | 0 | 4.4236 | 0 | 9.0768 | 0 | 0 | 0 | 0 | 0 | 0 | 0 | 0 | 0 | 0 | 0 | 0 | 0 | 0.45131 | 0 | 1.1038 | 3.0586 | 0 | 0 | 0.31621 | 0.74221 | 0 | 0 | 0 | 0 | 5.6722 | 0 | 0 | 0 | 0 | 0 | 0 | 0 | 0 | 0 | 0 | 0 | 0 | 0
5 | 19 | 23 | 6 | 1.7931 | 0 | 2.4769 | 0 | 0 | 0 | 0 | 0.0415 | 0 | 0 | 0.59528 | 0 | 4.9068 | 0 | 0 | 0 | 0 | 0 | 0 | 0 | 0 | 0 | 0 | 0 | 0 | 0 | 0.45131 | 0 | 0.88038 | 1.1467 | 0 | 0 | 0.053706 | 0.74933 | 0 | 0 | 0 | 0 | 3.2814 | 0 | 0 | 0 | 0 | 0 | 0 | 0 | 0 | 0 | 0 | 0 | 0 | 0
5 | 19 | 24 | 6 | 1.7931 | 0 | 2.4769 | 0 | 0 | 0 | 0 | 0.089928 | 0 | 0 | 0.5953 | 0 | 4.9553 | 0 | 0 | 0 | 0 | 0 | 0 | 0 | 0 | 0 | 0 | 0 | 0 | 0 | 0.45131 | 0 | 0.54519 | 1.9046 | 0 | 0 | 0.053706 | 0.75708 | 0 | 0 | 0 | 0 | 3.7119 | 0 | 0 | 0 | 0 | 0 | 0 | 0 | 0 | 0 | 0 | 0 | 0 | 0
5 | 20 | 1 | 7 | 1.7931 | 0 | 2.4769 | 0 | 0 | 0 | 0 | 0.14515 | 0 | 0 | 0.59533 | 0 | 5.0105 | 0 | 0 | 0 | 0 | 0 | 0 | 0 | 0 | 0 | 0 | 0 | 0 | 0 | 0.45131 | 0 | 0.32173 | 2.4768 | 0 | 0 | 0.053706 | 0.76437 | 0 | 0 | 0 | 0 | 4.0679 | 0 | 0 | 0 | 0 | 0 | 0 | 0 | 0 | 0 | 0 | 0 | 0 | 0
5 | 20 | 2 | 7 | 1.7931 | 0 | 2.4769 | 0 | 0 | 0 | 0 | 0.19447 | 0 | 0 | 0.59536 | 0 | 5.0598 | 0 | 0 | 0 | 0 | 0 | 0 | 0 | 0 | 0 | 0 | 0 | 0 | 0 | 0.45131 | 0 | 0.32173 | 2.8403 | 0 | 0 | 0.053706 | 0.76699 | 0 | 0 | 0 | 0 | 4.4341 | 0 | 0 | 0 | 0 | 0 | 0 | 0 | 0 | 0 | 0 | 0 | 0 | 0
5 | 20 | 3 | 7 | 1.7931 | 0 | 2.4769 | 0 | 0 | 0 | 0 | 0.28292 | 0 | 0 | 0.59536 | 0 | 5.1483 | 0 | 0 | 0 | 0 | 0 | 0 | 0 | 0 | 0 | 0 | 0 | 0 | 0 | 0.45131 | 0 | 0.32173 | 3.388 | 0 | 0 | 0.053706 | 0.7776 | 0 | 0 | 0 | 0 | 4.9924 | 0 | 0 | 0 | 0 | 0 | 0 | 0 | 0 | 0 | 0 | 0 | 0 | 0
5 | 20 | 4 | 7 | 1.7931 | 0 | 2.4769 | 0 | 0 | 0 | 0 | 0.29602 | 0 | 0 | 0.5954 | 0 | 5.1614 | 0 | 0 | 0 | 0 | 0 | 0 | 0 | 0 | 0 | 0 | 0 | 0 | 0 | 0.45131 | 0 | 0.32173 | 3.4057 | 0 | 0 | 0.053706 | 0.77676 | 0 | 0 | 0 | 0 | 5.0092 | 0 | 0 | 0 | 0 | 0 | 0 | 0 | 0 | 0 | 0 | 0 | 0 | 0
5 | 20 | 5 | 7 | 1.7931 | 0 | 2.4769 | 0 | 0 | 0 | 0 | 0.35193 | 0 | 0 | 0.5954 | 0 | 5.2173 | 0 | 0 | 0 | 0 | 0 | 0 | 0 | 0 | 0 | 0 | 0 | 0 | 0 | 0.45131 | 0 | 0.32173 | 3.6609 | 0 | 0 | 0.053706 | 0.78382 | 0 | 0 | 0 | 0 | 5.2715 | 0 | 0 | 0 | 0 | 0 | 0 | 0 | 0 | 0 | 0 | 0 | 0 | 0
5 | 20 | 6 | 7 | 1.7931 | 0 | 2.4769 | 0 | 0 | 0 | 0 | 0.35822 | 0 | 0 | 3.3663 | 0 | 7.9945 | 0 | 0 | 0 | 0 | 0 | 0 | 0 | 0 | 0 | 0 | 0 | 0 | 0 | 0.45131 | 0 | 0.54519 | 3.7419 | 0 | 0 | 0.31621 | 0.77924 | 0 | 0 | 0 | 0 | 5.8339 | 0 | 0 | 0 | 0 | 0 | 0 | 0 | 0 | 0 | 0 | 0 | 0 | 0
5 | 20 | 7 | 7 | 1.7931 | 0 | 2.4769 | 0 | 0 | 0 | 0 | 0.8141 | 0 | 0 | 5.5829 | 0 | 10.6671 | 0 | 0 | 0 | 0 | 0 | 0 | 0 | 0 | 0 | 0 | 0 | 0 | 0 | 0.45131 | 0 | 0.71279 | 5.8274 | 0 | 0 | 0.52621 | 0.77688 | 0 | 0 | 0 | 0 | 8.2946 | 0 | 0 | 0 | 0 | 0 | 0 | 0 | 0 | 0 | 0 | 0 | 0 | 0
5 | 20 | 8 | 7 | 1.7931 | 0 | 13.6089 | 0 | 0 | 0 | 0 | 0.52392 | 0 | 0 | 3.9587 | 0 | 19.8846 | 0 | 0 | 0 | 0 | 0 | 0 | 0 | 0 | 0 | 0 | 0 | 0 | 0 | 0.45131 | 0 | 0.71279 | 4.0915 | 0 | 0 | 0.42121 | 0.77523 | 0 | 0 | 0 | 0 | 6.452 | 0 | 0 | 0 | 0 | 0 | 0 | 0 | 0 | 0 | 0 | 0 | 0 | 0
5 | 20 | 9 | 7 | 1.7931 | 0 | 13.6089 | 0 | 0 | 0 | 0 | 0.41572 | 0 | 0 | 3.8761 | 0 | 19.6938 | 0 | 0 | 0 | 0 | 0 | 0 | 0 | 0 | 0 | 0 | 0 | 0 | 0 | 0.45131 | 0 | 0.71279 | 3.3715 | 0 | 0 | 0.31621 | 0.77091 | 0 | 0 | 0 | 0 | 5.6227 | 0 | 0 | 0 | 0 | 0 | 0 | 0 | 0 | 0 | 0 | 0 | 0 | 0
5 | 20 | 10 | 7 | 1.7931 | 0 | 13.6089 | 0 | 0 | 0 | 0 | 0.34649 | 0 | 0 | 3.3662 | 0 | 19.1147 | 0 | 0 | 0 | 0 | 0 | 0 | 0 | 0 | 0 | 0 | 0 | 0 | 0 | 0.45131 | 0 | 0.71279 | 2.9694 | 0 | 0 | 0.31621 | 0.76645 | 0 | 0 | 0 | 0 | 5.2161 | 0 | 0 | 0 | 0 | 0 | 0 | 0 | 0 | 0 | 0 | 0 | 0 | 0
5 | 20 | 11 | 7 | 1.7931 | 0 | 13.6089 | 0 | 0 | 0 | 0 | 0.27214 | 0 | 0 | 3.9204 | 0 | 19.5945 | 0 | 0 | 0 | 0 | 0 | 0 | 0 | 0 | 0 | 0 | 0 | 0 | 0 | 0.45131 | 0 | 0.54519 | 2.5389 | 0 | 0 | 0.36871 | 0.76673 | 0 | 0 | 0 | 0 | 4.6708 | 0 | 0 | 0 | 0 | 0 | 0 | 0 | 0 | 0 | 0 | 0 | 0 | 0
5 | 20 | 12 | 7 | 1.7931 | 0 | 8.6613 | 0 | 0 | 0 | 0 | 0.27968 | 0 | 0 | 3.9587 | 0 | 14.6928 | 0 | 0 | 0 | 0 | 0 | 0 | 0 | 0 | 0 | 0 | 0 | 0 | 0 | 0.45131 | 0 | 0.54519 | 2.4591 | 0 | 0 | 0.42121 | 0.76478 | 0 | 0 | 0 | 0 | 4.6416 | 0 | 0 | 0 | 0 | 0 | 0 | 0 | 0 | 0 | 0 | 0 | 0 | 0
5 | 20 | 13 | 7 | 1.7931 | 0 | 13.6089 | 0 | 0 | 0 | 0 | 0.18194 | 0 | 0 | 4.4303 | 0 | 20.0142 | 0 | 0 | 0 | 0 | 0 | 0 | 0 | 0 | 0 | 0 | 0 | 0 | 0 | 0.45131 | 0 | 0.54519 | 2.0431 | 0 | 0 | 0.36871 | 0.75962 | 0 | 0 | 0 | 0 | 4.168 | 0 | 0 | 0 | 0 | 0 | 0 | 0 | 0 | 0 | 0 | 0 | 0 | 0
5 | 20 | 14 | 7 | 1.7931 | 0 | 13.6089 | 0 | 0 | 0 | 0 | 0.061947 | 0 | 0 | 3.9204 | 0 | 19.3843 | 0 | 0 | 0 | 0 | 0 | 0 | 0 | 0 | 0 | 0 | 0 | 0 | 0 | 0.45131 | 0 | 0.54519 | 1.1583 | 0 | 0 | 0.36871 | 0.75415 | 0 | 0 | 0 | 0 | 3.2776 | 0 | 0 | 0 | 0 | 0 | 0 | 0 | 0 | 0 | 0 | 0 | 0 | 0
5 | 20 | 15 | 7 | 1.7931 | 0 | 13.6089 | 0 | 0 | 0 | 0 | 0.045653 | 0 | 0 | 3.3662 | 0 | 18.8139 | 0 | 0 | 0 | 0 | 0 | 0 | 0 | 0 | 0 | 0 | 0 | 0 | 0 | 0.45131 | 0 | 0.54519 | 0.76527 | 0 | 0 | 0.31621 | 0.75213 | 0 | 0 | 0 | 0 | 2.8301 | 0 | 0 | 0 | 0 | 0 | 0 | 0 | 0 | 0 | 0 | 0 | 0 | 0
5 | 20 | 16 | 7 | 1.7931 | 0 | 13.6089 | 0 | 0 | 0 | 0 | 0.04404 | 0 | 0 | 3.3662 | 0 | 18.8123 | 0 | 0 | 0 | 0 | 0 | 0 | 0 | 0 | 0 | 0 | 0 | 0 | 0 | 0.45131 | 0 | 0.54519 | 0.7129 | 0 | 0 | 0.31621 | 0.75115 | 0 | 0 | 0 | 0 | 2.7768 | 0 | 0 | 0 | 0 | 0 | 0 | 0 | 0 | 0 | 0 | 0 | 0 | 0
5 | 20 | 17 | 7 | 1.7931 | 0 | 13.6089 | 0 | 0 | 0 | 0 | 0.041694 | 0 | 0 | 5.5829 | 0 | 21.0266 | 0 | 0 | 0 | 0 | 0 | 0 | 0 | 0 | 0 | 0 | 0 | 0 | 0 | 0.45131 | 0 | 0.54519 | 0.66775 | 0 | 0 | 0.52621 | 0.74921 | 0 | 0 | 0 | 0 | 2.9397 | 0 | 0 | 0 | 0 | 0 | 0 | 0 | 0 | 0 | 0 | 0 | 0 | 0
5 | 20 | 18 | 7 | 1.7931 | 0 | 9.8982 | 0 | 0 | 0 | 0 | 0.072968 | 0 | 0 | 5.5829 | 0 | 17.3472 | 0 | 0 | 0 | 0 | 0 | 0 | 0 | 0 | 0 | 0 | 0 | 0 | 0 | 0.45131 | 0 | 0.54519 | 1.2655 | 0 | 0 | 0.52621 | 0.75951 | 0 | 0 | 0 | 0 | 3.5477 | 0 | 0 | 0 | 0 | 0 | 0 | 0 | 0 | 0 | 0 | 0 | 0 | 0
5 | 20 | 19 | 7 | 1.7931 | 0 | 2.4769 | 0 | 0 | 0 | 0 | 0.23171 | 0 | 0 | 3.9587 | 0 | 8.4604 | 0 | 0 | 0 | 0 | 0 | 0 | 0 | 0 | 0 | 0 | 0 | 0 | 0 | 0.45131 | 0 | 0.88038 | 2.2279 | 0 | 0 | 0.42121 | 0.75463 | 0 | 0 | 0 | 0 | 4.7354 | 0 | 0 | 0 | 0 | 0 | 0 | 0 | 0 | 0 | 0 | 0 | 0 | 0
5 | 20 | 20 | 7 | 1.7931 | 0 | 2.4769 | 0 | 0 | 0 | 0 | 0.35361 | 0 | 0 | 4.4303 | 0 | 9.0539 | 0 | 0 | 0 | 0 | 0 | 0 | 0 | 0 | 0 | 0 | 0 | 0 | 0 | 0.45131 | 0 | 1.1038 | 2.8668 | 0 | 0 | 0.36871 | 0.75319 | 0 | 0 | 0 | 0 | 5.5438 | 0 | 0 | 0 | 0 | 0 | 0 | 0 | 0 | 0 | 0 | 0 | 0 | 0
5 | 20 | 21 | 7 | 1.7931 | 0 | 2.4769 | 0 | 0 | 0 | 0 | 0.42612 | 0 | 0 | 3.9586 | 0 | 8.6548 | 0 | 0 | 0 | 0 | 0 | 0 | 0 | 0 | 0 | 0 | 0 | 0 | 0 | 0.45131 | 0 | 1.2156 | 3.2548 | 0 | 0 | 0.47371 | 0.75488 | 0 | 0 | 0 | 0 | 6.1503 | 0 | 0 | 0 | 0 | 0 | 0 | 0 | 0 | 0 | 0 | 0 | 0 | 0
5 | 20 | 22 | 7 | 1.7931 | 0 | 2.4769 | 0 | 0 | 0 | 0 | 0.4411 | 0 | 0 | 4.4237 | 0 | 9.1348 | 0 | 0 | 0 | 0 | 0 | 0 | 0 | 0 | 0 | 0 | 0 | 0 | 0 | 0.45131 | 0 | 1.1038 | 3.4212 | 0 | 0 | 0.31621 | 0.75604 | 0 | 0 | 0 | 0 | 6.0486 | 0 | 0 | 0 | 0 | 0 | 0 | 0 | 0 | 0 | 0 | 0 | 0 | 0
5 | 20 | 23 | 7 | 1.7931 | 0 | 2.4769 | 0 | 0 | 0 | 0 | 0.055279 | 0 | 0 | 0.59534 | 0 | 4.9206 | 0 | 0 | 0 | 0 | 0 | 0 | 0 | 0 | 0 | 0 | 0 | 0 | 0 | 0.45131 | 0 | 0.88038 | 1.3986 | 0 | 0 | 0.053706 | 0.76095 | 0 | 0 | 0 | 0 | 3.545 | 0 | 0 | 0 | 0 | 0 | 0 | 0 | 0 | 0 | 0 | 0 | 0 | 0
5 | 20 | 24 | 7 | 1.7931 | 0 | 2.4769 | 0 | 0 | 0 | 0 | 0.11993 | 0 | 0 | 0.59536 | 0 | 4.9853 | 0 | 0 | 0 | 0 | 0 | 0 | 0 | 0 | 0 | 0 | 0 | 0 | 0 | 0.45131 | 0 | 0.54519 | 2.2846 | 0 | 0 | 0.053706 | 0.76775 | 0 | 0 | 0 | 0 | 4.1026 | 0 | 0 | 0 | 0 | 0 | 0 | 0 | 0 | 0 | 0 | 0 | 0 | 0
5 | 21 | 1 | 1 | 1.7931 | 0 | 2.4769 | 0 | 0 | 0 | 0 | 0.14797 | 0 | 0 | 0.59539 | 0 | 5.0134 | 0 | 0 | 0 | 0 | 0 | 0 | 0 | 0 | 0 | 0 | 0 | 0 | 0 | 0.45131 | 0 | 0.32173 | 2.6132 | 0 | 0 | 0.053706 | 0.76811 | 0 | 0 | 0 | 0 | 4.208 | 0 | 0 | 0 | 0 | 0 | 0 | 0 | 0 | 0 | 0 | 0 | 0 | 0
5 | 21 | 2 | 1 | 1.7931 | 0 | 2.4769 | 0 | 0 | 0 | 0 | 0.20651 | 0 | 0 | 0.59539 | 0 | 5.0719 | 0 | 0 | 0 | 0 | 0 | 0 | 0 | 0 | 0 | 0 | 0 | 0 | 0 | 0.45131 | 0 | 0.32173 | 2.8869 | 0 | 0 | 0.053706 | 0.77326 | 0 | 0 | 0 | 0 | 4.4869 | 0 | 0 | 0 | 0 | 0 | 0 | 0 | 0 | 0 | 0 | 0 | 0 | 0
5 | 21 | 3 | 1 | 1.7931 | 0 | 2.4769 | 0 | 0 | 0 | 0 | 0.22689 | 0 | 0 | 0.5954 | 0 | 5.0923 | 0 | 0 | 0 | 0 | 0 | 0 | 0 | 0 | 0 | 0 | 0 | 0 | 0 | 0.45131 | 0 | 0.32173 | 2.9956 | 0 | 0 | 0.053706 | 0.77339 | 0 | 0 | 0 | 0 | 4.5957 | 0 | 0 | 0 | 0 | 0 | 0 | 0 | 0 | 0 | 0 | 0 | 0 | 0
5 | 21 | 4 | 1 | 1.7931 | 0 | 2.4769 | 0 | 0 | 0 | 0 | 0.25024 | 0 | 0 | 0.5954 | 0 | 5.1157 | 0 | 0 | 0 | 0 | 0 | 0 | 0 | 0 | 0 | 0 | 0 | 0 | 0 | 0.45131 | 0 | 0.32173 | 3.1719 | 0 | 0 | 0.053706 | 0.77451 | 0 | 0 | 0 | 0 | 4.7731 | 0 | 0 | 0 | 0 | 0 | 0 | 0 | 0 | 0 | 0 | 0 | 0 | 0
5 | 21 | 5 | 1 | 1.7931 | 0 | 2.4769 | 0 | 0 | 0 | 0 | 0.26854 | 0 | 0 | 0.5954 | 0 | 5.134 | 0 | 0 | 0 | 0 | 0 | 0 | 0 | 0 | 0 | 0 | 0 | 0 | 0 | 0.45131 | 0 | 0.32173 | 3.1463 | 0 | 0 | 0.053706 | 0.77682 | 0 | 0 | 0 | 0 | 4.7499 | 0 | 0 | 0 | 0 | 0 | 0 | 0 | 0 | 0 | 0 | 0 | 0 | 0
5 | 21 | 6 | 1 | 1.7931 | 0 | 2.4769 | 0 | 0 | 0 | 0 | 0.17968 | 0 | 0 | 3.3663 | 0 | 7.816 | 0 | 0 | 0 | 0 | 0 | 0 | 0 | 0 | 0 | 0 | 0 | 0 | 0 | 0.45131 | 0 | 0.54519 | 2.5244 | 0 | 0 | 0.31621 | 0.76733 | 0 | 0 | 0 | 0 | 4.6044 | 0 | 0 | 0 | 0 | 0 | 0 | 0 | 0 | 0 | 0 | 0 | 0 | 0
5 | 21 | 7 | 1 | 1.7931 | 0 | 2.4769 | 0 | 0 | 0 | 0 | 0.55015 | 0 | 0 | 5.5829 | 0 | 10.4031 | 0 | 0 | 0 | 0 | 0 | 0 | 0 | 0 | 0 | 0 | 0 | 0 | 0 | 0.45131 | 0 | 0.71279 | 3.6147 | 0 | 0 | 0.52621 | 0.76033 | 0 | 0 | 0 | 0 | 6.0654 | 0 | 0 | 0 | 0 | 0 | 0 | 0 | 0 | 0 | 0 | 0 | 0 | 0
5 | 21 | 8 | 1 | 1.7931 | 0 | 13.6089 | 0 | 0 | 0 | 0 | 0.22849 | 0 | 0 | 3.9587 | 0 | 19.5891 | 0 | 0 | 0 | 0 | 0 | 0 | 0 | 0 | 0 | 0 | 0 | 0 | 0 | 0.45131 | 0 | 0.71279 | 1.9867 | 0 | 0 | 0.42121 | 0.75491 | 0 | 0 | 0 | 0 | 4.3269 | 0 | 0 | 0 | 0 | 0 | 0 | 0 | 0 | 0 | 0 | 0 | 0 | 0
5 | 21 | 9 | 1 | 1.7931 | 0 | 13.6089 | 0 | 0 | 0 | 0 | 0.16038 | 0 | 0 | 3.8761 | 0 | 19.4384 | 0 | 0 | 0 | 0 | 0 | 0 | 0 | 0 | 0 | 0 | 0 | 0 | 0 | 0.45131 | 0 | 0.71279 | 1.2905 | 0 | 0 | 0.31621 | 0.7507 | 0 | 0 | 0 | 0 | 3.5215 | 0 | 0 | 0 | 0 | 0 | 0 | 0 | 0 | 0 | 0 | 0 | 0 | 0
5 | 21 | 10 | 1 | 1.7931 | 0 | 13.6089 | 0 | 0 | 0 | 0 | 0.11467 | 0 | 0 | 3.3662 | 0 | 18.8829 | 0 | 0 | 0 | 0 | 0 | 0 | 0 | 0 | 0 | 0 | 0 | 0 | 0 | 0.45131 | 0 | 0.71279 | 1.0282 | 0 | 0 | 0.31621 | 0.74692 | 0 | 0 | 0 | 0 | 3.2554 | 0 | 0 | 0 | 0 | 0 | 0 | 0 | 0 | 0 | 0 | 0 | 0 | 0
5 | 21 | 11 | 1 | 1.7931 | 0 | 13.6089 | 0 | 0 | 0 | 0 | 0.07337 | 0 | 0 | 3.9204 | 0 | 19.3958 | 0 | 0 | 0 | 0 | 0 | 0 | 0 | 0 | 0 | 0 | 0 | 0 | 0 | 0.45131 | 0 | 0.54519 | 0.74764 | 0 | 0 | 0.36871 | 0.74761 | 0 | 0 | 0 | 0 | 2.8605 | 0 | 0 | 0 | 0 | 0 | 0 | 0 | 0 | 0 | 0 | 0 | 0 | 0
5 | 21 | 12 | 1 | 1.7931 | 0 | 8.6613 | 0 | 0 | 0 | 0 | 0.05839 | 0 | 0 | 3.9587 | 0 | 14.4715 | 0 | 0 | 0 | 0 | 0 | 0 | 0 | 0 | 0 | 0 | 0 | 0 | 0 | 0.45131 | 0 | 0.54519 | 0.55641 | 0 | 0 | 0.42121 | 0.74643 | 0 | 0 | 0 | 0 | 2.7205 | 0 | 0 | 0 | 0 | 0 | 0 | 0 | 0 | 0 | 0 | 0 | 0 | 0
5 | 21 | 13 | 1 | 1.7931 | 0 | 13.6089 | 0 | 0 | 0 | 0 | 0.037426 | 0 | 0 | 4.4302 | 0 | 19.8697 | 0 | 0 | 0 | 0 | 0 | 0 | 0 | 0 | 0 | 0 | 0 | 0 | 0 | 0.45131 | 0 | 0.54519 | 0.31308 | 0 | 0 | 0.36871 | 0.74516 | 0 | 0 | 0 | 0 | 2.4234 | 0 | 0 | 0 | 0 | 0 | 0 | 0 | 0 | 0 | 0 | 0 | 0 | 0
5 | 21 | 14 | 1 | 1.7931 | 0 | 13.6089 | 0 | 0 | 0 | 0 | 0.035647 | 0 | 0 | 3.9204 | 0 | 19.358 | 0 | 0 | 0 | 0 | 0 | 0 | 0 | 0 | 0 | 0 | 0 | 0 | 0 | 0.45131 | 0 | 0.54519 | 0.27481 | 0 | 0 | 0.36871 | 0.7428 | 0 | 0 | 0 | 0 | 2.3828 | 0 | 0 | 0 | 0 | 0 | 0 | 0 | 0 | 0 | 0 | 0 | 0 | 0
5 | 21 | 15 | 1 | 1.7931 | 0 | 13.6089 | 0 | 0 | 0 | 0 | 0.034499 | 0 | 0 | 3.3662 | 0 | 18.8027 | 0 | 0 | 0 | 0 | 0 | 0 | 0 | 0 | 0 | 0 | 0 | 0 | 0 | 0.45131 | 0 | 0.54519 | 0.32388 | 0 | 0 | 0.31621 | 0.74189 | 0 | 0 | 0 | 0 | 2.3785 | 0 | 0 | 0 | 0 | 0 | 0 | 0 | 0 | 0 | 0 | 0 | 0 | 0
5 | 21 | 16 | 1 | 1.7931 | 0 | 13.6089 | 0 | 0 | 0 | 0 | 0.032342 | 0 | 0 | 3.3662 | 0 | 18.8006 | 0 | 0 | 0 | 0 | 0 | 0 | 0 | 0 | 0 | 0 | 0 | 0 | 0 | 0.45131 | 0 | 0.54519 | 0.31272 | 0 | 0 | 0.31621 | 0.73912 | 0 | 0 | 0 | 0 | 2.3645 | 0 | 0 | 0 | 0 | 0 | 0 | 0 | 0 | 0 | 0 | 0 | 0 | 0
5 | 21 | 17 | 1 | 1.7931 | 0 | 13.6089 | 0 | 0 | 0 | 0 | 0.05999 | 0 | 0 | 5.5829 | 0 | 21.0449 | 0 | 0 | 0 | 0 | 0 | 0 | 0 | 0 | 0 | 0 | 0 | 0 | 0 | 0.45131 | 0 | 0.54519 | 0.37647 | 0 | 0 | 0.52621 | 0.74354 | 0 | 0 | 0 | 0 | 2.6427 | 0 | 0 | 0 | 0 | 0 | 0 | 0 | 0 | 0 | 0 | 0 | 0 | 0
5 | 21 | 18 | 1 | 1.7931 | 0 | 9.8982 | 0 | 0 | 0 | 0 | 0.037739 | 0 | 0 | 5.5829 | 0 | 17.312 | 0 | 0 | 0 | 0 | 0 | 0 | 0 | 0 | 0 | 0 | 0 | 0 | 0 | 0.45131 | 0 | 0.54519 | 0.50624 | 0.0079136 | 0 | 0.52621 | 0.74753 | 0 | 0 | 0 | 0 | 2.7844 | 0 | 0 | 0 | 0 | 0 | 0 | 0 | 0 | 0 | 0 | 0 | 0 | 0
5 | 21 | 19 | 1 | 1.7931 | 0 | 2.4769 | 0 | 0 | 0 | 0 | 0.054026 | 0 | 0 | 3.9587 | 0 | 8.2827 | 0 | 0 | 0 | 0 | 0 | 0 | 0 | 0 | 0 | 0 | 0 | 0 | 0 | 0.45131 | 0 | 0.88038 | 0.63342 | 0 | 0 | 0.42121 | 0.7421 | 0 | 0 | 0 | 0 | 3.1284 | 0 | 0 | 0 | 0 | 0 | 0 | 0 | 0 | 0 | 0 | 0 | 0 | 0
5 | 21 | 20 | 1 | 1.7931 | 0 | 2.4769 | 0 | 0 | 0 | 0 | 0.06015 | 0 | 0 | 4.4302 | 0 | 8.7604 | 0 | 0 | 0 | 0 | 0 | 0 | 0 | 0 | 0 | 0 | 0 | 0 | 0 | 0.45131 | 0 | 1.1038 | 0.70232 | 0 | 0 | 0.36871 | 0.74172 | 0 | 0 | 0 | 0 | 3.3679 | 0 | 0 | 0 | 0 | 0 | 0 | 0 | 0 | 0 | 0 | 0 | 0 | 0
5 | 21 | 21 | 1 | 1.7931 | 0 | 2.4769 | 0 | 0 | 0 | 0 | 0.064224 | 0 | 0 | 3.9586 | 0 | 8.2929 | 0 | 0 | 0 | 0 | 0 | 0 | 0 | 0 | 0 | 0 | 0 | 0 | 0 | 0.45131 | 0 | 1.2156 | 0.77653 | 0 | 0 | 0.47371 | 0.73953 | 0 | 0 | 0 | 0 | 3.6566 | 0 | 0 | 0 | 0 | 0 | 0 | 0 | 0 | 0 | 0 | 0 | 0 | 0
5 | 21 | 22 | 1 | 1.7931 | 0 | 2.4769 | 0 | 0 | 0 | 0 | 0.072544 | 0 | 0 | 4.4237 | 0 | 8.7662 | 0 | 0 | 0 | 0 | 0 | 0 | 0 | 0 | 0 | 0 | 0 | 0 | 0 | 0.45131 | 0 | 1.1038 | 0.93867 | 0 | 0 | 0.31621 | 0.74236 | 0 | 0 | 0 | 0 | 3.5524 | 0 | 0 | 0 | 0 | 0 | 0 | 0 | 0 | 0 | 0 | 0 | 0 | 0
5 | 21 | 23 | 1 | 1.7931 | 0 | 2.4769 | 0 | 0 | 0 | 0 | 0.028195 | 0 | 0 | 0.59532 | 0 | 4.8935 | 0 | 0 | 0 | 0 | 0 | 0 | 0 | 0 | 0 | 0 | 0 | 0 | 0 | 0.45131 | 0 | 0.88038 | 0.70647 | 0 | 0 | 0.053706 | 0.74572 | 0 | 0 | 0 | 0 | 2.8376 | 0 | 0 | 0 | 0 | 0 | 0 | 0 | 0 | 0 | 0 | 0 | 0 | 0
5 | 21 | 24 | 1 | 1.7931 | 0 | 2.4769 | 0 | 0 | 0 | 0 | 0.030257 | 0 | 0 | 0.59533 | 0 | 4.8956 | 0 | 0 | 0 | 0 | 0 | 0 | 0 | 0 | 0 | 0 | 0 | 0 | 0 | 0.45131 | 0 | 0.54519 | 0.76553 | 0 | 0 | 0.053706 | 0.75227 | 0 | 0 | 0 | 0 | 2.568 | 0 | 0 | 0 | 0 | 0 | 0 | 0 | 0 | 0 | 0 | 0 | 0 | 0
5 | 22 | 1 | 2 | 1.7931 | 0 | 2.4769 | 0 | 0 | 0 | 0 | 0.030513 | 0 | 0 | 0.59535 | 0 | 4.8959 | 0 | 0 | 0 | 0 | 0 | 0 | 0 | 0 | 0 | 0 | 0 | 0 | 0 | 0.45131 | 0 | 0.32173 | 0.78703 | 0 | 0 | 0.053706 | 0.75418 | 0 | 0 | 0 | 0 | 2.368 | 0 | 0 | 0 | 0 | 0 | 0 | 0 | 0 | 0 | 0 | 0 | 0 | 0
5 | 22 | 2 | 2 | 1.7931 | 0 | 2.4769 | 0 | 0 | 0 | 0 | 0.034403 | 0 | 0 | 0.59536 | 0 | 4.8998 | 0 | 0 | 0 | 0 | 0 | 0 | 0 | 0 | 0 | 0 | 0 | 0 | 0 | 0.45131 | 0 | 0.32173 | 0.80951 | 0 | 0 | 0.053706 | 0.75674 | 0 | 0 | 0 | 0 | 2.393 | 0 | 0 | 0 | 0 | 0 | 0 | 0 | 0 | 0 | 0 | 0 | 0 | 0
5 | 22 | 3 | 2 | 1.7931 | 0 | 2.4769 | 0 | 0 | 0 | 0 | 0.032729 | 0 | 0 | 0.59537 | 0 | 4.8981 | 0 | 0 | 0 | 0 | 0 | 0 | 0 | 0 | 0 | 0 | 0 | 0 | 0 | 0.45131 | 0 | 0.32173 | 0.79484 | 0 | 0 | 0.053706 | 0.75371 | 0 | 0 | 0 | 0 | 2.3753 | 0 | 0 | 0 | 0 | 0 | 0 | 0 | 0 | 0 | 0 | 0 | 0 | 0
5 | 22 | 4 | 2 | 1.7931 | 0 | 2.4769 | 0 | 0 | 0 | 0 | 0.033668 | 0 | 0 | 0.59536 | 0 | 4.899 | 0 | 0 | 0 | 0 | 0 | 0 | 0 | 0 | 0 | 0 | 0 | 0 | 0 | 0.45131 | 0 | 0.32173 | 0.81102 | 0 | 0 | 0.053706 | 0.75319 | 0 | 0 | 0 | 0 | 2.391 | 0 | 0 | 0 | 0 | 0 | 0 | 0 | 0 | 0 | 0 | 0 | 0 | 0
5 | 22 | 5 | 2 | 1.7931 | 0 | 2.4769 | 0 | 0 | 0 | 0 | 0.036168 | 0 | 0 | 0.59535 | 0 | 4.9015 | 0 | 0 | 0 | 0 | 0 | 0 | 0 | 0 | 0 | 0 | 0 | 0 | 0 | 0.45131 | 0 | 0.32173 | 0.82908 | 0 | 0 | 0.053706 | 0.75514 | 0 | 0 | 0 | 0 | 2.411 | 0 | 0 | 0 | 0 | 0 | 0 | 0 | 0 | 0 | 0 | 0 | 0 | 0
5 | 22 | 6 | 2 | 1.7931 | 0 | 2.4769 | 0 | 0 | 0 | 0 | 0.026207 | 0 | 0 | 3.3662 | 0 | 7.6624 | 0 | 0 | 0 | 0 | 0 | 0 | 0 | 0 | 0 | 0 | 0 | 0 | 0 | 0.45131 | 0 | 0.54519 | 0.60646 | 0 | 0 | 0.31621 | 0.74569 | 0 | 0 | 0 | 0 | 2.6649 | 0 | 0 | 0 | 0 | 0 | 0 | 0 | 0 | 0 | 0 | 0 | 0 | 0
5 | 22 | 7 | 2 | 1.7931 | 0 | 2.4769 | 0 | 0 | 0 | 0 | 0.1348 | 0 | 0 | 5.5829 | 0 | 9.9877 | 0 | 0 | 0 | 0 | 0 | 0 | 0 | 0 | 0 | 0 | 0 | 0 | 0 | 0.45131 | 0 | 0.71279 | 1.185 | 0 | 0 | 0.52621 | 0.73856 | 0 | 0 | 0 | 0 | 3.6139 | 0 | 0 | 0 | 0 | 0 | 0 | 0 | 0 | 0 | 0 | 0 | 0 | 0
5 | 22 | 8 | 2 | 1.7931 | 0 | 13.6089 | 0 | 0 | 0 | 0 | 0.04086 | 0 | 0 | 3.9586 | 0 | 19.4015 | 0 | 0 | 0 | 0 | 0 | 0 | 0 | 0 | 0 | 0 | 0 | 0 | 0 | 0.45131 | 0 | 0.71279 | 0.42754 | 0 | 0 | 0.42121 | 0.73274 | 0 | 0 | 0 | 0 | 2.7456 | 0 | 0 | 0 | 0 | 0 | 0 | 0 | 0 | 0 | 0 | 0 | 0 | 0
5 | 22 | 9 | 2 | 1.7931 | 0 | 13.6089 | 0 | 0 | 0 | 0 | 0.0314 | 0 | 0 | 3.876 | 0 | 19.3094 | 0 | 0 | 0 | 0 | 0 | 0 | 0 | 0 | 0 | 0 | 0 | 0 | 0 | 0.45131 | 0 | 0.71279 | 0.17913 | 0 | 0 | 0.31621 | 0.72978 | 0 | 0 | 0 | 0 | 2.3892 | 0 | 0 | 0 | 0 | 0 | 0 | 0 | 0 | 0 | 0 | 0 | 0 | 0
5 | 22 | 10 | 2 | 1.7931 | 0 | 13.6089 | 0 | 0 | 0 | 0 | 0.030344 | 0 | 0 | 3.3661 | 0 | 18.7985 | 0 | 0 | 0 | 0 | 0 | 0 | 0 | 0 | 0 | 0 | 0 | 0 | 0 | 0.45131 | 0 | 0.71279 | 0.12227 | 0 | 0 | 0.31621 | 0.72681 | 0 | 0 | 0 | 0 | 2.3294 | 0 | 0 | 0 | 0 | 0 | 0 | 0 | 0 | 0 | 0 | 0 | 0 | 0
5 | 22 | 11 | 2 | 1.7931 | 0 | 13.6089 | 0 | 0 | 0 | 0 | 0.029458 | 0 | 0 | 3.9203 | 0 | 19.3518 | 0 | 0 | 0 | 0 | 0 | 0 | 0 | 0 | 0 | 0 | 0 | 0 | 0 | 0.45131 | 0 | 0.54519 | 0.12494 | 0 | 0 | 0.36871 | 0.72846 | 0 | 0 | 0 | 0 | 2.2186 | 0 | 0 | 0 | 0 | 0 | 0 | 0 | 0 | 0 | 0 | 0 | 0 | 0
5 | 22 | 12 | 2 | 1.7931 | 0 | 8.6613 | 0 | 0 | 0 | 0 | 0.031438 | 0 | 0 | 3.9586 | 0 | 14.4445 | 0 | 0 | 0 | 0 | 0 | 0 | 0 | 0 | 0 | 0 | 0 | 0 | 0 | 0.45131 | 0 | 0.54519 | 0.10039 | 0 | 0 | 0.42121 | 0.72764 | 0 | 0 | 0 | 0 | 2.2457 | 0 | 0 | 0 | 0 | 0 | 0 | 0 | 0 | 0 | 0 | 0 | 0 | 0
5 | 22 | 13 | 2 | 1.7931 | 0 | 13.6089 | 0 | 0 | 0 | 0 | 0.025428 | 0 | 0 | 4.4301 | 0 | 19.8575 | 0 | 0 | 0 | 0 | 0 | 0 | 0 | 0 | 0 | 0 | 0 | 0 | 0 | 0.45131 | 0 | 0.54519 | 0.053377 | 0 | 0 | 0.36871 | 0.72609 | 0 | 0 | 0 | 0 | 2.1447 | 0 | 0 | 0 | 0 | 0 | 0 | 0 | 0 | 0 | 0 | 0 | 0 | 0
5 | 22 | 14 | 2 | 1.7931 | 0 | 13.6089 | 0 | 0 | 0 | 0 | 0.024723 | 0 | 0 | 3.9203 | 0 | 19.347 | 0 | 0 | 0 | 0 | 0 | 0 | 0 | 0 | 0 | 0 | 0 | 0 | 0 | 0.45131 | 0 | 0.54519 | 0.14208 | 0 | 0 | 0.36871 | 0.72626 | 0 | 0 | 0 | 0 | 2.2336 | 0 | 0 | 0 | 0 | 0 | 0 | 0 | 0 | 0 | 0 | 0 | 0 | 0
5 | 22 | 15 | 2 | 1.7931 | 0 | 13.6089 | 0 | 0 | 0 | 0 | 0.056282 | 0 | 0 | 3.3661 | 0 | 18.8244 | 0 | 0 | 0 | 0 | 0 | 0 | 0 | 0 | 0 | 0 | 0 | 0 | 0 | 0.45131 | 0 | 0.54519 | 0.11316 | 0 | 0 | 0.31621 | 0.72274 | 0 | 0 | 0 | 0 | 2.1486 | 0 | 0 | 0 | 0 | 0 | 0 | 0 | 0 | 0 | 0 | 0 | 0 | 0
5 | 22 | 16 | 2 | 1.7931 | 0 | 13.6089 | 0 | 0 | 0 | 0 | 0.076818 | 0 | 0 | 3.3661 | 0 | 18.8449 | 0 | 0 | 0 | 0 | 0 | 0 | 0 | 0 | 0 | 0 | 0 | 0 | 0 | 0.45131 | 0 | 0.54519 | 0.12995 | 0.15358 | 0 | 0.31621 | 0.72062 | 0 | 0 | 0 | 0 | 2.3169 | 0 | 0 | 0 | 0 | 0 | 0 | 0 | 0 | 0 | 0 | 0 | 0 | 0
5 | 22 | 17 | 2 | 1.7931 | 0 | 13.6089 | 0 | 0 | 0 | 0 | 0.1289 | 0 | 0 | 5.5828 | 0 | 21.1137 | 0 | 0 | 0 | 0 | 0 | 0 | 0 | 0 | 0 | 0 | 0 | 0 | 0 | 0.45131 | 0 | 0.54519 | 0.11102 | 0.45063 | 0 | 0.52621 | 0.72263 | 0 | 0 | 0 | 0 | 2.807 | 0 | 0 | 0 | 0 | 0 | 0 | 0 | 0 | 0 | 0 | 0 | 0 | 0
5 | 22 | 18 | 2 | 1.7931 | 0 | 9.8982 | 0 | 0 | 0 | 0 | 0.078773 | 0 | 0 | 5.5828 | 0 | 17.3529 | 0 | 0 | 0 | 0 | 0 | 0 | 0 | 0 | 0 | 0 | 0 | 0 | 0 | 0.45131 | 0 | 0.54519 | 0.16102 | 0.32 | 0 | 0.52621 | 0.72554 | 0 | 0 | 0 | 0 | 2.7293 | 0 | 0 | 0 | 0 | 0 | 0 | 0 | 0 | 0 | 0 | 0 | 0 | 0
5 | 22 | 19 | 2 | 1.7931 | 0 | 2.4769 | 0 | 0 | 0 | 0 | 0.032772 | 0 | 0 | 3.9586 | 0 | 8.2614 | 0 | 0 | 0 | 0 | 0 | 0 | 0 | 0 | 0 | 0 | 0 | 0 | 0 | 0.45131 | 0 | 0.88038 | 0.29416 | 0 | 0 | 0.42121 | 0.7229 | 0 | 0 | 0 | 0 | 2.77 | 0 | 0 | 0 | 0 | 0 | 0 | 0 | 0 | 0 | 0 | 0 | 0 | 0
5 | 22 | 20 | 2 | 1.7931 | 0 | 2.4769 | 0 | 0 | 0 | 0 | 0.035152 | 0 | 0 | 4.4301 | 0 | 8.7352 | 0 | 0 | 0 | 0 | 0 | 0 | 0 | 0 | 0 | 0 | 0 | 0 | 0 | 0.45131 | 0 | 1.1038 | 0.35602 | 0 | 0 | 0.36871 | 0.72171 | 0 | 0 | 0 | 0 | 3.0016 | 0 | 0 | 0 | 0 | 0 | 0 | 0 | 0 | 0 | 0 | 0 | 0 | 0
5 | 22 | 21 | 2 | 1.7931 | 0 | 2.4769 | 0 | 0 | 0 | 0 | 0.035802 | 0 | 0 | 3.9586 | 0 | 8.2644 | 0 | 0 | 0 | 0 | 0 | 0 | 0 | 0 | 0 | 0 | 0 | 0 | 0 | 0.45131 | 0 | 1.2156 | 0.34894 | 0 | 0 | 0.47371 | 0.71947 | 0 | 0 | 0 | 0 | 3.209 | 0 | 0 | 0 | 0 | 0 | 0 | 0 | 0 | 0 | 0 | 0 | 0 | 0
5 | 22 | 22 | 2 | 1.7931 | 0 | 2.4769 | 0 | 0 | 0 | 0 | 0.036165 | 0 | 0 | 4.4235 | 0 | 8.7297 | 0 | 0 | 0 | 0 | 0 | 0 | 0 | 0 | 0 | 0 | 0 | 0 | 0 | 0.45131 | 0 | 1.1038 | 0.3777 | 0 | 0 | 0.31621 | 0.72145 | 0 | 0 | 0 | 0 | 2.9705 | 0 | 0 | 0 | 0 | 0 | 0 | 0 | 0 | 0 | 0 | 0 | 0 | 0
5 | 22 | 23 | 2 | 1.7931 | 0 | 2.4769 | 0 | 0 | 0 | 0 | 0.014893 | 0 | 0 | 0.59522 | 0 | 4.8801 | 0 | 0 | 0 | 0 | 0 | 0 | 0 | 0 | 0 | 0 | 0 | 0 | 0 | 0.45131 | 0 | 0.88038 | 0.34706 | 0 | 0 | 0.053706 | 0.72469 | 0 | 0 | 0 | 0 | 2.4571 | 0 | 0 | 0 | 0 | 0 | 0 | 0 | 0 | 0 | 0 | 0 | 0 | 0
5 | 22 | 24 | 2 | 1.7931 | 0 | 2.4769 | 0 | 0 | 0 | 0 | 0.015947 | 0 | 0 | 0.59523 | 0 | 4.8812 | 0 | 0 | 0 | 0 | 0 | 0 | 0 | 0 | 0 | 0 | 0 | 0 | 0 | 0.45131 | 0 | 0.54519 | 0.42593 | 0 | 0 | 0.053706 | 0.73282 | 0 | 0 | 0 | 0 | 2.209 | 0 | 0 | 0 | 0 | 0 | 0 | 0 | 0 | 0 | 0 | 0 | 0 | 0
5 | 23 | 1 | 3 | 1.7931 | 0 | 2.4769 | 0 | 0 | 0 | 0 | 0.015917 | 0 | 0 | 0.59525 | 0 | 4.8812 | 0 | 0 | 0 | 0 | 0 | 0 | 0 | 0 | 0 | 0 | 0 | 0 | 0 | 0.45131 | 0 | 0.32173 | 0.46637 | 0 | 0 | 0.053706 | 0.73615 | 0 | 0 | 0 | 0 | 2.0293 | 0 | 0 | 0 | 0 | 0 | 0 | 0 | 0 | 0 | 0 | 0 | 0 | 0
5 | 23 | 2 | 3 | 1.7931 | 0 | 2.4769 | 0 | 0 | 0 | 0 | 0.016017 | 0 | 0 | 0.59527 | 0 | 4.8813 | 0 | 0 | 0 | 0 | 0 | 0 | 0 | 0 | 0 | 0 | 0 | 0 | 0 | 0.45131 | 0 | 0.32173 | 0.4619 | 0 | 0 | 0.053706 | 0.73572 | 0 | 0 | 0 | 0 | 2.0244 | 0 | 0 | 0 | 0 | 0 | 0 | 0 | 0 | 0 | 0 | 0 | 0 | 0
5 | 23 | 3 | 3 | 1.7931 | 0 | 2.4769 | 0 | 0 | 0 | 0 | 0.017289 | 0 | 0 | 0.59527 | 0 | 4.8826 | 0 | 0 | 0 | 0 | 0 | 0 | 0 | 0 | 0 | 0 | 0 | 0 | 0 | 0.45131 | 0 | 0.32173 | 0.48823 | 0 | 0 | 0.053706 | 0.73733 | 0 | 0 | 0 | 0 | 2.0523 | 0 | 0 | 0 | 0 | 0 | 0 | 0 | 0 | 0 | 0 | 0 | 0 | 0
5 | 23 | 4 | 3 | 1.7931 | 0 | 2.4769 | 0 | 0 | 0 | 0 | 0.017328 | 0 | 0 | 0.59527 | 0 | 4.8826 | 0 | 0 | 0 | 0 | 0 | 0 | 0 | 0 | 0 | 0 | 0 | 0 | 0 | 0.45131 | 0 | 0.32173 | 0.5078 | 0 | 0 | 0.053706 | 0.7369 | 0 | 0 | 0 | 0 | 2.0715 | 0 | 0 | 0 | 0 | 0 | 0 | 0 | 0 | 0 | 0 | 0 | 0 | 0
5 | 23 | 5 | 3 | 1.7931 | 0 | 2.4769 | 0 | 0 | 0 | 0 | 0.017271 | 0 | 0 | 0.59527 | 0 | 4.8826 | 0 | 0 | 0 | 0 | 0 | 0 | 0 | 0 | 0 | 0 | 0 | 0 | 0 | 0.45131 | 0 | 0.32173 | 0.50474 | 0 | 0 | 0.053706 | 0.73627 | 0 | 0 | 0 | 0 | 2.0678 | 0 | 0 | 0 | 0 | 0 | 0 | 0 | 0 | 0 | 0 | 0 | 0 | 0
5 | 23 | 6 | 3 | 1.7931 | 0 | 2.4769 | 0 | 0 | 0 | 0 | 0.016894 | 0 | 0 | 3.3661 | 0 | 7.653 | 0 | 0 | 0 | 0 | 0 | 0 | 0 | 0 | 0 | 0 | 0 | 0 | 0 | 0.45131 | 0 | 0.54519 | 0.41936 | 0 | 0 | 0.31621 | 0.73057 | 0 | 0 | 0 | 0 | 2.4626 | 0 | 0 | 0 | 0 | 0 | 0 | 0 | 0 | 0 | 0 | 0 | 0 | 0
5 | 23 | 7 | 3 | 1.7931 | 0 | 2.4769 | 0 | 0 | 0 | 0 | 0.034384 | 0 | 0 | 5.5828 | 0 | 9.8872 | 0 | 0 | 0 | 0 | 0 | 0 | 0 | 0 | 0 | 0 | 0 | 0 | 0 | 0.45131 | 0 | 0.71279 | 0.34017 | 0 | 0 | 0.52621 | 0.72114 | 0 | 0 | 0 | 0 | 2.7516 | 0 | 0 | 0 | 0 | 0 | 0 | 0 | 0 | 0 | 0 | 0 | 0 | 0
5 | 23 | 8 | 3 | 1.7931 | 0 | 13.6089 | 0 | 0 | 0 | 0 | 0.023496 | 0 | 0 | 3.9586 | 0 | 19.3841 | 0 | 0 | 0 | 0 | 0 | 0 | 0 | 0 | 0 | 0 | 0 | 0 | 0 | 0.45131 | 0 | 0.71279 | 0.21327 | 0 | 0 | 0.42121 | 0.71494 | 0 | 0 | 0 | 0 | 2.5135 | 0 | 0 | 0 | 0 | 0 | 0 | 0 | 0 | 0 | 0 | 0 | 0 | 0
5 | 23 | 9 | 3 | 1.7931 | 0 | 13.6089 | 0 | 0 | 0 | 0 | 0.02111 | 0 | 0 | 3.8758 | 0 | 19.2989 | 0 | 0 | 0 | 0 | 0 | 0 | 0 | 0 | 0 | 0 | 0 | 0 | 0 | 0.45131 | 0 | 0.71279 | 0.14694 | 0 | 0 | 0.31621 | 0.7119 | 0 | 0 | 0 | 0 | 2.3391 | 0 | 0 | 0 | 0 | 0 | 0 | 0 | 0 | 0 | 0 | 0 | 0 | 0
5 | 23 | 10 | 3 | 1.7931 | 0 | 13.6089 | 0 | 0 | 0 | 0 | 0.019039 | 0 | 0 | 3.366 | 0 | 18.7871 | 0 | 0 | 0 | 0 | 0 | 0 | 0 | 0 | 0 | 0 | 0 | 0 | 0 | 0.45131 | 0 | 0.71279 | 0.038401 | 0 | 0 | 0.31621 | 0.70924 | 0 | 0 | 0 | 0 | 2.2279 | 0 | 0 | 0 | 0 | 0 | 0 | 0 | 0 | 0 | 0 | 0 | 0 | 0
5 | 23 | 11 | 3 | 1.7931 | 0 | 13.6089 | 0 | 0 | 0 | 0 | 0.042622 | 0 | 0 | 3.9202 | 0 | 19.3648 | 0 | 0 | 0 | 0 | 0 | 0 | 0 | 0 | 0 | 0 | 0 | 0 | 0 | 0.45131 | 0 | 0.54519 | 0.004854 | 0 | 0 | 0.36871 | 0.70932 | 0 | 0 | 0 | 0 | 2.0794 | 0 | 0 | 0 | 0 | 0 | 0 | 0 | 0 | 0 | 0 | 0 | 0 | 0
5 | 23 | 12 | 3 | 1.7931 | 0 | 8.6613 | 0 | 0 | 0 | 0 | 0.055976 | 0 | 0 | 3.9585 | 0 | 14.469 | 0 | 0 | 0 | 0 | 0 | 0 | 0 | 0 | 0 | 0 | 0 | 0 | 0 | 0.45131 | 0 | 0.54519 | 0 | 0.13748 | 0 | 0.42121 | 0.70964 | 0 | 0 | 0 | 0 | 2.2648 | 0 | 0 | 0 | 0 | 0 | 0 | 0 | 0 | 0 | 0 | 0 | 0 | 0
5 | 23 | 13 | 3 | 1.7931 | 0 | 13.6089 | 0 | 0 | 0 | 0 | 0.17144 | 0 | 0 | 4.4299 | 0 | 20.0034 | 0 | 0 | 0 | 0 | 0 | 0 | 0 | 0 | 0 | 0 | 0 | 0 | 0 | 0.45131 | 0 | 0.54519 | 0 | 0.55509 | 0 | 0.36871 | 0.71002 | 0 | 0 | 0 | 0 | 2.6303 | 0 | 0 | 0 | 0 | 0 | 0 | 0 | 0 | 0 | 0 | 0 | 0 | 0
5 | 23 | 14 | 3 | 1.7931 | 0 | 13.6089 | 0 | 0 | 0 | 0 | 0.3026 | 0 | 0 | 3.9202 | 0 | 19.6248 | 0 | 0 | 0 | 0 | 0 | 0 | 0 | 0 | 0 | 0 | 0 | 0 | 0 | 0.45131 | 0 | 0.54519 | 0 | 1.4563 | 0 | 0.36871 | 0.71017 | 0 | 0 | 0 | 0 | 3.5317 | 0 | 0 | 0 | 0 | 0 | 0 | 0 | 0 | 0 | 0 | 0 | 0 | 0
5 | 23 | 15 | 3 | 1.7931 | 0 | 13.6089 | 0 | 0 | 0 | 0 | 0.28165 | 0 | 0 | 3.366 | 0 | 19.0497 | 0 | 0 | 0 | 0 | 0 | 0 | 0 | 0 | 0 | 0 | 0 | 0 | 0 | 0.45131 | 0 | 0.54519 | 0 | 1.7466 | 0 | 0.31621 | 0.70876 | 0 | 0 | 0 | 0 | 3.7681 | 0 | 0 | 0 | 0 | 0 | 0 | 0 | 0 | 0 | 0 | 0 | 0 | 0
5 | 23 | 16 | 3 | 1.7931 | 0 | 13.6089 | 0 | 0 | 0 | 0 | 0.31935 | 0 | 0 | 3.366 | 0 | 19.0874 | 0 | 0 | 0 | 0 | 0 | 0 | 0 | 0 | 0 | 0 | 0 | 0 | 0 | 0.45131 | 0 | 0.54519 | 0.0044259 | 2.1814 | 0 | 0.31621 | 0.70805 | 0 | 0 | 0 | 0 | 4.2066 | 0 | 0 | 0 | 0 | 0 | 0 | 0 | 0 | 0 | 0 | 0 | 0 | 0
5 | 23 | 17 | 3 | 1.7931 | 0 | 13.6089 | 0 | 0 | 0 | 0 | 0.36612 | 0 | 0 | 5.5827 | 0 | 21.3508 | 0 | 0 | 0 | 0 | 0 | 0 | 0 | 0 | 0 | 0 | 0 | 0 | 0 | 0.45131 | 0 | 0.54519 | 0 | 2.593 | 0 | 0.52621 | 0.70842 | 0 | 0 | 0 | 0 | 4.8241 | 0 | 0 | 0 | 0 | 0 | 0 | 0 | 0 | 0 | 0 | 0 | 0 | 0
5 | 23 | 18 | 3 | 1.7931 | 0 | 9.8982 | 0 | 0 | 0 | 0 | 0.23087 | 0 | 0 | 5.5827 | 0 | 17.5049 | 0 | 0 | 0 | 0 | 0 | 0 | 0 | 0 | 0 | 0 | 0 | 0 | 0 | 0.45131 | 0 | 0.54519 | 0.012443 | 1.5197 | 0 | 0.52621 | 0.70805 | 0 | 0 | 0 | 0 | 3.7629 | 0 | 0 | 0 | 0 | 0 | 0 | 0 | 0 | 0 | 0 | 0 | 0 | 0
5 | 23 | 19 | 3 | 1.7931 | 0 | 2.4769 | 0 | 0 | 0 | 0 | 0.088028 | 0 | 0 | 3.9585 | 0 | 8.3166 | 0 | 0 | 0 | 0 | 0 | 0 | 0 | 0 | 0 | 0 | 0 | 0 | 0 | 0.45131 | 0 | 0.88038 | 0.026326 | 0.4488 | 0 | 0.42121 | 0.7065 | 0 | 0 | 0 | 0 | 2.9345 | 0 | 0 | 0 | 0 | 0 | 0 | 0 | 0 | 0 | 0 | 0 | 0 | 0
5 | 23 | 20 | 3 | 1.7931 | 0 | 2.4769 | 0 | 0 | 0 | 0 | 0.050338 | 0 | 0 | 4.4299 | 0 | 8.7502 | 0 | 0 | 0 | 0 | 0 | 0 | 0 | 0 | 0 | 0 | 0 | 0 | 0 | 0.45131 | 0 | 1.1038 | 0.043636 | 0.17709 | 0 | 0.36871 | 0.70585 | 0 | 0 | 0 | 0 | 2.8504 | 0 | 0 | 0 | 0 | 0 | 0 | 0 | 0 | 0 | 0 | 0 | 0 | 0
5 | 23 | 21 | 3 | 1.7931 | 0 | 2.4769 | 0 | 0 | 0 | 0 | 0.029862 | 0 | 0 | 3.9585 | 0 | 8.2584 | 0 | 0 | 0 | 0 | 0 | 0 | 0 | 0 | 0 | 0 | 0 | 0 | 0 | 0.45131 | 0 | 1.2156 | 0.052658 | 0.045457 | 0 | 0.47371 | 0.70482 | 0 | 0 | 0 | 0 | 2.9435 | 0 | 0 | 0 | 0 | 0 | 0 | 0 | 0 | 0 | 0 | 0 | 0 | 0
5 | 23 | 22 | 3 | 1.7931 | 0 | 2.4769 | 0 | 0 | 0 | 0 | 0.027151 | 0 | 0 | 4.4233 | 0 | 8.7205 | 0 | 0 | 0 | 0 | 0 | 0 | 0 | 0 | 0 | 0 | 0 | 0 | 0 | 0.45131 | 0 | 1.1038 | 0.041314 | 0.034093 | 0 | 0.31621 | 0.70457 | 0 | 0 | 0 | 0 | 2.6513 | 0 | 0 | 0 | 0 | 0 | 0 | 0 | 0 | 0 | 0 | 0 | 0 | 0
5 | 23 | 23 | 3 | 1.7931 | 0 | 2.4769 | 0 | 0 | 0 | 0 | 0.013459 | 0 | 0 | 0.59508 | 0 | 4.8786 | 0 | 0 | 0 | 0 | 0 | 0 | 0 | 0 | 0 | 0 | 0 | 0 | 0 | 0.45131 | 0 | 0.88038 | 0.051162 | 0.017003 | 0 | 0.053706 | 0.70517 | 0 | 0 | 0 | 0 | 2.1587 | 0 | 0 | 0 | 0 | 0 | 0 | 0 | 0 | 0 | 0 | 0 | 0 | 0
5 | 23 | 24 | 3 | 1.7931 | 0 | 2.4769 | 0 | 0 | 0 | 0 | 0.012933 | 0 | 0 | 0.59509 | 0 | 4.878 | 0 | 0 | 0 | 0 | 0 | 0 | 0 | 0 | 0 | 0 | 0 | 0 | 0 | 0.45131 | 0 | 0.54519 | 0.083316 | 0.014586 | 0 | 0.053706 | 0.70716 | 0 | 0 | 0 | 0 | 1.8553 | 0 | 0 | 0 | 0 | 0 | 0 | 0 | 0 | 0 | 0 | 0 | 0 | 0
5 | 24 | 1 | 4 | 1.7931 | 0 | 2.4769 | 0 | 0 | 0 | 0 | 0.011871 | 0 | 0 | 0.59513 | 0 | 4.877 | 0 | 0 | 0 | 0 | 0 | 0 | 0 | 0 | 0 | 0 | 0 | 0 | 0 | 0.45131 | 0 | 0.32173 | 0.14797 | 0.0097435 | 0 | 0.053706 | 0.7098 | 0 | 0 | 0 | 0 | 1.6943 | 0 | 0 | 0 | 0 | 0 | 0 | 0 | 0 | 0 | 0 | 0 | 0 | 0
5 | 24 | 2 | 4 | 1.7931 | 0 | 2.4769 | 0 | 0 | 0 | 0 | 0.010586 | 0 | 0 | 0.59515 | 0 | 4.8758 | 0 | 0 | 0 | 0 | 0 | 0 | 0 | 0 | 0 | 0 | 0 | 0 | 0 | 0.45131 | 0 | 0.32173 | 0.19307 | 0.0027914 | 0 | 0.053706 | 0.71204 | 0 | 0 | 0 | 0 | 1.7347 | 0 | 0 | 0 | 0 | 0 | 0 | 0 | 0 | 0 | 0 | 0 | 0 | 0
5 | 24 | 3 | 4 | 1.7931 | 0 | 2.4769 | 0 | 0 | 0 | 0 | 0.01097 | 0 | 0 | 0.59515 | 0 | 4.8761 | 0 | 0 | 0 | 0 | 0 | 0 | 0 | 0 | 0 | 0 | 0 | 0 | 0 | 0.45131 | 0 | 0.32173 | 0.19233 | 0.0046129 | 0 | 0.053706 | 0.71171 | 0 | 0 | 0 | 0 | 1.7354 | 0 | 0 | 0 | 0 | 0 | 0 | 0 | 0 | 0 | 0 | 0 | 0 | 0
5 | 24 | 4 | 4 | 1.7931 | 0 | 2.4769 | 0 | 0 | 0 | 0 | 0.01 | 0 | 0 | 0.59515 | 0 | 4.8752 | 0 | 0 | 0 | 0 | 0 | 0 | 0 | 0 | 0 | 0 | 0 | 0 | 0 | 0.45131 | 0 | 0.32173 | 0.2327 | 0 | 0 | 0.053706 | 0.71273 | 0 | 0 | 0 | 0 | 1.7722 | 0 | 0 | 0 | 0 | 0 | 0 | 0 | 0 | 0 | 0 | 0 | 0 | 0
5 | 24 | 5 | 4 | 1.7931 | 0 | 2.4769 | 0 | 0 | 0 | 0 | 0.01 | 0 | 0 | 0.59515 | 0 | 4.8752 | 0 | 0 | 0 | 0 | 0 | 0 | 0 | 0 | 0 | 0 | 0 | 0 | 0 | 0.45131 | 0 | 0.32173 | 0.21728 | 0 | 0 | 0.053706 | 0.7118 | 0 | 0 | 0 | 0 | 1.7558 | 0 | 0 | 0 | 0 | 0 | 0 | 0 | 0 | 0 | 0 | 0 | 0 | 0
5 | 24 | 6 | 4 | 1.7931 | 0 | 2.4769 | 0 | 0 | 0 | 0 | 0.010865 | 0 | 0 | 3.366 | 0 | 7.6469 | 0 | 0 | 0 | 0 | 0 | 0 | 0 | 0 | 0 | 0 | 0 | 0 | 0 | 0.45131 | 0 | 0.54519 | 0.1069 | 0 | 0 | 0.31621 | 0.70664 | 0 | 0 | 0 | 0 | 2.1263 | 0 | 0 | 0 | 0 | 0 | 0 | 0 | 0 | 0 | 0 | 0 | 0 | 0
5 | 24 | 7 | 4 | 1.7931 | 0 | 2.4769 | 0 | 0 | 0 | 0 | 0.034847 | 0 | 0 | 5.5827 | 0 | 9.8875 | 0 | 0 | 0 | 0 | 0 | 0 | 0 | 0 | 0 | 0 | 0 | 0 | 0 | 0.45131 | 0 | 0.71279 | 0.1195 | 0.0085082 | 0 | 0.52621 | 0.70529 | 0 | 0 | 0 | 0 | 2.5236 | 0 | 0 | 0 | 0 | 0 | 0 | 0 | 0 | 0 | 0 | 0 | 0 | 0
5 | 24 | 8 | 4 | 1.7931 | 0 | 13.6089 | 0 | 0 | 0 | 0 | 0.2555 | 0 | 0 | 3.9585 | 0 | 19.616 | 0 | 0 | 0 | 0 | 0 | 0 | 0 | 0 | 0 | 0 | 0 | 0 | 0 | 0.45131 | 0 | 0.71279 | 0.082995 | 0.3757 | 0 | 0.42121 | 0.70453 | 0 | 0 | 0 | 0 | 2.7485 | 0 | 0 | 0 | 0 | 0 | 0 | 0 | 0 | 0 | 0 | 0 | 0 | 0
5 | 24 | 9 | 4 | 1.7931 | 0 | 13.6089 | 0 | 0 | 0 | 0 | 0.28916 | 0 | 0 | 3.8756 | 0 | 19.5668 | 0 | 0 | 0 | 0 | 0 | 0 | 0 | 0 | 0 | 0 | 0 | 0 | 0 | 0.45131 | 0 | 0.71279 | 0.048481 | 1.3757 | 0 | 0.31621 | 0.70396 | 0 | 0 | 0 | 0 | 3.6084 | 0 | 0 | 0 | 0 | 0 | 0 | 0 | 0 | 0 | 0 | 0 | 0 | 0
5 | 24 | 10 | 4 | 1.7931 | 0 | 13.6089 | 0 | 0 | 0 | 0 | 0.2837 | 0 | 0 | 3.3659 | 0 | 19.0516 | 0 | 0 | 0 | 0 | 0 | 0 | 0 | 0 | 0 | 0 | 0 | 0 | 0 | 0.45131 | 0 | 0.71279 | 0.040815 | 1.6712 | 0 | 0.31621 | 0.7033 | 0 | 0 | 0 | 0 | 3.8957 | 0 | 0 | 0 | 0 | 0 | 0 | 0 | 0 | 0 | 0 | 0 | 0 | 0
5 | 24 | 11 | 4 | 1.7931 | 0 | 13.6089 | 0 | 0 | 0 | 0 | 0.31145 | 0 | 0 | 3.9201 | 0 | 19.6335 | 0 | 0 | 0 | 0 | 0 | 0 | 0 | 0 | 0 | 0 | 0 | 0 | 0 | 0.45131 | 0 | 0.54519 | 0.035634 | 1.8238 | 0 | 0.36871 | 0.70386 | 0 | 0 | 0 | 0 | 3.9285 | 0 | 0 | 0 | 0 | 0 | 0 | 0 | 0 | 0 | 0 | 0 | 0 | 0
5 | 24 | 12 | 4 | 1.7931 | 0 | 8.6613 | 0 | 0 | 0 | 0 | 0.29184 | 0 | 0 | 3.9585 | 0 | 14.7048 | 0 | 0 | 0 | 0 | 0 | 0 | 0 | 0 | 0 | 0 | 0 | 0 | 0 | 0.45131 | 0 | 0.54519 | 0.022444 | 1.6486 | 0 | 0.42121 | 0.70356 | 0 | 0 | 0 | 0 | 3.7923 | 0 | 0 | 0 | 0 | 0 | 0 | 0 | 0 | 0 | 0 | 0 | 0 | 0
5 | 24 | 13 | 4 | 1.7931 | 0 | 13.6089 | 0 | 0 | 0 | 0 | 0.37999 | 0 | 0 | 4.4298 | 0 | 20.2118 | 0 | 0 | 0 | 0 | 0 | 0 | 0 | 0 | 0 | 0 | 0 | 0 | 0 | 0.45131 | 0 | 0.54519 | 0.0089889 | 2.1974 | 0 | 0.36871 | 0.70277 | 0 | 0 | 0 | 0 | 4.2744 | 0 | 0 | 0 | 0 | 0 | 0 | 0 | 0 | 0 | 0 | 0 | 0 | 0
5 | 24 | 14 | 4 | 1.7931 | 0 | 13.6089 | 0 | 0 | 0 | 0 | 0.43567 | 0 | 0 | 3.9201 | 0 | 19.7577 | 0 | 0 | 0 | 0 | 0 | 0 | 0 | 0 | 0 | 0 | 0 | 0 | 0 | 0.45131 | 0 | 0.54519 | 0 | 2.7201 | 0 | 0.36871 | 0.70258 | 0 | 0 | 0 | 0 | 4.7879 | 0 | 0 | 0 | 0 | 0 | 0 | 0 | 0 | 0 | 0 | 0 | 0 | 0
5 | 24 | 15 | 4 | 1.7931 | 0 | 13.6089 | 0 | 0 | 0 | 0 | 0.43746 | 0 | 0 | 3.3659 | 0 | 19.2054 | 0 | 0 | 0 | 0 | 0 | 0 | 0 | 0 | 0 | 0 | 0 | 0 | 0 | 0.45131 | 0 | 0.54519 | 0.01402 | 2.5714 | 0 | 0.31621 | 0.70132 | 0 | 0 | 0 | 0 | 4.5995 | 0 | 0 | 0 | 0 | 0 | 0 | 0 | 0 | 0 | 0 | 0 | 0 | 0
5 | 24 | 16 | 4 | 1.7931 | 0 | 13.6089 | 0 | 0 | 0 | 0 | 0.43529 | 0 | 0 | 3.3659 | 0 | 19.2032 | 0 | 0 | 0 | 0 | 0 | 0 | 0 | 0 | 0 | 0 | 0 | 0 | 0 | 0.45131 | 0 | 0.54519 | 0.019632 | 2.636 | 0 | 0.31621 | 0.70126 | 0 | 0 | 0 | 0 | 4.6696 | 0 | 0 | 0 | 0 | 0 | 0 | 0 | 0 | 0 | 0 | 0 | 0 | 0
5 | 24 | 17 | 4 | 1.7931 | 0 | 13.6089 | 0 | 0 | 0 | 0 | 0.38949 | 0 | 0 | 5.5825 | 0 | 21.374 | 0 | 0 | 0 | 0 | 0 | 0 | 0 | 0 | 0 | 0 | 0 | 0 | 0 | 0.45131 | 0 | 0.54519 | 0.031045 | 2.3028 | 0 | 0.52621 | 0.70132 | 0 | 0 | 0 | 0 | 4.5579 | 0 | 0 | 0 | 0 | 0 | 0 | 0 | 0 | 0 | 0 | 0 | 0 | 0
5 | 24 | 18 | 4 | 1.7931 | 0 | 9.8982 | 0 | 0 | 0 | 0 | 0.26896 | 0 | 0 | 5.5825 | 0 | 17.5429 | 0 | 0 | 0 | 0 | 0 | 0 | 0 | 0 | 0 | 0 | 0 | 0 | 0 | 0.45131 | 0 | 0.54519 | 0.043091 | 1.5734 | 0 | 0.52621 | 0.70173 | 0 | 0 | 0 | 0 | 3.8409 | 0 | 0 | 0 | 0 | 0 | 0 | 0 | 0 | 0 | 0 | 0 | 0 | 0
5 | 24 | 19 | 4 | 1.7931 | 0 | 2.4769 | 0 | 0 | 0 | 0 | 0.11863 | 0 | 0 | 3.9585 | 0 | 8.3471 | 0 | 0 | 0 | 0 | 0 | 0 | 0 | 0 | 0 | 0 | 0 | 0 | 0 | 0.45131 | 0 | 0.88038 | 0.062504 | 0.6302 | 0 | 0.42121 | 0.70103 | 0 | 0 | 0 | 0 | 3.1466 | 0 | 0 | 0 | 0 | 0 | 0 | 0 | 0 | 0 | 0 | 0 | 0 | 0
5 | 24 | 20 | 4 | 1.7931 | 0 | 2.4769 | 0 | 0 | 0 | 0 | 0.054761 | 0 | 0 | 4.4297 | 0 | 8.7545 | 0 | 0 | 0 | 0 | 0 | 0 | 0 | 0 | 0 | 0 | 0 | 0 | 0 | 0.45131 | 0 | 1.1038 | 0.089819 | 0.2506 | 0 | 0.36871 | 0.70014 | 0 | 0 | 0 | 0 | 2.9644 | 0 | 0 | 0 | 0 | 0 | 0 | 0 | 0 | 0 | 0 | 0 | 0 | 0
5 | 24 | 21 | 4 | 1.7931 | 0 | 2.4769 | 0 | 0 | 0 | 0 | 0.022748 | 0 | 0 | 3.9585 | 0 | 8.2512 | 0 | 0 | 0 | 0 | 0 | 0 | 0 | 0 | 0 | 0 | 0 | 0 | 0 | 0.45131 | 0 | 1.2156 | 0.096191 | 0.057798 | 0 | 0.47371 | 0.69958 | 0 | 0 | 0 | 0 | 2.9942 | 0 | 0 | 0 | 0 | 0 | 0 | 0 | 0 | 0 | 0 | 0 | 0 | 0
5 | 24 | 22 | 4 | 1.7931 | 0 | 2.4769 | 0 | 0 | 0 | 0 | 0.020464 | 0 | 0 | 4.4231 | 0 | 8.7136 | 0 | 0 | 0 | 0 | 0 | 0 | 0 | 0 | 0 | 0 | 0 | 0 | 0 | 0.45131 | 0 | 1.1038 | 0.10433 | 0.043809 | 0 | 0.31621 | 0.69983 | 0 | 0 | 0 | 0 | 2.7193 | 0 | 0 | 0 | 0 | 0 | 0 | 0 | 0 | 0 | 0 | 0 | 0 | 0
5 | 24 | 23 | 4 | 1.7931 | 0 | 2.4769 | 0 | 0 | 0 | 0 | 0.01306 | 0 | 0 | 0.59498 | 0 | 4.8781 | 0 | 0 | 0 | 0 | 0 | 0 | 0 | 0 | 0 | 0 | 0 | 0 | 0 | 0.45131 | 0 | 0.88038 | 0.094534 | 0.017523 | 0 | 0.053706 | 0.70091 | 0 | 0 | 0 | 0 | 2.1984 | 0 | 0 | 0 | 0 | 0 | 0 | 0 | 0 | 0 | 0 | 0 | 0 | 0
5 | 24 | 24 | 4 | 1.7931 | 0 | 2.4769 | 0 | 0 | 0 | 0 | 0.010601 | 0 | 0 | 0.59501 | 0 | 4.8756 | 0 | 0 | 0 | 0 | 0 | 0 | 0 | 0 | 0 | 0 | 0 | 0 | 0 | 0.45131 | 0 | 0.54519 | 0.10276 | 0.0031014 | 0 | 0.053706 | 0.70258 | 0 | 0 | 0 | 0 | 1.8586 | 0 | 0 | 0 | 0 | 0 | 0 | 0 | 0 | 0 | 0 | 0 | 0 | 0
5 | 25 | 1 | 5 | 1.7931 | 0 | 2.4769 | 0 | 0 | 0 | 0 | 0.010322 | 0 | 0 | 0.59504 | 0 | 4.8754 | 0 | 0 | 0 | 0 | 0 | 0 | 0 | 0 | 0 | 0 | 0 | 0 | 0 | 0.45131 | 0 | 0.32173 | 0.11323 | 0.0015745 | 0 | 0.053706 | 0.70374 | 0 | 0 | 0 | 0 | 1.6453 | 0 | 0 | 0 | 0 | 0 | 0 | 0 | 0 | 0 | 0 | 0 | 0 | 0
5 | 25 | 2 | 5 | 1.7931 | 0 | 2.4769 | 0 | 0 | 0 | 0 | 0.010123 | 0 | 0 | 0.59506 | 0 | 4.8752 | 0 | 0 | 0 | 0 | 0 | 0 | 0 | 0 | 0 | 0 | 0 | 0 | 0 | 0.45131 | 0 | 0.32173 | 0.10891 | 0.00057763 | 0 | 0.053706 | 0.7038 | 0 | 0 | 0 | 0 | 1.64 | 0 | 0 | 0 | 0 | 0 | 0 | 0 | 0 | 0 | 0 | 0 | 0 | 0
5 | 25 | 3 | 5 | 1.7931 | 0 | 2.4769 | 0 | 0 | 0 | 0 | 0.01 | 0 | 0 | 0.59506 | 0 | 4.8751 | 0 | 0 | 0 | 0 | 0 | 0 | 0 | 0 | 0 | 0 | 0 | 0 | 0 | 0.45131 | 0 | 0.32173 | 0.10375 | 0 | 0 | 0.053706 | 0.70376 | 0 | 0 | 0 | 0 | 1.6343 | 0 | 0 | 0 | 0 | 0 | 0 | 0 | 0 | 0 | 0 | 0 | 0 | 0
5 | 25 | 4 | 5 | 1.7931 | 0 | 2.4769 | 0 | 0 | 0 | 0 | 0.011558 | 0 | 0 | 0.59506 | 0 | 4.8766 | 0 | 0 | 0 | 0 | 0 | 0 | 0 | 0 | 0 | 0 | 0 | 0 | 0 | 0.45131 | 0 | 0.32173 | 0.085953 | 0 | 0 | 0.053706 | 0.70322 | 0 | 0 | 0 | 0 | 1.6159 | 0 | 0 | 0 | 0 | 0 | 0 | 0 | 0 | 0 | 0 | 0 | 0 | 0
5 | 25 | 5 | 5 | 1.7931 | 0 | 2.4769 | 0 | 0 | 0 | 0 | 0.012185 | 0 | 0 | 0.59505 | 0 | 4.8773 | 0 | 0 | 0 | 0 | 0 | 0 | 0 | 0 | 0 | 0 | 0 | 0 | 0 | 0.45131 | 0 | 0.32173 | 0.084986 | 0.0074337 | 0 | 0.053706 | 0.70298 | 0 | 0 | 0 | 0 | 1.6221 | 0 | 0 | 0 | 0 | 0 | 0 | 0 | 0 | 0 | 0 | 0 | 0 | 0
5 | 25 | 6 | 5 | 1.7931 | 0 | 2.4769 | 0 | 0 | 0 | 0 | 0.010413 | 0 | 0 | 3.3659 | 0 | 7.6463 | 0 | 0 | 0 | 0 | 0 | 0 | 0 | 0 | 0 | 0 | 0 | 0 | 0 | 0.45131 | 0 | 0.54519 | 0.075412 | 0.0016004 | 0 | 0.31621 | 0.70187 | 0 | 0 | 0 | 0 | 2.0916 | 0 | 0 | 0 | 0 | 0 | 0 | 0 | 0 | 0 | 0 | 0 | 0 | 0
5 | 25 | 7 | 5 | 1.7931 | 0 | 2.4769 | 0 | 0 | 0 | 0 | 0.016483 | 0 | 0 | 5.5826 | 0 | 9.8691 | 0 | 0 | 0 | 0 | 0 | 0 | 0 | 0 | 0 | 0 | 0 | 0 | 0 | 0.45131 | 0 | 0.71279 | 0.070962 | 0.008614 | 0 | 0.52621 | 0.70059 | 0 | 0 | 0 | 0 | 2.4705 | 0 | 0 | 0 | 0 | 0 | 0 | 0 | 0 | 0 | 0 | 0 | 0 | 0
5 | 25 | 8 | 5 | 1.7931 | 0 | 13.6089 | 0 | 0 | 0 | 0 | 0.24395 | 0 | 0 | 3.9585 | 0 | 19.6044 | 0 | 0 | 0 | 0 | 0 | 0 | 0 | 0 | 0 | 0 | 0 | 0 | 0 | 0.45131 | 0 | 0.71279 | 0.033137 | 0.14764 | 0 | 0.42121 | 0.69955 | 0 | 0 | 0 | 0 | 2.4656 | 0 | 0 | 0 | 0 | 0 | 0 | 0 | 0 | 0 | 0 | 0 | 0 | 0
5 | 25 | 9 | 5 | 1.7931 | 0 | 13.6089 | 0 | 0 | 0 | 0 | 0.26592 | 0 | 0 | 3.8755 | 0 | 19.5434 | 0 | 0 | 0 | 0 | 0 | 0 | 0 | 0 | 0 | 0 | 0 | 0 | 0 | 0.45131 | 0 | 0.71279 | 0.032127 | 1.4128 | 0 | 0.31621 | 0.69905 | 0 | 0 | 0 | 0 | 3.6243 | 0 | 0 | 0 | 0 | 0 | 0 | 0 | 0 | 0 | 0 | 0 | 0 | 0
5 | 25 | 10 | 5 | 1.7931 | 0 | 13.6089 | 0 | 0 | 0 | 0 | 0.27482 | 0 | 0 | 3.3658 | 0 | 19.0426 | 0 | 0 | 0 | 0 | 0 | 0 | 0 | 0 | 0 | 0 | 0 | 0 | 0 | 0.45131 | 0 | 0.71279 | 0.02691 | 1.8786 | 0 | 0.31621 | 0.6989 | 0 | 0 | 0 | 0 | 4.0847 | 0 | 0 | 0 | 0 | 0 | 0 | 0 | 0 | 0 | 0 | 0 | 0 | 0
5 | 25 | 11 | 5 | 1.7931 | 0 | 13.6089 | 0 | 0 | 0 | 0 | 0.31554 | 0 | 0 | 3.92 | 0 | 19.6375 | 0 | 0 | 0 | 0 | 0 | 0 | 0 | 0 | 0 | 0 | 0 | 0 | 0 | 0.45131 | 0 | 0.54519 | 0.0064703 | 2.1448 | 0 | 0.36871 | 0.69836 | 0 | 0 | 0 | 0 | 4.2148 | 0 | 0 | 0 | 0 | 0 | 0 | 0 | 0 | 0 | 0 | 0 | 0 | 0
5 | 25 | 12 | 5 | 1.7931 | 0 | 8.6613 | 0 | 0 | 0 | 0 | 0.27742 | 0 | 0 | 3.9585 | 0 | 14.6903 | 0 | 0 | 0 | 0 | 0 | 0 | 0 | 0 | 0 | 0 | 0 | 0 | 0 | 0.45131 | 0 | 0.54519 | 0 | 1.8953 | 0 | 0.42121 | 0.69819 | 0 | 0 | 0 | 0 | 4.0112 | 0 | 0 | 0 | 0 | 0 | 0 | 0 | 0 | 0 | 0 | 0 | 0 | 0
5 | 25 | 13 | 5 | 1.7931 | 0 | 13.6089 | 0 | 0 | 0 | 0 | 0.394 | 0 | 0 | 4.4296 | 0 | 20.2256 | 0 | 0 | 0 | 0 | 0 | 0 | 0 | 0 | 0 | 0 | 0 | 0 | 0 | 0.45131 | 0 | 0.54519 | 0 | 2.6416 | 0 | 0.36871 | 0.69808 | 0 | 0 | 0 | 0 | 4.7049 | 0 | 0 | 0 | 0 | 0 | 0 | 0 | 0 | 0 | 0 | 0 | 0 | 0
5 | 25 | 14 | 5 | 1.7931 | 0 | 13.6089 | 0 | 0 | 0 | 0 | 0.43339 | 0 | 0 | 3.92 | 0 | 19.7554 | 0 | 0 | 0 | 0 | 0 | 0 | 0 | 0 | 0 | 0 | 0 | 0 | 0 | 0.45131 | 0 | 0.54519 | 0 | 2.9801 | 0 | 0.36871 | 0.69771 | 0 | 0 | 0 | 0 | 5.043 | 0 | 0 | 0 | 0 | 0 | 0 | 0 | 0 | 0 | 0 | 0 | 0 | 0
5 | 25 | 15 | 5 | 1.7931 | 0 | 13.6089 | 0 | 0 | 0 | 0 | 0.4236 | 0 | 0 | 3.3658 | 0 | 19.1914 | 0 | 0 | 0 | 0 | 0 | 0 | 0 | 0 | 0 | 0 | 0 | 0 | 0 | 0.45131 | 0 | 0.54519 | 0 | 2.8927 | 0 | 0.31621 | 0.69797 | 0 | 0 | 0 | 0 | 4.9034 | 0 | 0 | 0 | 0 | 0 | 0 | 0 | 0 | 0 | 0 | 0 | 0 | 0
5 | 25 | 16 | 5 | 1.7931 | 0 | 13.6089 | 0 | 0 | 0 | 0 | 0.42026 | 0 | 0 | 3.3658 | 0 | 19.1881 | 0 | 0 | 0 | 0 | 0 | 0 | 0 | 0 | 0 | 0 | 0 | 0 | 0 | 0.45131 | 0 | 0.54519 | 0 | 2.8341 | 0 | 0.31621 | 0.6983 | 0 | 0 | 0 | 0 | 4.8451 | 0 | 0 | 0 | 0 | 0 | 0 | 0 | 0 | 0 | 0 | 0 | 0 | 0
5 | 25 | 17 | 5 | 1.7931 | 0 | 13.6089 | 0 | 0 | 0 | 0 | 0.33122 | 0 | 0 | 5.5825 | 0 | 21.3157 | 0 | 0 | 0 | 0 | 0 | 0 | 0 | 0 | 0 | 0 | 0 | 0 | 0 | 0.45131 | 0 | 0.54519 | 0.04833 | 2.1026 | 0 | 0.52621 | 0.69974 | 0 | 0 | 0 | 0 | 4.3734 | 0 | 0 | 0 | 0 | 0 | 0 | 0 | 0 | 0 | 0 | 0 | 0 | 0
5 | 25 | 18 | 5 | 1.7931 | 0 | 9.8982 | 0 | 0 | 0 | 0 | 0.23556 | 0 | 0 | 5.5825 | 0 | 17.5094 | 0 | 0 | 0 | 0 | 0 | 0 | 0 | 0 | 0 | 0 | 0 | 0 | 0 | 0.45131 | 0 | 0.54519 | 0.054657 | 1.5415 | 0 | 0.52621 | 0.70026 | 0 | 0 | 0 | 0 | 3.8192 | 0 | 0 | 0 | 0 | 0 | 0 | 0 | 0 | 0 | 0 | 0 | 0 | 0
5 | 25 | 19 | 5 | 1.7931 | 0 | 2.4769 | 0 | 0 | 0 | 0 | 0.13378 | 0 | 0 | 3.9585 | 0 | 8.3623 | 0 | 0 | 0 | 0 | 0 | 0 | 0 | 0 | 0 | 0 | 0 | 0 | 0 | 0.45131 | 0 | 0.88038 | 0.04642 | 0.81304 | 0 | 0.42121 | 0.69901 | 0 | 0 | 0 | 0 | 3.3114 | 0 | 0 | 0 | 0 | 0 | 0 | 0 | 0 | 0 | 0 | 0 | 0 | 0
5 | 25 | 20 | 5 | 1.7931 | 0 | 2.4769 | 0 | 0 | 0 | 0 | 0.072577 | 0 | 0 | 4.4296 | 0 | 8.7722 | 0 | 0 | 0 | 0 | 0 | 0 | 0 | 0 | 0 | 0 | 0 | 0 | 0 | 0.45131 | 0 | 1.1038 | 0.064835 | 0.36328 | 0 | 0.36871 | 0.69797 | 0 | 0 | 0 | 0 | 3.0499 | 0 | 0 | 0 | 0 | 0 | 0 | 0 | 0 | 0 | 0 | 0 | 0 | 0
5 | 25 | 21 | 5 | 1.7931 | 0 | 2.4769 | 0 | 0 | 0 | 0 | 0.044148 | 0 | 0 | 3.9584 | 0 | 8.2726 | 0 | 0 | 0 | 0 | 0 | 0 | 0 | 0 | 0 | 0 | 0 | 0 | 0 | 0.45131 | 0 | 1.2156 | 0.062103 | 0.19237 | 0 | 0.47371 | 0.69728 | 0 | 0 | 0 | 0 | 3.0923 | 0 | 0 | 0 | 0 | 0 | 0 | 0 | 0 | 0 | 0 | 0 | 0 | 0
5 | 25 | 22 | 5 | 1.7931 | 0 | 2.4769 | 0 | 0 | 0 | 0 | 0.032405 | 0 | 0 | 4.4231 | 0 | 8.7255 | 0 | 0 | 0 | 0 | 0 | 0 | 0 | 0 | 0 | 0 | 0 | 0 | 0 | 0.45131 | 0 | 1.1038 | 0.070898 | 0.13184 | 0 | 0.31621 | 0.69759 | 0 | 0 | 0 | 0 | 2.7717 | 0 | 0 | 0 | 0 | 0 | 0 | 0 | 0 | 0 | 0 | 0 | 0 | 0
5 | 25 | 23 | 5 | 1.7931 | 0 | 2.4769 | 0 | 0 | 0 | 0 | 0.031247 | 0 | 0 | 0.59494 | 0 | 4.8962 | 0 | 0 | 0 | 0 | 0 | 0 | 0 | 0 | 0 | 0 | 0 | 0 | 0 | 0.45131 | 0 | 0.88038 | 0.070619 | 0.11818 | 0 | 0.053706 | 0.69844 | 0 | 0 | 0 | 0 | 2.2726 | 0 | 0 | 0 | 0 | 0 | 0 | 0 | 0 | 0 | 0 | 0 | 0 | 0
5 | 25 | 24 | 5 | 1.7931 | 0 | 2.4769 | 0 | 0 | 0 | 0 | 0.015452 | 0 | 0 | 0.59496 | 0 | 4.8804 | 0 | 0 | 0 | 0 | 0 | 0 | 0 | 0 | 0 | 0 | 0 | 0 | 0 | 0.45131 | 0 | 0.54519 | 0.077141 | 0.030334 | 0 | 0.053706 | 0.70006 | 0 | 0 | 0 | 0 | 1.8577 | 0 | 0 | 0 | 0 | 0 | 0 | 0 | 0 | 0 | 0 | 0 | 0 | 0
5 | 26 | 1 | 6 | 1.7931 | 0 | 2.4769 | 0 | 0 | 0 | 0 | 0.012841 | 0 | 0 | 0.59499 | 0 | 4.8778 | 0 | 0 | 0 | 0 | 0 | 0 | 0 | 0 | 0 | 0 | 0 | 0 | 0 | 0.45131 | 0 | 0.32173 | 0.087145 | 0.016988 | 0 | 0.053706 | 0.70131 | 0 | 0 | 0 | 0 | 1.6322 | 0 | 0 | 0 | 0 | 0 | 0 | 0 | 0 | 0 | 0 | 0 | 0 | 0
5 | 26 | 2 | 6 | 1.7931 | 0 | 2.4769 | 0 | 0 | 0 | 0 | 0.010691 | 0 | 0 | 0.59501 | 0 | 4.8757 | 0 | 0 | 0 | 0 | 0 | 0 | 0 | 0 | 0 | 0 | 0 | 0 | 0 | 0.45131 | 0 | 0.32173 | 0.088399 | 0.0038748 | 0 | 0.053706 | 0.70156 | 0 | 0 | 0 | 0 | 1.6206 | 0 | 0 | 0 | 0 | 0 | 0 | 0 | 0 | 0 | 0 | 0 | 0 | 0
5 | 26 | 3 | 6 | 1.7931 | 0 | 2.4769 | 0 | 0 | 0 | 0 | 0.010967 | 0 | 0 | 0.59502 | 0 | 4.876 | 0 | 0 | 0 | 0 | 0 | 0 | 0 | 0 | 0 | 0 | 0 | 0 | 0 | 0.45131 | 0 | 0.32173 | 0.088187 | 0.0053342 | 0 | 0.053706 | 0.70151 | 0 | 0 | 0 | 0 | 1.6218 | 0 | 0 | 0 | 0 | 0 | 0 | 0 | 0 | 0 | 0 | 0 | 0 | 0
5 | 26 | 4 | 6 | 1.7931 | 0 | 2.4769 | 0 | 0 | 0 | 0 | 0.01 | 0 | 0 | 0.59502 | 0 | 4.875 | 0 | 0 | 0 | 0 | 0 | 0 | 0 | 0 | 0 | 0 | 0 | 0 | 0 | 0.45131 | 0 | 0.32173 | 0.092748 | 0 | 0 | 0.053706 | 0.70152 | 0 | 0 | 0 | 0 | 1.621 | 0 | 0 | 0 | 0 | 0 | 0 | 0 | 0 | 0 | 0 | 0 | 0 | 0
5 | 26 | 5 | 6 | 1.7931 | 0 | 2.4769 | 0 | 0 | 0 | 0 | 0.01 | 0 | 0 | 0.59502 | 0 | 4.875 | 0 | 0 | 0 | 0 | 0 | 0 | 0 | 0 | 0 | 0 | 0 | 0 | 0 | 0.45131 | 0 | 0.32173 | 0.092666 | 0 | 0 | 0.053706 | 0.70149 | 0 | 0 | 0 | 0 | 1.6209 | 0 | 0 | 0 | 0 | 0 | 0 | 0 | 0 | 0 | 0 | 0 | 0 | 0
5 | 26 | 6 | 6 | 1.7931 | 0 | 2.4769 | 0 | 0 | 0 | 0 | 0.01 | 0 | 0 | 3.3659 | 0 | 7.6459 | 0 | 0 | 0 | 0 | 0 | 0 | 0 | 0 | 0 | 0 | 0 | 0 | 0 | 0.45131 | 0 | 0.54519 | 0.083783 | 0 | 0 | 0.31621 | 0.70051 | 0 | 0 | 0 | 0 | 2.097 | 0 | 0 | 0 | 0 | 0 | 0 | 0 | 0 | 0 | 0 | 0 | 0 | 0
5 | 26 | 7 | 6 | 1.7931 | 0 | 2.4769 | 0 | 0 | 0 | 0 | 0.010272 | 0 | 0 | 5.5825 | 0 | 9.8628 | 0 | 0 | 0 | 0 | 0 | 0 | 0 | 0 | 0 | 0 | 0 | 0 | 0 | 0.45131 | 0 | 0.71279 | 0.079072 | 0 | 0 | 0.52621 | 0.69944 | 0 | 0 | 0 | 0 | 2.4688 | 0 | 0 | 0 | 0 | 0 | 0 | 0 | 0 | 0 | 0 | 0 | 0 | 0
5 | 26 | 8 | 6 | 1.7931 | 0 | 13.6089 | 0 | 0 | 0 | 0 | 0.18678 | 0 | 0 | 3.9585 | 0 | 19.5472 | 0 | 0 | 0 | 0 | 0 | 0 | 0 | 0 | 0 | 0 | 0 | 0 | 0 | 0.45131 | 0 | 0.71279 | 0.059936 | 0.12989 | 0 | 0.42121 | 0.69896 | 0 | 0 | 0 | 0 | 2.4741 | 0 | 0 | 0 | 0 | 0 | 0 | 0 | 0 | 0 | 0 | 0 | 0 | 0
5 | 26 | 9 | 6 | 1.7931 | 0 | 13.6089 | 0 | 0 | 0 | 0 | 0.23331 | 0 | 0 | 3.8755 | 0 | 19.5108 | 0 | 0 | 0 | 0 | 0 | 0 | 0 | 0 | 0 | 0 | 0 | 0 | 0 | 0.45131 | 0 | 0.71279 | 0.044961 | 0.96942 | 0 | 0.31621 | 0.69851 | 0 | 0 | 0 | 0 | 3.1932 | 0 | 0 | 0 | 0 | 0 | 0 | 0 | 0 | 0 | 0 | 0 | 0 | 0
5 | 26 | 10 | 6 | 1.7931 | 0 | 13.6089 | 0 | 0 | 0 | 0 | 0.24953 | 0 | 0 | 3.3658 | 0 | 19.0173 | 0 | 0 | 0 | 0 | 0 | 0 | 0 | 0 | 0 | 0 | 0 | 0 | 0 | 0.45131 | 0 | 0.71279 | 0.043868 | 1.5086 | 0 | 0.31621 | 0.6981 | 0 | 0 | 0 | 0 | 3.7309 | 0 | 0 | 0 | 0 | 0 | 0 | 0 | 0 | 0 | 0 | 0 | 0 | 0
5 | 26 | 11 | 6 | 1.7931 | 0 | 13.6089 | 0 | 0 | 0 | 0 | 0.19114 | 0 | 0 | 3.92 | 0 | 19.5131 | 0 | 0 | 0 | 0 | 0 | 0 | 0 | 0 | 0 | 0 | 0 | 0 | 0 | 0.45131 | 0 | 0.54519 | 0.060323 | 1.1981 | 0 | 0.36871 | 0.69913 | 0 | 0 | 0 | 0 | 3.3227 | 0 | 0 | 0 | 0 | 0 | 0 | 0 | 0 | 0 | 0 | 0 | 0 | 0
5 | 26 | 12 | 6 | 1.7931 | 0 | 8.6613 | 0 | 0 | 0 | 0 | 0.19047 | 0 | 0 | 3.9585 | 0 | 14.6034 | 0 | 0 | 0 | 0 | 0 | 0 | 0 | 0 | 0 | 0 | 0 | 0 | 0 | 0.45131 | 0 | 0.54519 | 0.056355 | 1.1121 | 0 | 0.42121 | 0.69927 | 0 | 0 | 0 | 0 | 3.2855 | 0 | 0 | 0 | 0 | 0 | 0 | 0 | 0 | 0 | 0 | 0 | 0 | 0
5 | 26 | 13 | 6 | 1.7931 | 0 | 13.6089 | 0 | 0 | 0 | 0 | 0.20014 | 0 | 0 | 4.4296 | 0 | 20.0318 | 0 | 0 | 0 | 0 | 0 | 0 | 0 | 0 | 0 | 0 | 0 | 0 | 0 | 0.45131 | 0 | 0.54519 | 0.066494 | 1.1083 | 0 | 0.36871 | 0.69957 | 0 | 0 | 0 | 0 | 3.2396 | 0 | 0 | 0 | 0 | 0 | 0 | 0 | 0 | 0 | 0 | 0 | 0 | 0
5 | 26 | 14 | 6 | 1.7931 | 0 | 13.6089 | 0 | 0 | 0 | 0 | 0.20966 | 0 | 0 | 3.92 | 0 | 19.5317 | 0 | 0 | 0 | 0 | 0 | 0 | 0 | 0 | 0 | 0 | 0 | 0 | 0 | 0.45131 | 0 | 0.54519 | 0.05157 | 1.2547 | 0 | 0.36871 | 0.69924 | 0 | 0 | 0 | 0 | 3.3708 | 0 | 0 | 0 | 0 | 0 | 0 | 0 | 0 | 0 | 0 | 0 | 0 | 0
5 | 26 | 15 | 6 | 1.7931 | 0 | 13.6089 | 0 | 0 | 0 | 0 | 0.23389 | 0 | 0 | 3.3658 | 0 | 19.0017 | 0 | 0 | 0 | 0 | 0 | 0 | 0 | 0 | 0 | 0 | 0 | 0 | 0 | 0.45131 | 0 | 0.54519 | 0.046848 | 1.4919 | 0 | 0.31621 | 0.69923 | 0 | 0 | 0 | 0 | 3.5507 | 0 | 0 | 0 | 0 | 0 | 0 | 0 | 0 | 0 | 0 | 0 | 0 | 0
5 | 26 | 16 | 6 | 1.7931 | 0 | 13.6089 | 0 | 0 | 0 | 0 | 0.23507 | 0 | 0 | 3.3658 | 0 | 19.0029 | 0 | 0 | 0 | 0 | 0 | 0 | 0 | 0 | 0 | 0 | 0 | 0 | 0 | 0.45131 | 0 | 0.54519 | 0.041754 | 1.5171 | 0 | 0.31621 | 0.6991 | 0 | 0 | 0 | 0 | 3.5707 | 0 | 0 | 0 | 0 | 0 | 0 | 0 | 0 | 0 | 0 | 0 | 0 | 0
5 | 26 | 17 | 6 | 1.7931 | 0 | 13.6089 | 0 | 0 | 0 | 0 | 0.23589 | 0 | 0 | 5.5825 | 0 | 21.2204 | 0 | 0 | 0 | 0 | 0 | 0 | 0 | 0 | 0 | 0 | 0 | 0 | 0 | 0.45131 | 0 | 0.54519 | 0.037154 | 1.5543 | 0 | 0.52621 | 0.69922 | 0 | 0 | 0 | 0 | 3.8134 | 0 | 0 | 0 | 0 | 0 | 0 | 0 | 0 | 0 | 0 | 0 | 0 | 0
5 | 26 | 18 | 6 | 1.7931 | 0 | 9.8982 | 0 | 0 | 0 | 0 | 0.17877 | 0 | 0 | 5.5825 | 0 | 17.4526 | 0 | 0 | 0 | 0 | 0 | 0 | 0 | 0 | 0 | 0 | 0 | 0 | 0 | 0.45131 | 0 | 0.54519 | 0.026263 | 1.1529 | 0 | 0.52621 | 0.6986 | 0 | 0 | 0 | 0 | 3.4005 | 0 | 0 | 0 | 0 | 0 | 0 | 0 | 0 | 0 | 0 | 0 | 0 | 0
5 | 26 | 19 | 6 | 1.7931 | 0 | 2.4769 | 0 | 0 | 0 | 0 | 0.027245 | 0 | 0 | 3.9585 | 0 | 8.2557 | 0 | 0 | 0 | 0 | 0 | 0 | 0 | 0 | 0 | 0 | 0 | 0 | 0 | 0.45131 | 0 | 0.88038 | 0.061753 | 0.11049 | 0 | 0.42121 | 0.69829 | 0 | 0 | 0 | 0 | 2.6234 | 0 | 0 | 0 | 0 | 0 | 0 | 0 | 0 | 0 | 0 | 0 | 0 | 0
5 | 26 | 20 | 6 | 1.7931 | 0 | 2.4769 | 0 | 0 | 0 | 0 | 0.014476 | 0 | 0 | 4.4296 | 0 | 8.7141 | 0 | 0 | 0 | 0 | 0 | 0 | 0 | 0 | 0 | 0 | 0 | 0 | 0 | 0.45131 | 0 | 1.1038 | 0.058336 | 0.02792 | 0 | 0.36871 | 0.69736 | 0 | 0 | 0 | 0 | 2.7075 | 0 | 0 | 0 | 0 | 0 | 0 | 0 | 0 | 0 | 0 | 0 | 0 | 0
5 | 26 | 21 | 6 | 1.7931 | 0 | 2.4769 | 0 | 0 | 0 | 0 | 0.01 | 0 | 0 | 3.9584 | 0 | 8.2385 | 0 | 0 | 0 | 0 | 0 | 0 | 0 | 0 | 0 | 0 | 0 | 0 | 0 | 0.45131 | 0 | 1.2156 | 0.060661 | 0 | 0 | 0.47371 | 0.69693 | 0 | 0 | 0 | 0 | 2.8982 | 0 | 0 | 0 | 0 | 0 | 0 | 0 | 0 | 0 | 0 | 0 | 0 | 0
5 | 26 | 22 | 6 | 1.7931 | 0 | 2.4769 | 0 | 0 | 0 | 0 | 0.01 | 0 | 0 | 4.4231 | 0 | 8.7031 | 0 | 0 | 0 | 0 | 0 | 0 | 0 | 0 | 0 | 0 | 0 | 0 | 0 | 0.45131 | 0 | 1.1038 | 0.066572 | 0 | 0 | 0.31621 | 0.69749 | 0 | 0 | 0 | 0 | 2.6354 | 0 | 0 | 0 | 0 | 0 | 0 | 0 | 0 | 0 | 0 | 0 | 0 | 0
5 | 26 | 23 | 6 | 1.7931 | 0 | 2.4769 | 0 | 0 | 0 | 0 | 0.01 | 0 | 0 | 0.59494 | 0 | 4.875 | 0 | 0 | 0 | 0 | 0 | 0 | 0 | 0 | 0 | 0 | 0 | 0 | 0 | 0.45131 | 0 | 0.88038 | 0.070613 | 0 | 0 | 0.053706 | 0.6985 | 0 | 0 | 0 | 0 | 2.1545 | 0 | 0 | 0 | 0 | 0 | 0 | 0 | 0 | 0 | 0 | 0 | 0 | 0
5 | 26 | 24 | 6 | 1.7931 | 0 | 2.4769 | 0 | 0 | 0 | 0 | 0.01 | 0 | 0 | 0.59496 | 0 | 4.875 | 0 | 0 | 0 | 0 | 0 | 0 | 0 | 0 | 0 | 0 | 0 | 0 | 0 | 0.45131 | 0 | 0.54519 | 0.077403 | 0 | 0 | 0.053706 | 0.70015 | 0 | 0 | 0 | 0 | 1.8278 | 0 | 0 | 0 | 0 | 0 | 0 | 0 | 0 | 0 | 0 | 0 | 0 | 0
5 | 27 | 1 | 7 | 1.7931 | 0 | 2.4769 | 0 | 0 | 0 | 0 | 0.01 | 0 | 0 | 0.59499 | 0 | 4.875 | 0 | 0 | 0 | 0 | 0 | 0 | 0 | 0 | 0 | 0 | 0 | 0 | 0 | 0.45131 | 0 | 0.32173 | 0.083335 | 0 | 0 | 0.053706 | 0.70155 | 0 | 0 | 0 | 0 | 1.6116 | 0 | 0 | 0 | 0 | 0 | 0 | 0 | 0 | 0 | 0 | 0 | 0 | 0
5 | 27 | 2 | 7 | 1.7931 | 0 | 2.4769 | 0 | 0 | 0 | 0 | 0.01 | 0 | 0 | 0.59502 | 0 | 4.875 | 0 | 0 | 0 | 0 | 0 | 0 | 0 | 0 | 0 | 0 | 0 | 0 | 0 | 0.45131 | 0 | 0.32173 | 0.095711 | 0 | 0 | 0.053706 | 0.70221 | 0 | 0 | 0 | 0 | 1.6247 | 0 | 0 | 0 | 0 | 0 | 0 | 0 | 0 | 0 | 0 | 0 | 0 | 0
5 | 27 | 3 | 7 | 1.7931 | 0 | 2.4769 | 0 | 0 | 0 | 0 | 0.01 | 0 | 0 | 0.59503 | 0 | 4.875 | 0 | 0 | 0 | 0 | 0 | 0 | 0 | 0 | 0 | 0 | 0 | 0 | 0 | 0.45131 | 0 | 0.32173 | 0.1192 | 0 | 0 | 0.053706 | 0.7033 | 0 | 0 | 0 | 0 | 1.6493 | 0 | 0 | 0 | 0 | 0 | 0 | 0 | 0 | 0 | 0 | 0 | 0 | 0
5 | 27 | 4 | 7 | 1.7931 | 0 | 2.4769 | 0 | 0 | 0 | 0 | 0.01 | 0 | 0 | 0.59505 | 0 | 4.8751 | 0 | 0 | 0 | 0 | 0 | 0 | 0 | 0 | 0 | 0 | 0 | 0 | 0 | 0.45131 | 0 | 0.32173 | 0.14672 | 0 | 0 | 0.053706 | 0.70495 | 0 | 0 | 0 | 0 | 1.6784 | 0 | 0 | 0 | 0 | 0 | 0 | 0 | 0 | 0 | 0 | 0 | 0 | 0
5 | 27 | 5 | 7 | 1.7931 | 0 | 2.4769 | 0 | 0 | 0 | 0 | 0.01 | 0 | 0 | 0.59508 | 0 | 4.8751 | 0 | 0 | 0 | 0 | 0 | 0 | 0 | 0 | 0 | 0 | 0 | 0 | 0 | 0.45131 | 0 | 0.32173 | 0.17572 | 0 | 0 | 0.053706 | 0.70686 | 0 | 0 | 0 | 0 | 1.7093 | 0 | 0 | 0 | 0 | 0 | 0 | 0 | 0 | 0 | 0 | 0 | 0 | 0
5 | 27 | 6 | 7 | 1.7931 | 0 | 2.4769 | 0 | 0 | 0 | 0 | 0.01 | 0 | 0 | 3.366 | 0 | 7.646 | 0 | 0 | 0 | 0 | 0 | 0 | 0 | 0 | 0 | 0 | 0 | 0 | 0 | 0.45131 | 0 | 0.54519 | 0.17466 | 0 | 0 | 0.31621 | 0.70613 | 0 | 0 | 0 | 0 | 2.1935 | 0 | 0 | 0 | 0 | 0 | 0 | 0 | 0 | 0 | 0 | 0 | 0 | 0
5 | 27 | 7 | 7 | 1.7931 | 0 | 2.4769 | 0 | 0 | 0 | 0 | 0.026295 | 0 | 0 | 5.5826 | 0 | 9.8789 | 0 | 0 | 0 | 0 | 0 | 0 | 0 | 0 | 0 | 0 | 0 | 0 | 0 | 0.45131 | 0 | 0.71279 | 0.28727 | 0 | 0 | 0.52621 | 0.70525 | 0 | 0 | 0 | 0 | 2.6828 | 0 | 0 | 0 | 0 | 0 | 0 | 0 | 0 | 0 | 0 | 0 | 0 | 0
5 | 27 | 8 | 7 | 1.7931 | 0 | 13.6089 | 0 | 0 | 0 | 0 | 0.017991 | 0 | 0 | 3.9585 | 0 | 19.3785 | 0 | 0 | 0 | 0 | 0 | 0 | 0 | 0 | 0 | 0 | 0 | 0 | 0 | 0.45131 | 0 | 0.71279 | 0.2525 | 0 | 0 | 0.42121 | 0.70518 | 0 | 0 | 0 | 0 | 2.543 | 0 | 0 | 0 | 0 | 0 | 0 | 0 | 0 | 0 | 0 | 0 | 0 | 0
5 | 27 | 9 | 7 | 1.7931 | 0 | 13.6089 | 0 | 0 | 0 | 0 | 0.013907 | 0 | 0 | 3.8756 | 0 | 19.2916 | 0 | 0 | 0 | 0 | 0 | 0 | 0 | 0 | 0 | 0 | 0 | 0 | 0 | 0.45131 | 0 | 0.71279 | 0.22086 | 0 | 0 | 0.31621 | 0.70424 | 0 | 0 | 0 | 0 | 2.4054 | 0 | 0 | 0 | 0 | 0 | 0 | 0 | 0 | 0 | 0 | 0 | 0 | 0
5 | 27 | 10 | 7 | 1.7931 | 0 | 13.6089 | 0 | 0 | 0 | 0 | 0.014325 | 0 | 0 | 3.3659 | 0 | 18.7823 | 0 | 0 | 0 | 0 | 0 | 0 | 0 | 0 | 0 | 0 | 0 | 0 | 0 | 0.45131 | 0 | 0.71279 | 0.20464 | 0 | 0 | 0.31621 | 0.70425 | 0 | 0 | 0 | 0 | 2.3892 | 0 | 0 | 0 | 0 | 0 | 0 | 0 | 0 | 0 | 0 | 0 | 0 | 0
5 | 27 | 11 | 7 | 1.7931 | 0 | 13.6089 | 0 | 0 | 0 | 0 | 0.011756 | 0 | 0 | 3.9201 | 0 | 19.3339 | 0 | 0 | 0 | 0 | 0 | 0 | 0 | 0 | 0 | 0 | 0 | 0 | 0 | 0.45131 | 0 | 0.54519 | 0.19309 | 0 | 0 | 0.36871 | 0.70446 | 0 | 0 | 0 | 0 | 2.2628 | 0 | 0 | 0 | 0 | 0 | 0 | 0 | 0 | 0 | 0 | 0 | 0 | 0
5 | 27 | 12 | 7 | 1.7931 | 0 | 8.6613 | 0 | 0 | 0 | 0 | 0.013394 | 0 | 0 | 3.9585 | 0 | 14.4264 | 0 | 0 | 0 | 0 | 0 | 0 | 0 | 0 | 0 | 0 | 0 | 0 | 0 | 0.45131 | 0 | 0.54519 | 0.17588 | 0 | 0 | 0.42121 | 0.7041 | 0 | 0 | 0 | 0 | 2.2977 | 0 | 0 | 0 | 0 | 0 | 0 | 0 | 0 | 0 | 0 | 0 | 0 | 0
5 | 27 | 13 | 7 | 1.7931 | 0 | 13.6089 | 0 | 0 | 0 | 0 | 0.01 | 0 | 0 | 4.4298 | 0 | 19.8418 | 0 | 0 | 0 | 0 | 0 | 0 | 0 | 0 | 0 | 0 | 0 | 0 | 0 | 0.45131 | 0 | 0.54519 | 0.12405 | 0 | 0 | 0.36871 | 0.70396 | 0 | 0 | 0 | 0 | 2.1932 | 0 | 0 | 0 | 0 | 0 | 0 | 0 | 0 | 0 | 0 | 0 | 0 | 0
5 | 27 | 14 | 7 | 1.7931 | 0 | 13.6089 | 0 | 0 | 0 | 0 | 0.017138 | 0 | 0 | 3.9201 | 0 | 19.3392 | 0 | 0 | 0 | 0 | 0 | 0 | 0 | 0 | 0 | 0 | 0 | 0 | 0 | 0.45131 | 0 | 0.54519 | 0.11817 | 0 | 0 | 0.36871 | 0.70373 | 0 | 0 | 0 | 0 | 2.1871 | 0 | 0 | 0 | 0 | 0 | 0 | 0 | 0 | 0 | 0 | 0 | 0 | 0
5 | 27 | 15 | 7 | 1.7931 | 0 | 13.6089 | 0 | 0 | 0 | 0 | 0.051306 | 0 | 0 | 3.3659 | 0 | 18.8192 | 0 | 0 | 0 | 0 | 0 | 0 | 0 | 0 | 0 | 0 | 0 | 0 | 0 | 0.45131 | 0 | 0.54519 | 0.10867 | 0.10033 | 0 | 0.31621 | 0.70374 | 0 | 0 | 0 | 0 | 2.2254 | 0 | 0 | 0 | 0 | 0 | 0 | 0 | 0 | 0 | 0 | 0 | 0 | 0
5 | 27 | 16 | 7 | 1.7931 | 0 | 13.6089 | 0 | 0 | 0 | 0 | 0.10821 | 0 | 0 | 3.3659 | 0 | 18.8761 | 0 | 0 | 0 | 0 | 0 | 0 | 0 | 0 | 0 | 0 | 0 | 0 | 0 | 0.45131 | 0 | 0.54519 | 0.10349 | 0.4792 | 0 | 0.31621 | 0.70369 | 0 | 0 | 0 | 0 | 2.5991 | 0 | 0 | 0 | 0 | 0 | 0 | 0 | 0 | 0 | 0 | 0 | 0 | 0
5 | 27 | 17 | 7 | 1.7931 | 0 | 13.6089 | 0 | 0 | 0 | 0 | 0.12575 | 0 | 0 | 5.5826 | 0 | 21.1104 | 0 | 0 | 0 | 0 | 0 | 0 | 0 | 0 | 0 | 0 | 0 | 0 | 0 | 0.45131 | 0 | 0.54519 | 0.10383 | 0.50639 | 0 | 0.52621 | 0.70375 | 0 | 0 | 0 | 0 | 2.8367 | 0 | 0 | 0 | 0 | 0 | 0 | 0 | 0 | 0 | 0 | 0 | 0 | 0
5 | 27 | 18 | 7 | 1.7931 | 0 | 9.8982 | 0 | 0 | 0 | 0 | 0.064737 | 0 | 0 | 5.5826 | 0 | 17.3387 | 0 | 0 | 0 | 0 | 0 | 0 | 0 | 0 | 0 | 0 | 0 | 0 | 0 | 0.45131 | 0 | 0.54519 | 0.098952 | 0.24677 | 0 | 0.52621 | 0.70381 | 0 | 0 | 0 | 0 | 2.5722 | 0 | 0 | 0 | 0 | 0 | 0 | 0 | 0 | 0 | 0 | 0 | 0 | 0
5 | 27 | 19 | 7 | 1.7931 | 0 | 2.4769 | 0 | 0 | 0 | 0 | 0.015303 | 0 | 0 | 3.9585 | 0 | 8.2438 | 0 | 0 | 0 | 0 | 0 | 0 | 0 | 0 | 0 | 0 | 0 | 0 | 0 | 0.45131 | 0 | 0.88038 | 0.14458 | 0 | 0 | 0.42121 | 0.70288 | 0 | 0 | 0 | 0 | 2.6004 | 0 | 0 | 0 | 0 | 0 | 0 | 0 | 0 | 0 | 0 | 0 | 0 | 0
5 | 27 | 20 | 7 | 1.7931 | 0 | 2.4769 | 0 | 0 | 0 | 0 | 0.018183 | 0 | 0 | 4.4298 | 0 | 8.718 | 0 | 0 | 0 | 0 | 0 | 0 | 0 | 0 | 0 | 0 | 0 | 0 | 0 | 0.45131 | 0 | 1.1038 | 0.15484 | 0 | 0 | 0.36871 | 0.702 | 0 | 0 | 0 | 0 | 2.7807 | 0 | 0 | 0 | 0 | 0 | 0 | 0 | 0 | 0 | 0 | 0 | 0 | 0
5 | 27 | 21 | 7 | 1.7931 | 0 | 2.4769 | 0 | 0 | 0 | 0 | 0.022484 | 0 | 0 | 3.9585 | 0 | 8.251 | 0 | 0 | 0 | 0 | 0 | 0 | 0 | 0 | 0 | 0 | 0 | 0 | 0 | 0.45131 | 0 | 1.2156 | 0.18275 | 0 | 0 | 0.47371 | 0.70242 | 0 | 0 | 0 | 0 | 3.0258 | 0 | 0 | 0 | 0 | 0 | 0 | 0 | 0 | 0 | 0 | 0 | 0 | 0
5 | 27 | 22 | 7 | 1.7931 | 0 | 2.4769 | 0 | 0 | 0 | 0 | 0.023519 | 0 | 0 | 4.4232 | 0 | 8.7168 | 0 | 0 | 0 | 0 | 0 | 0 | 0 | 0 | 0 | 0 | 0 | 0 | 0 | 0.45131 | 0 | 1.1038 | 0.20534 | 0 | 0 | 0.31621 | 0.70306 | 0 | 0 | 0 | 0 | 2.7798 | 0 | 0 | 0 | 0 | 0 | 0 | 0 | 0 | 0 | 0 | 0 | 0 | 0
5 | 27 | 23 | 7 | 1.7931 | 0 | 2.4769 | 0 | 0 | 0 | 0 | 0.01 | 0 | 0 | 0.59505 | 0 | 4.8751 | 0 | 0 | 0 | 0 | 0 | 0 | 0 | 0 | 0 | 0 | 0 | 0 | 0 | 0.45131 | 0 | 0.88038 | 0.1414 | 0 | 0 | 0.053706 | 0.70459 | 0 | 0 | 0 | 0 | 2.2314 | 0 | 0 | 0 | 0 | 0 | 0 | 0 | 0 | 0 | 0 | 0 | 0 | 0
5 | 27 | 24 | 7 | 1.7931 | 0 | 2.4769 | 0 | 0 | 0 | 0 | 0.01 | 0 | 0 | 0.59508 | 0 | 4.8751 | 0 | 0 | 0 | 0 | 0 | 0 | 0 | 0 | 0 | 0 | 0 | 0 | 0 | 0.45131 | 0 | 0.54519 | 0.15696 | 0 | 0 | 0.053706 | 0.70631 | 0 | 0 | 0 | 0 | 1.9135 | 0 | 0 | 0 | 0 | 0 | 0 | 0 | 0 | 0 | 0 | 0 | 0 | 0
5 | 28 | 1 | 8 | 1.7931 | 0 | 2.4769 | 0 | 0 | 0 | 0 | 0.01 | 0 | 0 | 0.59511 | 0 | 4.8751 | 0 | 0 | 0 | 0 | 0 | 0 | 0 | 0 | 0 | 0 | 0 | 0 | 0 | 0.45131 | 0 | 0.32173 | 0.17001 | 0 | 0 | 0.053706 | 0.70755 | 0 | 0 | 0 | 0 | 1.7043 | 0 | 0 | 0 | 0 | 0 | 0 | 0 | 0 | 0 | 0 | 0 | 0 | 0
5 | 28 | 2 | 8 | 1.7931 | 0 | 2.4769 | 0 | 0 | 0 | 0 | 0.01 | 0 | 0 | 0.59514 | 0 | 4.8752 | 0 | 0 | 0 | 0 | 0 | 0 | 0 | 0 | 0 | 0 | 0 | 0 | 0 | 0.45131 | 0 | 0.32173 | 0.3222 | 0 | 0 | 0.053706 | 0.70921 | 0 | 0 | 0 | 0 | 1.8582 | 0 | 0 | 0 | 0 | 0 | 0 | 0 | 0 | 0 | 0 | 0 | 0 | 0
5 | 28 | 3 | 8 | 1.7931 | 0 | 2.4769 | 0 | 0 | 0 | 0 | 0.01 | 0 | 0 | 0.59515 | 0 | 4.8752 | 0 | 0 | 0 | 0 | 0 | 0 | 0 | 0 | 0 | 0 | 0 | 0 | 0 | 0.45131 | 0 | 0.32173 | 0.34187 | 0 | 0 | 0.053706 | 0.71115 | 0 | 0 | 0 | 0 | 1.8798 | 0 | 0 | 0 | 0 | 0 | 0 | 0 | 0 | 0 | 0 | 0 | 0 | 0
5 | 28 | 4 | 8 | 1.7931 | 0 | 2.4769 | 0 | 0 | 0 | 0 | 0.011066 | 0 | 0 | 0.59515 | 0 | 4.8762 | 0 | 0 | 0 | 0 | 0 | 0 | 0 | 0 | 0 | 0 | 0 | 0 | 0 | 0.45131 | 0 | 0.32173 | 0.42344 | 0 | 0 | 0.053706 | 0.71338 | 0 | 0 | 0 | 0 | 1.9636 | 0 | 0 | 0 | 0 | 0 | 0 | 0 | 0 | 0 | 0 | 0 | 0 | 0
5 | 28 | 5 | 8 | 1.7931 | 0 | 2.4769 | 0 | 0 | 0 | 0 | 0.011015 | 0 | 0 | 0.59516 | 0 | 4.8762 | 0 | 0 | 0 | 0 | 0 | 0 | 0 | 0 | 0 | 0 | 0 | 0 | 0 | 0.45131 | 0 | 0.32173 | 0.42988 | 0 | 0 | 0.053706 | 0.71276 | 0 | 0 | 0 | 0 | 1.9694 | 0 | 0 | 0 | 0 | 0 | 0 | 0 | 0 | 0 | 0 | 0 | 0 | 0
5 | 28 | 6 | 8 | 1.7931 | 0 | 2.4769 | 0 | 0 | 0 | 0 | 0.011156 | 0 | 0 | 3.366 | 0 | 7.6472 | 0 | 0 | 0 | 0 | 0 | 0 | 0 | 0 | 0 | 0 | 0 | 0 | 0 | 0.45131 | 0 | 0.54519 | 0.40012 | 0 | 0 | 0.31621 | 0.7096 | 0 | 0 | 0 | 0 | 2.4224 | 0 | 0 | 0 | 0 | 0 | 0 | 0 | 0 | 0 | 0 | 0 | 0 | 0
5 | 28 | 7 | 8 | 1.7931 | 0 | 2.4769 | 0 | 0 | 0 | 0 | 0.027374 | 0 | 0 | 5.5827 | 0 | 9.8801 | 0 | 0 | 0 | 0 | 0 | 0 | 0 | 0 | 0 | 0 | 0 | 0 | 0 | 0.45131 | 0 | 0.71279 | 0.26426 | 0 | 0 | 0.52621 | 0.70668 | 0 | 0 | 0 | 0 | 2.6612 | 0 | 0 | 0 | 0 | 0 | 0 | 0 | 0 | 0 | 0 | 0 | 0 | 0
5 | 28 | 8 | 8 | 1.7931 | 0 | 13.6089 | 0 | 0 | 0 | 0 | 0.017282 | 0 | 0 | 3.9585 | 0 | 19.3778 | 0 | 0 | 0 | 0 | 0 | 0 | 0 | 0 | 0 | 0 | 0 | 0 | 0 | 0.45131 | 0 | 0.71279 | 0.20169 | 0 | 0 | 0.42121 | 0.7064 | 0 | 0 | 0 | 0 | 2.4934 | 0 | 0 | 0 | 0 | 0 | 0 | 0 | 0 | 0 | 0 | 0 | 0 | 0
5 | 28 | 9 | 8 | 1.7931 | 0 | 13.6089 | 0 | 0 | 0 | 0 | 0.015949 | 0 | 0 | 3.8757 | 0 | 19.2936 | 0 | 0 | 0 | 0 | 0 | 0 | 0 | 0 | 0 | 0 | 0 | 0 | 0 | 0.45131 | 0 | 0.71279 | 0.18067 | 0 | 0 | 0.31621 | 0.70611 | 0 | 0 | 0 | 0 | 2.3671 | 0 | 0 | 0 | 0 | 0 | 0 | 0 | 0 | 0 | 0 | 0 | 0 | 0
5 | 28 | 10 | 8 | 1.7931 | 0 | 13.6089 | 0 | 0 | 0 | 0 | 0.018016 | 0 | 0 | 3.366 | 0 | 18.786 | 0 | 0 | 0 | 0 | 0 | 0 | 0 | 0 | 0 | 0 | 0 | 0 | 0 | 0.45131 | 0 | 0.71279 | 0.16975 | 0 | 0 | 0.31621 | 0.70635 | 0 | 0 | 0 | 0 | 2.3564 | 0 | 0 | 0 | 0 | 0 | 0 | 0 | 0 | 0 | 0 | 0 | 0 | 0
5 | 28 | 11 | 8 | 1.7931 | 0 | 13.6089 | 0 | 0 | 0 | 0 | 0.017594 | 0 | 0 | 3.9201 | 0 | 19.3397 | 0 | 0 | 0 | 0 | 0 | 0 | 0 | 0 | 0 | 0 | 0 | 0 | 0 | 0.45131 | 0 | 0.54519 | 0.15494 | 0 | 0 | 0.36871 | 0.70701 | 0 | 0 | 0 | 0 | 2.2272 | 0 | 0 | 0 | 0 | 0 | 0 | 0 | 0 | 0 | 0 | 0 | 0 | 0
5 | 28 | 12 | 8 | 1.7931 | 0 | 8.6613 | 0 | 0 | 0 | 0 | 0.020016 | 0 | 0 | 3.9585 | 0 | 14.433 | 0 | 0 | 0 | 0 | 0 | 0 | 0 | 0 | 0 | 0 | 0 | 0 | 0 | 0.45131 | 0 | 0.54519 | 0.15076 | 0 | 0 | 0.42121 | 0.70713 | 0 | 0 | 0 | 0 | 2.2756 | 0 | 0 | 0 | 0 | 0 | 0 | 0 | 0 | 0 | 0 | 0 | 0 | 0
5 | 28 | 13 | 8 | 1.7931 | 0 | 13.6089 | 0 | 0 | 0 | 0 | 0.015305 | 0 | 0 | 4.4299 | 0 | 19.8472 | 0 | 0 | 0 | 0 | 0 | 0 | 0 | 0 | 0 | 0 | 0 | 0 | 0 | 0.45131 | 0 | 0.54519 | 0.12454 | 0 | 0 | 0.36871 | 0.70721 | 0 | 0 | 0 | 0 | 2.197 | 0 | 0 | 0 | 0 | 0 | 0 | 0 | 0 | 0 | 0 | 0 | 0 | 0
5 | 28 | 14 | 8 | 1.7931 | 0 | 13.6089 | 0 | 0 | 0 | 0 | 0.012454 | 0 | 0 | 3.9202 | 0 | 19.3346 | 0 | 0 | 0 | 0 | 0 | 0 | 0 | 0 | 0 | 0 | 0 | 0 | 0 | 0.45131 | 0 | 0.54519 | 0.10231 | 0 | 0 | 0.36871 | 0.7072 | 0 | 0 | 0 | 0 | 2.1747 | 0 | 0 | 0 | 0 | 0 | 0 | 0 | 0 | 0 | 0 | 0 | 0 | 0
5 | 28 | 15 | 8 | 1.7931 | 0 | 13.6089 | 0 | 0 | 0 | 0 | 0.036496 | 0 | 0 | 3.366 | 0 | 18.8045 | 0 | 0 | 0 | 0 | 0 | 0 | 0 | 0 | 0 | 0 | 0 | 0 | 0 | 0.45131 | 0 | 0.54519 | 0.10171 | 0 | 0 | 0.31621 | 0.70715 | 0 | 0 | 0 | 0 | 2.1216 | 0 | 0 | 0 | 0 | 0 | 0 | 0 | 0 | 0 | 0 | 0 | 0 | 0
5 | 28 | 16 | 8 | 1.7931 | 0 | 13.6089 | 0 | 0 | 0 | 0 | 0.070189 | 0 | 0 | 3.366 | 0 | 18.8382 | 0 | 0 | 0 | 0 | 0 | 0 | 0 | 0 | 0 | 0 | 0 | 0 | 0 | 0.45131 | 0 | 0.54519 | 0.11097 | 0.11549 | 0 | 0.31621 | 0.70749 | 0 | 0 | 0 | 0 | 2.2466 | 0 | 0 | 0 | 0 | 0 | 0 | 0 | 0 | 0 | 0 | 0 | 0 | 0
5 | 28 | 17 | 8 | 1.7931 | 0 | 13.6089 | 0 | 0 | 0 | 0 | 0.11527 | 0 | 0 | 5.5827 | 0 | 21.0999 | 0 | 0 | 0 | 0 | 0 | 0 | 0 | 0 | 0 | 0 | 0 | 0 | 0 | 0.45131 | 0 | 0.54519 | 0.07035 | 0.57372 | 0 | 0.52621 | 0.70712 | 0 | 0 | 0 | 0 | 2.8739 | 0 | 0 | 0 | 0 | 0 | 0 | 0 | 0 | 0 | 0 | 0 | 0 | 0
5 | 28 | 18 | 8 | 1.7931 | 0 | 9.8982 | 0 | 0 | 0 | 0 | 0.087788 | 0 | 0 | 5.5827 | 0 | 17.3618 | 0 | 0 | 0 | 0 | 0 | 0 | 0 | 0 | 0 | 0 | 0 | 0 | 0 | 0.45131 | 0 | 0.54519 | 0.10334 | 0.39045 | 0 | 0.52621 | 0.70756 | 0 | 0 | 0 | 0 | 2.7241 | 0 | 0 | 0 | 0 | 0 | 0 | 0 | 0 | 0 | 0 | 0 | 0 | 0
5 | 28 | 19 | 8 | 1.7931 | 0 | 2.4769 | 0 | 0 | 0 | 0 | 0.02149 | 0 | 0 | 3.9585 | 0 | 8.25 | 0 | 0 | 0 | 0 | 0 | 0 | 0 | 0 | 0 | 0 | 0 | 0 | 0 | 0.45131 | 0 | 0.88038 | 0.11994 | 0.0011105 | 0 | 0.42121 | 0.70652 | 0 | 0 | 0 | 0 | 2.5805 | 0 | 0 | 0 | 0 | 0 | 0 | 0 | 0 | 0 | 0 | 0 | 0 | 0
5 | 28 | 20 | 8 | 1.7931 | 0 | 2.4769 | 0 | 0 | 0 | 0 | 0.024654 | 0 | 0 | 4.4299 | 0 | 8.7245 | 0 | 0 | 0 | 0 | 0 | 0 | 0 | 0 | 0 | 0 | 0 | 0 | 0 | 0.45131 | 0 | 1.1038 | 0.14267 | 0 | 0 | 0.36871 | 0.70569 | 0 | 0 | 0 | 0 | 2.7722 | 0 | 0 | 0 | 0 | 0 | 0 | 0 | 0 | 0 | 0 | 0 | 0 | 0
5 | 28 | 21 | 8 | 1.7931 | 0 | 2.4769 | 0 | 0 | 0 | 0 | 0.027699 | 0 | 0 | 3.9585 | 0 | 8.2562 | 0 | 0 | 0 | 0 | 0 | 0 | 0 | 0 | 0 | 0 | 0 | 0 | 0 | 0.45131 | 0 | 1.2156 | 0.16856 | 0 | 0 | 0.47371 | 0.70556 | 0 | 0 | 0 | 0 | 3.0147 | 0 | 0 | 0 | 0 | 0 | 0 | 0 | 0 | 0 | 0 | 0 | 0 | 0
5 | 28 | 22 | 8 | 1.7931 | 0 | 2.4769 | 0 | 0 | 0 | 0 | 0.028451 | 0 | 0 | 4.4233 | 0 | 8.7218 | 0 | 0 | 0 | 0 | 0 | 0 | 0 | 0 | 0 | 0 | 0 | 0 | 0 | 0.45131 | 0 | 1.1038 | 0.18335 | 0 | 0 | 0.31621 | 0.70607 | 0 | 0 | 0 | 0 | 2.7608 | 0 | 0 | 0 | 0 | 0 | 0 | 0 | 0 | 0 | 0 | 0 | 0 | 0
5 | 28 | 23 | 8 | 1.7931 | 0 | 2.4769 | 0 | 0 | 0 | 0 | 0.01 | 0 | 0 | 0.59511 | 0 | 4.8751 | 0 | 0 | 0 | 0 | 0 | 0 | 0 | 0 | 0 | 0 | 0 | 0 | 0 | 0.45131 | 0 | 0.88038 | 0.12725 | 0 | 0 | 0.053706 | 0.70717 | 0 | 0 | 0 | 0 | 2.2198 | 0 | 0 | 0 | 0 | 0 | 0 | 0 | 0 | 0 | 0 | 0 | 0 | 0
5 | 28 | 24 | 8 | 1.7931 | 0 | 2.4769 | 0 | 0 | 0 | 0 | 0.010027 | 0 | 0 | 0.59513 | 0 | 4.8752 | 0 | 0 | 0 | 0 | 0 | 0 | 0 | 0 | 0 | 0 | 0 | 0 | 0 | 0.45131 | 0 | 0.54519 | 0.29032 | 0 | 0 | 0.053706 | 0.71139 | 0 | 0 | 0 | 0 | 2.0519 | 0 | 0 | 0 | 0 | 0 | 0 | 0 | 0 | 0 | 0 | 0 | 0 | 0
5 | 29 | 1 | 2 | 1.7931 | 0 | 2.4769 | 0 | 0 | 0 | 0 | 0.010814 | 0 | 0 | 0.59516 | 0 | 4.876 | 0 | 0 | 0 | 0 | 0 | 0 | 0 | 0 | 0 | 0 | 0 | 0 | 0 | 0.45131 | 0 | 0.32173 | 0.31759 | 0 | 0 | 0.053706 | 0.71644 | 0 | 0 | 0 | 0 | 1.8608 | 0 | 0 | 0 | 0 | 0 | 0 | 0 | 0 | 0 | 0 | 0 | 0 | 0
5 | 29 | 2 | 2 | 1.7931 | 0 | 2.4769 | 0 | 0 | 0 | 0 | 0.011661 | 0 | 0 | 0.59518 | 0 | 4.8769 | 0 | 0 | 0 | 0 | 0 | 0 | 0 | 0 | 0 | 0 | 0 | 0 | 0 | 0.45131 | 0 | 0.32173 | 0.35484 | 0 | 0 | 0.053706 | 0.71776 | 0 | 0 | 0 | 0 | 1.8994 | 0 | 0 | 0 | 0 | 0 | 0 | 0 | 0 | 0 | 0 | 0 | 0 | 0
5 | 29 | 3 | 2 | 1.7931 | 0 | 2.4769 | 0 | 0 | 0 | 0 | 0.012291 | 0 | 0 | 0.59519 | 0 | 4.8775 | 0 | 0 | 0 | 0 | 0 | 0 | 0 | 0 | 0 | 0 | 0 | 0 | 0 | 0.45131 | 0 | 0.32173 | 0.34762 | 0 | 0 | 0.053706 | 0.71861 | 0 | 0 | 0 | 0 | 1.893 | 0 | 0 | 0 | 0 | 0 | 0 | 0 | 0 | 0 | 0 | 0 | 0 | 0
5 | 29 | 4 | 2 | 1.7931 | 0 | 2.4769 | 0 | 0 | 0 | 0 | 0.013749 | 0 | 0 | 0.59519 | 0 | 4.879 | 0 | 0 | 0 | 0 | 0 | 0 | 0 | 0 | 0 | 0 | 0 | 0 | 0 | 0.45131 | 0 | 0.32173 | 0.39159 | 0 | 0 | 0.053706 | 0.72101 | 0 | 0 | 0 | 0 | 1.9393 | 0 | 0 | 0 | 0 | 0 | 0 | 0 | 0 | 0 | 0 | 0 | 0 | 0
5 | 29 | 5 | 2 | 1.7931 | 0 | 2.4769 | 0 | 0 | 0 | 0 | 0.014492 | 0 | 0 | 0.5952 | 0 | 4.8797 | 0 | 0 | 0 | 0 | 0 | 0 | 0 | 0 | 0 | 0 | 0 | 0 | 0 | 0.45131 | 0 | 0.32173 | 0.41566 | 0 | 0 | 0.053706 | 0.72215 | 0 | 0 | 0 | 0 | 1.9646 | 0 | 0 | 0 | 0 | 0 | 0 | 0 | 0 | 0 | 0 | 0 | 0 | 0
5 | 29 | 6 | 2 | 1.7931 | 0 | 2.4769 | 0 | 0 | 0 | 0 | 0.013579 | 0 | 0 | 3.366 | 0 | 7.6497 | 0 | 0 | 0 | 0 | 0 | 0 | 0 | 0 | 0 | 0 | 0 | 0 | 0 | 0.45131 | 0 | 0.54519 | 0.3498 | 0 | 0 | 0.31621 | 0.71549 | 0 | 0 | 0 | 0 | 2.378 | 0 | 0 | 0 | 0 | 0 | 0 | 0 | 0 | 0 | 0 | 0 | 0 | 0
5 | 29 | 7 | 2 | 1.7931 | 0 | 2.4769 | 0 | 0 | 0 | 0 | 0.031711 | 0 | 0 | 5.5827 | 0 | 9.8844 | 0 | 0 | 0 | 0 | 0 | 0 | 0 | 0 | 0 | 0 | 0 | 0 | 0 | 0.45131 | 0 | 0.71279 | 0.20972 | 0 | 0 | 0.52621 | 0.70829 | 0 | 0 | 0 | 0 | 2.6083 | 0 | 0 | 0 | 0 | 0 | 0 | 0 | 0 | 0 | 0 | 0 | 0 | 0
5 | 29 | 8 | 2 | 1.7931 | 0 | 13.6089 | 0 | 0 | 0 | 0 | 0.021312 | 0 | 0 | 3.9585 | 0 | 19.3819 | 0 | 0 | 0 | 0 | 0 | 0 | 0 | 0 | 0 | 0 | 0 | 0 | 0 | 0.45131 | 0 | 0.71279 | 0.15761 | 0 | 0 | 0.42121 | 0.70774 | 0 | 0 | 0 | 0 | 2.4506 | 0 | 0 | 0 | 0 | 0 | 0 | 0 | 0 | 0 | 0 | 0 | 0 | 0
5 | 29 | 9 | 2 | 1.7931 | 0 | 13.6089 | 0 | 0 | 0 | 0 | 0.018809 | 0 | 0 | 3.8757 | 0 | 19.2965 | 0 | 0 | 0 | 0 | 0 | 0 | 0 | 0 | 0 | 0 | 0 | 0 | 0 | 0.45131 | 0 | 0.71279 | 0.12038 | 0 | 0 | 0.31621 | 0.70719 | 0 | 0 | 0 | 0 | 2.3079 | 0 | 0 | 0 | 0 | 0 | 0 | 0 | 0 | 0 | 0 | 0 | 0 | 0
5 | 29 | 10 | 2 | 1.7931 | 0 | 13.6089 | 0 | 0 | 0 | 0 | 0.017021 | 0 | 0 | 3.366 | 0 | 18.785 | 0 | 0 | 0 | 0 | 0 | 0 | 0 | 0 | 0 | 0 | 0 | 0 | 0 | 0.45131 | 0 | 0.71279 | 0.07557 | 0 | 0 | 0.31621 | 0.70648 | 0 | 0 | 0 | 0 | 2.2624 | 0 | 0 | 0 | 0 | 0 | 0 | 0 | 0 | 0 | 0 | 0 | 0 | 0
5 | 29 | 11 | 2 | 1.7931 | 0 | 13.6089 | 0 | 0 | 0 | 0 | 0.025846 | 0 | 0 | 3.9201 | 0 | 19.348 | 0 | 0 | 0 | 0 | 0 | 0 | 0 | 0 | 0 | 0 | 0 | 0 | 0 | 0.45131 | 0 | 0.54519 | 0.042921 | 0 | 0 | 0.36871 | 0.70598 | 0 | 0 | 0 | 0 | 2.1141 | 0 | 0 | 0 | 0 | 0 | 0 | 0 | 0 | 0 | 0 | 0 | 0 | 0
5 | 29 | 12 | 2 | 1.7931 | 0 | 8.6613 | 0 | 0 | 0 | 0 | 0.020333 | 0 | 0 | 3.9585 | 0 | 14.4333 | 0 | 0 | 0 | 0 | 0 | 0 | 0 | 0 | 0 | 0 | 0 | 0 | 0 | 0.45131 | 0 | 0.54519 | 0.032629 | 0.018139 | 0 | 0.42121 | 0.70583 | 0 | 0 | 0 | 0 | 2.1743 | 0 | 0 | 0 | 0 | 0 | 0 | 0 | 0 | 0 | 0 | 0 | 0 | 0
5 | 29 | 13 | 2 | 1.7931 | 0 | 13.6089 | 0 | 0 | 0 | 0 | 0.073555 | 0 | 0 | 4.4298 | 0 | 19.9054 | 0 | 0 | 0 | 0 | 0 | 0 | 0 | 0 | 0 | 0 | 0 | 0 | 0 | 0.45131 | 0 | 0.54519 | 0.025442 | 0.080095 | 0 | 0.36871 | 0.70581 | 0 | 0 | 0 | 0 | 2.1766 | 0 | 0 | 0 | 0 | 0 | 0 | 0 | 0 | 0 | 0 | 0 | 0 | 0
5 | 29 | 14 | 2 | 1.7931 | 0 | 13.6089 | 0 | 0 | 0 | 0 | 0.10221 | 0 | 0 | 3.9201 | 0 | 19.4243 | 0 | 0 | 0 | 0 | 0 | 0 | 0 | 0 | 0 | 0 | 0 | 0 | 0 | 0.45131 | 0 | 0.54519 | 0.032885 | 0.33671 | 0 | 0.36871 | 0.70597 | 0 | 0 | 0 | 0 | 2.4408 | 0 | 0 | 0 | 0 | 0 | 0 | 0 | 0 | 0 | 0 | 0 | 0 | 0
5 | 29 | 15 | 2 | 1.7931 | 0 | 13.6089 | 0 | 0 | 0 | 0 | 0.17839 | 0 | 0 | 3.366 | 0 | 18.9463 | 0 | 0 | 0 | 0 | 0 | 0 | 0 | 0 | 0 | 0 | 0 | 0 | 0 | 0.45131 | 0 | 0.54519 | 0.039699 | 0.71947 | 0 | 0.31621 | 0.70587 | 0 | 0 | 0 | 0 | 2.7778 | 0 | 0 | 0 | 0 | 0 | 0 | 0 | 0 | 0 | 0 | 0 | 0 | 0
5 | 29 | 16 | 2 | 1.7931 | 0 | 13.6089 | 0 | 0 | 0 | 0 | 0.22655 | 0 | 0 | 3.366 | 0 | 18.9945 | 0 | 0 | 0 | 0 | 0 | 0 | 0 | 0 | 0 | 0 | 0 | 0 | 0 | 0.45131 | 0 | 0.54519 | 0.039748 | 1.3097 | 0 | 0.31621 | 0.7059 | 0 | 0 | 0 | 0 | 3.368 | 0 | 0 | 0 | 0 | 0 | 0 | 0 | 0 | 0 | 0 | 0 | 0 | 0
5 | 29 | 17 | 2 | 1.7931 | 0 | 13.6089 | 0 | 0 | 0 | 0 | 0.24001 | 0 | 0 | 5.5826 | 0 | 21.2246 | 0 | 0 | 0 | 0 | 0 | 0 | 0 | 0 | 0 | 0 | 0 | 0 | 0 | 0.45131 | 0 | 0.54519 | 0.054178 | 1.307 | 0 | 0.52621 | 0.70618 | 0 | 0 | 0 | 0 | 3.59 | 0 | 0 | 0 | 0 | 0 | 0 | 0 | 0 | 0 | 0 | 0 | 0 | 0
5 | 29 | 18 | 2 | 1.7931 | 0 | 9.8982 | 0 | 0 | 0 | 0 | 0.13489 | 0 | 0 | 5.5826 | 0 | 17.4089 | 0 | 0 | 0 | 0 | 0 | 0 | 0 | 0 | 0 | 0 | 0 | 0 | 0 | 0.45131 | 0 | 0.54519 | 0.10057 | 0.68697 | 0 | 0.52621 | 0.70694 | 0 | 0 | 0 | 0 | 3.0172 | 0 | 0 | 0 | 0 | 0 | 0 | 0 | 0 | 0 | 0 | 0 | 0 | 0
5 | 29 | 19 | 2 | 1.7931 | 0 | 2.4769 | 0 | 0 | 0 | 0 | 0.036811 | 0 | 0 | 3.9585 | 0 | 8.2654 | 0 | 0 | 0 | 0 | 0 | 0 | 0 | 0 | 0 | 0 | 0 | 0 | 0 | 0.45131 | 0 | 0.88038 | 0.12849 | 0.080864 | 0 | 0.42121 | 0.706 | 0 | 0 | 0 | 0 | 2.6683 | 0 | 0 | 0 | 0 | 0 | 0 | 0 | 0 | 0 | 0 | 0 | 0 | 0
5 | 29 | 20 | 2 | 1.7931 | 0 | 2.4769 | 0 | 0 | 0 | 0 | 0.023376 | 0 | 0 | 4.4299 | 0 | 8.7233 | 0 | 0 | 0 | 0 | 0 | 0 | 0 | 0 | 0 | 0 | 0 | 0 | 0 | 0.45131 | 0 | 1.1038 | 0.12756 | 0 | 0 | 0.36871 | 0.70481 | 0 | 0 | 0 | 0 | 2.7562 | 0 | 0 | 0 | 0 | 0 | 0 | 0 | 0 | 0 | 0 | 0 | 0 | 0
5 | 29 | 21 | 2 | 1.7931 | 0 | 2.4769 | 0 | 0 | 0 | 0 | 0.023928 | 0 | 0 | 3.9585 | 0 | 8.2525 | 0 | 0 | 0 | 0 | 0 | 0 | 0 | 0 | 0 | 0 | 0 | 0 | 0 | 0.45131 | 0 | 1.2156 | 0.11496 | 0 | 0 | 0.47371 | 0.70392 | 0 | 0 | 0 | 0 | 2.9595 | 0 | 0 | 0 | 0 | 0 | 0 | 0 | 0 | 0 | 0 | 0 | 0 | 0
5 | 29 | 22 | 2 | 1.7931 | 0 | 2.4769 | 0 | 0 | 0 | 0 | 0.024449 | 0 | 0 | 4.4233 | 0 | 8.7178 | 0 | 0 | 0 | 0 | 0 | 0 | 0 | 0 | 0 | 0 | 0 | 0 | 0 | 0.45131 | 0 | 1.1038 | 0.12675 | 0 | 0 | 0.31621 | 0.70422 | 0 | 0 | 0 | 0 | 2.7023 | 0 | 0 | 0 | 0 | 0 | 0 | 0 | 0 | 0 | 0 | 0 | 0 | 0
5 | 29 | 23 | 2 | 1.7931 | 0 | 2.4769 | 0 | 0 | 0 | 0 | 0.01 | 0 | 0 | 0.59507 | 0 | 4.8751 | 0 | 0 | 0 | 0 | 0 | 0 | 0 | 0 | 0 | 0 | 0 | 0 | 0 | 0.45131 | 0 | 0.88038 | 0.095121 | 0 | 0 | 0.053706 | 0.70521 | 0 | 0 | 0 | 0 | 2.1857 | 0 | 0 | 0 | 0 | 0 | 0 | 0 | 0 | 0 | 0 | 0 | 0 | 0
5 | 29 | 24 | 2 | 1.7931 | 0 | 2.4769 | 0 | 0 | 0 | 0 | 0.01 | 0 | 0 | 0.59509 | 0 | 4.8751 | 0 | 0 | 0 | 0 | 0 | 0 | 0 | 0 | 0 | 0 | 0 | 0 | 0 | 0.45131 | 0 | 0.54519 | 0.10806 | 0 | 0 | 0.053706 | 0.70678 | 0 | 0 | 0 | 0 | 1.8651 | 0 | 0 | 0 | 0 | 0 | 0 | 0 | 0 | 0 | 0 | 0 | 0 | 0
5 | 30 | 1 | 3 | 1.7931 | 0 | 2.4769 | 0 | 0 | 0 | 0 | 0.01 | 0 | 0 | 0.59512 | 0 | 4.8751 | 0 | 0 | 0 | 0 | 0 | 0 | 0 | 0 | 0 | 0 | 0 | 0 | 0 | 0.45131 | 0 | 0.32173 | 0.21096 | 0 | 0 | 0.053706 | 0.70985 | 0 | 0 | 0 | 0 | 1.7476 | 0 | 0 | 0 | 0 | 0 | 0 | 0 | 0 | 0 | 0 | 0 | 0 | 0
5 | 30 | 2 | 3 | 1.7931 | 0 | 2.4769 | 0 | 0 | 0 | 0 | 0.01 | 0 | 0 | 0.59515 | 0 | 4.8752 | 0 | 0 | 0 | 0 | 0 | 0 | 0 | 0 | 0 | 0 | 0 | 0 | 0 | 0.45131 | 0 | 0.32173 | 0.23153 | 0 | 0 | 0.053706 | 0.71183 | 0 | 0 | 0 | 0 | 1.7701 | 0 | 0 | 0 | 0 | 0 | 0 | 0 | 0 | 0 | 0 | 0 | 0 | 0
5 | 30 | 3 | 3 | 1.7931 | 0 | 2.4769 | 0 | 0 | 0 | 0 | 0.01 | 0 | 0 | 0.59515 | 0 | 4.8752 | 0 | 0 | 0 | 0 | 0 | 0 | 0 | 0 | 0 | 0 | 0 | 0 | 0 | 0.45131 | 0 | 0.32173 | 0.23466 | 0 | 0 | 0.053706 | 0.71253 | 0 | 0 | 0 | 0 | 1.7739 | 0 | 0 | 0 | 0 | 0 | 0 | 0 | 0 | 0 | 0 | 0 | 0 | 0
5 | 30 | 4 | 3 | 1.7931 | 0 | 2.4769 | 0 | 0 | 0 | 0 | 0.01 | 0 | 0 | 0.59515 | 0 | 4.8752 | 0 | 0 | 0 | 0 | 0 | 0 | 0 | 0 | 0 | 0 | 0 | 0 | 0 | 0.45131 | 0 | 0.32173 | 0.24918 | 0 | 0 | 0.053706 | 0.71308 | 0 | 0 | 0 | 0 | 1.789 | 0 | 0 | 0 | 0 | 0 | 0 | 0 | 0 | 0 | 0 | 0 | 0 | 0
5 | 30 | 5 | 3 | 1.7931 | 0 | 2.4769 | 0 | 0 | 0 | 0 | 0.01 | 0 | 0 | 0.59515 | 0 | 4.8752 | 0 | 0 | 0 | 0 | 0 | 0 | 0 | 0 | 0 | 0 | 0 | 0 | 0 | 0.45131 | 0 | 0.32173 | 0.27617 | 0 | 0 | 0.053706 | 0.714 | 0 | 0 | 0 | 0 | 1.8169 | 0 | 0 | 0 | 0 | 0 | 0 | 0 | 0 | 0 | 0 | 0 | 0 | 0
5 | 30 | 6 | 3 | 1.7931 | 0 | 2.4769 | 0 | 0 | 0 | 0 | 0.01 | 0 | 0 | 3.366 | 0 | 7.646 | 0 | 0 | 0 | 0 | 0 | 0 | 0 | 0 | 0 | 0 | 0 | 0 | 0 | 0.45131 | 0 | 0.54519 | 0.22847 | 0 | 0 | 0.31621 | 0.70755 | 0 | 0 | 0 | 0 | 2.2487 | 0 | 0 | 0 | 0 | 0 | 0 | 0 | 0 | 0 | 0 | 0 | 0 | 0
5 | 30 | 7 | 3 | 1.7931 | 0 | 2.4769 | 0 | 0 | 0 | 0 | 0.027689 | 0 | 0 | 5.5827 | 0 | 9.8804 | 0 | 0 | 0 | 0 | 0 | 0 | 0 | 0 | 0 | 0 | 0 | 0 | 0 | 0.45131 | 0 | 0.71279 | 0.15542 | 0 | 0 | 0.52621 | 0.70584 | 0 | 0 | 0 | 0 | 2.5516 | 0 | 0 | 0 | 0 | 0 | 0 | 0 | 0 | 0 | 0 | 0 | 0 | 0
5 | 30 | 8 | 3 | 1.7931 | 0 | 13.6089 | 0 | 0 | 0 | 0 | 0.027009 | 0 | 0 | 3.9585 | 0 | 19.3875 | 0 | 0 | 0 | 0 | 0 | 0 | 0 | 0 | 0 | 0 | 0 | 0 | 0 | 0.45131 | 0 | 0.71279 | 0.10893 | 0 | 0 | 0.42121 | 0.70512 | 0 | 0 | 0 | 0 | 2.3994 | 0 | 0 | 0 | 0 | 0 | 0 | 0 | 0 | 0 | 0 | 0 | 0 | 0
5 | 30 | 9 | 3 | 1.7931 | 0 | 13.6089 | 0 | 0 | 0 | 0 | 0.089425 | 0 | 0 | 3.8756 | 0 | 19.3671 | 0 | 0 | 0 | 0 | 0 | 0 | 0 | 0 | 0 | 0 | 0 | 0 | 0 | 0.45131 | 0 | 0.71279 | 0.066112 | 0.041105 | 0 | 0.31621 | 0.70416 | 0 | 0 | 0 | 0 | 2.2917 | 0 | 0 | 0 | 0 | 0 | 0 | 0 | 0 | 0 | 0 | 0 | 0 | 0
5 | 30 | 10 | 3 | 1.7931 | 0 | 13.6089 | 0 | 0 | 0 | 0 | 0.1128 | 0 | 0 | 3.3659 | 0 | 18.8807 | 0 | 0 | 0 | 0 | 0 | 0 | 0 | 0 | 0 | 0 | 0 | 0 | 0 | 0.45131 | 0 | 0.71279 | 0.034918 | 0.53271 | 0 | 0.31621 | 0.70324 | 0 | 0 | 0 | 0 | 2.7512 | 0 | 0 | 0 | 0 | 0 | 0 | 0 | 0 | 0 | 0 | 0 | 0 | 0
5 | 30 | 11 | 3 | 1.7931 | 0 | 13.6089 | 0 | 0 | 0 | 0 | 0.16155 | 0 | 0 | 3.9201 | 0 | 19.4836 | 0 | 0 | 0 | 0 | 0 | 0 | 0 | 0 | 0 | 0 | 0 | 0 | 0 | 0.45131 | 0 | 0.54519 | 0.015745 | 0.79717 | 0 | 0.36871 | 0.70318 | 0 | 0 | 0 | 0 | 2.8813 | 0 | 0 | 0 | 0 | 0 | 0 | 0 | 0 | 0 | 0 | 0 | 0 | 0
5 | 30 | 12 | 3 | 1.7931 | 0 | 8.6613 | 0 | 0 | 0 | 0 | 0.15487 | 0 | 0 | 3.9585 | 0 | 14.5678 | 0 | 0 | 0 | 0 | 0 | 0 | 0 | 0 | 0 | 0 | 0 | 0 | 0 | 0.45131 | 0 | 0.54519 | 0.009115 | 0.89684 | 0 | 0.42121 | 0.70292 | 0 | 0 | 0 | 0 | 3.0266 | 0 | 0 | 0 | 0 | 0 | 0 | 0 | 0 | 0 | 0 | 0 | 0 | 0
5 | 30 | 13 | 3 | 1.7931 | 0 | 13.6089 | 0 | 0 | 0 | 0 | 0.23579 | 0 | 0 | 4.4298 | 0 | 20.0675 | 0 | 0 | 0 | 0 | 0 | 0 | 0 | 0 | 0 | 0 | 0 | 0 | 0 | 0.45131 | 0 | 0.54519 | 0.0025338 | 1.4064 | 0 | 0.36871 | 0.70253 | 0 | 0 | 0 | 0 | 3.4767 | 0 | 0 | 0 | 0 | 0 | 0 | 0 | 0 | 0 | 0 | 0 | 0 | 0
5 | 30 | 14 | 3 | 1.7931 | 0 | 13.6089 | 0 | 0 | 0 | 0 | 0.27874 | 0 | 0 | 3.9201 | 0 | 19.6008 | 0 | 0 | 0 | 0 | 0 | 0 | 0 | 0 | 0 | 0 | 0 | 0 | 0 | 0.45131 | 0 | 0.54519 | 0.0087472 | 1.7719 | 0 | 0.36871 | 0.70233 | 0 | 0 | 0 | 0 | 3.8482 | 0 | 0 | 0 | 0 | 0 | 0 | 0 | 0 | 0 | 0 | 0 | 0 | 0
5 | 30 | 15 | 3 | 1.7931 | 0 | 13.6089 | 0 | 0 | 0 | 0 | 0.29346 | 0 | 0 | 3.3659 | 0 | 19.0613 | 0 | 0 | 0 | 0 | 0 | 0 | 0 | 0 | 0 | 0 | 0 | 0 | 0 | 0.45131 | 0 | 0.54519 | 0.027816 | 1.8286 | 0 | 0.31621 | 0.70282 | 0 | 0 | 0 | 0 | 3.8719 | 0 | 0 | 0 | 0 | 0 | 0 | 0 | 0 | 0 | 0 | 0 | 0 | 0
5 | 30 | 16 | 3 | 1.7931 | 0 | 13.6089 | 0 | 0 | 0 | 0 | 0.30982 | 0 | 0 | 3.3659 | 0 | 19.0777 | 0 | 0 | 0 | 0 | 0 | 0 | 0 | 0 | 0 | 0 | 0 | 0 | 0 | 0.45131 | 0 | 0.54519 | 0.028054 | 1.9094 | 0 | 0.31621 | 0.70297 | 0 | 0 | 0 | 0 | 3.9531 | 0 | 0 | 0 | 0 | 0 | 0 | 0 | 0 | 0 | 0 | 0 | 0 | 0
5 | 30 | 17 | 3 | 1.7931 | 0 | 13.6089 | 0 | 0 | 0 | 0 | 0.22967 | 0 | 0 | 5.5826 | 0 | 21.2143 | 0 | 0 | 0 | 0 | 0 | 0 | 0 | 0 | 0 | 0 | 0 | 0 | 0 | 0.45131 | 0 | 0.54519 | 0.072568 | 1.3056 | 0 | 0.52621 | 0.70393 | 0 | 0 | 0 | 0 | 3.6048 | 0 | 0 | 0 | 0 | 0 | 0 | 0 | 0 | 0 | 0 | 0 | 0 | 0
5 | 30 | 18 | 3 | 1.7931 | 0 | 9.8982 | 0 | 0 | 0 | 0 | 0.1636 | 0 | 0 | 5.5826 | 0 | 17.4375 | 0 | 0 | 0 | 0 | 0 | 0 | 0 | 0 | 0 | 0 | 0 | 0 | 0 | 0.45131 | 0 | 0.54519 | 0.054096 | 0.95077 | 0 | 0.52621 | 0.70367 | 0 | 0 | 0 | 0 | 3.2313 | 0 | 0 | 0 | 0 | 0 | 0 | 0 | 0 | 0 | 0 | 0 | 0 | 0
5 | 30 | 19 | 3 | 1.7931 | 0 | 2.4769 | 0 | 0 | 0 | 0 | 0.04735 | 0 | 0 | 3.9585 | 0 | 8.2759 | 0 | 0 | 0 | 0 | 0 | 0 | 0 | 0 | 0 | 0 | 0 | 0 | 0 | 0.45131 | 0 | 0.88038 | 0.071033 | 0.18308 | 0 | 0.42121 | 0.70232 | 0 | 0 | 0 | 0 | 2.7093 | 0 | 0 | 0 | 0 | 0 | 0 | 0 | 0 | 0 | 0 | 0 | 0 | 0
5 | 30 | 20 | 3 | 1.7931 | 0 | 2.4769 | 0 | 0 | 0 | 0 | 0.0231 | 0 | 0 | 4.4298 | 0 | 8.7229 | 0 | 0 | 0 | 0 | 0 | 0 | 0 | 0 | 0 | 0 | 0 | 0 | 0 | 0.45131 | 0 | 1.1038 | 0.069177 | 0.033153 | 0 | 0.36871 | 0.70114 | 0 | 0 | 0 | 0 | 2.7273 | 0 | 0 | 0 | 0 | 0 | 0 | 0 | 0 | 0 | 0 | 0 | 0 | 0
5 | 30 | 21 | 3 | 1.7931 | 0 | 2.4769 | 0 | 0 | 0 | 0 | 0.018607 | 0 | 0 | 3.9585 | 0 | 8.2471 | 0 | 0 | 0 | 0 | 0 | 0 | 0 | 0 | 0 | 0 | 0 | 0 | 0 | 0.45131 | 0 | 1.2156 | 0.07655 | 0.0042991 | 0 | 0.47371 | 0.70045 | 0 | 0 | 0 | 0 | 2.9219 | 0 | 0 | 0 | 0 | 0 | 0 | 0 | 0 | 0 | 0 | 0 | 0 | 0
5 | 30 | 22 | 3 | 1.7931 | 0 | 2.4769 | 0 | 0 | 0 | 0 | 0.018401 | 0 | 0 | 4.4232 | 0 | 8.7116 | 0 | 0 | 0 | 0 | 0 | 0 | 0 | 0 | 0 | 0 | 0 | 0 | 0 | 0.45131 | 0 | 1.1038 | 0.086671 | 0 | 0 | 0.31621 | 0.70072 | 0 | 0 | 0 | 0 | 2.6587 | 0 | 0 | 0 | 0 | 0 | 0 | 0 | 0 | 0 | 0 | 0 | 0 | 0
5 | 30 | 23 | 3 | 1.7931 | 0 | 2.4769 | 0 | 0 | 0 | 0 | 0.01 | 0 | 0 | 0.595 | 0 | 4.875 | 0 | 0 | 0 | 0 | 0 | 0 | 0 | 0 | 0 | 0 | 0 | 0 | 0 | 0.45131 | 0 | 0.88038 | 0.070412 | 0 | 0 | 0.053706 | 0.70176 | 0 | 0 | 0 | 0 | 2.1576 | 0 | 0 | 0 | 0 | 0 | 0 | 0 | 0 | 0 | 0 | 0 | 0 | 0
5 | 30 | 24 | 3 | 1.7931 | 0 | 2.4769 | 0 | 0 | 0 | 0 | 0.01 | 0 | 0 | 0.59502 | 0 | 4.875 | 0 | 0 | 0 | 0 | 0 | 0 | 0 | 0 | 0 | 0 | 0 | 0 | 0 | 0.45131 | 0 | 0.54519 | 0.081888 | 0 | 0 | 0.053706 | 0.70338 | 0 | 0 | 0 | 0 | 1.8355 | 0 | 0 | 0 | 0 | 0 | 0 | 0 | 0 | 0 | 0 | 0 | 0 | 0
5 | 31 | 1 | 4 | 1.7931 | 0 | 2.4769 | 0 | 0 | 0 | 0 | 0.01 | 0 | 0 | 0.59505 | 0 | 4.8751 | 0 | 0 | 0 | 0 | 0 | 0 | 0 | 0 | 0 | 0 | 0 | 0 | 0 | 0.45131 | 0 | 0.32173 | 0.092829 | 0 | 0 | 0.053706 | 0.70465 | 0 | 0 | 0 | 0 | 1.6242 | 0 | 0 | 0 | 0 | 0 | 0 | 0 | 0 | 0 | 0 | 0 | 0 | 0
5 | 31 | 2 | 4 | 1.7931 | 0 | 2.4769 | 0 | 0 | 0 | 0 | 0.01 | 0 | 0 | 0.59508 | 0 | 4.8751 | 0 | 0 | 0 | 0 | 0 | 0 | 0 | 0 | 0 | 0 | 0 | 0 | 0 | 0.45131 | 0 | 0.32173 | 0.099889 | 0 | 0 | 0.053706 | 0.70498 | 0 | 0 | 0 | 0 | 1.6316 | 0 | 0 | 0 | 0 | 0 | 0 | 0 | 0 | 0 | 0 | 0 | 0 | 0
5 | 31 | 3 | 4 | 1.7931 | 0 | 2.4769 | 0 | 0 | 0 | 0 | 0.01 | 0 | 0 | 0.59508 | 0 | 4.8751 | 0 | 0 | 0 | 0 | 0 | 0 | 0 | 0 | 0 | 0 | 0 | 0 | 0 | 0.45131 | 0 | 0.32173 | 0.10014 | 0 | 0 | 0.053706 | 0.70507 | 0 | 0 | 0 | 0 | 1.632 | 0 | 0 | 0 | 0 | 0 | 0 | 0 | 0 | 0 | 0 | 0 | 0 | 0
5 | 31 | 4 | 4 | 1.7931 | 0 | 2.4769 | 0 | 0 | 0 | 0 | 0.01 | 0 | 0 | 0.59509 | 0 | 4.8751 | 0 | 0 | 0 | 0 | 0 | 0 | 0 | 0 | 0 | 0 | 0 | 0 | 0 | 0.45131 | 0 | 0.32173 | 0.10595 | 0 | 0 | 0.053706 | 0.70506 | 0 | 0 | 0 | 0 | 1.6378 | 0 | 0 | 0 | 0 | 0 | 0 | 0 | 0 | 0 | 0 | 0 | 0 | 0
5 | 31 | 5 | 4 | 1.7931 | 0 | 2.4769 | 0 | 0 | 0 | 0 | 0.01 | 0 | 0 | 0.59509 | 0 | 4.8751 | 0 | 0 | 0 | 0 | 0 | 0 | 0 | 0 | 0 | 0 | 0 | 0 | 0 | 0.45131 | 0 | 0.32173 | 0.11168 | 0 | 0 | 0.053706 | 0.70513 | 0 | 0 | 0 | 0 | 1.6436 | 0 | 0 | 0 | 0 | 0 | 0 | 0 | 0 | 0 | 0 | 0 | 0 | 0
5 | 31 | 6 | 4 | 1.7931 | 0 | 2.4769 | 0 | 0 | 0 | 0 | 0.01 | 0 | 0 | 3.3659 | 0 | 7.646 | 0 | 0 | 0 | 0 | 0 | 0 | 0 | 0 | 0 | 0 | 0 | 0 | 0 | 0.45131 | 0 | 0.54519 | 0.10114 | 0 | 0 | 0.31621 | 0.70404 | 0 | 0 | 0 | 0 | 2.1179 | 0 | 0 | 0 | 0 | 0 | 0 | 0 | 0 | 0 | 0 | 0 | 0 | 0
5 | 31 | 7 | 4 | 1.7931 | 0 | 2.4769 | 0 | 0 | 0 | 0 | 0.021813 | 0 | 0 | 5.5826 | 0 | 9.8744 | 0 | 0 | 0 | 0 | 0 | 0 | 0 | 0 | 0 | 0 | 0 | 0 | 0 | 0.45131 | 0 | 0.71279 | 0.11712 | 0 | 0 | 0.52621 | 0.70268 | 0 | 0 | 0 | 0 | 2.5101 | 0 | 0 | 0 | 0 | 0 | 0 | 0 | 0 | 0 | 0 | 0 | 0 | 0
5 | 31 | 8 | 4 | 1.7931 | 0 | 13.6089 | 0 | 0 | 0 | 0 | 0.17301 | 0 | 0 | 3.9585 | 0 | 19.5335 | 0 | 0 | 0 | 0 | 0 | 0 | 0 | 0 | 0 | 0 | 0 | 0 | 0 | 0.45131 | 0 | 0.71279 | 0.066018 | 0.15611 | 0 | 0.42121 | 0.70194 | 0 | 0 | 0 | 0 | 2.5094 | 0 | 0 | 0 | 0 | 0 | 0 | 0 | 0 | 0 | 0 | 0 | 0 | 0
5 | 31 | 9 | 4 | 1.7931 | 0 | 13.6089 | 0 | 0 | 0 | 0 | 0.19086 | 0 | 0 | 3.8756 | 0 | 19.4684 | 0 | 0 | 0 | 0 | 0 | 0 | 0 | 0 | 0 | 0 | 0 | 0 | 0 | 0.45131 | 0 | 0.71279 | 0.042227 | 0.94788 | 0 | 0.31621 | 0.7012 | 0 | 0 | 0 | 0 | 3.1716 | 0 | 0 | 0 | 0 | 0 | 0 | 0 | 0 | 0 | 0 | 0 | 0 | 0
5 | 31 | 10 | 4 | 1.7931 | 0 | 13.6089 | 0 | 0 | 0 | 0 | 0.21187 | 0 | 0 | 3.3659 | 0 | 18.9797 | 0 | 0 | 0 | 0 | 0 | 0 | 0 | 0 | 0 | 0 | 0 | 0 | 0 | 0.45131 | 0 | 0.71279 | 0.029801 | 1.0946 | 0 | 0.31621 | 0.70044 | 0 | 0 | 0 | 0 | 3.3051 | 0 | 0 | 0 | 0 | 0 | 0 | 0 | 0 | 0 | 0 | 0 | 0 | 0
5 | 31 | 11 | 4 | 1.7931 | 0 | 13.6089 | 0 | 0 | 0 | 0 | 0.25828 | 0 | 0 | 3.92 | 0 | 19.5803 | 0 | 0 | 0 | 0 | 0 | 0 | 0 | 0 | 0 | 0 | 0 | 0 | 0 | 0.45131 | 0 | 0.54519 | 0.013088 | 1.4808 | 0 | 0.36871 | 0.70027 | 0 | 0 | 0 | 0 | 3.5593 | 0 | 0 | 0 | 0 | 0 | 0 | 0 | 0 | 0 | 0 | 0 | 0 | 0
5 | 31 | 12 | 4 | 1.7931 | 0 | 8.6613 | 0 | 0 | 0 | 0 | 0.20896 | 0 | 0 | 3.9585 | 0 | 14.6219 | 0 | 0 | 0 | 0 | 0 | 0 | 0 | 0 | 0 | 0 | 0 | 0 | 0 | 0.45131 | 0 | 0.54519 | 0.030156 | 1.2835 | 0 | 0.42121 | 0.70069 | 0 | 0 | 0 | 0 | 3.432 | 0 | 0 | 0 | 0 | 0 | 0 | 0 | 0 | 0 | 0 | 0 | 0 | 0
5 | 31 | 13 | 4 | 1.7931 | 0 | 13.6089 | 0 | 0 | 0 | 0 | 0.29367 | 0 | 0 | 4.4297 | 0 | 20.1254 | 0 | 0 | 0 | 0 | 0 | 0 | 0 | 0 | 0 | 0 | 0 | 0 | 0 | 0.45131 | 0 | 0.54519 | 0.01855 | 1.8063 | 0 | 0.36871 | 0.70024 | 0 | 0 | 0 | 0 | 3.8903 | 0 | 0 | 0 | 0 | 0 | 0 | 0 | 0 | 0 | 0 | 0 | 0 | 0
5 | 31 | 14 | 4 | 1.7931 | 0 | 13.6089 | 0 | 0 | 0 | 0 | 0.34517 | 0 | 0 | 3.92 | 0 | 19.6672 | 0 | 0 | 0 | 0 | 0 | 0 | 0 | 0 | 0 | 0 | 0 | 0 | 0 | 0.45131 | 0 | 0.54519 | 0.012589 | 2.2001 | 0 | 0.36871 | 0.69966 | 0 | 0 | 0 | 0 | 4.2776 | 0 | 0 | 0 | 0 | 0 | 0 | 0 | 0 | 0 | 0 | 0 | 0 | 0
5 | 31 | 15 | 4 | 1.7931 | 0 | 13.6089 | 0 | 0 | 0 | 0 | 0.38039 | 0 | 0 | 3.3658 | 0 | 19.1482 | 0 | 0 | 0 | 0 | 0 | 0 | 0 | 0 | 0 | 0 | 0 | 0 | 0 | 0.45131 | 0 | 0.54519 | 0.017947 | 2.4197 | 0 | 0.31621 | 0.69975 | 0 | 0 | 0 | 0 | 4.4501 | 0 | 0 | 0 | 0 | 0 | 0 | 0 | 0 | 0 | 0 | 0 | 0 | 0
5 | 31 | 16 | 4 | 1.7931 | 0 | 13.6089 | 0 | 0 | 0 | 0 | 0.41681 | 0 | 0 | 3.3658 | 0 | 19.1847 | 0 | 0 | 0 | 0 | 0 | 0 | 0 | 0 | 0 | 0 | 0 | 0 | 0 | 0.45131 | 0 | 0.54519 | 0.017742 | 2.6555 | 0 | 0.31621 | 0.69955 | 0 | 0 | 0 | 0 | 4.6855 | 0 | 0 | 0 | 0 | 0 | 0 | 0 | 0 | 0 | 0 | 0 | 0 | 0
5 | 31 | 17 | 4 | 1.7931 | 0 | 13.6089 | 0 | 0 | 0 | 0 | 0.43435 | 0 | 0 | 5.5825 | 0 | 21.4189 | 0 | 0 | 0 | 0 | 0 | 0 | 0 | 0 | 0 | 0 | 0 | 0 | 0 | 0.45131 | 0 | 0.54519 | 0.028474 | 2.7815 | 0 | 0.52621 | 0.6998 | 0 | 0 | 0 | 0 | 5.0325 | 0 | 0 | 0 | 0 | 0 | 0 | 0 | 0 | 0 | 0 | 0 | 0 | 0
5 | 31 | 18 | 4 | 1.7931 | 0 | 9.8982 | 0 | 0 | 0 | 0 | 0.33205 | 0 | 0 | 5.5825 | 0 | 17.6059 | 0 | 0 | 0 | 0 | 0 | 0 | 0 | 0 | 0 | 0 | 0 | 0 | 0 | 0.45131 | 0 | 0.54519 | 0.040299 | 2.0996 | 0 | 0.52621 | 0.70051 | 0 | 0 | 0 | 0 | 4.3631 | 0 | 0 | 0 | 0 | 0 | 0 | 0 | 0 | 0 | 0 | 0 | 0 | 0
5 | 31 | 19 | 4 | 1.7931 | 0 | 2.4769 | 0 | 0 | 0 | 0 | 0.14651 | 0 | 0 | 3.9585 | 0 | 8.375 | 0 | 0 | 0 | 0 | 0 | 0 | 0 | 0 | 0 | 0 | 0 | 0 | 0 | 0.45131 | 0 | 0.88038 | 0.048412 | 0.86214 | 0 | 0.42121 | 0.69965 | 0 | 0 | 0 | 0 | 3.3631 | 0 | 0 | 0 | 0 | 0 | 0 | 0 | 0 | 0 | 0 | 0 | 0 | 0
5 | 31 | 20 | 4 | 1.7931 | 0 | 2.4769 | 0 | 0 | 0 | 0 | 0.068816 | 0 | 0 | 4.4297 | 0 | 8.7685 | 0 | 0 | 0 | 0 | 0 | 0 | 0 | 0 | 0 | 0 | 0 | 0 | 0 | 0.45131 | 0 | 1.1038 | 0.050232 | 0.35202 | 0 | 0.36871 | 0.69866 | 0 | 0 | 0 | 0 | 3.0248 | 0 | 0 | 0 | 0 | 0 | 0 | 0 | 0 | 0 | 0 | 0 | 0 | 0
5 | 31 | 21 | 4 | 1.7931 | 0 | 2.4769 | 0 | 0 | 0 | 0 | 0.032462 | 0 | 0 | 3.9585 | 0 | 8.2609 | 0 | 0 | 0 | 0 | 0 | 0 | 0 | 0 | 0 | 0 | 0 | 0 | 0 | 0.45131 | 0 | 1.2156 | 0.067995 | 0.12603 | 0 | 0.47371 | 0.6981 | 0 | 0 | 0 | 0 | 3.0327 | 0 | 0 | 0 | 0 | 0 | 0 | 0 | 0 | 0 | 0 | 0 | 0 | 0
5 | 31 | 22 | 4 | 1.7931 | 0 | 2.4769 | 0 | 0 | 0 | 0 | 0.019443 | 0 | 0 | 4.4231 | 0 | 8.7126 | 0 | 0 | 0 | 0 | 0 | 0 | 0 | 0 | 0 | 0 | 0 | 0 | 0 | 0.45131 | 0 | 1.1038 | 0.085603 | 0.039864 | 0 | 0.31621 | 0.69866 | 0 | 0 | 0 | 0 | 2.6955 | 0 | 0 | 0 | 0 | 0 | 0 | 0 | 0 | 0 | 0 | 0 | 0 | 0
5 | 31 | 23 | 4 | 1.7931 | 0 | 2.4769 | 0 | 0 | 0 | 0 | 0.011767 | 0 | 0 | 0.59496 | 0 | 4.8768 | 0 | 0 | 0 | 0 | 0 | 0 | 0 | 0 | 0 | 0 | 0 | 0 | 0 | 0.45131 | 0 | 0.88038 | 0.077035 | 0.008287 | 0 | 0.053706 | 0.69992 | 0 | 0 | 0 | 0 | 2.1706 | 0 | 0 | 0 | 0 | 0 | 0 | 0 | 0 | 0 | 0 | 0 | 0 | 0
5 | 31 | 24 | 4 | 1.7931 | 0 | 2.4769 | 0 | 0 | 0 | 0 | 0.01 | 0 | 0 | 0.59498 | 0 | 4.875 | 0 | 0 | 0 | 0 | 0 | 0 | 0 | 0 | 0 | 0 | 0 | 0 | 0 | 0.45131 | 0 | 0.54519 | 0.094219 | 0 | 0 | 0.053706 | 0.70178 | 0 | 0 | 0 | 0 | 1.8462 | 0 | 0 | 0 | 0 | 0 | 0 | 0 | 0 | 0 | 0 | 0 | 0 | 0
6 | 1 | 1 | 5 | 1.7931 | 0 | 2.4769 | 0 | 0 | 0 | 0 | 0.01 | 0 | 0 | 0.53851 | 0 | 4.8185 | 0 | 0 | 0 | 0 | 0 | 0 | 0 | 0 | 0 | 0 | 0 | 0 | 0 | 0.45131 | 0 | 0.32173 | 0.088616 | 0 | 0 | 0.053706 | 0.69971 | 0 | 0 | 0 | 0 | 1.6151 | 0 | 0 | 0 | 0 | 0 | 0 | 0 | 0 | 0 | 0 | 0 | 0 | 0
6 | 1 | 2 | 5 | 1.7931 | 0 | 2.4769 | 0 | 0 | 0 | 0 | 0.01 | 0 | 0 | 0.53846 | 0 | 4.8185 | 0 | 0 | 0 | 0 | 0 | 0 | 0 | 0 | 0 | 0 | 0 | 0 | 0 | 0.45131 | 0 | 0.32173 | 0.092983 | 0 | 0 | 0.053706 | 0.69906 | 0 | 0 | 0 | 0 | 1.6188 | 0 | 0 | 0 | 0 | 0 | 0 | 0 | 0 | 0 | 0 | 0 | 0 | 0
6 | 1 | 3 | 5 | 1.7931 | 0 | 2.4769 | 0 | 0 | 0 | 0 | 0.01 | 0 | 0 | 0.53845 | 0 | 4.8185 | 0 | 0 | 0 | 0 | 0 | 0 | 0 | 0 | 0 | 0 | 0 | 0 | 0 | 0.45131 | 0 | 0.32173 | 0.099222 | 0 | 0 | 0.053706 | 0.6989 | 0 | 0 | 0 | 0 | 1.6249 | 0 | 0 | 0 | 0 | 0 | 0 | 0 | 0 | 0 | 0 | 0 | 0 | 0
6 | 1 | 4 | 5 | 1.7931 | 0 | 2.4769 | 0 | 0 | 0 | 0 | 0.01 | 0 | 0 | 0.53845 | 0 | 4.8185 | 0 | 0 | 0 | 0 | 0 | 0 | 0 | 0 | 0 | 0 | 0 | 0 | 0 | 0.45131 | 0 | 0.32173 | 0.10514 | 0 | 0 | 0.053706 | 0.69876 | 0 | 0 | 0 | 0 | 1.6306 | 0 | 0 | 0 | 0 | 0 | 0 | 0 | 0 | 0 | 0 | 0 | 0 | 0
6 | 1 | 5 | 5 | 1.7931 | 0 | 2.4769 | 0 | 0 | 0 | 0 | 0.01 | 0 | 0 | 0.53845 | 0 | 4.8185 | 0 | 0 | 0 | 0 | 0 | 0 | 0 | 0 | 0 | 0 | 0 | 0 | 0 | 0.45131 | 0 | 0.32173 | 0.10199 | 0 | 0 | 0.053706 | 0.69819 | 0 | 0 | 0 | 0 | 1.6269 | 0 | 0 | 0 | 0 | 0 | 0 | 0 | 0 | 0 | 0 | 0 | 0 | 0
6 | 1 | 6 | 5 | 1.7931 | 0 | 2.4769 | 0 | 0 | 0 | 0 | 0.01 | 0 | 0 | 3.0267 | 0 | 7.3067 | 0 | 0 | 0 | 0 | 0 | 0 | 0 | 0 | 0 | 0 | 0 | 0 | 0 | 0.45131 | 0 | 0.54519 | 0.098013 | 0 | 0 | 0.31621 | 0.697 | 0 | 0 | 0 | 0 | 2.1077 | 0 | 0 | 0 | 0 | 0 | 0 | 0 | 0 | 0 | 0 | 0 | 0 | 0
6 | 1 | 7 | 5 | 1.7931 | 0 | 2.4769 | 0 | 0 | 0 | 0 | 0.014163 | 0 | 0 | 3.9584 | 0 | 8.2426 | 0 | 0 | 0 | 0 | 0 | 0 | 0 | 0 | 0 | 0 | 0 | 0 | 0 | 0.45131 | 0 | 0.71279 | 0.14118 | 0 | 0 | 0.52621 | 0.69566 | 0 | 0 | 0 | 0 | 2.5271 | 0 | 0 | 0 | 0 | 0 | 0 | 0 | 0 | 0 | 0 | 0 | 0 | 0
6 | 1 | 8 | 5 | 1.7931 | 0 | 13.6089 | 0 | 0 | 0 | 0 | 0.01 | 0 | 0 | 3.9584 | 0 | 19.3704 | 0 | 0 | 0 | 0 | 0 | 0 | 0 | 0 | 0 | 0 | 0 | 0 | 0 | 0.45131 | 0 | 0.71279 | 0.084769 | 0 | 0 | 0.42121 | 0.69519 | 0 | 0 | 0 | 0 | 2.3653 | 0 | 0 | 0 | 0 | 0 | 0 | 0 | 0 | 0 | 0 | 0 | 0 | 0
6 | 1 | 9 | 5 | 1.7931 | 0 | 13.6089 | 0 | 0 | 0 | 0 | 0.015794 | 0 | 0 | 4.1236 | 0 | 19.5414 | 0 | 0 | 0 | 0 | 0 | 0 | 0 | 0 | 0 | 0 | 0 | 0 | 0 | 0.45131 | 0 | 0.71279 | 0.082546 | 0 | 0 | 0.31621 | 0.6948 | 0 | 0 | 0 | 0 | 2.2576 | 0 | 0 | 0 | 0 | 0 | 0 | 0 | 0 | 0 | 0 | 0 | 0 | 0
6 | 1 | 10 | 5 | 1.7931 | 0 | 13.6089 | 0 | 0 | 0 | 0 | 0.036905 | 0 | 0 | 3.0266 | 0 | 18.4656 | 0 | 0 | 0 | 0 | 0 | 0 | 0 | 0 | 0 | 0 | 0 | 0 | 0 | 0.45131 | 0 | 0.71279 | 0.075363 | 0.05371 | 0 | 0.31621 | 0.69444 | 0 | 0 | 0 | 0 | 2.3038 | 0 | 0 | 0 | 0 | 0 | 0 | 0 | 0 | 0 | 0 | 0 | 0 | 0
6 | 1 | 11 | 5 | 1.7931 | 0 | 13.6089 | 0 | 0 | 0 | 0 | 0.06144 | 0 | 0 | 3.5243 | 0 | 18.9877 | 0 | 0 | 0 | 0 | 0 | 0 | 0 | 0 | 0 | 0 | 0 | 0 | 0 | 0.45131 | 0 | 0.54519 | 0.070492 | 0.24764 | 0 | 0.36871 | 0.69457 | 0 | 0 | 0 | 0 | 2.3779 | 0 | 0 | 0 | 0 | 0 | 0 | 0 | 0 | 0 | 0 | 0 | 0 | 0
6 | 1 | 12 | 5 | 1.7931 | 0 | 8.6613 | 0 | 0 | 0 | 0 | 0.040736 | 0 | 0 | 3.9584 | 0 | 14.4536 | 0 | 0 | 0 | 0 | 0 | 0 | 0 | 0 | 0 | 0 | 0 | 0 | 0 | 0.45131 | 0 | 0.54519 | 0.061625 | 0.14526 | 0 | 0.42121 | 0.69461 | 0 | 0 | 0 | 0 | 2.3192 | 0 | 0 | 0 | 0 | 0 | 0 | 0 | 0 | 0 | 0 | 0 | 0 | 0
6 | 1 | 13 | 5 | 1.7931 | 0 | 13.6089 | 0 | 0 | 0 | 0 | 0.098992 | 0 | 0 | 3.5871 | 0 | 19.0881 | 0 | 0 | 0 | 0 | 0 | 0 | 0 | 0 | 0 | 0 | 0 | 0 | 0 | 0.45131 | 0 | 0.54519 | 0.061828 | 0.37515 | 0 | 0.36871 | 0.69464 | 0 | 0 | 0 | 0 | 2.4968 | 0 | 0 | 0 | 0 | 0 | 0 | 0 | 0 | 0 | 0 | 0 | 0 | 0
6 | 1 | 14 | 5 | 1.7931 | 0 | 13.6089 | 0 | 0 | 0 | 0 | 0.17699 | 0 | 0 | 3.5243 | 0 | 19.1033 | 0 | 0 | 0 | 0 | 0 | 0 | 0 | 0 | 0 | 0 | 0 | 0 | 0 | 0.45131 | 0 | 0.54519 | 0.054966 | 0.88101 | 0 | 0.36871 | 0.69451 | 0 | 0 | 0 | 0 | 2.9957 | 0 | 0 | 0 | 0 | 0 | 0 | 0 | 0 | 0 | 0 | 0 | 0 | 0
6 | 1 | 15 | 5 | 1.7931 | 0 | 13.6089 | 0 | 0 | 0 | 0 | 0.22355 | 0 | 0 | 3.0266 | 0 | 18.6522 | 0 | 0 | 0 | 0 | 0 | 0 | 0 | 0 | 0 | 0 | 0 | 0 | 0 | 0.45131 | 0 | 0.54519 | 0.054666 | 1.1182 | 0 | 0.31621 | 0.69445 | 0 | 0 | 0 | 0 | 3.18 | 0 | 0 | 0 | 0 | 0 | 0 | 0 | 0 | 0 | 0 | 0 | 0 | 0
6 | 1 | 16 | 5 | 1.7931 | 0 | 13.6089 | 0 | 0 | 0 | 0 | 0.26688 | 0 | 0 | 3.0266 | 0 | 18.6955 | 0 | 0 | 0 | 0 | 0 | 0 | 0 | 0 | 0 | 0 | 0 | 0 | 0 | 0.45131 | 0 | 0.54519 | 0.054437 | 1.3739 | 0 | 0.31621 | 0.69439 | 0 | 0 | 0 | 0 | 3.4354 | 0 | 0 | 0 | 0 | 0 | 0 | 0 | 0 | 0 | 0 | 0 | 0 | 0
6 | 1 | 17 | 5 | 1.7931 | 0 | 13.6089 | 0 | 0 | 0 | 0 | 0.19652 | 0 | 0 | 3.9584 | 0 | 19.5569 | 0 | 0 | 0 | 0 | 0 | 0 | 0 | 0 | 0 | 0 | 0 | 0 | 0 | 0.45131 | 0 | 0.54519 | 0.074377 | 1.0042 | 0 | 0.52621 | 0.69538 | 0 | 0 | 0 | 0 | 3.2967 | 0 | 0 | 0 | 0 | 0 | 0 | 0 | 0 | 0 | 0 | 0 | 0 | 0
6 | 1 | 18 | 5 | 1.7931 | 0 | 9.8982 | 0 | 0 | 0 | 0 | 0.087543 | 0 | 0 | 6.0637 | 0 | 17.8426 | 0 | 0 | 0 | 0 | 0 | 0 | 0 | 0 | 0 | 0 | 0 | 0 | 0 | 0.45131 | 0 | 0.54519 | 0.07037 | 0.44892 | 0 | 0.52621 | 0.69517 | 0 | 0 | 0 | 0 | 2.7372 | 0 | 0 | 0 | 0 | 0 | 0 | 0 | 0 | 0 | 0 | 0 | 0 | 0
6 | 1 | 19 | 5 | 1.7931 | 0 | 2.4769 | 0 | 0 | 0 | 0 | 0.013113 | 0 | 0 | 3.9584 | 0 | 8.2416 | 0 | 0 | 0 | 0 | 0 | 0 | 0 | 0 | 0 | 0 | 0 | 0 | 0 | 0.45131 | 0 | 0.88038 | 0.066685 | 0.016858 | 0 | 0.42121 | 0.69378 | 0 | 0 | 0 | 0 | 2.5302 | 0 | 0 | 0 | 0 | 0 | 0 | 0 | 0 | 0 | 0 | 0 | 0 | 0
6 | 1 | 20 | 5 | 1.7931 | 0 | 2.4769 | 0 | 0 | 0 | 0 | 0.01 | 0 | 0 | 3.5871 | 0 | 7.8671 | 0 | 0 | 0 | 0 | 0 | 0 | 0 | 0 | 0 | 0 | 0 | 0 | 0 | 0.45131 | 0 | 1.1038 | 0.064398 | 0 | 0 | 0.36871 | 0.69278 | 0 | 0 | 0 | 0 | 2.681 | 0 | 0 | 0 | 0 | 0 | 0 | 0 | 0 | 0 | 0 | 0 | 0 | 0
6 | 1 | 21 | 5 | 1.7931 | 0 | 2.4769 | 0 | 0 | 0 | 0 | 0.01 | 0 | 0 | 3.9584 | 0 | 8.2384 | 0 | 0 | 0 | 0 | 0 | 0 | 0 | 0 | 0 | 0 | 0 | 0 | 0 | 0.45131 | 0 | 1.2156 | 0.059814 | 0 | 0 | 0.47371 | 0.69183 | 0 | 0 | 0 | 0 | 2.8922 | 0 | 0 | 0 | 0 | 0 | 0 | 0 | 0 | 0 | 0 | 0 | 0 | 0
6 | 1 | 22 | 5 | 1.7931 | 0 | 2.4769 | 0 | 0 | 0 | 0 | 0.01 | 0 | 0 | 3.5812 | 0 | 7.8612 | 0 | 0 | 0 | 0 | 0 | 0 | 0 | 0 | 0 | 0 | 0 | 0 | 0 | 0.45131 | 0 | 1.1038 | 0.061033 | 0 | 0 | 0.31621 | 0.69211 | 0 | 0 | 0 | 0 | 2.6245 | 0 | 0 | 0 | 0 | 0 | 0 | 0 | 0 | 0 | 0 | 0 | 0 | 0
6 | 1 | 23 | 5 | 1.7931 | 0 | 2.4769 | 0 | 0 | 0 | 0 | 0.01 | 0 | 0 | 0.53832 | 0 | 4.8183 | 0 | 0 | 0 | 0 | 0 | 0 | 0 | 0 | 0 | 0 | 0 | 0 | 0 | 0.45131 | 0 | 0.88038 | 0.065185 | 0 | 0 | 0.053706 | 0.69295 | 0 | 0 | 0 | 0 | 2.1435 | 0 | 0 | 0 | 0 | 0 | 0 | 0 | 0 | 0 | 0 | 0 | 0 | 0
6 | 1 | 24 | 5 | 1.7931 | 0 | 2.4769 | 0 | 0 | 0 | 0 | 0.01 | 0 | 0 | 0.53833 | 0 | 4.8183 | 0 | 0 | 0 | 0 | 0 | 0 | 0 | 0 | 0 | 0 | 0 | 0 | 0 | 0.45131 | 0 | 0.54519 | 0.073298 | 0 | 0 | 0.053706 | 0.69459 | 0 | 0 | 0 | 0 | 1.8181 | 0 | 0 | 0 | 0 | 0 | 0 | 0 | 0 | 0 | 0 | 0 | 0 | 0
6 | 2 | 1 | 6 | 1.7931 | 0 | 2.4769 | 0 | 0 | 0 | 0 | 0.01 | 0 | 0 | 0.53836 | 0 | 4.8184 | 0 | 0 | 0 | 0 | 0 | 0 | 0 | 0 | 0 | 0 | 0 | 0 | 0 | 0.45131 | 0 | 0.32173 | 0.074446 | 0 | 0 | 0.053706 | 0.69605 | 0 | 0 | 0 | 0 | 1.5972 | 0 | 0 | 0 | 0 | 0 | 0 | 0 | 0 | 0 | 0 | 0 | 0 | 0
6 | 2 | 2 | 6 | 1.7931 | 0 | 2.4769 | 0 | 0 | 0 | 0 | 0.01 | 0 | 0 | 0.53839 | 0 | 4.8184 | 0 | 0 | 0 | 0 | 0 | 0 | 0 | 0 | 0 | 0 | 0 | 0 | 0 | 0.45131 | 0 | 0.32173 | 0.076448 | 0 | 0 | 0.053706 | 0.69645 | 0 | 0 | 0 | 0 | 1.5997 | 0 | 0 | 0 | 0 | 0 | 0 | 0 | 0 | 0 | 0 | 0 | 0 | 0
6 | 2 | 3 | 6 | 1.7931 | 0 | 2.4769 | 0 | 0 | 0 | 0 | 0.01 | 0 | 0 | 0.5384 | 0 | 4.8184 | 0 | 0 | 0 | 0 | 0 | 0 | 0 | 0 | 0 | 0 | 0 | 0 | 0 | 0.45131 | 0 | 0.32173 | 0.076751 | 0 | 0 | 0.053706 | 0.6965 | 0 | 0 | 0 | 0 | 1.6 | 0 | 0 | 0 | 0 | 0 | 0 | 0 | 0 | 0 | 0 | 0 | 0 | 0
6 | 2 | 4 | 6 | 1.7931 | 0 | 2.4769 | 0 | 0 | 0 | 0 | 0.01 | 0 | 0 | 0.5384 | 0 | 4.8184 | 0 | 0 | 0 | 0 | 0 | 0 | 0 | 0 | 0 | 0 | 0 | 0 | 0 | 0.45131 | 0 | 0.32173 | 0.08111 | 0 | 0 | 0.053706 | 0.69673 | 0 | 0 | 0 | 0 | 1.6046 | 0 | 0 | 0 | 0 | 0 | 0 | 0 | 0 | 0 | 0 | 0 | 0 | 0
6 | 2 | 5 | 6 | 1.7931 | 0 | 2.4769 | 0 | 0 | 0 | 0 | 0.01 | 0 | 0 | 0.53841 | 0 | 4.8184 | 0 | 0 | 0 | 0 | 0 | 0 | 0 | 0 | 0 | 0 | 0 | 0 | 0 | 0.45131 | 0 | 0.32173 | 0.077966 | 0 | 0 | 0.053706 | 0.69673 | 0 | 0 | 0 | 0 | 1.6015 | 0 | 0 | 0 | 0 | 0 | 0 | 0 | 0 | 0 | 0 | 0 | 0 | 0
6 | 2 | 6 | 6 | 1.7931 | 0 | 2.4769 | 0 | 0 | 0 | 0 | 0.01 | 0 | 0 | 3.0267 | 0 | 7.3067 | 0 | 0 | 0 | 0 | 0 | 0 | 0 | 0 | 0 | 0 | 0 | 0 | 0 | 0.45131 | 0 | 0.54519 | 0.069905 | 0 | 0 | 0.31621 | 0.69571 | 0 | 0 | 0 | 0 | 2.0783 | 0 | 0 | 0 | 0 | 0 | 0 | 0 | 0 | 0 | 0 | 0 | 0 | 0
6 | 2 | 7 | 6 | 1.7931 | 0 | 2.4769 | 0 | 0 | 0 | 0 | 0.010032 | 0 | 0 | 3.9584 | 0 | 8.2385 | 0 | 0 | 0 | 0 | 0 | 0 | 0 | 0 | 0 | 0 | 0 | 0 | 0 | 0.45131 | 0 | 0.71279 | 0.085643 | 0 | 0 | 0.52621 | 0.69489 | 0 | 0 | 0 | 0 | 2.4708 | 0 | 0 | 0 | 0 | 0 | 0 | 0 | 0 | 0 | 0 | 0 | 0 | 0
6 | 2 | 8 | 6 | 1.7931 | 0 | 13.6089 | 0 | 0 | 0 | 0 | 0.029632 | 0 | 0 | 3.9584 | 0 | 19.3901 | 0 | 0 | 0 | 0 | 0 | 0 | 0 | 0 | 0 | 0 | 0 | 0 | 0 | 0.45131 | 0 | 0.71279 | 0.048145 | 0 | 0 | 0.42121 | 0.69443 | 0 | 0 | 0 | 0 | 2.3279 | 0 | 0 | 0 | 0 | 0 | 0 | 0 | 0 | 0 | 0 | 0 | 0 | 0
6 | 2 | 9 | 6 | 1.7931 | 0 | 13.6089 | 0 | 0 | 0 | 0 | 0.082214 | 0 | 0 | 4.1235 | 0 | 19.6078 | 0 | 0 | 0 | 0 | 0 | 0 | 0 | 0 | 0 | 0 | 0 | 0 | 0 | 0.45131 | 0 | 0.71279 | 0.036718 | 0.10258 | 0 | 0.31621 | 0.694 | 0 | 0 | 0 | 0 | 2.3136 | 0 | 0 | 0 | 0 | 0 | 0 | 0 | 0 | 0 | 0 | 0 | 0 | 0
6 | 2 | 10 | 6 | 1.7931 | 0 | 13.6089 | 0 | 0 | 0 | 0 | 0.10238 | 0 | 0 | 3.0266 | 0 | 18.531 | 0 | 0 | 0 | 0 | 0 | 0 | 0 | 0 | 0 | 0 | 0 | 0 | 0 | 0.45131 | 0 | 0.71279 | 0.025286 | 0.38845 | 0 | 0.31621 | 0.69349 | 0 | 0 | 0 | 0 | 2.5875 | 0 | 0 | 0 | 0 | 0 | 0 | 0 | 0 | 0 | 0 | 0 | 0 | 0
6 | 2 | 11 | 6 | 1.7931 | 0 | 13.6089 | 0 | 0 | 0 | 0 | 0.11852 | 0 | 0 | 3.5243 | 0 | 19.0448 | 0 | 0 | 0 | 0 | 0 | 0 | 0 | 0 | 0 | 0 | 0 | 0 | 0 | 0.45131 | 0 | 0.54519 | 0.018664 | 0.57764 | 0 | 0.36871 | 0.69371 | 0 | 0 | 0 | 0 | 2.6552 | 0 | 0 | 0 | 0 | 0 | 0 | 0 | 0 | 0 | 0 | 0 | 0 | 0
6 | 2 | 12 | 6 | 1.7931 | 0 | 8.6613 | 0 | 0 | 0 | 0 | 0.12897 | 0 | 0 | 3.9584 | 0 | 14.5418 | 0 | 0 | 0 | 0 | 0 | 0 | 0 | 0 | 0 | 0 | 0 | 0 | 0 | 0.45131 | 0 | 0.54519 | 0.015402 | 0.51311 | 0 | 0.42121 | 0.69393 | 0 | 0 | 0 | 0 | 2.6402 | 0 | 0 | 0 | 0 | 0 | 0 | 0 | 0 | 0 | 0 | 0 | 0 | 0
6 | 2 | 13 | 6 | 1.7931 | 0 | 13.6089 | 0 | 0 | 0 | 0 | 0.1222 | 0 | 0 | 3.5871 | 0 | 19.1113 | 0 | 0 | 0 | 0 | 0 | 0 | 0 | 0 | 0 | 0 | 0 | 0 | 0 | 0.45131 | 0 | 0.54519 | 0.011371 | 0.67064 | 0 | 0.36871 | 0.69348 | 0 | 0 | 0 | 0 | 2.7407 | 0 | 0 | 0 | 0 | 0 | 0 | 0 | 0 | 0 | 0 | 0 | 0 | 0
6 | 2 | 14 | 6 | 1.7931 | 0 | 13.6089 | 0 | 0 | 0 | 0 | 0.23424 | 0 | 0 | 3.5243 | 0 | 19.1605 | 0 | 0 | 0 | 0 | 0 | 0 | 0 | 0 | 0 | 0 | 0 | 0 | 0 | 0.45131 | 0 | 0.54519 | 0.0080398 | 1.2791 | 0 | 0.36871 | 0.69385 | 0 | 0 | 0 | 0 | 3.3462 | 0 | 0 | 0 | 0 | 0 | 0 | 0 | 0 | 0 | 0 | 0 | 0 | 0
6 | 2 | 15 | 6 | 1.7931 | 0 | 13.6089 | 0 | 0 | 0 | 0 | 0.3205 | 0 | 0 | 3.0266 | 0 | 18.7491 | 0 | 0 | 0 | 0 | 0 | 0 | 0 | 0 | 0 | 0 | 0 | 0 | 0 | 0.45131 | 0 | 0.54519 | 0.0043293 | 1.9589 | 0 | 0.31621 | 0.69365 | 0 | 0 | 0 | 0 | 3.9696 | 0 | 0 | 0 | 0 | 0 | 0 | 0 | 0 | 0 | 0 | 0 | 0 | 0
6 | 2 | 16 | 6 | 1.7931 | 0 | 13.6089 | 0 | 0 | 0 | 0 | 0.35653 | 0 | 0 | 3.0266 | 0 | 18.7852 | 0 | 0 | 0 | 0 | 0 | 0 | 0 | 0 | 0 | 0 | 0 | 0 | 0 | 0.45131 | 0 | 0.54519 | 0.0041458 | 2.2536 | 0 | 0.31621 | 0.69313 | 0 | 0 | 0 | 0 | 4.2636 | 0 | 0 | 0 | 0 | 0 | 0 | 0 | 0 | 0 | 0 | 0 | 0 | 0
6 | 2 | 17 | 6 | 1.7931 | 0 | 13.6089 | 0 | 0 | 0 | 0 | 0.1857 | 0 | 0 | 3.9584 | 0 | 19.5461 | 0 | 0 | 0 | 0 | 0 | 0 | 0 | 0 | 0 | 0 | 0 | 0 | 0 | 0.45131 | 0 | 0.54519 | 0.041696 | 1.0479 | 0 | 0.52621 | 0.69455 | 0 | 0 | 0 | 0 | 3.3068 | 0 | 0 | 0 | 0 | 0 | 0 | 0 | 0 | 0 | 0 | 0 | 0 | 0
6 | 2 | 18 | 6 | 1.7931 | 0 | 9.8982 | 0 | 0 | 0 | 0 | 0.10658 | 0 | 0 | 6.0636 | 0 | 17.8616 | 0 | 0 | 0 | 0 | 0 | 0 | 0 | 0 | 0 | 0 | 0 | 0 | 0 | 0.45131 | 0 | 0.54519 | 0.035368 | 0.58622 | 0 | 0.52621 | 0.69485 | 0 | 0 | 0 | 0 | 2.8392 | 0 | 0 | 0 | 0 | 0 | 0 | 0 | 0 | 0 | 0 | 0 | 0 | 0
6 | 2 | 19 | 6 | 1.7931 | 0 | 2.4769 | 0 | 0 | 0 | 0 | 0.014636 | 0 | 0 | 3.9584 | 0 | 8.2431 | 0 | 0 | 0 | 0 | 0 | 0 | 0 | 0 | 0 | 0 | 0 | 0 | 0 | 0.45131 | 0 | 0.88038 | 0.027935 | 0.025349 | 0 | 0.42121 | 0.69313 | 0 | 0 | 0 | 0 | 2.4993 | 0 | 0 | 0 | 0 | 0 | 0 | 0 | 0 | 0 | 0 | 0 | 0 | 0
6 | 2 | 20 | 6 | 1.7931 | 0 | 2.4769 | 0 | 0 | 0 | 0 | 0.01 | 0 | 0 | 3.5871 | 0 | 7.8671 | 0 | 0 | 0 | 0 | 0 | 0 | 0 | 0 | 0 | 0 | 0 | 0 | 0 | 0.45131 | 0 | 1.1038 | 0.044606 | 0 | 0 | 0.36871 | 0.69253 | 0 | 0 | 0 | 0 | 2.661 | 0 | 0 | 0 | 0 | 0 | 0 | 0 | 0 | 0 | 0 | 0 | 0 | 0
6 | 2 | 21 | 6 | 1.7931 | 0 | 2.4769 | 0 | 0 | 0 | 0 | 0.01 | 0 | 0 | 3.9584 | 0 | 8.2384 | 0 | 0 | 0 | 0 | 0 | 0 | 0 | 0 | 0 | 0 | 0 | 0 | 0 | 0.45131 | 0 | 1.2156 | 0.039511 | 0 | 0 | 0.47371 | 0.69185 | 0 | 0 | 0 | 0 | 2.872 | 0 | 0 | 0 | 0 | 0 | 0 | 0 | 0 | 0 | 0 | 0 | 0 | 0
6 | 2 | 22 | 6 | 1.7931 | 0 | 2.4769 | 0 | 0 | 0 | 0 | 0.01 | 0 | 0 | 3.5812 | 0 | 7.8612 | 0 | 0 | 0 | 0 | 0 | 0 | 0 | 0 | 0 | 0 | 0 | 0 | 0 | 0.45131 | 0 | 1.1038 | 0.040209 | 0 | 0 | 0.31621 | 0.69208 | 0 | 0 | 0 | 0 | 2.6037 | 0 | 0 | 0 | 0 | 0 | 0 | 0 | 0 | 0 | 0 | 0 | 0 | 0
6 | 2 | 23 | 6 | 1.7931 | 0 | 2.4769 | 0 | 0 | 0 | 0 | 0.01 | 0 | 0 | 0.53831 | 0 | 4.8183 | 0 | 0 | 0 | 0 | 0 | 0 | 0 | 0 | 0 | 0 | 0 | 0 | 0 | 0.45131 | 0 | 0.88038 | 0.043133 | 0 | 0 | 0.053706 | 0.69298 | 0 | 0 | 0 | 0 | 2.1215 | 0 | 0 | 0 | 0 | 0 | 0 | 0 | 0 | 0 | 0 | 0 | 0 | 0
6 | 2 | 24 | 6 | 1.7931 | 0 | 2.4769 | 0 | 0 | 0 | 0 | 0.01 | 0 | 0 | 0.53833 | 0 | 4.8183 | 0 | 0 | 0 | 0 | 0 | 0 | 0 | 0 | 0 | 0 | 0 | 0 | 0 | 0.45131 | 0 | 0.54519 | 0.052049 | 0 | 0 | 0.053706 | 0.6946 | 0 | 0 | 0 | 0 | 1.7969 | 0 | 0 | 0 | 0 | 0 | 0 | 0 | 0 | 0 | 0 | 0 | 0 | 0
6 | 3 | 1 | 7 | 1.7931 | 0 | 2.4769 | 0 | 0 | 0 | 0 | 0.01 | 0 | 0 | 0.53836 | 0 | 4.8184 | 0 | 0 | 0 | 0 | 0 | 0 | 0 | 0 | 0 | 0 | 0 | 0 | 0 | 0.45131 | 0 | 0.32173 | 0.05669 | 0 | 0 | 0.053706 | 0.69586 | 0 | 0 | 0 | 0 | 1.5793 | 0 | 0 | 0 | 0 | 0 | 0 | 0 | 0 | 0 | 0 | 0 | 0 | 0
6 | 3 | 2 | 7 | 1.7931 | 0 | 2.4769 | 0 | 0 | 0 | 0 | 0.01 | 0 | 0 | 0.53839 | 0 | 4.8184 | 0 | 0 | 0 | 0 | 0 | 0 | 0 | 0 | 0 | 0 | 0 | 0 | 0 | 0.45131 | 0 | 0.32173 | 0.06135 | 0 | 0 | 0.053706 | 0.69611 | 0 | 0 | 0 | 0 | 1.5842 | 0 | 0 | 0 | 0 | 0 | 0 | 0 | 0 | 0 | 0 | 0 | 0 | 0
6 | 3 | 3 | 7 | 1.7931 | 0 | 2.4769 | 0 | 0 | 0 | 0 | 0.01 | 0 | 0 | 0.53839 | 0 | 4.8184 | 0 | 0 | 0 | 0 | 0 | 0 | 0 | 0 | 0 | 0 | 0 | 0 | 0 | 0.45131 | 0 | 0.32173 | 0.068967 | 0 | 0 | 0.053706 | 0.69623 | 0 | 0 | 0 | 0 | 1.5919 | 0 | 0 | 0 | 0 | 0 | 0 | 0 | 0 | 0 | 0 | 0 | 0 | 0
6 | 3 | 4 | 7 | 1.7931 | 0 | 2.4769 | 0 | 0 | 0 | 0 | 0.01 | 0 | 0 | 0.5384 | 0 | 4.8184 | 0 | 0 | 0 | 0 | 0 | 0 | 0 | 0 | 0 | 0 | 0 | 0 | 0 | 0.45131 | 0 | 0.32173 | 0.072116 | 0 | 0 | 0.053706 | 0.6962 | 0 | 0 | 0 | 0 | 1.5951 | 0 | 0 | 0 | 0 | 0 | 0 | 0 | 0 | 0 | 0 | 0 | 0 | 0
6 | 3 | 5 | 7 | 1.7931 | 0 | 2.4769 | 0 | 0 | 0 | 0 | 0.01 | 0 | 0 | 0.5384 | 0 | 4.8184 | 0 | 0 | 0 | 0 | 0 | 0 | 0 | 0 | 0 | 0 | 0 | 0 | 0 | 0.45131 | 0 | 0.32173 | 0.073086 | 0 | 0 | 0.053706 | 0.6964 | 0 | 0 | 0 | 0 | 1.5962 | 0 | 0 | 0 | 0 | 0 | 0 | 0 | 0 | 0 | 0 | 0 | 0 | 0
6 | 3 | 6 | 7 | 1.7931 | 0 | 2.4769 | 0 | 0 | 0 | 0 | 0.01 | 0 | 0 | 3.0267 | 0 | 7.3067 | 0 | 0 | 0 | 0 | 0 | 0 | 0 | 0 | 0 | 0 | 0 | 0 | 0 | 0.45131 | 0 | 0.54519 | 0.071382 | 0 | 0 | 0.31621 | 0.69533 | 0 | 0 | 0 | 0 | 2.0794 | 0 | 0 | 0 | 0 | 0 | 0 | 0 | 0 | 0 | 0 | 0 | 0 | 0
6 | 3 | 7 | 7 | 1.7931 | 0 | 2.4769 | 0 | 0 | 0 | 0 | 0.01 | 0 | 0 | 3.9584 | 0 | 8.2384 | 0 | 0 | 0 | 0 | 0 | 0 | 0 | 0 | 0 | 0 | 0 | 0 | 0 | 0.45131 | 0 | 0.71279 | 0.063948 | 0 | 0 | 0.52621 | 0.69439 | 0 | 0 | 0 | 0 | 2.4486 | 0 | 0 | 0 | 0 | 0 | 0 | 0 | 0 | 0 | 0 | 0 | 0 | 0
6 | 3 | 8 | 7 | 1.7931 | 0 | 13.6089 | 0 | 0 | 0 | 0 | 0.02458 | 0 | 0 | 3.9584 | 0 | 19.385 | 0 | 0 | 0 | 0 | 0 | 0 | 0 | 0 | 0 | 0 | 0 | 0 | 0 | 0.45131 | 0 | 0.71279 | 0.059336 | 0 | 0 | 0.42121 | 0.69402 | 0 | 0 | 0 | 0 | 2.3387 | 0 | 0 | 0 | 0 | 0 | 0 | 0 | 0 | 0 | 0 | 0 | 0 | 0
6 | 3 | 9 | 7 | 1.7931 | 0 | 13.6089 | 0 | 0 | 0 | 0 | 0.11341 | 0 | 0 | 4.1235 | 0 | 19.6389 | 0 | 0 | 0 | 0 | 0 | 0 | 0 | 0 | 0 | 0 | 0 | 0 | 0 | 0.45131 | 0 | 0.71279 | 0.052129 | 0.29352 | 0 | 0.31621 | 0.69374 | 0 | 0 | 0 | 0 | 2.5197 | 0 | 0 | 0 | 0 | 0 | 0 | 0 | 0 | 0 | 0 | 0 | 0 | 0
6 | 3 | 10 | 7 | 1.7931 | 0 | 13.6089 | 0 | 0 | 0 | 0 | 0.12692 | 0 | 0 | 3.0266 | 0 | 18.5555 | 0 | 0 | 0 | 0 | 0 | 0 | 0 | 0 | 0 | 0 | 0 | 0 | 0 | 0.45131 | 0 | 0.71279 | 0.044346 | 0.54176 | 0 | 0.31621 | 0.6933 | 0 | 0 | 0 | 0 | 2.7597 | 0 | 0 | 0 | 0 | 0 | 0 | 0 | 0 | 0 | 0 | 0 | 0 | 0
6 | 3 | 11 | 7 | 1.7931 | 0 | 13.6089 | 0 | 0 | 0 | 0 | 0.18509 | 0 | 0 | 3.5243 | 0 | 19.1114 | 0 | 0 | 0 | 0 | 0 | 0 | 0 | 0 | 0 | 0 | 0 | 0 | 0 | 0.45131 | 0 | 0.54519 | 0.039095 | 0.72747 | 0 | 0.36871 | 0.69366 | 0 | 0 | 0 | 0 | 2.8254 | 0 | 0 | 0 | 0 | 0 | 0 | 0 | 0 | 0 | 0 | 0 | 0 | 0
6 | 3 | 12 | 7 | 1.7931 | 0 | 8.6613 | 0 | 0 | 0 | 0 | 0.16443 | 0 | 0 | 3.9584 | 0 | 14.5773 | 0 | 0 | 0 | 0 | 0 | 0 | 0 | 0 | 0 | 0 | 0 | 0 | 0 | 0.45131 | 0 | 0.54519 | 0.031989 | 0.78535 | 0 | 0.42121 | 0.69347 | 0 | 0 | 0 | 0 | 2.9285 | 0 | 0 | 0 | 0 | 0 | 0 | 0 | 0 | 0 | 0 | 0 | 0 | 0
6 | 3 | 13 | 7 | 1.7931 | 0 | 13.6089 | 0 | 0 | 0 | 0 | 0.19592 | 0 | 0 | 3.5871 | 0 | 19.185 | 0 | 0 | 0 | 0 | 0 | 0 | 0 | 0 | 0 | 0 | 0 | 0 | 0 | 0.45131 | 0 | 0.54519 | 0.028649 | 1.0557 | 0 | 0.36871 | 0.69349 | 0 | 0 | 0 | 0 | 3.1431 | 0 | 0 | 0 | 0 | 0 | 0 | 0 | 0 | 0 | 0 | 0 | 0 | 0
6 | 3 | 14 | 7 | 1.7931 | 0 | 13.6089 | 0 | 0 | 0 | 0 | 0.17662 | 0 | 0 | 3.5243 | 0 | 19.1029 | 0 | 0 | 0 | 0 | 0 | 0 | 0 | 0 | 0 | 0 | 0 | 0 | 0 | 0.45131 | 0 | 0.54519 | 0.028413 | 0.93473 | 0 | 0.36871 | 0.69337 | 0 | 0 | 0 | 0 | 3.0217 | 0 | 0 | 0 | 0 | 0 | 0 | 0 | 0 | 0 | 0 | 0 | 0 | 0
6 | 3 | 15 | 7 | 1.7931 | 0 | 13.6089 | 0 | 0 | 0 | 0 | 0.30181 | 0 | 0 | 3.0266 | 0 | 18.7304 | 0 | 0 | 0 | 0 | 0 | 0 | 0 | 0 | 0 | 0 | 0 | 0 | 0 | 0.45131 | 0 | 0.54519 | 0.021083 | 1.6554 | 0 | 0.31621 | 0.69303 | 0 | 0 | 0 | 0 | 3.6822 | 0 | 0 | 0 | 0 | 0 | 0 | 0 | 0 | 0 | 0 | 0 | 0 | 0
6 | 3 | 16 | 7 | 1.7931 | 0 | 13.6089 | 0 | 0 | 0 | 0 | 0.37034 | 0 | 0 | 3.0266 | 0 | 18.799 | 0 | 0 | 0 | 0 | 0 | 0 | 0 | 0 | 0 | 0 | 0 | 0 | 0 | 0.45131 | 0 | 0.54519 | 0.013977 | 2.1226 | 0 | 0.31621 | 0.69271 | 0 | 0 | 0 | 0 | 4.142 | 0 | 0 | 0 | 0 | 0 | 0 | 0 | 0 | 0 | 0 | 0 | 0 | 0
6 | 3 | 17 | 7 | 1.7931 | 0 | 13.6089 | 0 | 0 | 0 | 0 | 0.35308 | 0 | 0 | 3.9584 | 0 | 19.7135 | 0 | 0 | 0 | 0 | 0 | 0 | 0 | 0 | 0 | 0 | 0 | 0 | 0 | 0.45131 | 0 | 0.54519 | 0.016892 | 2.0103 | 0 | 0.52621 | 0.69244 | 0 | 0 | 0 | 0 | 4.2423 | 0 | 0 | 0 | 0 | 0 | 0 | 0 | 0 | 0 | 0 | 0 | 0 | 0
6 | 3 | 18 | 7 | 1.7931 | 0 | 9.8982 | 0 | 0 | 0 | 0 | 0.26266 | 0 | 0 | 6.0636 | 0 | 18.0176 | 0 | 0 | 0 | 0 | 0 | 0 | 0 | 0 | 0 | 0 | 0 | 0 | 0 | 0.45131 | 0 | 0.54519 | 0.023794 | 1.4287 | 0 | 0.52621 | 0.69274 | 0 | 0 | 0 | 0 | 3.668 | 0 | 0 | 0 | 0 | 0 | 0 | 0 | 0 | 0 | 0 | 0 | 0 | 0
6 | 3 | 19 | 7 | 1.7931 | 0 | 2.4769 | 0 | 0 | 0 | 0 | 0.10222 | 0 | 0 | 3.9584 | 0 | 8.3306 | 0 | 0 | 0 | 0 | 0 | 0 | 0 | 0 | 0 | 0 | 0 | 0 | 0 | 0.45131 | 0 | 0.88038 | 0.027937 | 0.50886 | 0 | 0.42121 | 0.69177 | 0 | 0 | 0 | 0 | 2.9815 | 0 | 0 | 0 | 0 | 0 | 0 | 0 | 0 | 0 | 0 | 0 | 0 | 0
6 | 3 | 20 | 7 | 1.7931 | 0 | 2.4769 | 0 | 0 | 0 | 0 | 0.041546 | 0 | 0 | 3.587 | 0 | 7.8986 | 0 | 0 | 0 | 0 | 0 | 0 | 0 | 0 | 0 | 0 | 0 | 0 | 0 | 0.45131 | 0 | 1.1038 | 0.023383 | 0.16811 | 0 | 0.36871 | 0.69043 | 0 | 0 | 0 | 0 | 2.8058 | 0 | 0 | 0 | 0 | 0 | 0 | 0 | 0 | 0 | 0 | 0 | 0 | 0
6 | 3 | 21 | 7 | 1.7931 | 0 | 2.4769 | 0 | 0 | 0 | 0 | 0.018706 | 0 | 0 | 3.9584 | 0 | 8.2471 | 0 | 0 | 0 | 0 | 0 | 0 | 0 | 0 | 0 | 0 | 0 | 0 | 0 | 0.45131 | 0 | 1.2156 | 0 | 0.044342 | 0 | 0.47371 | 0.6901 | 0 | 0 | 0 | 0 | 2.875 | 0 | 0 | 0 | 0 | 0 | 0 | 0 | 0 | 0 | 0 | 0 | 0 | 0
6 | 3 | 22 | 7 | 1.7931 | 0 | 2.4769 | 0 | 0 | 0 | 0 | 0.012942 | 0 | 0 | 3.5811 | 0 | 7.8641 | 0 | 0 | 0 | 0 | 0 | 0 | 0 | 0 | 0 | 0 | 0 | 0 | 0 | 0.45131 | 0 | 1.1038 | 0.0313 | 0.014432 | 0 | 0.31621 | 0.69037 | 0 | 0 | 0 | 0 | 2.6075 | 0 | 0 | 0 | 0 | 0 | 0 | 0 | 0 | 0 | 0 | 0 | 0 | 0
6 | 3 | 23 | 7 | 1.7931 | 0 | 2.4769 | 0 | 0 | 0 | 0 | 0.01 | 0 | 0 | 0.53828 | 0 | 4.8183 | 0 | 0 | 0 | 0 | 0 | 0 | 0 | 0 | 0 | 0 | 0 | 0 | 0 | 0.45131 | 0 | 0.88038 | 0.038285 | 0 | 0 | 0.053706 | 0.69147 | 0 | 0 | 0 | 0 | 2.1151 | 0 | 0 | 0 | 0 | 0 | 0 | 0 | 0 | 0 | 0 | 0 | 0 | 0
6 | 3 | 24 | 7 | 1.7931 | 0 | 2.4769 | 0 | 0 | 0 | 0 | 0.01 | 0 | 0 | 0.5383 | 0 | 4.8183 | 0 | 0 | 0 | 0 | 0 | 0 | 0 | 0 | 0 | 0 | 0 | 0 | 0 | 0.45131 | 0 | 0.54519 | 0.046821 | 0 | 0 | 0.053706 | 0.69315 | 0 | 0 | 0 | 0 | 1.7902 | 0 | 0 | 0 | 0 | 0 | 0 | 0 | 0 | 0 | 0 | 0 | 0 | 0
6 | 4 | 1 | 1 | 1.7931 | 0 | 2.4769 | 0 | 0 | 0 | 0 | 0.01 | 0 | 0 | 0.53834 | 0 | 4.8184 | 0 | 0 | 0 | 0 | 0 | 0 | 0 | 0 | 0 | 0 | 0 | 0 | 0 | 0.45131 | 0 | 0.32173 | 0.055003 | 0 | 0 | 0.053706 | 0.69449 | 0 | 0 | 0 | 0 | 1.5762 | 0 | 0 | 0 | 0 | 0 | 0 | 0 | 0 | 0 | 0 | 0 | 0 | 0
6 | 4 | 2 | 1 | 1.7931 | 0 | 2.4769 | 0 | 0 | 0 | 0 | 0.01 | 0 | 0 | 0.53836 | 0 | 4.8184 | 0 | 0 | 0 | 0 | 0 | 0 | 0 | 0 | 0 | 0 | 0 | 0 | 0 | 0.45131 | 0 | 0.32173 | 0.063382 | 0 | 0 | 0.053706 | 0.69495 | 0 | 0 | 0 | 0 | 1.5851 | 0 | 0 | 0 | 0 | 0 | 0 | 0 | 0 | 0 | 0 | 0 | 0 | 0
6 | 4 | 3 | 1 | 1.7931 | 0 | 2.4769 | 0 | 0 | 0 | 0 | 0.01 | 0 | 0 | 0.53837 | 0 | 4.8184 | 0 | 0 | 0 | 0 | 0 | 0 | 0 | 0 | 0 | 0 | 0 | 0 | 0 | 0.45131 | 0 | 0.32173 | 0.070242 | 0 | 0 | 0.053706 | 0.69506 | 0 | 0 | 0 | 0 | 1.592 | 0 | 0 | 0 | 0 | 0 | 0 | 0 | 0 | 0 | 0 | 0 | 0 | 0
6 | 4 | 4 | 1 | 1.7931 | 0 | 2.4769 | 0 | 0 | 0 | 0 | 0.01 | 0 | 0 | 0.53837 | 0 | 4.8184 | 0 | 0 | 0 | 0 | 0 | 0 | 0 | 0 | 0 | 0 | 0 | 0 | 0 | 0.45131 | 0 | 0.32173 | 0.072403 | 0 | 0 | 0.053706 | 0.6949 | 0 | 0 | 0 | 0 | 1.5941 | 0 | 0 | 0 | 0 | 0 | 0 | 0 | 0 | 0 | 0 | 0 | 0 | 0
6 | 4 | 5 | 1 | 1.7931 | 0 | 2.4769 | 0 | 0 | 0 | 0 | 0.01 | 0 | 0 | 0.53837 | 0 | 4.8184 | 0 | 0 | 0 | 0 | 0 | 0 | 0 | 0 | 0 | 0 | 0 | 0 | 0 | 0.45131 | 0 | 0.32173 | 0.075047 | 0 | 0 | 0.053706 | 0.69484 | 0 | 0 | 0 | 0 | 1.5966 | 0 | 0 | 0 | 0 | 0 | 0 | 0 | 0 | 0 | 0 | 0 | 0 | 0
6 | 4 | 6 | 1 | 1.7931 | 0 | 2.4769 | 0 | 0 | 0 | 0 | 0.01 | 0 | 0 | 3.0266 | 0 | 7.3067 | 0 | 0 | 0 | 0 | 0 | 0 | 0 | 0 | 0 | 0 | 0 | 0 | 0 | 0.45131 | 0 | 0.54519 | 0.068431 | 0 | 0 | 0.31621 | 0.69408 | 0 | 0 | 0 | 0 | 2.0752 | 0 | 0 | 0 | 0 | 0 | 0 | 0 | 0 | 0 | 0 | 0 | 0 | 0
6 | 4 | 7 | 1 | 1.7931 | 0 | 2.4769 | 0 | 0 | 0 | 0 | 0.010419 | 0 | 0 | 3.9584 | 0 | 8.2388 | 0 | 0 | 0 | 0 | 0 | 0 | 0 | 0 | 0 | 0 | 0 | 0 | 0 | 0.45131 | 0 | 0.71279 | 0.061174 | 0 | 0 | 0.52621 | 0.69314 | 0 | 0 | 0 | 0 | 2.4446 | 0 | 0 | 0 | 0 | 0 | 0 | 0 | 0 | 0 | 0 | 0 | 0 | 0
6 | 4 | 8 | 1 | 1.7931 | 0 | 13.6089 | 0 | 0 | 0 | 0 | 0.08958 | 0 | 0 | 3.9584 | 0 | 19.45 | 0 | 0 | 0 | 0 | 0 | 0 | 0 | 0 | 0 | 0 | 0 | 0 | 0 | 0.45131 | 0 | 0.71279 | 0.056212 | 0.048874 | 0 | 0.42121 | 0.69264 | 0 | 0 | 0 | 0 | 2.383 | 0 | 0 | 0 | 0 | 0 | 0 | 0 | 0 | 0 | 0 | 0 | 0 | 0
6 | 4 | 9 | 1 | 1.7931 | 0 | 13.6089 | 0 | 0 | 0 | 0 | 0.10649 | 0 | 0 | 4.1235 | 0 | 19.632 | 0 | 0 | 0 | 0 | 0 | 0 | 0 | 0 | 0 | 0 | 0 | 0 | 0 | 0.45131 | 0 | 0.71279 | 0.049077 | 0.55864 | 0 | 0.31621 | 0.69221 | 0 | 0 | 0 | 0 | 2.7802 | 0 | 0 | 0 | 0 | 0 | 0 | 0 | 0 | 0 | 0 | 0 | 0 | 0
6 | 4 | 10 | 1 | 1.7931 | 0 | 13.6089 | 0 | 0 | 0 | 0 | 0.14313 | 0 | 0 | 3.0266 | 0 | 18.5717 | 0 | 0 | 0 | 0 | 0 | 0 | 0 | 0 | 0 | 0 | 0 | 0 | 0 | 0.45131 | 0 | 0.71279 | 0.044574 | 0.5072 | 0 | 0.31621 | 0.69173 | 0 | 0 | 0 | 0 | 2.7238 | 0 | 0 | 0 | 0 | 0 | 0 | 0 | 0 | 0 | 0 | 0 | 0 | 0
6 | 4 | 11 | 1 | 1.7931 | 0 | 13.6089 | 0 | 0 | 0 | 0 | 0.19426 | 0 | 0 | 3.5242 | 0 | 19.1205 | 0 | 0 | 0 | 0 | 0 | 0 | 0 | 0 | 0 | 0 | 0 | 0 | 0 | 0.45131 | 0 | 0.54519 | 0.040462 | 0.92287 | 0 | 0.36871 | 0.69213 | 0 | 0 | 0 | 0 | 3.0207 | 0 | 0 | 0 | 0 | 0 | 0 | 0 | 0 | 0 | 0 | 0 | 0 | 0
6 | 4 | 12 | 1 | 1.7931 | 0 | 8.6613 | 0 | 0 | 0 | 0 | 0.17621 | 0 | 0 | 3.9584 | 0 | 14.589 | 0 | 0 | 0 | 0 | 0 | 0 | 0 | 0 | 0 | 0 | 0 | 0 | 0 | 0.45131 | 0 | 0.54519 | 0.034619 | 0.86497 | 0 | 0.42121 | 0.6921 | 0 | 0 | 0 | 0 | 3.0094 | 0 | 0 | 0 | 0 | 0 | 0 | 0 | 0 | 0 | 0 | 0 | 0 | 0
6 | 4 | 13 | 1 | 1.7931 | 0 | 13.6089 | 0 | 0 | 0 | 0 | 0.26997 | 0 | 0 | 3.587 | 0 | 19.259 | 0 | 0 | 0 | 0 | 0 | 0 | 0 | 0 | 0 | 0 | 0 | 0 | 0 | 0.45131 | 0 | 0.54519 | 0.028479 | 1.3102 | 0 | 0.36871 | 0.69201 | 0 | 0 | 0 | 0 | 3.3959 | 0 | 0 | 0 | 0 | 0 | 0 | 0 | 0 | 0 | 0 | 0 | 0 | 0
6 | 4 | 14 | 1 | 1.7931 | 0 | 13.6089 | 0 | 0 | 0 | 0 | 0.27447 | 0 | 0 | 3.5242 | 0 | 19.2007 | 0 | 0 | 0 | 0 | 0 | 0 | 0 | 0 | 0 | 0 | 0 | 0 | 0 | 0.45131 | 0 | 0.54519 | 0.034354 | 1.3419 | 0 | 0.36871 | 0.69201 | 0 | 0 | 0 | 0 | 3.4334 | 0 | 0 | 0 | 0 | 0 | 0 | 0 | 0 | 0 | 0 | 0 | 0 | 0
6 | 4 | 15 | 1 | 1.7931 | 0 | 13.6089 | 0 | 0 | 0 | 0 | 0.2715 | 0 | 0 | 3.0266 | 0 | 18.7001 | 0 | 0 | 0 | 0 | 0 | 0 | 0 | 0 | 0 | 0 | 0 | 0 | 0 | 0.45131 | 0 | 0.54519 | 0.037627 | 1.2839 | 0 | 0.31621 | 0.69214 | 0 | 0 | 0 | 0 | 3.3264 | 0 | 0 | 0 | 0 | 0 | 0 | 0 | 0 | 0 | 0 | 0 | 0 | 0
6 | 4 | 16 | 1 | 1.7931 | 0 | 13.6089 | 0 | 0 | 0 | 0 | 0.24052 | 0 | 0 | 3.0266 | 0 | 18.6691 | 0 | 0 | 0 | 0 | 0 | 0 | 0 | 0 | 0 | 0 | 0 | 0 | 0 | 0.45131 | 0 | 0.54519 | 0.041001 | 1.1405 | 0 | 0.31621 | 0.6923 | 0 | 0 | 0 | 0 | 3.1865 | 0 | 0 | 0 | 0 | 0 | 0 | 0 | 0 | 0 | 0 | 0 | 0 | 0
6 | 4 | 17 | 1 | 1.7931 | 0 | 13.6089 | 0 | 0 | 0 | 0 | 0.19828 | 0 | 0 | 3.9584 | 0 | 19.5587 | 0 | 0 | 0 | 0 | 0 | 0 | 0 | 0 | 0 | 0 | 0 | 0 | 0 | 0.45131 | 0 | 0.54519 | 0.044527 | 0.96632 | 0 | 0.52621 | 0.69249 | 0 | 0 | 0 | 0 | 3.226 | 0 | 0 | 0 | 0 | 0 | 0 | 0 | 0 | 0 | 0 | 0 | 0 | 0
6 | 4 | 18 | 1 | 1.7931 | 0 | 9.8982 | 0 | 0 | 0 | 0 | 0.10555 | 0 | 0 | 6.0636 | 0 | 17.8605 | 0 | 0 | 0 | 0 | 0 | 0 | 0 | 0 | 0 | 0 | 0 | 0 | 0 | 0.45131 | 0 | 0.54519 | 0.054266 | 0.50571 | 0 | 0.52621 | 0.69282 | 0 | 0 | 0 | 0 | 2.7755 | 0 | 0 | 0 | 0 | 0 | 0 | 0 | 0 | 0 | 0 | 0 | 0 | 0
6 | 4 | 19 | 1 | 1.7931 | 0 | 2.4769 | 0 | 0 | 0 | 0 | 0.016388 | 0 | 0 | 3.9584 | 0 | 8.2448 | 0 | 0 | 0 | 0 | 0 | 0 | 0 | 0 | 0 | 0 | 0 | 0 | 0 | 0.45131 | 0 | 0.88038 | 0.045886 | 0.032795 | 0 | 0.42121 | 0.69138 | 0 | 0 | 0 | 0 | 2.523 | 0 | 0 | 0 | 0 | 0 | 0 | 0 | 0 | 0 | 0 | 0 | 0 | 0
6 | 4 | 20 | 1 | 1.7931 | 0 | 2.4769 | 0 | 0 | 0 | 0 | 0.01 | 0 | 0 | 3.587 | 0 | 7.867 | 0 | 0 | 0 | 0 | 0 | 0 | 0 | 0 | 0 | 0 | 0 | 0 | 0 | 0.45131 | 0 | 1.1038 | 0 | 0 | 0 | 0.36871 | 0.6901 | 0 | 0 | 0 | 0 | 2.614 | 0 | 0 | 0 | 0 | 0 | 0 | 0 | 0 | 0 | 0 | 0 | 0 | 0
6 | 4 | 21 | 1 | 1.7931 | 0 | 2.4769 | 0 | 0 | 0 | 0 | 0.01 | 0 | 0 | 3.9584 | 0 | 8.2384 | 0 | 0 | 0 | 0 | 0 | 0 | 0 | 0 | 0 | 0 | 0 | 0 | 0 | 0.45131 | 0 | 1.2156 | 0 | 0 | 0 | 0.47371 | 0.6901 | 0 | 0 | 0 | 0 | 2.8307 | 0 | 0 | 0 | 0 | 0 | 0 | 0 | 0 | 0 | 0 | 0 | 0 | 0
6 | 4 | 22 | 1 | 1.7931 | 0 | 2.4769 | 0 | 0 | 0 | 0 | 0.01 | 0 | 0 | 3.5811 | 0 | 7.8611 | 0 | 0 | 0 | 0 | 0 | 0 | 0 | 0 | 0 | 0 | 0 | 0 | 0 | 0.45131 | 0 | 1.1038 | 0 | 0 | 0 | 0.31621 | 0.6901 | 0 | 0 | 0 | 0 | 2.5615 | 0 | 0 | 0 | 0 | 0 | 0 | 0 | 0 | 0 | 0 | 0 | 0 | 0
6 | 4 | 23 | 1 | 1.7931 | 0 | 2.4769 | 0 | 0 | 0 | 0 | 0.01 | 0 | 0 | 0.53823 | 0 | 4.8182 | 0 | 0 | 0 | 0 | 0 | 0 | 0 | 0 | 0 | 0 | 0 | 0 | 0 | 0.45131 | 0 | 0.88038 | 0.045012 | 0 | 0 | 0.053706 | 0.69018 | 0 | 0 | 0 | 0 | 2.1206 | 0 | 0 | 0 | 0 | 0 | 0 | 0 | 0 | 0 | 0 | 0 | 0 | 0
6 | 4 | 24 | 1 | 1.7931 | 0 | 2.4769 | 0 | 0 | 0 | 0 | 0.01 | 0 | 0 | 0.53828 | 0 | 4.8183 | 0 | 0 | 0 | 0 | 0 | 0 | 0 | 0 | 0 | 0 | 0 | 0 | 0 | 0.45131 | 0 | 0.54519 | 0.056489 | 0 | 0 | 0.053706 | 0.69216 | 0 | 0 | 0 | 0 | 1.7989 | 0 | 0 | 0 | 0 | 0 | 0 | 0 | 0 | 0 | 0 | 0 | 0 | 0
6 | 5 | 1 | 2 | 1.7931 | 0 | 2.4769 | 0 | 0 | 0 | 0 | 0.01 | 0 | 0 | 0.53832 | 0 | 4.8183 | 0 | 0 | 0 | 0 | 0 | 0 | 0 | 0 | 0 | 0 | 0 | 0 | 0 | 0.45131 | 0 | 0.32173 | 0.066627 | 0 | 0 | 0.053706 | 0.69375 | 0 | 0 | 0 | 0 | 1.5871 | 0 | 0 | 0 | 0 | 0 | 0 | 0 | 0 | 0 | 0 | 0 | 0 | 0
6 | 5 | 2 | 2 | 1.7931 | 0 | 2.4769 | 0 | 0 | 0 | 0 | 0.01 | 0 | 0 | 0.53835 | 0 | 4.8184 | 0 | 0 | 0 | 0 | 0 | 0 | 0 | 0 | 0 | 0 | 0 | 0 | 0 | 0.45131 | 0 | 0.32173 | 0.068717 | 0 | 0 | 0.053706 | 0.69416 | 0 | 0 | 0 | 0 | 1.5896 | 0 | 0 | 0 | 0 | 0 | 0 | 0 | 0 | 0 | 0 | 0 | 0 | 0
6 | 5 | 3 | 2 | 1.7931 | 0 | 2.4769 | 0 | 0 | 0 | 0 | 0.01 | 0 | 0 | 0.53836 | 0 | 4.8184 | 0 | 0 | 0 | 0 | 0 | 0 | 0 | 0 | 0 | 0 | 0 | 0 | 0 | 0.45131 | 0 | 0.32173 | 0.069826 | 0 | 0 | 0.053706 | 0.69439 | 0 | 0 | 0 | 0 | 1.591 | 0 | 0 | 0 | 0 | 0 | 0 | 0 | 0 | 0 | 0 | 0 | 0 | 0
6 | 5 | 4 | 2 | 1.7931 | 0 | 2.4769 | 0 | 0 | 0 | 0 | 0.01 | 0 | 0 | 0.53836 | 0 | 4.8184 | 0 | 0 | 0 | 0 | 0 | 0 | 0 | 0 | 0 | 0 | 0 | 0 | 0 | 0.45131 | 0 | 0.32173 | 0.074089 | 0 | 0 | 0.053706 | 0.69467 | 0 | 0 | 0 | 0 | 1.5955 | 0 | 0 | 0 | 0 | 0 | 0 | 0 | 0 | 0 | 0 | 0 | 0 | 0
6 | 5 | 5 | 2 | 1.7931 | 0 | 2.4769 | 0 | 0 | 0 | 0 | 0.01 | 0 | 0 | 0.53837 | 0 | 4.8184 | 0 | 0 | 0 | 0 | 0 | 0 | 0 | 0 | 0 | 0 | 0 | 0 | 0 | 0.45131 | 0 | 0.32173 | 0.074405 | 0 | 0 | 0.053706 | 0.69473 | 0 | 0 | 0 | 0 | 1.5959 | 0 | 0 | 0 | 0 | 0 | 0 | 0 | 0 | 0 | 0 | 0 | 0 | 0
6 | 5 | 6 | 2 | 1.7931 | 0 | 2.4769 | 0 | 0 | 0 | 0 | 0.01 | 0 | 0 | 3.0266 | 0 | 7.3067 | 0 | 0 | 0 | 0 | 0 | 0 | 0 | 0 | 0 | 0 | 0 | 0 | 0 | 0.45131 | 0 | 0.54519 | 0.069999 | 0 | 0 | 0.31621 | 0.69386 | 0 | 0 | 0 | 0 | 2.0766 | 0 | 0 | 0 | 0 | 0 | 0 | 0 | 0 | 0 | 0 | 0 | 0 | 0
6 | 5 | 7 | 2 | 1.7931 | 0 | 2.4769 | 0 | 0 | 0 | 0 | 0.01 | 0 | 0 | 3.9584 | 0 | 8.2384 | 0 | 0 | 0 | 0 | 0 | 0 | 0 | 0 | 0 | 0 | 0 | 0 | 0 | 0.45131 | 0 | 0.71279 | 0.062857 | 0 | 0 | 0.52621 | 0.69295 | 0 | 0 | 0 | 0 | 2.4461 | 0 | 0 | 0 | 0 | 0 | 0 | 0 | 0 | 0 | 0 | 0 | 0 | 0
6 | 5 | 8 | 2 | 1.7931 | 0 | 13.6089 | 0 | 0 | 0 | 0 | 0.01 | 0 | 0 | 3.9584 | 0 | 19.3704 | 0 | 0 | 0 | 0 | 0 | 0 | 0 | 0 | 0 | 0 | 0 | 0 | 0 | 0.45131 | 0 | 0.71279 | 0.060397 | 0 | 0 | 0.42121 | 0.69299 | 0 | 0 | 0 | 0 | 2.3387 | 0 | 0 | 0 | 0 | 0 | 0 | 0 | 0 | 0 | 0 | 0 | 0 | 0
6 | 5 | 9 | 2 | 1.7931 | 0 | 13.6089 | 0 | 0 | 0 | 0 | 0.01 | 0 | 0 | 4.1235 | 0 | 19.5355 | 0 | 0 | 0 | 0 | 0 | 0 | 0 | 0 | 0 | 0 | 0 | 0 | 0 | 0.45131 | 0 | 0.71279 | 0.057579 | 0 | 0 | 0.31621 | 0.69296 | 0 | 0 | 0 | 0 | 2.2309 | 0 | 0 | 0 | 0 | 0 | 0 | 0 | 0 | 0 | 0 | 0 | 0 | 0
6 | 5 | 10 | 2 | 1.7931 | 0 | 13.6089 | 0 | 0 | 0 | 0 | 0.01 | 0 | 0 | 3.0266 | 0 | 18.4386 | 0 | 0 | 0 | 0 | 0 | 0 | 0 | 0 | 0 | 0 | 0 | 0 | 0 | 0.45131 | 0 | 0.71279 | 0.051007 | 0 | 0 | 0.31621 | 0.6927 | 0 | 0 | 0 | 0 | 2.224 | 0 | 0 | 0 | 0 | 0 | 0 | 0 | 0 | 0 | 0 | 0 | 0 | 0
6 | 5 | 11 | 2 | 1.7931 | 0 | 13.6089 | 0 | 0 | 0 | 0 | 0.01 | 0 | 0 | 3.5242 | 0 | 18.9363 | 0 | 0 | 0 | 0 | 0 | 0 | 0 | 0 | 0 | 0 | 0 | 0 | 0 | 0.45131 | 0 | 0.54519 | 0.050067 | 0 | 0 | 0.36871 | 0.69322 | 0 | 0 | 0 | 0 | 2.1085 | 0 | 0 | 0 | 0 | 0 | 0 | 0 | 0 | 0 | 0 | 0 | 0 | 0
6 | 5 | 12 | 2 | 1.7931 | 0 | 8.6613 | 0 | 0 | 0 | 0 | 0.01 | 0 | 0 | 3.9584 | 0 | 14.4229 | 0 | 0 | 0 | 0 | 0 | 0 | 0 | 0 | 0 | 0 | 0 | 0 | 0 | 0.45131 | 0 | 0.54519 | 0.062342 | 0 | 0 | 0.42121 | 0.69401 | 0 | 0 | 0 | 0 | 2.1741 | 0 | 0 | 0 | 0 | 0 | 0 | 0 | 0 | 0 | 0 | 0 | 0 | 0
6 | 5 | 13 | 2 | 1.7931 | 0 | 13.6089 | 0 | 0 | 0 | 0 | 0.01 | 0 | 0 | 3.5871 | 0 | 18.9991 | 0 | 0 | 0 | 0 | 0 | 0 | 0 | 0 | 0 | 0 | 0 | 0 | 0 | 0.45131 | 0 | 0.54519 | 0.067826 | 0 | 0 | 0.36871 | 0.69458 | 0 | 0 | 0 | 0 | 2.1276 | 0 | 0 | 0 | 0 | 0 | 0 | 0 | 0 | 0 | 0 | 0 | 0 | 0
6 | 5 | 14 | 2 | 1.7931 | 0 | 13.6089 | 0 | 0 | 0 | 0 | 0.01 | 0 | 0 | 3.5243 | 0 | 18.9363 | 0 | 0 | 0 | 0 | 0 | 0 | 0 | 0 | 0 | 0 | 0 | 0 | 0 | 0.45131 | 0 | 0.54519 | 0.069328 | 0 | 0 | 0.36871 | 0.69489 | 0 | 0 | 0 | 0 | 2.1294 | 0 | 0 | 0 | 0 | 0 | 0 | 0 | 0 | 0 | 0 | 0 | 0 | 0
6 | 5 | 15 | 2 | 1.7931 | 0 | 13.6089 | 0 | 0 | 0 | 0 | 0.01 | 0 | 0 | 3.0266 | 0 | 18.4386 | 0 | 0 | 0 | 0 | 0 | 0 | 0 | 0 | 0 | 0 | 0 | 0 | 0 | 0.45131 | 0 | 0.54519 | 0.069393 | 0 | 0 | 0.31621 | 0.6949 | 0 | 0 | 0 | 0 | 2.077 | 0 | 0 | 0 | 0 | 0 | 0 | 0 | 0 | 0 | 0 | 0 | 0 | 0
6 | 5 | 16 | 2 | 1.7931 | 0 | 13.6089 | 0 | 0 | 0 | 0 | 0.01 | 0 | 0 | 3.0266 | 0 | 18.4386 | 0 | 0 | 0 | 0 | 0 | 0 | 0 | 0 | 0 | 0 | 0 | 0 | 0 | 0.45131 | 0 | 0.54519 | 0.070101 | 0 | 0 | 0.31621 | 0.69505 | 0 | 0 | 0 | 0 | 2.0779 | 0 | 0 | 0 | 0 | 0 | 0 | 0 | 0 | 0 | 0 | 0 | 0 | 0
6 | 5 | 17 | 2 | 1.7931 | 0 | 13.6089 | 0 | 0 | 0 | 0 | 0.01 | 0 | 0 | 3.9584 | 0 | 19.3704 | 0 | 0 | 0 | 0 | 0 | 0 | 0 | 0 | 0 | 0 | 0 | 0 | 0 | 0.45131 | 0 | 0.54519 | 0.076551 | 0 | 0 | 0.52621 | 0.69575 | 0 | 0 | 0 | 0 | 2.295 | 0 | 0 | 0 | 0 | 0 | 0 | 0 | 0 | 0 | 0 | 0 | 0 | 0
6 | 5 | 18 | 2 | 1.7931 | 0 | 9.8982 | 0 | 0 | 0 | 0 | 0.01 | 0 | 0 | 6.0637 | 0 | 17.765 | 0 | 0 | 0 | 0 | 0 | 0 | 0 | 0 | 0 | 0 | 0 | 0 | 0 | 0.45131 | 0 | 0.54519 | 0.077095 | 0 | 0 | 0.52621 | 0.69584 | 0 | 0 | 0 | 0 | 2.2956 | 0 | 0 | 0 | 0 | 0 | 0 | 0 | 0 | 0 | 0 | 0 | 0 | 0
6 | 5 | 19 | 2 | 1.7931 | 0 | 2.4769 | 0 | 0 | 0 | 0 | 0.01 | 0 | 0 | 3.9584 | 0 | 8.2384 | 0 | 0 | 0 | 0 | 0 | 0 | 0 | 0 | 0 | 0 | 0 | 0 | 0 | 0.45131 | 0 | 0.88038 | 0.069213 | 0 | 0 | 0.42121 | 0.69424 | 0 | 0 | 0 | 0 | 2.5164 | 0 | 0 | 0 | 0 | 0 | 0 | 0 | 0 | 0 | 0 | 0 | 0 | 0
6 | 5 | 20 | 2 | 1.7931 | 0 | 2.4769 | 0 | 0 | 0 | 0 | 0.010011 | 0 | 0 | 3.5871 | 0 | 7.8671 | 0 | 0 | 0 | 0 | 0 | 0 | 0 | 0 | 0 | 0 | 0 | 0 | 0 | 0.45131 | 0 | 1.1038 | 0.063295 | 0 | 0 | 0.36871 | 0.69303 | 0 | 0 | 0 | 0 | 2.6802 | 0 | 0 | 0 | 0 | 0 | 0 | 0 | 0 | 0 | 0 | 0 | 0 | 0
6 | 5 | 21 | 2 | 1.7931 | 0 | 2.4769 | 0 | 0 | 0 | 0 | 0.010605 | 0 | 0 | 3.9584 | 0 | 8.239 | 0 | 0 | 0 | 0 | 0 | 0 | 0 | 0 | 0 | 0 | 0 | 0 | 0 | 0.45131 | 0 | 1.2156 | 0.095792 | 0 | 0 | 0.47371 | 0.69226 | 0 | 0 | 0 | 0 | 2.9286 | 0 | 0 | 0 | 0 | 0 | 0 | 0 | 0 | 0 | 0 | 0 | 0 | 0
6 | 5 | 22 | 2 | 1.7931 | 0 | 2.4769 | 0 | 0 | 0 | 0 | 0.011765 | 0 | 0 | 3.5812 | 0 | 7.863 | 0 | 0 | 0 | 0 | 0 | 0 | 0 | 0 | 0 | 0 | 0 | 0 | 0 | 0.45131 | 0 | 1.1038 | 0.10479 | 0 | 0 | 0.31621 | 0.69275 | 0 | 0 | 0 | 0 | 2.6689 | 0 | 0 | 0 | 0 | 0 | 0 | 0 | 0 | 0 | 0 | 0 | 0 | 0
6 | 5 | 23 | 2 | 1.7931 | 0 | 2.4769 | 0 | 0 | 0 | 0 | 0.01 | 0 | 0 | 0.53833 | 0 | 4.8183 | 0 | 0 | 0 | 0 | 0 | 0 | 0 | 0 | 0 | 0 | 0 | 0 | 0 | 0.45131 | 0 | 0.88038 | 0.070492 | 0 | 0 | 0.053706 | 0.69398 | 0 | 0 | 0 | 0 | 2.1499 | 0 | 0 | 0 | 0 | 0 | 0 | 0 | 0 | 0 | 0 | 0 | 0 | 0
6 | 5 | 24 | 2 | 1.7931 | 0 | 2.4769 | 0 | 0 | 0 | 0 | 0.01 | 0 | 0 | 0.53835 | 0 | 4.8184 | 0 | 0 | 0 | 0 | 0 | 0 | 0 | 0 | 0 | 0 | 0 | 0 | 0 | 0.45131 | 0 | 0.54519 | 0.086035 | 0 | 0 | 0.053706 | 0.69639 | 0 | 0 | 0 | 0 | 1.8326 | 0 | 0 | 0 | 0 | 0 | 0 | 0 | 0 | 0 | 0 | 0 | 0 | 0
6 | 6 | 1 | 3 | 1.7931 | 0 | 2.4769 | 0 | 0 | 0 | 0 | 0.01 | 0 | 0 | 0.5384 | 0 | 4.8184 | 0 | 0 | 0 | 0 | 0 | 0 | 0 | 0 | 0 | 0 | 0 | 0 | 0 | 0.45131 | 0 | 0.32173 | 0.095695 | 0 | 0 | 0.053706 | 0.69815 | 0 | 0 | 0 | 0 | 1.6206 | 0 | 0 | 0 | 0 | 0 | 0 | 0 | 0 | 0 | 0 | 0 | 0 | 0
6 | 6 | 2 | 3 | 1.7931 | 0 | 2.4769 | 0 | 0 | 0 | 0 | 0.01 | 0 | 0 | 0.53843 | 0 | 4.8185 | 0 | 0 | 0 | 0 | 0 | 0 | 0 | 0 | 0 | 0 | 0 | 0 | 0 | 0.45131 | 0 | 0.32173 | 0.09912 | 0 | 0 | 0.053706 | 0.69874 | 0 | 0 | 0 | 0 | 1.6246 | 0 | 0 | 0 | 0 | 0 | 0 | 0 | 0 | 0 | 0 | 0 | 0 | 0
6 | 6 | 3 | 3 | 1.7931 | 0 | 2.4769 | 0 | 0 | 0 | 0 | 0.01 | 0 | 0 | 0.53845 | 0 | 4.8185 | 0 | 0 | 0 | 0 | 0 | 0 | 0 | 0 | 0 | 0 | 0 | 0 | 0 | 0.45131 | 0 | 0.32173 | 0.10718 | 0 | 0 | 0.053706 | 0.69956 | 0 | 0 | 0 | 0 | 1.6335 | 0 | 0 | 0 | 0 | 0 | 0 | 0 | 0 | 0 | 0 | 0 | 0 | 0
6 | 6 | 4 | 3 | 1.7931 | 0 | 2.4769 | 0 | 0 | 0 | 0 | 0.01 | 0 | 0 | 0.53846 | 0 | 4.8185 | 0 | 0 | 0 | 0 | 0 | 0 | 0 | 0 | 0 | 0 | 0 | 0 | 0 | 0.45131 | 0 | 0.32173 | 0.10895 | 0 | 0 | 0.053706 | 0.69987 | 0 | 0 | 0 | 0 | 1.6356 | 0 | 0 | 0 | 0 | 0 | 0 | 0 | 0 | 0 | 0 | 0 | 0 | 0
6 | 6 | 5 | 3 | 1.7931 | 0 | 2.4769 | 0 | 0 | 0 | 0 | 0.01 | 0 | 0 | 0.53847 | 0 | 4.8185 | 0 | 0 | 0 | 0 | 0 | 0 | 0 | 0 | 0 | 0 | 0 | 0 | 0 | 0.45131 | 0 | 0.32173 | 0.11603 | 0 | 0 | 0.053706 | 0.70043 | 0 | 0 | 0 | 0 | 1.6432 | 0 | 0 | 0 | 0 | 0 | 0 | 0 | 0 | 0 | 0 | 0 | 0 | 0
6 | 6 | 6 | 3 | 1.7931 | 0 | 2.4769 | 0 | 0 | 0 | 0 | 0.01 | 0 | 0 | 3.0267 | 0 | 7.3068 | 0 | 0 | 0 | 0 | 0 | 0 | 0 | 0 | 0 | 0 | 0 | 0 | 0 | 0.45131 | 0 | 0.54519 | 0.11113 | 0 | 0 | 0.31621 | 0.69959 | 0 | 0 | 0 | 0 | 2.1234 | 0 | 0 | 0 | 0 | 0 | 0 | 0 | 0 | 0 | 0 | 0 | 0 | 0
6 | 6 | 7 | 3 | 1.7931 | 0 | 2.4769 | 0 | 0 | 0 | 0 | 0.026005 | 0 | 0 | 3.9585 | 0 | 8.2545 | 0 | 0 | 0 | 0 | 0 | 0 | 0 | 0 | 0 | 0 | 0 | 0 | 0 | 0.45131 | 0 | 0.71279 | 0.24621 | 0 | 0 | 0.52621 | 0.69842 | 0 | 0 | 0 | 0 | 2.6349 | 0 | 0 | 0 | 0 | 0 | 0 | 0 | 0 | 0 | 0 | 0 | 0 | 0
6 | 6 | 8 | 3 | 1.7931 | 0 | 13.6089 | 0 | 0 | 0 | 0 | 0.015871 | 0 | 0 | 3.9585 | 0 | 19.3763 | 0 | 0 | 0 | 0 | 0 | 0 | 0 | 0 | 0 | 0 | 0 | 0 | 0 | 0.45131 | 0 | 0.71279 | 0.16501 | 0 | 0 | 0.42121 | 0.69788 | 0 | 0 | 0 | 0 | 2.4482 | 0 | 0 | 0 | 0 | 0 | 0 | 0 | 0 | 0 | 0 | 0 | 0 | 0
6 | 6 | 9 | 3 | 1.7931 | 0 | 13.6089 | 0 | 0 | 0 | 0 | 0.01499 | 0 | 0 | 4.1237 | 0 | 19.5407 | 0 | 0 | 0 | 0 | 0 | 0 | 0 | 0 | 0 | 0 | 0 | 0 | 0 | 0.45131 | 0 | 0.71279 | 0.16108 | 0 | 0 | 0.31621 | 0.69776 | 0 | 0 | 0 | 0 | 2.3392 | 0 | 0 | 0 | 0 | 0 | 0 | 0 | 0 | 0 | 0 | 0 | 0 | 0
6 | 6 | 10 | 3 | 1.7931 | 0 | 13.6089 | 0 | 0 | 0 | 0 | 0.016024 | 0 | 0 | 3.0267 | 0 | 18.4447 | 0 | 0 | 0 | 0 | 0 | 0 | 0 | 0 | 0 | 0 | 0 | 0 | 0 | 0.45131 | 0 | 0.71279 | 0.16168 | 0 | 0 | 0.31621 | 0.69829 | 0 | 0 | 0 | 0 | 2.3403 | 0 | 0 | 0 | 0 | 0 | 0 | 0 | 0 | 0 | 0 | 0 | 0 | 0
6 | 6 | 11 | 3 | 1.7931 | 0 | 13.6089 | 0 | 0 | 0 | 0 | 0.015951 | 0 | 0 | 3.5244 | 0 | 18.9423 | 0 | 0 | 0 | 0 | 0 | 0 | 0 | 0 | 0 | 0 | 0 | 0 | 0 | 0.45131 | 0 | 0.54519 | 0.16602 | 0 | 0 | 0.36871 | 0.69905 | 0 | 0 | 0 | 0 | 2.2303 | 0 | 0 | 0 | 0 | 0 | 0 | 0 | 0 | 0 | 0 | 0 | 0 | 0
6 | 6 | 12 | 3 | 1.7931 | 0 | 8.6613 | 0 | 0 | 0 | 0 | 0.019854 | 0 | 0 | 3.9585 | 0 | 14.4328 | 0 | 0 | 0 | 0 | 0 | 0 | 0 | 0 | 0 | 0 | 0 | 0 | 0 | 0.45131 | 0 | 0.54519 | 0.17206 | 0 | 0 | 0.42121 | 0.69924 | 0 | 0 | 0 | 0 | 2.289 | 0 | 0 | 0 | 0 | 0 | 0 | 0 | 0 | 0 | 0 | 0 | 0 | 0
6 | 6 | 13 | 3 | 1.7931 | 0 | 13.6089 | 0 | 0 | 0 | 0 | 0.015765 | 0 | 0 | 3.5872 | 0 | 19.005 | 0 | 0 | 0 | 0 | 0 | 0 | 0 | 0 | 0 | 0 | 0 | 0 | 0 | 0.45131 | 0 | 0.54519 | 0.14853 | 0 | 0 | 0.36871 | 0.69922 | 0 | 0 | 0 | 0 | 2.213 | 0 | 0 | 0 | 0 | 0 | 0 | 0 | 0 | 0 | 0 | 0 | 0 | 0
6 | 6 | 14 | 3 | 1.7931 | 0 | 13.6089 | 0 | 0 | 0 | 0 | 0.015818 | 0 | 0 | 3.5244 | 0 | 18.9422 | 0 | 0 | 0 | 0 | 0 | 0 | 0 | 0 | 0 | 0 | 0 | 0 | 0 | 0.45131 | 0 | 0.54519 | 0.15542 | 0 | 0 | 0.36871 | 0.69932 | 0 | 0 | 0 | 0 | 2.2199 | 0 | 0 | 0 | 0 | 0 | 0 | 0 | 0 | 0 | 0 | 0 | 0 | 0
6 | 6 | 15 | 3 | 1.7931 | 0 | 13.6089 | 0 | 0 | 0 | 0 | 0.016373 | 0 | 0 | 3.0267 | 0 | 18.4451 | 0 | 0 | 0 | 0 | 0 | 0 | 0 | 0 | 0 | 0 | 0 | 0 | 0 | 0.45131 | 0 | 0.54519 | 0.15131 | 0 | 0 | 0.31621 | 0.69946 | 0 | 0 | 0 | 0 | 2.1635 | 0 | 0 | 0 | 0 | 0 | 0 | 0 | 0 | 0 | 0 | 0 | 0 | 0
6 | 6 | 16 | 3 | 1.7931 | 0 | 13.6089 | 0 | 0 | 0 | 0 | 0.015074 | 0 | 0 | 3.0267 | 0 | 18.4438 | 0 | 0 | 0 | 0 | 0 | 0 | 0 | 0 | 0 | 0 | 0 | 0 | 0 | 0.45131 | 0 | 0.54519 | 0.14741 | 0 | 0 | 0.31621 | 0.69934 | 0 | 0 | 0 | 0 | 2.1595 | 0 | 0 | 0 | 0 | 0 | 0 | 0 | 0 | 0 | 0 | 0 | 0 | 0
6 | 6 | 17 | 3 | 1.7931 | 0 | 13.6089 | 0 | 0 | 0 | 0 | 0.014692 | 0 | 0 | 3.9585 | 0 | 19.3752 | 0 | 0 | 0 | 0 | 0 | 0 | 0 | 0 | 0 | 0 | 0 | 0 | 0 | 0.45131 | 0 | 0.54519 | 0.15882 | 0 | 0 | 0.52621 | 0.69937 | 0 | 0 | 0 | 0 | 2.3809 | 0 | 0 | 0 | 0 | 0 | 0 | 0 | 0 | 0 | 0 | 0 | 0 | 0
6 | 6 | 18 | 3 | 1.7931 | 0 | 9.8982 | 0 | 0 | 0 | 0 | 0.017791 | 0 | 0 | 6.0638 | 0 | 17.7729 | 0 | 0 | 0 | 0 | 0 | 0 | 0 | 0 | 0 | 0 | 0 | 0 | 0 | 0.45131 | 0 | 0.54519 | 0.16142 | 0 | 0 | 0.52621 | 0.69948 | 0 | 0 | 0 | 0 | 2.3836 | 0 | 0 | 0 | 0 | 0 | 0 | 0 | 0 | 0 | 0 | 0 | 0 | 0
6 | 6 | 19 | 3 | 1.7931 | 0 | 2.4769 | 0 | 0 | 0 | 0 | 0.024371 | 0 | 0 | 3.9585 | 0 | 8.2529 | 0 | 0 | 0 | 0 | 0 | 0 | 0 | 0 | 0 | 0 | 0 | 0 | 0 | 0.45131 | 0 | 0.88038 | 0.17258 | 0 | 0 | 0.42121 | 0.69823 | 0 | 0 | 0 | 0 | 2.6237 | 0 | 0 | 0 | 0 | 0 | 0 | 0 | 0 | 0 | 0 | 0 | 0 | 0
6 | 6 | 20 | 3 | 1.7931 | 0 | 2.4769 | 0 | 0 | 0 | 0 | 0.024779 | 0 | 0 | 3.5872 | 0 | 7.882 | 0 | 0 | 0 | 0 | 0 | 0 | 0 | 0 | 0 | 0 | 0 | 0 | 0 | 0.45131 | 0 | 1.1038 | 0.16789 | 0 | 0 | 0.36871 | 0.69707 | 0 | 0 | 0 | 0 | 2.7888 | 0 | 0 | 0 | 0 | 0 | 0 | 0 | 0 | 0 | 0 | 0 | 0 | 0
6 | 6 | 21 | 3 | 1.7931 | 0 | 2.4769 | 0 | 0 | 0 | 0 | 0.025277 | 0 | 0 | 3.9584 | 0 | 8.2537 | 0 | 0 | 0 | 0 | 0 | 0 | 0 | 0 | 0 | 0 | 0 | 0 | 0 | 0.45131 | 0 | 1.2156 | 0.1661 | 0 | 0 | 0.47371 | 0.69649 | 0 | 0 | 0 | 0 | 3.0032 | 0 | 0 | 0 | 0 | 0 | 0 | 0 | 0 | 0 | 0 | 0 | 0 | 0
6 | 6 | 22 | 3 | 1.7931 | 0 | 2.4769 | 0 | 0 | 0 | 0 | 0.032599 | 0 | 0 | 3.5813 | 0 | 7.8839 | 0 | 0 | 0 | 0 | 0 | 0 | 0 | 0 | 0 | 0 | 0 | 0 | 0 | 0.45131 | 0 | 1.1038 | 0.35206 | 0 | 0 | 0.31621 | 0.69703 | 0 | 0 | 0 | 0 | 2.9205 | 0 | 0 | 0 | 0 | 0 | 0 | 0 | 0 | 0 | 0 | 0 | 0 | 0
6 | 6 | 23 | 3 | 1.7931 | 0 | 2.4769 | 0 | 0 | 0 | 0 | 0.01 | 0 | 0 | 0.53841 | 0 | 4.8184 | 0 | 0 | 0 | 0 | 0 | 0 | 0 | 0 | 0 | 0 | 0 | 0 | 0 | 0.45131 | 0 | 0.88038 | 0.091976 | 0 | 0 | 0.053706 | 0.69808 | 0 | 0 | 0 | 0 | 2.1755 | 0 | 0 | 0 | 0 | 0 | 0 | 0 | 0 | 0 | 0 | 0 | 0 | 0
6 | 6 | 24 | 3 | 1.7931 | 0 | 2.4769 | 0 | 0 | 0 | 0 | 0.01 | 0 | 0 | 0.53843 | 0 | 4.8185 | 0 | 0 | 0 | 0 | 0 | 0 | 0 | 0 | 0 | 0 | 0 | 0 | 0 | 0.45131 | 0 | 0.54519 | 0.1055 | 0 | 0 | 0.053706 | 0.69988 | 0 | 0 | 0 | 0 | 1.8556 | 0 | 0 | 0 | 0 | 0 | 0 | 0 | 0 | 0 | 0 | 0 | 0 | 0
6 | 7 | 1 | 4 | 1.7931 | 0 | 2.4769 | 0 | 0 | 0 | 0 | 0.01 | 0 | 0 | 0.53847 | 0 | 4.8185 | 0 | 0 | 0 | 0 | 0 | 0 | 0 | 0 | 0 | 0 | 0 | 0 | 0 | 0.45131 | 0 | 0.32173 | 0.10948 | 0 | 0 | 0.053706 | 0.70127 | 0 | 0 | 0 | 0 | 1.6375 | 0 | 0 | 0 | 0 | 0 | 0 | 0 | 0 | 0 | 0 | 0 | 0 | 0
6 | 7 | 2 | 4 | 1.7931 | 0 | 2.4769 | 0 | 0 | 0 | 0 | 0.010109 | 0 | 0 | 0.5385 | 0 | 4.8186 | 0 | 0 | 0 | 0 | 0 | 0 | 0 | 0 | 0 | 0 | 0 | 0 | 0 | 0.45131 | 0 | 0.32173 | 0.14848 | 0 | 0 | 0.053706 | 0.70185 | 0 | 0 | 0 | 0 | 1.6771 | 0 | 0 | 0 | 0 | 0 | 0 | 0 | 0 | 0 | 0 | 0 | 0 | 0
6 | 7 | 3 | 4 | 1.7931 | 0 | 2.4769 | 0 | 0 | 0 | 0 | 0.010944 | 0 | 0 | 0.53851 | 0 | 4.8195 | 0 | 0 | 0 | 0 | 0 | 0 | 0 | 0 | 0 | 0 | 0 | 0 | 0 | 0.45131 | 0 | 0.32173 | 0.15895 | 0 | 0 | 0.053706 | 0.70205 | 0 | 0 | 0 | 0 | 1.6878 | 0 | 0 | 0 | 0 | 0 | 0 | 0 | 0 | 0 | 0 | 0 | 0 | 0
6 | 7 | 4 | 4 | 1.7931 | 0 | 2.4769 | 0 | 0 | 0 | 0 | 0.011612 | 0 | 0 | 0.53851 | 0 | 4.8201 | 0 | 0 | 0 | 0 | 0 | 0 | 0 | 0 | 0 | 0 | 0 | 0 | 0 | 0.45131 | 0 | 0.32173 | 0.1553 | 0 | 0 | 0.053706 | 0.70222 | 0 | 0 | 0 | 0 | 1.6843 | 0 | 0 | 0 | 0 | 0 | 0 | 0 | 0 | 0 | 0 | 0 | 0 | 0
6 | 7 | 5 | 4 | 1.7931 | 0 | 2.4769 | 0 | 0 | 0 | 0 | 0.012965 | 0 | 0 | 0.53851 | 0 | 4.8215 | 0 | 0 | 0 | 0 | 0 | 0 | 0 | 0 | 0 | 0 | 0 | 0 | 0 | 0.45131 | 0 | 0.32173 | 0.16113 | 0 | 0 | 0.053706 | 0.70263 | 0 | 0 | 0 | 0 | 1.6905 | 0 | 0 | 0 | 0 | 0 | 0 | 0 | 0 | 0 | 0 | 0 | 0 | 0
6 | 7 | 6 | 4 | 1.7931 | 0 | 2.4769 | 0 | 0 | 0 | 0 | 0.013897 | 0 | 0 | 3.0268 | 0 | 7.3107 | 0 | 0 | 0 | 0 | 0 | 0 | 0 | 0 | 0 | 0 | 0 | 0 | 0 | 0.45131 | 0 | 0.54519 | 0.16098 | 0 | 0 | 0.31621 | 0.70207 | 0 | 0 | 0 | 0 | 2.1758 | 0 | 0 | 0 | 0 | 0 | 0 | 0 | 0 | 0 | 0 | 0 | 0 | 0
6 | 7 | 7 | 4 | 1.7931 | 0 | 2.4769 | 0 | 0 | 0 | 0 | 0.17496 | 0 | 0 | 3.9585 | 0 | 8.4035 | 0 | 0 | 0 | 0 | 0 | 0 | 0 | 0 | 0 | 0 | 0 | 0 | 0 | 0.45131 | 0 | 0.71279 | 0.82822 | 0 | 0 | 0.52621 | 0.70117 | 0 | 0 | 0 | 0 | 3.2197 | 0 | 0 | 0 | 0 | 0 | 0 | 0 | 0 | 0 | 0 | 0 | 0 | 0
6 | 7 | 8 | 4 | 1.7931 | 0 | 13.6089 | 0 | 0 | 0 | 0 | 0.042205 | 0 | 0 | 3.9585 | 0 | 19.4027 | 0 | 0 | 0 | 0 | 0 | 0 | 0 | 0 | 0 | 0 | 0 | 0 | 0 | 0.45131 | 0 | 0.71279 | 0.34964 | 0 | 0 | 0.42121 | 0.70091 | 0 | 0 | 0 | 0 | 2.6359 | 0 | 0 | 0 | 0 | 0 | 0 | 0 | 0 | 0 | 0 | 0 | 0 | 0
6 | 7 | 9 | 4 | 1.7931 | 0 | 13.6089 | 0 | 0 | 0 | 0 | 0.02129 | 0 | 0 | 4.1238 | 0 | 19.5471 | 0 | 0 | 0 | 0 | 0 | 0 | 0 | 0 | 0 | 0 | 0 | 0 | 0 | 0.45131 | 0 | 0.71279 | 0.11644 | 0 | 0 | 0.31621 | 0.70068 | 0 | 0 | 0 | 0 | 2.2974 | 0 | 0 | 0 | 0 | 0 | 0 | 0 | 0 | 0 | 0 | 0 | 0 | 0
6 | 7 | 10 | 4 | 1.7931 | 0 | 13.6089 | 0 | 0 | 0 | 0 | 0.019895 | 0 | 0 | 3.0268 | 0 | 18.4487 | 0 | 0 | 0 | 0 | 0 | 0 | 0 | 0 | 0 | 0 | 0 | 0 | 0 | 0.45131 | 0 | 0.71279 | 0.096449 | 0 | 0 | 0.31621 | 0.70049 | 0 | 0 | 0 | 0 | 2.2772 | 0 | 0 | 0 | 0 | 0 | 0 | 0 | 0 | 0 | 0 | 0 | 0 | 0
6 | 7 | 11 | 4 | 1.7931 | 0 | 13.6089 | 0 | 0 | 0 | 0 | 0.017991 | 0 | 0 | 3.5244 | 0 | 18.9444 | 0 | 0 | 0 | 0 | 0 | 0 | 0 | 0 | 0 | 0 | 0 | 0 | 0 | 0.45131 | 0 | 0.54519 | 0.061333 | 0 | 0 | 0.36871 | 0.70103 | 0 | 0 | 0 | 0 | 2.1276 | 0 | 0 | 0 | 0 | 0 | 0 | 0 | 0 | 0 | 0 | 0 | 0 | 0
6 | 7 | 12 | 4 | 1.7931 | 0 | 8.6613 | 0 | 0 | 0 | 0 | 0.020447 | 0 | 0 | 3.9585 | 0 | 14.4334 | 0 | 0 | 0 | 0 | 0 | 0 | 0 | 0 | 0 | 0 | 0 | 0 | 0 | 0.45131 | 0 | 0.54519 | 0.053566 | 0 | 0 | 0.42121 | 0.70096 | 0 | 0 | 0 | 0 | 2.1722 | 0 | 0 | 0 | 0 | 0 | 0 | 0 | 0 | 0 | 0 | 0 | 0 | 0
6 | 7 | 13 | 4 | 1.7931 | 0 | 13.6089 | 0 | 0 | 0 | 0 | 0.014308 | 0 | 0 | 3.5873 | 0 | 19.0036 | 0 | 0 | 0 | 0 | 0 | 0 | 0 | 0 | 0 | 0 | 0 | 0 | 0 | 0.45131 | 0 | 0.54519 | 0.019065 | 0 | 0 | 0.36871 | 0.70064 | 0 | 0 | 0 | 0 | 2.0849 | 0 | 0 | 0 | 0 | 0 | 0 | 0 | 0 | 0 | 0 | 0 | 0 | 0
6 | 7 | 14 | 4 | 1.7931 | 0 | 13.6089 | 0 | 0 | 0 | 0 | 0.012937 | 0 | 0 | 3.5244 | 0 | 18.9394 | 0 | 0 | 0 | 0 | 0 | 0 | 0 | 0 | 0 | 0 | 0 | 0 | 0 | 0.45131 | 0 | 0.54519 | 0.032056 | 0 | 0 | 0.36871 | 0.70031 | 0 | 0 | 0 | 0 | 2.0976 | 0 | 0 | 0 | 0 | 0 | 0 | 0 | 0 | 0 | 0 | 0 | 0 | 0
6 | 7 | 15 | 4 | 1.7931 | 0 | 13.6089 | 0 | 0 | 0 | 0 | 0.012439 | 0 | 0 | 3.0267 | 0 | 18.4412 | 0 | 0 | 0 | 0 | 0 | 0 | 0 | 0 | 0 | 0 | 0 | 0 | 0 | 0.45131 | 0 | 0.54519 | 0.031833 | 0 | 0 | 0.31621 | 0.70028 | 0 | 0 | 0 | 0 | 2.0448 | 0 | 0 | 0 | 0 | 0 | 0 | 0 | 0 | 0 | 0 | 0 | 0 | 0
6 | 7 | 16 | 4 | 1.7931 | 0 | 13.6089 | 0 | 0 | 0 | 0 | 0.035423 | 0 | 0 | 3.0267 | 0 | 18.4642 | 0 | 0 | 0 | 0 | 0 | 0 | 0 | 0 | 0 | 0 | 0 | 0 | 0 | 0.45131 | 0 | 0.54519 | 0.023998 | 0.086668 | 0 | 0.31621 | 0.70024 | 0 | 0 | 0 | 0 | 2.1236 | 0 | 0 | 0 | 0 | 0 | 0 | 0 | 0 | 0 | 0 | 0 | 0 | 0
6 | 7 | 17 | 4 | 1.7931 | 0 | 13.6089 | 0 | 0 | 0 | 0 | 0.059457 | 0 | 0 | 3.9585 | 0 | 19.4199 | 0 | 0 | 0 | 0 | 0 | 0 | 0 | 0 | 0 | 0 | 0 | 0 | 0 | 0.45131 | 0 | 0.54519 | 0.029212 | 0.15452 | 0 | 0.52621 | 0.70014 | 0 | 0 | 0 | 0 | 2.4066 | 0 | 0 | 0 | 0 | 0 | 0 | 0 | 0 | 0 | 0 | 0 | 0 | 0
6 | 7 | 18 | 4 | 1.7931 | 0 | 9.8982 | 0 | 0 | 0 | 0 | 0.039758 | 0 | 0 | 6.0638 | 0 | 17.7949 | 0 | 0 | 0 | 0 | 0 | 0 | 0 | 0 | 0 | 0 | 0 | 0 | 0 | 0.45131 | 0 | 0.54519 | 0.024089 | 0.1452 | 0 | 0.52621 | 0.70031 | 0 | 0 | 0 | 0 | 2.3923 | 0 | 0 | 0 | 0 | 0 | 0 | 0 | 0 | 0 | 0 | 0 | 0 | 0
6 | 7 | 19 | 4 | 1.7931 | 0 | 2.4769 | 0 | 0 | 0 | 0 | 0.020017 | 0 | 0 | 3.9585 | 0 | 8.2485 | 0 | 0 | 0 | 0 | 0 | 0 | 0 | 0 | 0 | 0 | 0 | 0 | 0 | 0.45131 | 0 | 0.88038 | 0.031503 | 0 | 0 | 0.42121 | 0.69927 | 0 | 0 | 0 | 0 | 2.4837 | 0 | 0 | 0 | 0 | 0 | 0 | 0 | 0 | 0 | 0 | 0 | 0 | 0
6 | 7 | 20 | 4 | 1.7931 | 0 | 2.4769 | 0 | 0 | 0 | 0 | 0.020437 | 0 | 0 | 3.5872 | 0 | 7.8777 | 0 | 0 | 0 | 0 | 0 | 0 | 0 | 0 | 0 | 0 | 0 | 0 | 0 | 0.45131 | 0 | 1.1038 | 0.010797 | 0 | 0 | 0.36871 | 0.69736 | 0 | 0 | 0 | 0 | 2.632 | 0 | 0 | 0 | 0 | 0 | 0 | 0 | 0 | 0 | 0 | 0 | 0 | 0
6 | 7 | 21 | 4 | 1.7931 | 0 | 2.4769 | 0 | 0 | 0 | 0 | 0.021624 | 0 | 0 | 3.9584 | 0 | 8.2501 | 0 | 0 | 0 | 0 | 0 | 0 | 0 | 0 | 0 | 0 | 0 | 0 | 0 | 0.45131 | 0 | 1.2156 | 0.014807 | 0 | 0 | 0.47371 | 0.69684 | 0 | 0 | 0 | 0 | 2.8522 | 0 | 0 | 0 | 0 | 0 | 0 | 0 | 0 | 0 | 0 | 0 | 0 | 0
6 | 7 | 22 | 4 | 1.7931 | 0 | 2.4769 | 0 | 0 | 0 | 0 | 0.022058 | 0 | 0 | 3.5813 | 0 | 7.8734 | 0 | 0 | 0 | 0 | 0 | 0 | 0 | 0 | 0 | 0 | 0 | 0 | 0 | 0.45131 | 0 | 1.1038 | 0.020089 | 0 | 0 | 0.31621 | 0.69712 | 0 | 0 | 0 | 0 | 2.5886 | 0 | 0 | 0 | 0 | 0 | 0 | 0 | 0 | 0 | 0 | 0 | 0 | 0
6 | 7 | 23 | 4 | 1.7931 | 0 | 2.4769 | 0 | 0 | 0 | 0 | 0.01 | 0 | 0 | 0.53841 | 0 | 4.8184 | 0 | 0 | 0 | 0 | 0 | 0 | 0 | 0 | 0 | 0 | 0 | 0 | 0 | 0.45131 | 0 | 0.88038 | 0.025504 | 0 | 0 | 0.053706 | 0.69801 | 0 | 0 | 0 | 0 | 2.1089 | 0 | 0 | 0 | 0 | 0 | 0 | 0 | 0 | 0 | 0 | 0 | 0 | 0
6 | 7 | 24 | 4 | 1.7931 | 0 | 2.4769 | 0 | 0 | 0 | 0 | 0.01 | 0 | 0 | 0.53843 | 0 | 4.8185 | 0 | 0 | 0 | 0 | 0 | 0 | 0 | 0 | 0 | 0 | 0 | 0 | 0 | 0.45131 | 0 | 0.54519 | 0.03788 | 0 | 0 | 0.053706 | 0.69939 | 0 | 0 | 0 | 0 | 1.7875 | 0 | 0 | 0 | 0 | 0 | 0 | 0 | 0 | 0 | 0 | 0 | 0 | 0
6 | 8 | 1 | 5 | 1.7931 | 0 | 2.4769 | 0 | 0 | 0 | 0 | 0.01 | 0 | 0 | 0.53846 | 0 | 4.8185 | 0 | 0 | 0 | 0 | 0 | 0 | 0 | 0 | 0 | 0 | 0 | 0 | 0 | 0.45131 | 0 | 0.32173 | 0.045986 | 0 | 0 | 0.053706 | 0.70066 | 0 | 0 | 0 | 0 | 1.5734 | 0 | 0 | 0 | 0 | 0 | 0 | 0 | 0 | 0 | 0 | 0 | 0 | 0
6 | 8 | 2 | 5 | 1.7931 | 0 | 2.4769 | 0 | 0 | 0 | 0 | 0.01 | 0 | 0 | 0.53848 | 0 | 4.8185 | 0 | 0 | 0 | 0 | 0 | 0 | 0 | 0 | 0 | 0 | 0 | 0 | 0 | 0.45131 | 0 | 0.32173 | 0.051791 | 0 | 0 | 0.053706 | 0.70081 | 0 | 0 | 0 | 0 | 1.5794 | 0 | 0 | 0 | 0 | 0 | 0 | 0 | 0 | 0 | 0 | 0 | 0 | 0
6 | 8 | 3 | 5 | 1.7931 | 0 | 2.4769 | 0 | 0 | 0 | 0 | 0.01 | 0 | 0 | 0.53849 | 0 | 4.8185 | 0 | 0 | 0 | 0 | 0 | 0 | 0 | 0 | 0 | 0 | 0 | 0 | 0 | 0.45131 | 0 | 0.32173 | 0.05159 | 0 | 0 | 0.053706 | 0.70074 | 0 | 0 | 0 | 0 | 1.5791 | 0 | 0 | 0 | 0 | 0 | 0 | 0 | 0 | 0 | 0 | 0 | 0 | 0
6 | 8 | 4 | 5 | 1.7931 | 0 | 2.4769 | 0 | 0 | 0 | 0 | 0.01 | 0 | 0 | 0.53848 | 0 | 4.8185 | 0 | 0 | 0 | 0 | 0 | 0 | 0 | 0 | 0 | 0 | 0 | 0 | 0 | 0.45131 | 0 | 0.32173 | 0.056211 | 0 | 0 | 0.053706 | 0.70057 | 0 | 0 | 0 | 0 | 1.5835 | 0 | 0 | 0 | 0 | 0 | 0 | 0 | 0 | 0 | 0 | 0 | 0 | 0
6 | 8 | 5 | 5 | 1.7931 | 0 | 2.4769 | 0 | 0 | 0 | 0 | 0.01 | 0 | 0 | 0.53848 | 0 | 4.8185 | 0 | 0 | 0 | 0 | 0 | 0 | 0 | 0 | 0 | 0 | 0 | 0 | 0 | 0.45131 | 0 | 0.32173 | 0.060982 | 0 | 0 | 0.053706 | 0.70047 | 0 | 0 | 0 | 0 | 1.5882 | 0 | 0 | 0 | 0 | 0 | 0 | 0 | 0 | 0 | 0 | 0 | 0 | 0
6 | 8 | 6 | 5 | 1.7931 | 0 | 2.4769 | 0 | 0 | 0 | 0 | 0.01 | 0 | 0 | 3.0267 | 0 | 7.3068 | 0 | 0 | 0 | 0 | 0 | 0 | 0 | 0 | 0 | 0 | 0 | 0 | 0 | 0.45131 | 0 | 0.54519 | 0.056999 | 0 | 0 | 0.31621 | 0.69925 | 0 | 0 | 0 | 0 | 2.069 | 0 | 0 | 0 | 0 | 0 | 0 | 0 | 0 | 0 | 0 | 0 | 0 | 0
6 | 8 | 7 | 5 | 1.7931 | 0 | 2.4769 | 0 | 0 | 0 | 0 | 0.022669 | 0 | 0 | 3.9585 | 0 | 8.2511 | 0 | 0 | 0 | 0 | 0 | 0 | 0 | 0 | 0 | 0 | 0 | 0 | 0 | 0.45131 | 0 | 0.71279 | 0.068761 | 0 | 0 | 0.52621 | 0.69787 | 0 | 0 | 0 | 0 | 2.4569 | 0 | 0 | 0 | 0 | 0 | 0 | 0 | 0 | 0 | 0 | 0 | 0 | 0
6 | 8 | 8 | 5 | 1.7931 | 0 | 13.6089 | 0 | 0 | 0 | 0 | 0.032929 | 0 | 0 | 3.9584 | 0 | 19.3934 | 0 | 0 | 0 | 0 | 0 | 0 | 0 | 0 | 0 | 0 | 0 | 0 | 0 | 0.45131 | 0 | 0.71279 | 0.026935 | 0 | 0 | 0.42121 | 0.69712 | 0 | 0 | 0 | 0 | 2.3093 | 0 | 0 | 0 | 0 | 0 | 0 | 0 | 0 | 0 | 0 | 0 | 0 | 0
6 | 8 | 9 | 5 | 1.7931 | 0 | 13.6089 | 0 | 0 | 0 | 0 | 0.13158 | 0 | 0 | 4.1237 | 0 | 19.6572 | 0 | 0 | 0 | 0 | 0 | 0 | 0 | 0 | 0 | 0 | 0 | 0 | 0 | 0.45131 | 0 | 0.71279 | 0.009803 | 0.074701 | 0 | 0.31621 | 0.69613 | 0 | 0 | 0 | 0 | 2.2609 | 0 | 0 | 0 | 0 | 0 | 0 | 0 | 0 | 0 | 0 | 0 | 0 | 0
6 | 8 | 10 | 5 | 1.7931 | 0 | 13.6089 | 0 | 0 | 0 | 0 | 0.17206 | 0 | 0 | 3.0267 | 0 | 18.6007 | 0 | 0 | 0 | 0 | 0 | 0 | 0 | 0 | 0 | 0 | 0 | 0 | 0 | 0.45131 | 0 | 0.71279 | 0 | 0.76911 | 0 | 0.31621 | 0.69528 | 0 | 0 | 0 | 0 | 2.9447 | 0 | 0 | 0 | 0 | 0 | 0 | 0 | 0 | 0 | 0 | 0 | 0 | 0
6 | 8 | 11 | 5 | 1.7931 | 0 | 13.6089 | 0 | 0 | 0 | 0 | 0.23735 | 0 | 0 | 3.5243 | 0 | 19.1637 | 0 | 0 | 0 | 0 | 0 | 0 | 0 | 0 | 0 | 0 | 0 | 0 | 0 | 0.45131 | 0 | 0.54519 | 0 | 1.1407 | 0 | 0.36871 | 0.69541 | 0 | 0 | 0 | 0 | 3.2013 | 0 | 0 | 0 | 0 | 0 | 0 | 0 | 0 | 0 | 0 | 0 | 0 | 0
6 | 8 | 12 | 5 | 1.7931 | 0 | 8.6613 | 0 | 0 | 0 | 0 | 0.22674 | 0 | 0 | 3.9584 | 0 | 14.6396 | 0 | 0 | 0 | 0 | 0 | 0 | 0 | 0 | 0 | 0 | 0 | 0 | 0 | 0.45131 | 0 | 0.54519 | 0 | 1.3477 | 0 | 0.42121 | 0.69515 | 0 | 0 | 0 | 0 | 3.4606 | 0 | 0 | 0 | 0 | 0 | 0 | 0 | 0 | 0 | 0 | 0 | 0 | 0
6 | 8 | 13 | 5 | 1.7931 | 0 | 13.6089 | 0 | 0 | 0 | 0 | 0.35194 | 0 | 0 | 3.5871 | 0 | 19.341 | 0 | 0 | 0 | 0 | 0 | 0 | 0 | 0 | 0 | 0 | 0 | 0 | 0 | 0.45131 | 0 | 0.54519 | 0 | 2.338 | 0 | 0.36871 | 0.69383 | 0 | 0 | 0 | 0 | 4.397 | 0 | 0 | 0 | 0 | 0 | 0 | 0 | 0 | 0 | 0 | 0 | 0 | 0
6 | 8 | 14 | 5 | 1.7931 | 0 | 13.6089 | 0 | 0 | 0 | 0 | 0.38579 | 0 | 0 | 3.5243 | 0 | 19.3121 | 0 | 0 | 0 | 0 | 0 | 0 | 0 | 0 | 0 | 0 | 0 | 0 | 0 | 0.45131 | 0 | 0.54519 | 0 | 2.7558 | 0 | 0.36871 | 0.69388 | 0 | 0 | 0 | 0 | 4.8149 | 0 | 0 | 0 | 0 | 0 | 0 | 0 | 0 | 0 | 0 | 0 | 0 | 0
6 | 8 | 15 | 5 | 1.7931 | 0 | 13.6089 | 0 | 0 | 0 | 0 | 0.43359 | 0 | 0 | 3.0266 | 0 | 18.8622 | 0 | 0 | 0 | 0 | 0 | 0 | 0 | 0 | 0 | 0 | 0 | 0 | 0 | 0.45131 | 0 | 0.54519 | 0 | 3.0067 | 0 | 0.31621 | 0.69346 | 0 | 0 | 0 | 0 | 5.0129 | 0 | 0 | 0 | 0 | 0 | 0 | 0 | 0 | 0 | 0 | 0 | 0 | 0
6 | 8 | 16 | 5 | 1.7931 | 0 | 13.6089 | 0 | 0 | 0 | 0 | 0.48997 | 0 | 0 | 3.0266 | 0 | 18.9186 | 0 | 0 | 0 | 0 | 0 | 0 | 0 | 0 | 0 | 0 | 0 | 0 | 0 | 0.45131 | 0 | 0.54519 | 0 | 3.463 | 0 | 0.31621 | 0.69345 | 0 | 0 | 0 | 0 | 5.4692 | 0 | 0 | 0 | 0 | 0 | 0 | 0 | 0 | 0 | 0 | 0 | 0 | 0
6 | 8 | 17 | 5 | 1.7931 | 0 | 13.6089 | 0 | 0 | 0 | 0 | 0.50859 | 0 | 0 | 3.9584 | 0 | 19.869 | 0 | 0 | 0 | 0 | 0 | 0 | 0 | 0 | 0 | 0 | 0 | 0 | 0 | 0.45131 | 0 | 0.54519 | 0 | 3.6731 | 0 | 0.52621 | 0.69349 | 0 | 0 | 0 | 0 | 5.8893 | 0 | 0 | 0 | 0 | 0 | 0 | 0 | 0 | 0 | 0 | 0 | 0 | 0
6 | 8 | 18 | 5 | 1.7931 | 0 | 9.8982 | 0 | 0 | 0 | 0 | 0.38895 | 0 | 0 | 6.0636 | 0 | 18.1439 | 0 | 0 | 0 | 0 | 0 | 0 | 0 | 0 | 0 | 0 | 0 | 0 | 0 | 0.45131 | 0 | 0.54519 | 0 | 2.7983 | 0 | 0.52621 | 0.69331 | 0 | 0 | 0 | 0 | 5.0143 | 0 | 0 | 0 | 0 | 0 | 0 | 0 | 0 | 0 | 0 | 0 | 0 | 0
6 | 8 | 19 | 5 | 1.7931 | 0 | 2.4769 | 0 | 0 | 0 | 0 | 0.24463 | 0 | 0 | 3.9584 | 0 | 8.4731 | 0 | 0 | 0 | 0 | 0 | 0 | 0 | 0 | 0 | 0 | 0 | 0 | 0 | 0.45131 | 0 | 0.88038 | 0 | 1.7043 | 0 | 0.42121 | 0.69128 | 0 | 0 | 0 | 0 | 4.1485 | 0 | 0 | 0 | 0 | 0 | 0 | 0 | 0 | 0 | 0 | 0 | 0 | 0
6 | 8 | 20 | 5 | 1.7931 | 0 | 2.4769 | 0 | 0 | 0 | 0 | 0.17314 | 0 | 0 | 3.587 | 0 | 8.0302 | 0 | 0 | 0 | 0 | 0 | 0 | 0 | 0 | 0 | 0 | 0 | 0 | 0 | 0.45131 | 0 | 1.1038 | 0 | 1.1191 | 0 | 0.36871 | 0.6901 | 0 | 0 | 0 | 0 | 3.7331 | 0 | 0 | 0 | 0 | 0 | 0 | 0 | 0 | 0 | 0 | 0 | 0 | 0
6 | 8 | 21 | 5 | 1.7931 | 0 | 2.4769 | 0 | 0 | 0 | 0 | 0.15142 | 0 | 0 | 3.9584 | 0 | 8.3798 | 0 | 0 | 0 | 0 | 0 | 0 | 0 | 0 | 0 | 0 | 0 | 0 | 0 | 0.45131 | 0 | 1.2156 | 0 | 0.95686 | 0 | 0.47371 | 0.6901 | 0 | 0 | 0 | 0 | 3.7875 | 0 | 0 | 0 | 0 | 0 | 0 | 0 | 0 | 0 | 0 | 0 | 0 | 0
6 | 8 | 22 | 5 | 1.7931 | 0 | 2.4769 | 0 | 0 | 0 | 0 | 0.1347 | 0 | 0 | 3.581 | 0 | 7.9857 | 0 | 0 | 0 | 0 | 0 | 0 | 0 | 0 | 0 | 0 | 0 | 0 | 0 | 0.45131 | 0 | 1.1038 | 0 | 0.82679 | 0 | 0.31621 | 0.6901 | 0 | 0 | 0 | 0 | 3.3883 | 0 | 0 | 0 | 0 | 0 | 0 | 0 | 0 | 0 | 0 | 0 | 0 | 0
6 | 8 | 23 | 5 | 1.7931 | 0 | 2.4769 | 0 | 0 | 0 | 0 | 0.11802 | 0 | 0 | 0.5382 | 0 | 4.9262 | 0 | 0 | 0 | 0 | 0 | 0 | 0 | 0 | 0 | 0 | 0 | 0 | 0 | 0.45131 | 0 | 0.88038 | 0 | 0.704 | 0 | 0.053706 | 0.6901 | 0 | 0 | 0 | 0 | 2.7795 | 0 | 0 | 0 | 0 | 0 | 0 | 0 | 0 | 0 | 0 | 0 | 0 | 0
6 | 8 | 24 | 5 | 1.7931 | 0 | 2.4769 | 0 | 0 | 0 | 0 | 0.10996 | 0 | 0 | 0.53825 | 0 | 4.9182 | 0 | 0 | 0 | 0 | 0 | 0 | 0 | 0 | 0 | 0 | 0 | 0 | 0 | 0.45131 | 0 | 0.54519 | 0.015346 | 0.64438 | 0 | 0.053706 | 0.69132 | 0 | 0 | 0 | 0 | 2.4013 | 0 | 0 | 0 | 0 | 0 | 0 | 0 | 0 | 0 | 0 | 0 | 0 | 0
6 | 9 | 1 | 6 | 1.7931 | 0 | 2.4769 | 0 | 0 | 0 | 0 | 0.11032 | 0 | 0 | 0.5383 | 0 | 4.9186 | 0 | 0 | 0 | 0 | 0 | 0 | 0 | 0 | 0 | 0 | 0 | 0 | 0 | 0.45131 | 0 | 0.32173 | 0.016843 | 0.64561 | 0 | 0.053706 | 0.69244 | 0 | 0 | 0 | 0 | 2.1816 | 0 | 0 | 0 | 0 | 0 | 0 | 0 | 0 | 0 | 0 | 0 | 0 | 0
6 | 9 | 2 | 6 | 1.7931 | 0 | 2.4769 | 0 | 0 | 0 | 0 | 0.10655 | 0 | 0 | 0.53832 | 0 | 4.9149 | 0 | 0 | 0 | 0 | 0 | 0 | 0 | 0 | 0 | 0 | 0 | 0 | 0 | 0.45131 | 0 | 0.32173 | 0.023862 | 0.60413 | 0 | 0.053706 | 0.69276 | 0 | 0 | 0 | 0 | 2.1475 | 0 | 0 | 0 | 0 | 0 | 0 | 0 | 0 | 0 | 0 | 0 | 0 | 0
6 | 9 | 3 | 6 | 1.7931 | 0 | 2.4769 | 0 | 0 | 0 | 0 | 0.10125 | 0 | 0 | 0.53833 | 0 | 4.9096 | 0 | 0 | 0 | 0 | 0 | 0 | 0 | 0 | 0 | 0 | 0 | 0 | 0 | 0.45131 | 0 | 0.32173 | 0.02679 | 0.55882 | 0 | 0.053706 | 0.69262 | 0 | 0 | 0 | 0 | 2.105 | 0 | 0 | 0 | 0 | 0 | 0 | 0 | 0 | 0 | 0 | 0 | 0 | 0
6 | 9 | 4 | 6 | 1.7931 | 0 | 2.4769 | 0 | 0 | 0 | 0 | 0.097868 | 0 | 0 | 0.53833 | 0 | 4.9062 | 0 | 0 | 0 | 0 | 0 | 0 | 0 | 0 | 0 | 0 | 0 | 0 | 0 | 0.45131 | 0 | 0.32173 | 0.026023 | 0.5438 | 0 | 0.053706 | 0.69226 | 0 | 0 | 0 | 0 | 2.0888 | 0 | 0 | 0 | 0 | 0 | 0 | 0 | 0 | 0 | 0 | 0 | 0 | 0
6 | 9 | 5 | 6 | 1.7931 | 0 | 2.4769 | 0 | 0 | 0 | 0 | 0.09971 | 0 | 0 | 0.53832 | 0 | 4.9081 | 0 | 0 | 0 | 0 | 0 | 0 | 0 | 0 | 0 | 0 | 0 | 0 | 0 | 0.45131 | 0 | 0.32173 | 0.028565 | 0.55501 | 0 | 0.053706 | 0.69205 | 0 | 0 | 0 | 0 | 2.1024 | 0 | 0 | 0 | 0 | 0 | 0 | 0 | 0 | 0 | 0 | 0 | 0 | 0
6 | 9 | 6 | 6 | 1.7931 | 0 | 2.4769 | 0 | 0 | 0 | 0 | 0.14251 | 0 | 0 | 3.0266 | 0 | 7.4391 | 0 | 0 | 0 | 0 | 0 | 0 | 0 | 0 | 0 | 0 | 0 | 0 | 0 | 0.45131 | 0 | 0.54519 | 0.02325 | 0.81749 | 0 | 0.31621 | 0.69071 | 0 | 0 | 0 | 0 | 2.8442 | 0 | 0 | 0 | 0 | 0 | 0 | 0 | 0 | 0 | 0 | 0 | 0 | 0
6 | 9 | 7 | 6 | 1.7931 | 0 | 2.4769 | 0 | 0 | 0 | 0 | 0.21737 | 0 | 0 | 3.9584 | 0 | 8.4458 | 0 | 0 | 0 | 0 | 0 | 0 | 0 | 0 | 0 | 0 | 0 | 0 | 0 | 0.45131 | 0 | 0.71279 | 0 | 1.3094 | 0 | 0.52621 | 0.6901 | 0 | 0 | 0 | 0 | 3.6898 | 0 | 0 | 0 | 0 | 0 | 0 | 0 | 0 | 0 | 0 | 0 | 0 | 0
6 | 9 | 8 | 6 | 1.7931 | 0 | 13.6089 | 0 | 0 | 0 | 0 | 0.41185 | 0 | 0 | 3.9583 | 0 | 19.7722 | 0 | 0 | 0 | 0 | 0 | 0 | 0 | 0 | 0 | 0 | 0 | 0 | 0 | 0.45131 | 0 | 0.71279 | 0 | 2.6541 | 0 | 0.42121 | 0.6901 | 0 | 0 | 0 | 0 | 4.9295 | 0 | 0 | 0 | 0 | 0 | 0 | 0 | 0 | 0 | 0 | 0 | 0 | 0
6 | 9 | 9 | 6 | 1.7931 | 0 | 13.6089 | 0 | 0 | 0 | 0 | 0.47664 | 0 | 0 | 4.1232 | 0 | 20.0019 | 0 | 0 | 0 | 0 | 0 | 0 | 0 | 0 | 0 | 0 | 0 | 0 | 0 | 0.45131 | 0 | 0.71279 | 0 | 3.4095 | 0 | 0.31621 | 0.6901 | 0 | 0 | 0 | 0 | 5.5799 | 0 | 0 | 0 | 0 | 0 | 0 | 0 | 0 | 0 | 0 | 0 | 0 | 0
6 | 9 | 10 | 6 | 1.7931 | 0 | 13.6089 | 0 | 0 | 0 | 0 | 0.50875 | 0 | 0 | 3.0263 | 0 | 18.9371 | 0 | 0 | 0 | 0 | 0 | 0 | 0 | 0 | 0 | 0 | 0 | 0 | 0 | 0.45131 | 0 | 0.71279 | 0 | 3.7975 | 0 | 0.31621 | 0.6901 | 0 | 0 | 0 | 0 | 5.9679 | 0 | 0 | 0 | 0 | 0 | 0 | 0 | 0 | 0 | 0 | 0 | 0 | 0
6 | 9 | 11 | 6 | 1.7931 | 0 | 13.6089 | 0 | 0 | 0 | 0 | 0.53663 | 0 | 0 | 3.5239 | 0 | 19.4625 | 0 | 0 | 0 | 0 | 0 | 0 | 0 | 0 | 0 | 0 | 0 | 0 | 0 | 0.45131 | 0 | 0.54519 | 0 | 4.1289 | 0 | 0.36871 | 0.6901 | 0 | 0 | 0 | 0 | 6.1842 | 0 | 0 | 0 | 0 | 0 | 0 | 0 | 0 | 0 | 0 | 0 | 0 | 0
6 | 9 | 12 | 6 | 1.7931 | 0 | 8.6613 | 0 | 0 | 0 | 0 | 0.52497 | 0 | 0 | 3.9582 | 0 | 14.9376 | 0 | 0 | 0 | 0 | 0 | 0 | 0 | 0 | 0 | 0 | 0 | 0 | 0 | 0.45131 | 0 | 0.54519 | 0 | 4.1635 | 0 | 0.42121 | 0.6901 | 0 | 0 | 0 | 0 | 6.2713 | 0 | 0 | 0 | 0 | 0 | 0 | 0 | 0 | 0 | 0 | 0 | 0 | 0
6 | 9 | 13 | 6 | 1.7931 | 0 | 13.6089 | 0 | 0 | 0 | 0 | 0.5983 | 0 | 0 | 3.5864 | 0 | 19.5867 | 0 | 0 | 0 | 0 | 0 | 0 | 0 | 0 | 0 | 0 | 0 | 0 | 0 | 0.45131 | 0 | 0.54519 | 0 | 4.7823 | 0 | 0.36871 | 0.6901 | 0 | 0 | 0 | 0 | 6.8376 | 0 | 0 | 0 | 0 | 0 | 0 | 0 | 0 | 0 | 0 | 0 | 0 | 0
6 | 9 | 14 | 6 | 1.7931 | 0 | 13.6089 | 0 | 0 | 0 | 0 | 0.67762 | 0 | 0 | 3.5237 | 0 | 19.6033 | 0 | 0 | 0 | 0 | 0 | 0 | 0 | 0 | 0 | 0 | 0 | 0 | 0 | 0.45131 | 0 | 0.54519 | 0 | 5.6032 | 0 | 0.36871 | 0.6901 | 0 | 0 | 0 | 0 | 7.6585 | 0 | 0 | 0 | 0 | 0 | 0 | 0 | 0 | 0 | 0 | 0 | 0 | 0
6 | 9 | 15 | 6 | 1.7931 | 0 | 13.6089 | 0 | 0 | 0 | 0 | 0.73593 | 0 | 0 | 3.026 | 0 | 19.1639 | 0 | 0 | 0 | 0 | 0 | 0 | 0 | 0 | 0 | 0 | 0 | 0 | 0 | 0.45131 | 0 | 0.54519 | 0 | 6.1687 | 0 | 0.31621 | 0.6901 | 0 | 0 | 0 | 0 | 8.1715 | 0 | 0 | 0 | 0 | 0 | 0 | 0 | 0 | 0 | 0 | 0 | 0 | 0
6 | 9 | 16 | 6 | 1.7931 | 0 | 13.6089 | 0 | 0 | 0 | 0 | 0.7552 | 0 | 0 | 3.0259 | 0 | 19.1831 | 0 | 0 | 0 | 0 | 0 | 0 | 0 | 0 | 0 | 0 | 0 | 0 | 0 | 0.45131 | 0 | 0.54519 | 0 | 6.4004 | 0 | 0.31621 | 0.6901 | 0 | 0 | 0 | 0 | 8.4032 | 0 | 0 | 0 | 0 | 0 | 0 | 0 | 0 | 0 | 0 | 0 | 0 | 0
6 | 9 | 17 | 6 | 1.7931 | 0 | 13.6089 | 0 | 0 | 0 | 0 | 0.75311 | 0 | 0 | 3.958 | 0 | 20.1131 | 0 | 0 | 0 | 0 | 0 | 0 | 0 | 0 | 0 | 0 | 0 | 0 | 0 | 0.45131 | 0 | 0.54519 | 0 | 6.3627 | 0 | 0.52621 | 0.6901 | 0 | 0 | 0 | 0 | 8.5755 | 0 | 0 | 0 | 0 | 0 | 0 | 0 | 0 | 0 | 0 | 0 | 0 | 0
6 | 9 | 18 | 6 | 1.7931 | 0 | 9.8982 | 0 | 0 | 0 | 0 | 0.62903 | 0 | 0 | 6.0624 | 0 | 18.3828 | 0 | 0 | 0 | 0 | 0 | 0 | 0 | 0 | 0 | 0 | 0 | 0 | 0 | 0.45131 | 0 | 0.54519 | 0 | 5.2947 | 0 | 0.52621 | 0.6901 | 0 | 0 | 0 | 0 | 7.5075 | 0 | 0 | 0 | 0 | 0 | 0 | 0 | 0 | 0 | 0 | 0 | 0 | 0
6 | 9 | 19 | 6 | 1.7931 | 0 | 2.4769 | 0 | 0 | 0 | 0 | 0.46817 | 0 | 0 | 3.958 | 0 | 8.6961 | 0 | 0 | 0 | 0 | 0 | 0 | 0 | 0 | 0 | 0 | 0 | 0 | 0 | 0.45131 | 0 | 0.88038 | 0 | 3.8579 | 0 | 0.42121 | 0.6901 | 0 | 0 | 0 | 0 | 6.3009 | 0 | 0 | 0 | 0 | 0 | 0 | 0 | 0 | 0 | 0 | 0 | 0 | 0
6 | 9 | 20 | 6 | 1.7931 | 0 | 2.4769 | 0 | 0 | 0 | 0 | 0.40591 | 0 | 0 | 3.5856 | 0 | 8.2616 | 0 | 0 | 0 | 0 | 0 | 0 | 0 | 0 | 0 | 0 | 0 | 0 | 0 | 0.45131 | 0 | 1.1038 | 0 | 3.2959 | 0 | 0.36871 | 0.6901 | 0 | 0 | 0 | 0 | 5.9099 | 0 | 0 | 0 | 0 | 0 | 0 | 0 | 0 | 0 | 0 | 0 | 0 | 0
6 | 9 | 21 | 6 | 1.7931 | 0 | 2.4769 | 0 | 0 | 0 | 0 | 0.3706 | 0 | 0 | 3.9578 | 0 | 8.5984 | 0 | 0 | 0 | 0 | 0 | 0 | 0 | 0 | 0 | 0 | 0 | 0 | 0 | 0.45131 | 0 | 1.2156 | 0 | 3.0549 | 0 | 0.47371 | 0.6901 | 0 | 0 | 0 | 0 | 5.8856 | 0 | 0 | 0 | 0 | 0 | 0 | 0 | 0 | 0 | 0 | 0 | 0 | 0
6 | 9 | 22 | 6 | 1.7931 | 0 | 2.4769 | 0 | 0 | 0 | 0 | 0.36143 | 0 | 0 | 3.5793 | 0 | 8.2107 | 0 | 0 | 0 | 0 | 0 | 0 | 0 | 0 | 0 | 0 | 0 | 0 | 0 | 0.45131 | 0 | 1.1038 | 0 | 2.9346 | 0 | 0.31621 | 0.6901 | 0 | 0 | 0 | 0 | 5.4961 | 0 | 0 | 0 | 0 | 0 | 0 | 0 | 0 | 0 | 0 | 0 | 0 | 0
6 | 9 | 23 | 6 | 1.7931 | 0 | 2.4769 | 0 | 0 | 0 | 0 | 0.3391 | 0 | 0 | 0.53699 | 0 | 5.1461 | 0 | 0 | 0 | 0 | 0 | 0 | 0 | 0 | 0 | 0 | 0 | 0 | 0 | 0.45131 | 0 | 0.88038 | 0 | 2.6669 | 0 | 0.053706 | 0.6901 | 0 | 0 | 0 | 0 | 4.7424 | 0 | 0 | 0 | 0 | 0 | 0 | 0 | 0 | 0 | 0 | 0 | 0 | 0
6 | 9 | 24 | 6 | 1.7931 | 0 | 2.4769 | 0 | 0 | 0 | 0 | 0.29398 | 0 | 0 | 0.53704 | 0 | 5.101 | 0 | 0 | 0 | 0 | 0 | 0 | 0 | 0 | 0 | 0 | 0 | 0 | 0 | 0.45131 | 0 | 0.54519 | 0 | 2.0901 | 0 | 0.053706 | 0.6901 | 0 | 0 | 0 | 0 | 3.8304 | 0 | 0 | 0 | 0 | 0 | 0 | 0 | 0 | 0 | 0 | 0 | 0 | 0
6 | 10 | 1 | 7 | 1.7931 | 0 | 2.4769 | 0 | 0 | 0 | 0 | 0.26953 | 0 | 0 | 0.53719 | 0 | 5.0767 | 0 | 0 | 0 | 0 | 0 | 0 | 0 | 0 | 0 | 0 | 0 | 0 | 0 | 0.45131 | 0 | 0.32173 | 0 | 1.7585 | 0 | 0.053706 | 0.6901 | 0 | 0 | 0 | 0 | 3.2754 | 0 | 0 | 0 | 0 | 0 | 0 | 0 | 0 | 0 | 0 | 0 | 0 | 0
6 | 10 | 2 | 7 | 1.7931 | 0 | 2.4769 | 0 | 0 | 0 | 0 | 0.25466 | 0 | 0 | 0.53734 | 0 | 5.062 | 0 | 0 | 0 | 0 | 0 | 0 | 0 | 0 | 0 | 0 | 0 | 0 | 0 | 0.45131 | 0 | 0.32173 | 0 | 1.5653 | 0 | 0.053706 | 0.6901 | 0 | 0 | 0 | 0 | 3.0822 | 0 | 0 | 0 | 0 | 0 | 0 | 0 | 0 | 0 | 0 | 0 | 0 | 0
6 | 10 | 3 | 7 | 1.7931 | 0 | 2.4769 | 0 | 0 | 0 | 0 | 0.24283 | 0 | 0 | 0.53741 | 0 | 5.0503 | 0 | 0 | 0 | 0 | 0 | 0 | 0 | 0 | 0 | 0 | 0 | 0 | 0 | 0.45131 | 0 | 0.32173 | 0 | 1.4615 | 0 | 0.053706 | 0.6901 | 0 | 0 | 0 | 0 | 2.9783 | 0 | 0 | 0 | 0 | 0 | 0 | 0 | 0 | 0 | 0 | 0 | 0 | 0
6 | 10 | 4 | 7 | 1.7931 | 0 | 2.4769 | 0 | 0 | 0 | 0 | 0.24323 | 0 | 0 | 0.53741 | 0 | 5.0507 | 0 | 0 | 0 | 0 | 0 | 0 | 0 | 0 | 0 | 0 | 0 | 0 | 0 | 0.45131 | 0 | 0.32173 | 0 | 1.4856 | 0 | 0.053706 | 0.6901 | 0 | 0 | 0 | 0 | 3.0025 | 0 | 0 | 0 | 0 | 0 | 0 | 0 | 0 | 0 | 0 | 0 | 0 | 0
6 | 10 | 5 | 7 | 1.7931 | 0 | 2.4769 | 0 | 0 | 0 | 0 | 0.23935 | 0 | 0 | 0.5374 | 0 | 5.0468 | 0 | 0 | 0 | 0 | 0 | 0 | 0 | 0 | 0 | 0 | 0 | 0 | 0 | 0.45131 | 0 | 0.32173 | 0 | 1.4386 | 0 | 0.053706 | 0.6901 | 0 | 0 | 0 | 0 | 2.9555 | 0 | 0 | 0 | 0 | 0 | 0 | 0 | 0 | 0 | 0 | 0 | 0 | 0
6 | 10 | 6 | 7 | 1.7931 | 0 | 2.4769 | 0 | 0 | 0 | 0 | 0.29749 | 0 | 0 | 3.0257 | 0 | 7.5932 | 0 | 0 | 0 | 0 | 0 | 0 | 0 | 0 | 0 | 0 | 0 | 0 | 0 | 0.45131 | 0 | 0.54519 | 0 | 1.8628 | 0 | 0.31621 | 0.6901 | 0 | 0 | 0 | 0 | 3.8656 | 0 | 0 | 0 | 0 | 0 | 0 | 0 | 0 | 0 | 0 | 0 | 0 | 0
6 | 10 | 7 | 7 | 1.7931 | 0 | 2.4769 | 0 | 0 | 0 | 0 | 0.29154 | 0 | 0 | 3.9579 | 0 | 8.5194 | 0 | 0 | 0 | 0 | 0 | 0 | 0 | 0 | 0 | 0 | 0 | 0 | 0 | 0.45131 | 0 | 0.71279 | 0 | 1.8178 | 0 | 0.52621 | 0.6901 | 0 | 0 | 0 | 0 | 4.1982 | 0 | 0 | 0 | 0 | 0 | 0 | 0 | 0 | 0 | 0 | 0 | 0 | 0
6 | 10 | 8 | 7 | 1.7931 | 0 | 13.6089 | 0 | 0 | 0 | 0 | 0.4155 | 0 | 0 | 3.9578 | 0 | 19.7753 | 0 | 0 | 0 | 0 | 0 | 0 | 0 | 0 | 0 | 0 | 0 | 0 | 0 | 0.45131 | 0 | 0.71279 | 0 | 2.7641 | 0 | 0.42121 | 0.6901 | 0 | 0 | 0 | 0 | 5.0395 | 0 | 0 | 0 | 0 | 0 | 0 | 0 | 0 | 0 | 0 | 0 | 0 | 0
6 | 10 | 9 | 7 | 1.7931 | 0 | 13.6089 | 0 | 0 | 0 | 0 | 0.48868 | 0 | 0 | 4.1211 | 0 | 20.0118 | 0 | 0 | 0 | 0 | 0 | 0 | 0 | 0 | 0 | 0 | 0 | 0 | 0 | 0.45131 | 0 | 0.71279 | 0 | 3.42 | 0 | 0.31621 | 0.6901 | 0 | 0 | 0 | 0 | 5.5904 | 0 | 0 | 0 | 0 | 0 | 0 | 0 | 0 | 0 | 0 | 0 | 0 | 0
6 | 10 | 10 | 7 | 1.7931 | 0 | 13.6089 | 0 | 0 | 0 | 0 | 0.51968 | 0 | 0 | 3.0253 | 0 | 18.9469 | 0 | 0 | 0 | 0 | 0 | 0 | 0 | 0 | 0 | 0 | 0 | 0 | 0 | 0.45131 | 0 | 0.71279 | 0 | 3.6489 | 0 | 0.31621 | 0.6901 | 0 | 0 | 0 | 0 | 5.8193 | 0 | 0 | 0 | 0 | 0 | 0 | 0 | 0 | 0 | 0 | 0 | 0 | 0
6 | 10 | 11 | 7 | 1.7931 | 0 | 13.6089 | 0 | 0 | 0 | 0 | 0.5305 | 0 | 0 | 3.5228 | 0 | 19.4553 | 0 | 0 | 0 | 0 | 0 | 0 | 0 | 0 | 0 | 0 | 0 | 0 | 0 | 0.45131 | 0 | 0.54519 | 0 | 3.7216 | 0 | 0.36871 | 0.6901 | 0 | 0 | 0 | 0 | 5.7769 | 0 | 0 | 0 | 0 | 0 | 0 | 0 | 0 | 0 | 0 | 0 | 0 | 0
6 | 10 | 12 | 7 | 1.7931 | 0 | 8.6613 | 0 | 0 | 0 | 0 | 0.42414 | 0 | 0 | 3.9577 | 0 | 14.8363 | 0 | 0 | 0 | 0 | 0 | 0 | 0 | 0 | 0 | 0 | 0 | 0 | 0 | 0.45131 | 0 | 0.54519 | 0 | 2.9049 | 0 | 0.42121 | 0.6901 | 0 | 0 | 0 | 0 | 5.0127 | 0 | 0 | 0 | 0 | 0 | 0 | 0 | 0 | 0 | 0 | 0 | 0 | 0
6 | 10 | 13 | 7 | 1.7931 | 0 | 13.6089 | 0 | 0 | 0 | 0 | 0.44815 | 0 | 0 | 3.5848 | 0 | 19.435 | 0 | 0 | 0 | 0 | 0 | 0 | 0 | 0 | 0 | 0 | 0 | 0 | 0 | 0.45131 | 0 | 0.54519 | 0 | 3.0159 | 0 | 0.36871 | 0.6901 | 0 | 0 | 0 | 0 | 5.0712 | 0 | 0 | 0 | 0 | 0 | 0 | 0 | 0 | 0 | 0 | 0 | 0 | 0
6 | 10 | 14 | 7 | 1.7931 | 0 | 13.6089 | 0 | 0 | 0 | 0 | 0.44817 | 0 | 0 | 3.5228 | 0 | 19.3729 | 0 | 0 | 0 | 0 | 0 | 0 | 0 | 0 | 0 | 0 | 0 | 0 | 0 | 0.45131 | 0 | 0.54519 | 0 | 2.9827 | 0 | 0.36871 | 0.6901 | 0 | 0 | 0 | 0 | 5.038 | 0 | 0 | 0 | 0 | 0 | 0 | 0 | 0 | 0 | 0 | 0 | 0 | 0
6 | 10 | 15 | 7 | 1.7931 | 0 | 13.6089 | 0 | 0 | 0 | 0 | 0.45937 | 0 | 0 | 3.0251 | 0 | 18.8865 | 0 | 0 | 0 | 0 | 0 | 0 | 0 | 0 | 0 | 0 | 0 | 0 | 0 | 0.45131 | 0 | 0.54519 | 0 | 3.0758 | 0 | 0.31621 | 0.6901 | 0 | 0 | 0 | 0 | 5.0786 | 0 | 0 | 0 | 0 | 0 | 0 | 0 | 0 | 0 | 0 | 0 | 0 | 0
6 | 10 | 16 | 7 | 1.7931 | 0 | 13.6089 | 0 | 0 | 0 | 0 | 0.43254 | 0 | 0 | 3.0251 | 0 | 18.8596 | 0 | 0 | 0 | 0 | 0 | 0 | 0 | 0 | 0 | 0 | 0 | 0 | 0 | 0.45131 | 0 | 0.54519 | 0 | 2.8651 | 0 | 0.31621 | 0.6901 | 0 | 0 | 0 | 0 | 4.868 | 0 | 0 | 0 | 0 | 0 | 0 | 0 | 0 | 0 | 0 | 0 | 0 | 0
6 | 10 | 17 | 7 | 1.7931 | 0 | 13.6089 | 0 | 0 | 0 | 0 | 0.41573 | 0 | 0 | 3.9576 | 0 | 19.7754 | 0 | 0 | 0 | 0 | 0 | 0 | 0 | 0 | 0 | 0 | 0 | 0 | 0 | 0.45131 | 0 | 0.54519 | 0 | 2.6854 | 0 | 0.52621 | 0.6901 | 0 | 0 | 0 | 0 | 4.8982 | 0 | 0 | 0 | 0 | 0 | 0 | 0 | 0 | 0 | 0 | 0 | 0 | 0
6 | 10 | 18 | 7 | 1.7931 | 0 | 9.8982 | 0 | 0 | 0 | 0 | 0.33961 | 0 | 0 | 6.0613 | 0 | 18.0922 | 0 | 0 | 0 | 0 | 0 | 0 | 0 | 0 | 0 | 0 | 0 | 0 | 0 | 0.45131 | 0 | 0.54519 | 0 | 2.1312 | 0 | 0.52621 | 0.6901 | 0 | 0 | 0 | 0 | 4.344 | 0 | 0 | 0 | 0 | 0 | 0 | 0 | 0 | 0 | 0 | 0 | 0 | 0
6 | 10 | 19 | 7 | 1.7931 | 0 | 2.4769 | 0 | 0 | 0 | 0 | 0.21218 | 0 | 0 | 3.9576 | 0 | 8.4398 | 0 | 0 | 0 | 0 | 0 | 0 | 0 | 0 | 0 | 0 | 0 | 0 | 0 | 0.45131 | 0 | 0.88038 | 0 | 1.2561 | 0 | 0.42121 | 0.6901 | 0 | 0 | 0 | 0 | 3.6991 | 0 | 0 | 0 | 0 | 0 | 0 | 0 | 0 | 0 | 0 | 0 | 0 | 0
6 | 10 | 20 | 7 | 1.7931 | 0 | 2.4769 | 0 | 0 | 0 | 0 | 0.16526 | 0 | 0 | 3.5846 | 0 | 8.0199 | 0 | 0 | 0 | 0 | 0 | 0 | 0 | 0 | 0 | 0 | 0 | 0 | 0 | 0.45131 | 0 | 1.1038 | 0 | 0.91406 | 0 | 0.36871 | 0.6901 | 0 | 0 | 0 | 0 | 3.528 | 0 | 0 | 0 | 0 | 0 | 0 | 0 | 0 | 0 | 0 | 0 | 0 | 0
6 | 10 | 21 | 7 | 1.7931 | 0 | 2.4769 | 0 | 0 | 0 | 0 | 0.16493 | 0 | 0 | 3.9575 | 0 | 8.3925 | 0 | 0 | 0 | 0 | 0 | 0 | 0 | 0 | 0 | 0 | 0 | 0 | 0 | 0.45131 | 0 | 1.2156 | 0 | 0.87995 | 0 | 0.47371 | 0.6901 | 0 | 0 | 0 | 0 | 3.7106 | 0 | 0 | 0 | 0 | 0 | 0 | 0 | 0 | 0 | 0 | 0 | 0 | 0
6 | 10 | 22 | 7 | 1.7931 | 0 | 2.4769 | 0 | 0 | 0 | 0 | 0.15313 | 0 | 0 | 3.5784 | 0 | 8.0016 | 0 | 0 | 0 | 0 | 0 | 0 | 0 | 0 | 0 | 0 | 0 | 0 | 0 | 0.45131 | 0 | 1.1038 | 0 | 0.77821 | 0 | 0.31621 | 0.6901 | 0 | 0 | 0 | 0 | 3.3397 | 0 | 0 | 0 | 0 | 0 | 0 | 0 | 0 | 0 | 0 | 0 | 0 | 0
6 | 10 | 23 | 7 | 1.7931 | 0 | 2.4769 | 0 | 0 | 0 | 0 | 0.13766 | 0 | 0 | 0.53639 | 0 | 4.9441 | 0 | 0 | 0 | 0 | 0 | 0 | 0 | 0 | 0 | 0 | 0 | 0 | 0 | 0.45131 | 0 | 0.88038 | 0 | 0.69693 | 0 | 0.053706 | 0.6901 | 0 | 0 | 0 | 0 | 2.7724 | 0 | 0 | 0 | 0 | 0 | 0 | 0 | 0 | 0 | 0 | 0 | 0 | 0
6 | 10 | 24 | 7 | 1.7931 | 0 | 2.4769 | 0 | 0 | 0 | 0 | 0.11444 | 0 | 0 | 0.53641 | 0 | 4.9209 | 0 | 0 | 0 | 0 | 0 | 0 | 0 | 0 | 0 | 0 | 0 | 0 | 0 | 0.45131 | 0 | 0.54519 | 0 | 0.55601 | 0 | 0.053706 | 0.6901 | 0 | 0 | 0 | 0 | 2.2963 | 0 | 0 | 0 | 0 | 0 | 0 | 0 | 0 | 0 | 0 | 0 | 0 | 0
6 | 11 | 1 | 1 | 1.7931 | 0 | 2.4769 | 0 | 0 | 0 | 0 | 0.10174 | 0 | 0 | 0.53651 | 0 | 4.9083 | 0 | 0 | 0 | 0 | 0 | 0 | 0 | 0 | 0 | 0 | 0 | 0 | 0 | 0.45131 | 0 | 0.32173 | 0 | 0.47617 | 0 | 0.053706 | 0.6901 | 0 | 0 | 0 | 0 | 1.993 | 0 | 0 | 0 | 0 | 0 | 0 | 0 | 0 | 0 | 0 | 0 | 0 | 0
6 | 11 | 2 | 1 | 1.7931 | 0 | 2.4769 | 0 | 0 | 0 | 0 | 0.091037 | 0 | 0 | 0.53662 | 0 | 4.8977 | 0 | 0 | 0 | 0 | 0 | 0 | 0 | 0 | 0 | 0 | 0 | 0 | 0 | 0.45131 | 0 | 0.32173 | 0 | 0.42027 | 0 | 0.053706 | 0.6901 | 0 | 0 | 0 | 0 | 1.9371 | 0 | 0 | 0 | 0 | 0 | 0 | 0 | 0 | 0 | 0 | 0 | 0 | 0
6 | 11 | 3 | 1 | 1.7931 | 0 | 2.4769 | 0 | 0 | 0 | 0 | 0.07047 | 0 | 0 | 0.53667 | 0 | 4.8772 | 0 | 0 | 0 | 0 | 0 | 0 | 0 | 0 | 0 | 0 | 0 | 0 | 0 | 0.45131 | 0 | 0.32173 | 0 | 0.32987 | 0 | 0.053706 | 0.6901 | 0 | 0 | 0 | 0 | 1.8467 | 0 | 0 | 0 | 0 | 0 | 0 | 0 | 0 | 0 | 0 | 0 | 0 | 0
6 | 11 | 4 | 1 | 1.7931 | 0 | 2.4769 | 0 | 0 | 0 | 0 | 0.046876 | 0 | 0 | 0.53671 | 0 | 4.8536 | 0 | 0 | 0 | 0 | 0 | 0 | 0 | 0 | 0 | 0 | 0 | 0 | 0 | 0.45131 | 0 | 0.32173 | 0 | 0.19942 | 0 | 0.053706 | 0.6901 | 0 | 0 | 0 | 0 | 1.7163 | 0 | 0 | 0 | 0 | 0 | 0 | 0 | 0 | 0 | 0 | 0 | 0 | 0
6 | 11 | 5 | 1 | 1.7931 | 0 | 2.4769 | 0 | 0 | 0 | 0 | 0.024958 | 0 | 0 | 0.53674 | 0 | 4.8317 | 0 | 0 | 0 | 0 | 0 | 0 | 0 | 0 | 0 | 0 | 0 | 0 | 0 | 0.45131 | 0 | 0.32173 | 0 | 0.076767 | 0 | 0.053706 | 0.6901 | 0 | 0 | 0 | 0 | 1.5936 | 0 | 0 | 0 | 0 | 0 | 0 | 0 | 0 | 0 | 0 | 0 | 0 | 0
6 | 11 | 6 | 1 | 1.7931 | 0 | 2.4769 | 0 | 0 | 0 | 0 | 0.017011 | 0 | 0 | 3.025 | 0 | 7.3121 | 0 | 0 | 0 | 0 | 0 | 0 | 0 | 0 | 0 | 0 | 0 | 0 | 0 | 0.45131 | 0 | 0.54519 | 0 | 0.033793 | 0 | 0.31621 | 0.6901 | 0 | 0 | 0 | 0 | 2.0366 | 0 | 0 | 0 | 0 | 0 | 0 | 0 | 0 | 0 | 0 | 0 | 0 | 0
6 | 11 | 7 | 1 | 1.7931 | 0 | 2.4769 | 0 | 0 | 0 | 0 | 0.01 | 0 | 0 | 3.9576 | 0 | 8.2376 | 0 | 0 | 0 | 0 | 0 | 0 | 0 | 0 | 0 | 0 | 0 | 0 | 0 | 0.45131 | 0 | 0.71279 | 0 | 0 | 0 | 0.52621 | 0.6901 | 0 | 0 | 0 | 0 | 2.3804 | 0 | 0 | 0 | 0 | 0 | 0 | 0 | 0 | 0 | 0 | 0 | 0 | 0
6 | 11 | 8 | 1 | 1.7931 | 0 | 13.6089 | 0 | 0 | 0 | 0 | 0.11099 | 0 | 0 | 3.9576 | 0 | 19.4706 | 0 | 0 | 0 | 0 | 0 | 0 | 0 | 0 | 0 | 0 | 0 | 0 | 0 | 0.45131 | 0 | 0.71279 | 0 | 0 | 0 | 0.42121 | 0.6901 | 0 | 0 | 0 | 0 | 2.2754 | 0 | 0 | 0 | 0 | 0 | 0 | 0 | 0 | 0 | 0 | 0 | 0 | 0
6 | 11 | 9 | 1 | 1.7931 | 0 | 13.6089 | 0 | 0 | 0 | 0 | 0.21309 | 0 | 0 | 4.1202 | 0 | 19.7353 | 0 | 0 | 0 | 0 | 0 | 0 | 0 | 0 | 0 | 0 | 0 | 0 | 0 | 0.45131 | 0 | 0.71279 | 0 | 1.1071 | 0 | 0.31621 | 0.6901 | 0 | 0 | 0 | 0 | 3.2775 | 0 | 0 | 0 | 0 | 0 | 0 | 0 | 0 | 0 | 0 | 0 | 0 | 0
6 | 11 | 10 | 1 | 1.7931 | 0 | 13.6089 | 0 | 0 | 0 | 0 | 0.22259 | 0 | 0 | 3.0249 | 0 | 18.6495 | 0 | 0 | 0 | 0 | 0 | 0 | 0 | 0 | 0 | 0 | 0 | 0 | 0 | 0.45131 | 0 | 0.71279 | 0 | 0.96899 | 0 | 0.31621 | 0.6901 | 0 | 0 | 0 | 0 | 3.1394 | 0 | 0 | 0 | 0 | 0 | 0 | 0 | 0 | 0 | 0 | 0 | 0 | 0
6 | 11 | 11 | 1 | 1.7931 | 0 | 13.6089 | 0 | 0 | 0 | 0 | 0.2389 | 0 | 0 | 3.5225 | 0 | 19.1635 | 0 | 0 | 0 | 0 | 0 | 0 | 0 | 0 | 0 | 0 | 0 | 0 | 0 | 0.45131 | 0 | 0.54519 | 0 | 1.0719 | 0 | 0.36871 | 0.6901 | 0 | 0 | 0 | 0 | 3.1272 | 0 | 0 | 0 | 0 | 0 | 0 | 0 | 0 | 0 | 0 | 0 | 0 | 0
6 | 11 | 12 | 1 | 1.7931 | 0 | 8.6613 | 0 | 0 | 0 | 0 | 0.20871 | 0 | 0 | 3.9575 | 0 | 14.6207 | 0 | 0 | 0 | 0 | 0 | 0 | 0 | 0 | 0 | 0 | 0 | 0 | 0 | 0.45131 | 0 | 0.54519 | 0 | 0.95461 | 0 | 0.42121 | 0.6901 | 0 | 0 | 0 | 0 | 3.0624 | 0 | 0 | 0 | 0 | 0 | 0 | 0 | 0 | 0 | 0 | 0 | 0 | 0
6 | 11 | 13 | 1 | 1.7931 | 0 | 13.6089 | 0 | 0 | 0 | 0 | 0.26233 | 0 | 0 | 3.5845 | 0 | 19.2489 | 0 | 0 | 0 | 0 | 0 | 0 | 0 | 0 | 0 | 0 | 0 | 0 | 0 | 0.45131 | 0 | 0.54519 | 0 | 1.1317 | 0 | 0.36871 | 0.6901 | 0 | 0 | 0 | 0 | 3.187 | 0 | 0 | 0 | 0 | 0 | 0 | 0 | 0 | 0 | 0 | 0 | 0 | 0
6 | 11 | 14 | 1 | 1.7931 | 0 | 13.6089 | 0 | 0 | 0 | 0 | 0.31007 | 0 | 0 | 3.5226 | 0 | 19.2347 | 0 | 0 | 0 | 0 | 0 | 0 | 0 | 0 | 0 | 0 | 0 | 0 | 0 | 0.45131 | 0 | 0.54519 | 0 | 1.5498 | 0 | 0.36871 | 0.6901 | 0 | 0 | 0 | 0 | 3.6051 | 0 | 0 | 0 | 0 | 0 | 0 | 0 | 0 | 0 | 0 | 0 | 0 | 0
6 | 11 | 15 | 1 | 1.7931 | 0 | 13.6089 | 0 | 0 | 0 | 0 | 0.26908 | 0 | 0 | 3.0249 | 0 | 18.696 | 0 | 0 | 0 | 0 | 0 | 0 | 0 | 0 | 0 | 0 | 0 | 0 | 0 | 0.45131 | 0 | 0.54519 | 0 | 1.2845 | 0 | 0.31621 | 0.6901 | 0 | 0 | 0 | 0 | 3.2873 | 0 | 0 | 0 | 0 | 0 | 0 | 0 | 0 | 0 | 0 | 0 | 0 | 0
6 | 11 | 16 | 1 | 1.7931 | 0 | 13.6089 | 0 | 0 | 0 | 0 | 0.2663 | 0 | 0 | 3.0249 | 0 | 18.6933 | 0 | 0 | 0 | 0 | 0 | 0 | 0 | 0 | 0 | 0 | 0 | 0 | 0 | 0.45131 | 0 | 0.54519 | 0 | 1.2926 | 0 | 0.31621 | 0.6901 | 0 | 0 | 0 | 0 | 3.2954 | 0 | 0 | 0 | 0 | 0 | 0 | 0 | 0 | 0 | 0 | 0 | 0 | 0
6 | 11 | 17 | 1 | 1.7931 | 0 | 13.6089 | 0 | 0 | 0 | 0 | 0.29303 | 0 | 0 | 3.9576 | 0 | 19.6526 | 0 | 0 | 0 | 0 | 0 | 0 | 0 | 0 | 0 | 0 | 0 | 0 | 0 | 0.45131 | 0 | 0.54519 | 0 | 1.532 | 0 | 0.52621 | 0.6901 | 0 | 0 | 0 | 0 | 3.7448 | 0 | 0 | 0 | 0 | 0 | 0 | 0 | 0 | 0 | 0 | 0 | 0 | 0
6 | 11 | 18 | 1 | 1.7931 | 0 | 9.8982 | 0 | 0 | 0 | 0 | 0.22829 | 0 | 0 | 6.0612 | 0 | 17.9808 | 0 | 0 | 0 | 0 | 0 | 0 | 0 | 0 | 0 | 0 | 0 | 0 | 0 | 0.45131 | 0 | 0.54519 | 0 | 1.2175 | 0 | 0.52621 | 0.6901 | 0 | 0 | 0 | 0 | 3.4303 | 0 | 0 | 0 | 0 | 0 | 0 | 0 | 0 | 0 | 0 | 0 | 0 | 0
6 | 11 | 19 | 1 | 1.7931 | 0 | 2.4769 | 0 | 0 | 0 | 0 | 0.085473 | 0 | 0 | 3.9576 | 0 | 8.3131 | 0 | 0 | 0 | 0 | 0 | 0 | 0 | 0 | 0 | 0 | 0 | 0 | 0 | 0.45131 | 0 | 0.88038 | 0 | 0.39169 | 0 | 0.42121 | 0.6901 | 0 | 0 | 0 | 0 | 2.8347 | 0 | 0 | 0 | 0 | 0 | 0 | 0 | 0 | 0 | 0 | 0 | 0 | 0
6 | 11 | 20 | 1 | 1.7931 | 0 | 2.4769 | 0 | 0 | 0 | 0 | 0.036797 | 0 | 0 | 3.5846 | 0 | 7.8914 | 0 | 0 | 0 | 0 | 0 | 0 | 0 | 0 | 0 | 0 | 0 | 0 | 0 | 0.45131 | 0 | 1.1038 | 0 | 0.13326 | 0 | 0.36871 | 0.6901 | 0 | 0 | 0 | 0 | 2.7472 | 0 | 0 | 0 | 0 | 0 | 0 | 0 | 0 | 0 | 0 | 0 | 0 | 0
6 | 11 | 21 | 1 | 1.7931 | 0 | 2.4769 | 0 | 0 | 0 | 0 | 0.02156 | 0 | 0 | 3.9575 | 0 | 8.2491 | 0 | 0 | 0 | 0 | 0 | 0 | 0 | 0 | 0 | 0 | 0 | 0 | 0 | 0.45131 | 0 | 1.2156 | 0 | 0.060548 | 0 | 0.47371 | 0.6901 | 0 | 0 | 0 | 0 | 2.8912 | 0 | 0 | 0 | 0 | 0 | 0 | 0 | 0 | 0 | 0 | 0 | 0 | 0
6 | 11 | 22 | 1 | 1.7931 | 0 | 2.4769 | 0 | 0 | 0 | 0 | 0.01554 | 0 | 0 | 3.5785 | 0 | 7.8641 | 0 | 0 | 0 | 0 | 0 | 0 | 0 | 0 | 0 | 0 | 0 | 0 | 0 | 0.45131 | 0 | 1.1038 | 0 | 0.02765 | 0 | 0.31621 | 0.6901 | 0 | 0 | 0 | 0 | 2.5891 | 0 | 0 | 0 | 0 | 0 | 0 | 0 | 0 | 0 | 0 | 0 | 0 | 0
6 | 11 | 23 | 1 | 1.7931 | 0 | 2.4769 | 0 | 0 | 0 | 0 | 0.012976 | 0 | 0 | 0.53651 | 0 | 4.8195 | 0 | 0 | 0 | 0 | 0 | 0 | 0 | 0 | 0 | 0 | 0 | 0 | 0 | 0.45131 | 0 | 0.88038 | 0 | 0.014661 | 0 | 0.053706 | 0.6901 | 0 | 0 | 0 | 0 | 2.0902 | 0 | 0 | 0 | 0 | 0 | 0 | 0 | 0 | 0 | 0 | 0 | 0 | 0
6 | 11 | 24 | 1 | 1.7931 | 0 | 2.4769 | 0 | 0 | 0 | 0 | 0.01 | 0 | 0 | 0.53656 | 0 | 4.8166 | 0 | 0 | 0 | 0 | 0 | 0 | 0 | 0 | 0 | 0 | 0 | 0 | 0 | 0.45131 | 0 | 0.54519 | 0 | 0 | 0 | 0.053706 | 0.6901 | 0 | 0 | 0 | 0 | 1.7403 | 0 | 0 | 0 | 0 | 0 | 0 | 0 | 0 | 0 | 0 | 0 | 0 | 0
6 | 12 | 1 | 2 | 1.7931 | 0 | 2.4769 | 0 | 0 | 0 | 0 | 0.01 | 0 | 0 | 0.5367 | 0 | 4.8167 | 0 | 0 | 0 | 0 | 0 | 0 | 0 | 0 | 0 | 0 | 0 | 0 | 0 | 0.45131 | 0 | 0.32173 | 0 | 0 | 0 | 0.053706 | 0.6901 | 0 | 0 | 0 | 0 | 1.5169 | 0 | 0 | 0 | 0 | 0 | 0 | 0 | 0 | 0 | 0 | 0 | 0 | 0
6 | 12 | 2 | 2 | 1.7931 | 0 | 2.4769 | 0 | 0 | 0 | 0 | 0.01 | 0 | 0 | 0.53683 | 0 | 4.8168 | 0 | 0 | 0 | 0 | 0 | 0 | 0 | 0 | 0 | 0 | 0 | 0 | 0 | 0.45131 | 0 | 0.32173 | 0 | 0 | 0 | 0.053706 | 0.6901 | 0 | 0 | 0 | 0 | 1.5169 | 0 | 0 | 0 | 0 | 0 | 0 | 0 | 0 | 0 | 0 | 0 | 0 | 0
6 | 12 | 3 | 2 | 1.7931 | 0 | 2.4769 | 0 | 0 | 0 | 0 | 0.01 | 0 | 0 | 0.53695 | 0 | 4.817 | 0 | 0 | 0 | 0 | 0 | 0 | 0 | 0 | 0 | 0 | 0 | 0 | 0 | 0.45131 | 0 | 0.32173 | 0 | 0 | 0 | 0.053706 | 0.6901 | 0 | 0 | 0 | 0 | 1.5169 | 0 | 0 | 0 | 0 | 0 | 0 | 0 | 0 | 0 | 0 | 0 | 0 | 0
6 | 12 | 4 | 2 | 1.7931 | 0 | 2.4769 | 0 | 0 | 0 | 0 | 0.01 | 0 | 0 | 0.53701 | 0 | 4.817 | 0 | 0 | 0 | 0 | 0 | 0 | 0 | 0 | 0 | 0 | 0 | 0 | 0 | 0.45131 | 0 | 0.32173 | 0 | 0 | 0 | 0.053706 | 0.6901 | 0 | 0 | 0 | 0 | 1.5169 | 0 | 0 | 0 | 0 | 0 | 0 | 0 | 0 | 0 | 0 | 0 | 0 | 0
6 | 12 | 5 | 2 | 1.7931 | 0 | 2.4769 | 0 | 0 | 0 | 0 | 0.01 | 0 | 0 | 0.53706 | 0 | 4.8171 | 0 | 0 | 0 | 0 | 0 | 0 | 0 | 0 | 0 | 0 | 0 | 0 | 0 | 0.45131 | 0 | 0.32173 | 0 | 0 | 0 | 0.053706 | 0.6901 | 0 | 0 | 0 | 0 | 1.5169 | 0 | 0 | 0 | 0 | 0 | 0 | 0 | 0 | 0 | 0 | 0 | 0 | 0
6 | 12 | 6 | 2 | 1.7931 | 0 | 2.4769 | 0 | 0 | 0 | 0 | 0.01 | 0 | 0 | 3.0254 | 0 | 7.3054 | 0 | 0 | 0 | 0 | 0 | 0 | 0 | 0 | 0 | 0 | 0 | 0 | 0 | 0.45131 | 0 | 0.54519 | 0 | 0 | 0 | 0.31621 | 0.6901 | 0 | 0 | 0 | 0 | 2.0028 | 0 | 0 | 0 | 0 | 0 | 0 | 0 | 0 | 0 | 0 | 0 | 0 | 0
6 | 12 | 7 | 2 | 1.7931 | 0 | 2.4769 | 0 | 0 | 0 | 0 | 0.022916 | 0 | 0 | 3.9578 | 0 | 8.2507 | 0 | 0 | 0 | 0 | 0 | 0 | 0 | 0 | 0 | 0 | 0 | 0 | 0 | 0.45131 | 0 | 0.71279 | 0 | 0 | 0 | 0.52621 | 0.6901 | 0 | 0 | 0 | 0 | 2.3804 | 0 | 0 | 0 | 0 | 0 | 0 | 0 | 0 | 0 | 0 | 0 | 0 | 0
6 | 12 | 8 | 2 | 1.7931 | 0 | 13.6089 | 0 | 0 | 0 | 0 | 0.1251 | 0 | 0 | 3.9577 | 0 | 19.4848 | 0 | 0 | 0 | 0 | 0 | 0 | 0 | 0 | 0 | 0 | 0 | 0 | 0 | 0.45131 | 0 | 0.71279 | 0 | 0.40976 | 0 | 0.42121 | 0.6901 | 0 | 0 | 0 | 0 | 2.6852 | 0 | 0 | 0 | 0 | 0 | 0 | 0 | 0 | 0 | 0 | 0 | 0 | 0
6 | 12 | 9 | 2 | 1.7931 | 0 | 13.6089 | 0 | 0 | 0 | 0 | 0.16127 | 0 | 0 | 4.1208 | 0 | 19.6841 | 0 | 0 | 0 | 0 | 0 | 0 | 0 | 0 | 0 | 0 | 0 | 0 | 0 | 0.45131 | 0 | 0.71279 | 0 | 0.70857 | 0 | 0.31621 | 0.6901 | 0 | 0 | 0 | 0 | 2.879 | 0 | 0 | 0 | 0 | 0 | 0 | 0 | 0 | 0 | 0 | 0 | 0 | 0
6 | 12 | 10 | 2 | 1.7931 | 0 | 13.6089 | 0 | 0 | 0 | 0 | 0.16715 | 0 | 0 | 3.0252 | 0 | 18.5944 | 0 | 0 | 0 | 0 | 0 | 0 | 0 | 0 | 0 | 0 | 0 | 0 | 0 | 0.45131 | 0 | 0.71279 | 0 | 0.68595 | 0 | 0.31621 | 0.6901 | 0 | 0 | 0 | 0 | 2.8564 | 0 | 0 | 0 | 0 | 0 | 0 | 0 | 0 | 0 | 0 | 0 | 0 | 0
6 | 12 | 11 | 2 | 1.7931 | 0 | 13.6089 | 0 | 0 | 0 | 0 | 0.20649 | 0 | 0 | 3.5229 | 0 | 19.1314 | 0 | 0 | 0 | 0 | 0 | 0 | 0 | 0 | 0 | 0 | 0 | 0 | 0 | 0.45131 | 0 | 0.54519 | 0 | 0.86733 | 0 | 0.36871 | 0.6901 | 0 | 0 | 0 | 0 | 2.9226 | 0 | 0 | 0 | 0 | 0 | 0 | 0 | 0 | 0 | 0 | 0 | 0 | 0
6 | 12 | 12 | 2 | 1.7931 | 0 | 8.6613 | 0 | 0 | 0 | 0 | 0.18798 | 0 | 0 | 3.9577 | 0 | 14.6001 | 0 | 0 | 0 | 0 | 0 | 0 | 0 | 0 | 0 | 0 | 0 | 0 | 0 | 0.45131 | 0 | 0.54519 | 0 | 0.9264 | 0 | 0.42121 | 0.6901 | 0 | 0 | 0 | 0 | 3.0342 | 0 | 0 | 0 | 0 | 0 | 0 | 0 | 0 | 0 | 0 | 0 | 0 | 0
6 | 12 | 13 | 2 | 1.7931 | 0 | 13.6089 | 0 | 0 | 0 | 0 | 0.27368 | 0 | 0 | 3.585 | 0 | 19.2607 | 0 | 0 | 0 | 0 | 0 | 0 | 0 | 0 | 0 | 0 | 0 | 0 | 0 | 0.45131 | 0 | 0.54519 | 0 | 1.3687 | 0 | 0.36871 | 0.6901 | 0 | 0 | 0 | 0 | 3.4241 | 0 | 0 | 0 | 0 | 0 | 0 | 0 | 0 | 0 | 0 | 0 | 0 | 0
6 | 12 | 14 | 2 | 1.7931 | 0 | 13.6089 | 0 | 0 | 0 | 0 | 0.31792 | 0 | 0 | 3.5229 | 0 | 19.2429 | 0 | 0 | 0 | 0 | 0 | 0 | 0 | 0 | 0 | 0 | 0 | 0 | 0 | 0.45131 | 0 | 0.54519 | 0 | 1.6056 | 0 | 0.36871 | 0.6901 | 0 | 0 | 0 | 0 | 3.6609 | 0 | 0 | 0 | 0 | 0 | 0 | 0 | 0 | 0 | 0 | 0 | 0 | 0
6 | 12 | 15 | 2 | 1.7931 | 0 | 13.6089 | 0 | 0 | 0 | 0 | 0.35682 | 0 | 0 | 3.0253 | 0 | 18.7841 | 0 | 0 | 0 | 0 | 0 | 0 | 0 | 0 | 0 | 0 | 0 | 0 | 0 | 0.45131 | 0 | 0.54519 | 0 | 1.8339 | 0 | 0.31621 | 0.6901 | 0 | 0 | 0 | 0 | 3.8367 | 0 | 0 | 0 | 0 | 0 | 0 | 0 | 0 | 0 | 0 | 0 | 0 | 0
6 | 12 | 16 | 2 | 1.7931 | 0 | 13.6089 | 0 | 0 | 0 | 0 | 0.41839 | 0 | 0 | 3.0253 | 0 | 18.8457 | 0 | 0 | 0 | 0 | 0 | 0 | 0 | 0 | 0 | 0 | 0 | 0 | 0 | 0.45131 | 0 | 0.54519 | 0 | 2.241 | 0 | 0.31621 | 0.6901 | 0 | 0 | 0 | 0 | 4.2438 | 0 | 0 | 0 | 0 | 0 | 0 | 0 | 0 | 0 | 0 | 0 | 0 | 0
6 | 12 | 17 | 2 | 1.7931 | 0 | 13.6089 | 0 | 0 | 0 | 0 | 0.42159 | 0 | 0 | 3.9578 | 0 | 19.7814 | 0 | 0 | 0 | 0 | 0 | 0 | 0 | 0 | 0 | 0 | 0 | 0 | 0 | 0.45131 | 0 | 0.54519 | 0 | 2.3997 | 0 | 0.52621 | 0.6901 | 0 | 0 | 0 | 0 | 4.6125 | 0 | 0 | 0 | 0 | 0 | 0 | 0 | 0 | 0 | 0 | 0 | 0 | 0
6 | 12 | 18 | 2 | 1.7931 | 0 | 9.8982 | 0 | 0 | 0 | 0 | 0.2686 | 0 | 0 | 6.0618 | 0 | 18.0217 | 0 | 0 | 0 | 0 | 0 | 0 | 0 | 0 | 0 | 0 | 0 | 0 | 0 | 0.45131 | 0 | 0.54519 | 0 | 1.4332 | 0 | 0.52621 | 0.6901 | 0 | 0 | 0 | 0 | 3.646 | 0 | 0 | 0 | 0 | 0 | 0 | 0 | 0 | 0 | 0 | 0 | 0 | 0
6 | 12 | 19 | 2 | 1.7931 | 0 | 2.4769 | 0 | 0 | 0 | 0 | 0.10183 | 0 | 0 | 3.9578 | 0 | 8.3296 | 0 | 0 | 0 | 0 | 0 | 0 | 0 | 0 | 0 | 0 | 0 | 0 | 0 | 0.45131 | 0 | 0.88038 | 0 | 0.47871 | 0 | 0.42121 | 0.6901 | 0 | 0 | 0 | 0 | 2.9217 | 0 | 0 | 0 | 0 | 0 | 0 | 0 | 0 | 0 | 0 | 0 | 0 | 0
6 | 12 | 20 | 2 | 1.7931 | 0 | 2.4769 | 0 | 0 | 0 | 0 | 0.027244 | 0 | 0 | 3.5852 | 0 | 7.8825 | 0 | 0 | 0 | 0 | 0 | 0 | 0 | 0 | 0 | 0 | 0 | 0 | 0 | 0.45131 | 0 | 1.1038 | 0 | 0.084894 | 0 | 0.36871 | 0.6901 | 0 | 0 | 0 | 0 | 2.6989 | 0 | 0 | 0 | 0 | 0 | 0 | 0 | 0 | 0 | 0 | 0 | 0 | 0
6 | 12 | 21 | 2 | 1.7931 | 0 | 2.4769 | 0 | 0 | 0 | 0 | 0.012159 | 0 | 0 | 3.9577 | 0 | 8.2399 | 0 | 0 | 0 | 0 | 0 | 0 | 0 | 0 | 0 | 0 | 0 | 0 | 0 | 0.45131 | 0 | 1.2156 | 0 | 0.0092056 | 0 | 0.47371 | 0.6901 | 0 | 0 | 0 | 0 | 2.8399 | 0 | 0 | 0 | 0 | 0 | 0 | 0 | 0 | 0 | 0 | 0 | 0 | 0
6 | 12 | 22 | 2 | 1.7931 | 0 | 2.4769 | 0 | 0 | 0 | 0 | 0.010388 | 0 | 0 | 3.5792 | 0 | 7.8596 | 0 | 0 | 0 | 0 | 0 | 0 | 0 | 0 | 0 | 0 | 0 | 0 | 0 | 0.45131 | 0 | 1.1038 | 0 | 0.0015819 | 0 | 0.31621 | 0.6901 | 0 | 0 | 0 | 0 | 2.563 | 0 | 0 | 0 | 0 | 0 | 0 | 0 | 0 | 0 | 0 | 0 | 0 | 0
6 | 12 | 23 | 2 | 1.7931 | 0 | 2.4769 | 0 | 0 | 0 | 0 | 0.01 | 0 | 0 | 0.53697 | 0 | 4.817 | 0 | 0 | 0 | 0 | 0 | 0 | 0 | 0 | 0 | 0 | 0 | 0 | 0 | 0.45131 | 0 | 0.88038 | 0 | 0 | 0 | 0.053706 | 0.6901 | 0 | 0 | 0 | 0 | 2.0755 | 0 | 0 | 0 | 0 | 0 | 0 | 0 | 0 | 0 | 0 | 0 | 0 | 0
6 | 12 | 24 | 2 | 1.7931 | 0 | 2.4769 | 0 | 0 | 0 | 0 | 0.01 | 0 | 0 | 0.53704 | 0 | 4.8171 | 0 | 0 | 0 | 0 | 0 | 0 | 0 | 0 | 0 | 0 | 0 | 0 | 0 | 0.45131 | 0 | 0.54519 | 0 | 0 | 0 | 0.053706 | 0.6901 | 0 | 0 | 0 | 0 | 1.7403 | 0 | 0 | 0 | 0 | 0 | 0 | 0 | 0 | 0 | 0 | 0 | 0 | 0
6 | 13 | 1 | 3 | 1.7931 | 0 | 2.4769 | 0 | 0 | 0 | 0 | 0.01 | 0 | 0 | 0.53716 | 0 | 4.8172 | 0 | 0 | 0 | 0 | 0 | 0 | 0 | 0 | 0 | 0 | 0 | 0 | 0 | 0.45131 | 0 | 0.32173 | 0 | 0 | 0 | 0.053706 | 0.6901 | 0 | 0 | 0 | 0 | 1.5169 | 0 | 0 | 0 | 0 | 0 | 0 | 0 | 0 | 0 | 0 | 0 | 0 | 0
6 | 13 | 2 | 3 | 1.7931 | 0 | 2.4769 | 0 | 0 | 0 | 0 | 0.01 | 0 | 0 | 0.53729 | 0 | 4.8173 | 0 | 0 | 0 | 0 | 0 | 0 | 0 | 0 | 0 | 0 | 0 | 0 | 0 | 0.45131 | 0 | 0.32173 | 0 | 0 | 0 | 0.053706 | 0.6901 | 0 | 0 | 0 | 0 | 1.5169 | 0 | 0 | 0 | 0 | 0 | 0 | 0 | 0 | 0 | 0 | 0 | 0 | 0
6 | 13 | 3 | 3 | 1.7931 | 0 | 2.4769 | 0 | 0 | 0 | 0 | 0.01 | 0 | 0 | 0.53738 | 0 | 4.8174 | 0 | 0 | 0 | 0 | 0 | 0 | 0 | 0 | 0 | 0 | 0 | 0 | 0 | 0.45131 | 0 | 0.32173 | 0 | 0 | 0 | 0.053706 | 0.6901 | 0 | 0 | 0 | 0 | 1.5169 | 0 | 0 | 0 | 0 | 0 | 0 | 0 | 0 | 0 | 0 | 0 | 0 | 0
6 | 13 | 4 | 3 | 1.7931 | 0 | 2.4769 | 0 | 0 | 0 | 0 | 0.01 | 0 | 0 | 0.53742 | 0 | 4.8174 | 0 | 0 | 0 | 0 | 0 | 0 | 0 | 0 | 0 | 0 | 0 | 0 | 0 | 0.45131 | 0 | 0.32173 | 0 | 0 | 0 | 0.053706 | 0.6901 | 0 | 0 | 0 | 0 | 1.5169 | 0 | 0 | 0 | 0 | 0 | 0 | 0 | 0 | 0 | 0 | 0 | 0 | 0
6 | 13 | 5 | 3 | 1.7931 | 0 | 2.4769 | 0 | 0 | 0 | 0 | 0.01 | 0 | 0 | 0.53744 | 0 | 4.8175 | 0 | 0 | 0 | 0 | 0 | 0 | 0 | 0 | 0 | 0 | 0 | 0 | 0 | 0.45131 | 0 | 0.32173 | 0 | 0 | 0 | 0.053706 | 0.6901 | 0 | 0 | 0 | 0 | 1.5169 | 0 | 0 | 0 | 0 | 0 | 0 | 0 | 0 | 0 | 0 | 0 | 0 | 0
6 | 13 | 6 | 3 | 1.7931 | 0 | 2.4769 | 0 | 0 | 0 | 0 | 0.01 | 0 | 0 | 3.0257 | 0 | 7.3057 | 0 | 0 | 0 | 0 | 0 | 0 | 0 | 0 | 0 | 0 | 0 | 0 | 0 | 0.45131 | 0 | 0.54519 | 0 | 0 | 0 | 0.31621 | 0.6901 | 0 | 0 | 0 | 0 | 2.0028 | 0 | 0 | 0 | 0 | 0 | 0 | 0 | 0 | 0 | 0 | 0 | 0 | 0
6 | 13 | 7 | 3 | 1.7931 | 0 | 2.4769 | 0 | 0 | 0 | 0 | 0.01 | 0 | 0 | 3.9579 | 0 | 8.238 | 0 | 0 | 0 | 0 | 0 | 0 | 0 | 0 | 0 | 0 | 0 | 0 | 0 | 0.45131 | 0 | 0.71279 | 0 | 0 | 0 | 0.52621 | 0.6901 | 0 | 0 | 0 | 0 | 2.3804 | 0 | 0 | 0 | 0 | 0 | 0 | 0 | 0 | 0 | 0 | 0 | 0 | 0
6 | 13 | 8 | 3 | 1.7931 | 0 | 13.6089 | 0 | 0 | 0 | 0 | 0.10472 | 0 | 0 | 3.9579 | 0 | 19.4646 | 0 | 0 | 0 | 0 | 0 | 0 | 0 | 0 | 0 | 0 | 0 | 0 | 0 | 0.45131 | 0 | 0.71279 | 0 | 0 | 0 | 0.42121 | 0.6901 | 0 | 0 | 0 | 0 | 2.2754 | 0 | 0 | 0 | 0 | 0 | 0 | 0 | 0 | 0 | 0 | 0 | 0 | 0
6 | 13 | 9 | 3 | 1.7931 | 0 | 13.6089 | 0 | 0 | 0 | 0 | 0.15664 | 0 | 0 | 4.1215 | 0 | 19.6802 | 0 | 0 | 0 | 0 | 0 | 0 | 0 | 0 | 0 | 0 | 0 | 0 | 0 | 0.45131 | 0 | 0.71279 | 0 | 0.64126 | 0 | 0.31621 | 0.6901 | 0 | 0 | 0 | 0 | 2.8117 | 0 | 0 | 0 | 0 | 0 | 0 | 0 | 0 | 0 | 0 | 0 | 0 | 0
6 | 13 | 10 | 3 | 1.7931 | 0 | 13.6089 | 0 | 0 | 0 | 0 | 0.18613 | 0 | 0 | 3.0256 | 0 | 18.6137 | 0 | 0 | 0 | 0 | 0 | 0 | 0 | 0 | 0 | 0 | 0 | 0 | 0 | 0.45131 | 0 | 0.71279 | 0 | 0.8088 | 0 | 0.31621 | 0.6901 | 0 | 0 | 0 | 0 | 2.9792 | 0 | 0 | 0 | 0 | 0 | 0 | 0 | 0 | 0 | 0 | 0 | 0 | 0
6 | 13 | 11 | 3 | 1.7931 | 0 | 13.6089 | 0 | 0 | 0 | 0 | 0.21032 | 0 | 0 | 3.5232 | 0 | 19.1355 | 0 | 0 | 0 | 0 | 0 | 0 | 0 | 0 | 0 | 0 | 0 | 0 | 0 | 0.45131 | 0 | 0.54519 | 0 | 1.0149 | 0 | 0.36871 | 0.6901 | 0 | 0 | 0 | 0 | 3.0702 | 0 | 0 | 0 | 0 | 0 | 0 | 0 | 0 | 0 | 0 | 0 | 0 | 0
6 | 13 | 12 | 3 | 1.7931 | 0 | 8.6613 | 0 | 0 | 0 | 0 | 0.18232 | 0 | 0 | 3.9579 | 0 | 14.5946 | 0 | 0 | 0 | 0 | 0 | 0 | 0 | 0 | 0 | 0 | 0 | 0 | 0 | 0.45131 | 0 | 0.54519 | 0 | 0.94358 | 0 | 0.42121 | 0.6901 | 0 | 0 | 0 | 0 | 3.0514 | 0 | 0 | 0 | 0 | 0 | 0 | 0 | 0 | 0 | 0 | 0 | 0 | 0
6 | 13 | 13 | 3 | 1.7931 | 0 | 13.6089 | 0 | 0 | 0 | 0 | 0.25726 | 0 | 0 | 3.5854 | 0 | 19.2447 | 0 | 0 | 0 | 0 | 0 | 0 | 0 | 0 | 0 | 0 | 0 | 0 | 0 | 0.45131 | 0 | 0.54519 | 0 | 1.2732 | 0 | 0.36871 | 0.6901 | 0 | 0 | 0 | 0 | 3.3285 | 0 | 0 | 0 | 0 | 0 | 0 | 0 | 0 | 0 | 0 | 0 | 0 | 0
6 | 13 | 14 | 3 | 1.7931 | 0 | 13.6089 | 0 | 0 | 0 | 0 | 0.27085 | 0 | 0 | 3.5232 | 0 | 19.196 | 0 | 0 | 0 | 0 | 0 | 0 | 0 | 0 | 0 | 0 | 0 | 0 | 0 | 0.45131 | 0 | 0.54519 | 0 | 1.3056 | 0 | 0.36871 | 0.6901 | 0 | 0 | 0 | 0 | 3.3609 | 0 | 0 | 0 | 0 | 0 | 0 | 0 | 0 | 0 | 0 | 0 | 0 | 0
6 | 13 | 15 | 3 | 1.7931 | 0 | 13.6089 | 0 | 0 | 0 | 0 | 0.26327 | 0 | 0 | 3.0255 | 0 | 18.6908 | 0 | 0 | 0 | 0 | 0 | 0 | 0 | 0 | 0 | 0 | 0 | 0 | 0 | 0.45131 | 0 | 0.54519 | 0 | 1.2864 | 0 | 0.31621 | 0.6901 | 0 | 0 | 0 | 0 | 3.2892 | 0 | 0 | 0 | 0 | 0 | 0 | 0 | 0 | 0 | 0 | 0 | 0 | 0
6 | 13 | 16 | 3 | 1.7931 | 0 | 13.6089 | 0 | 0 | 0 | 0 | 0.23003 | 0 | 0 | 3.0255 | 0 | 18.6576 | 0 | 0 | 0 | 0 | 0 | 0 | 0 | 0 | 0 | 0 | 0 | 0 | 0 | 0.45131 | 0 | 0.54519 | 0 | 1.1347 | 0 | 0.31621 | 0.6901 | 0 | 0 | 0 | 0 | 3.1375 | 0 | 0 | 0 | 0 | 0 | 0 | 0 | 0 | 0 | 0 | 0 | 0 | 0
6 | 13 | 17 | 3 | 1.7931 | 0 | 13.6089 | 0 | 0 | 0 | 0 | 0.16592 | 0 | 0 | 3.9579 | 0 | 19.5258 | 0 | 0 | 0 | 0 | 0 | 0 | 0 | 0 | 0 | 0 | 0 | 0 | 0 | 0.45131 | 0 | 0.54519 | 0 | 0.81792 | 0 | 0.52621 | 0.6901 | 0 | 0 | 0 | 0 | 3.0307 | 0 | 0 | 0 | 0 | 0 | 0 | 0 | 0 | 0 | 0 | 0 | 0 | 0
6 | 13 | 18 | 3 | 1.7931 | 0 | 9.8982 | 0 | 0 | 0 | 0 | 0.1015 | 0 | 0 | 6.0622 | 0 | 17.855 | 0 | 0 | 0 | 0 | 0 | 0 | 0 | 0 | 0 | 0 | 0 | 0 | 0 | 0.45131 | 0 | 0.54519 | 0 | 0.4796 | 0 | 0.52621 | 0.6901 | 0 | 0 | 0 | 0 | 2.6924 | 0 | 0 | 0 | 0 | 0 | 0 | 0 | 0 | 0 | 0 | 0 | 0 | 0
6 | 13 | 19 | 3 | 1.7931 | 0 | 2.4769 | 0 | 0 | 0 | 0 | 0.010113 | 0 | 0 | 3.9579 | 0 | 8.2381 | 0 | 0 | 0 | 0 | 0 | 0 | 0 | 0 | 0 | 0 | 0 | 0 | 0 | 0.45131 | 0 | 0.88038 | 0 | 0.00057178 | 0 | 0.42121 | 0.6901 | 0 | 0 | 0 | 0 | 2.4436 | 0 | 0 | 0 | 0 | 0 | 0 | 0 | 0 | 0 | 0 | 0 | 0 | 0
6 | 13 | 20 | 3 | 1.7931 | 0 | 2.4769 | 0 | 0 | 0 | 0 | 0.01 | 0 | 0 | 3.5856 | 0 | 7.8657 | 0 | 0 | 0 | 0 | 0 | 0 | 0 | 0 | 0 | 0 | 0 | 0 | 0 | 0.45131 | 0 | 1.1038 | 0 | 0 | 0 | 0.36871 | 0.6901 | 0 | 0 | 0 | 0 | 2.614 | 0 | 0 | 0 | 0 | 0 | 0 | 0 | 0 | 0 | 0 | 0 | 0 | 0
6 | 13 | 21 | 3 | 1.7931 | 0 | 2.4769 | 0 | 0 | 0 | 0 | 0.01 | 0 | 0 | 3.9579 | 0 | 8.2379 | 0 | 0 | 0 | 0 | 0 | 0 | 0 | 0 | 0 | 0 | 0 | 0 | 0 | 0.45131 | 0 | 1.2156 | 0 | 0 | 0 | 0.47371 | 0.6901 | 0 | 0 | 0 | 0 | 2.8307 | 0 | 0 | 0 | 0 | 0 | 0 | 0 | 0 | 0 | 0 | 0 | 0 | 0
6 | 13 | 22 | 3 | 1.7931 | 0 | 2.4769 | 0 | 0 | 0 | 0 | 0.01 | 0 | 0 | 3.5796 | 0 | 7.8596 | 0 | 0 | 0 | 0 | 0 | 0 | 0 | 0 | 0 | 0 | 0 | 0 | 0 | 0.45131 | 0 | 1.1038 | 0 | 0 | 0 | 0.31621 | 0.6901 | 0 | 0 | 0 | 0 | 2.5615 | 0 | 0 | 0 | 0 | 0 | 0 | 0 | 0 | 0 | 0 | 0 | 0 | 0
6 | 13 | 23 | 3 | 1.7931 | 0 | 2.4769 | 0 | 0 | 0 | 0 | 0.01 | 0 | 0 | 0.53726 | 0 | 4.8173 | 0 | 0 | 0 | 0 | 0 | 0 | 0 | 0 | 0 | 0 | 0 | 0 | 0 | 0.45131 | 0 | 0.88038 | 0 | 0 | 0 | 0.053706 | 0.6901 | 0 | 0 | 0 | 0 | 2.0755 | 0 | 0 | 0 | 0 | 0 | 0 | 0 | 0 | 0 | 0 | 0 | 0 | 0
6 | 13 | 24 | 3 | 1.7931 | 0 | 2.4769 | 0 | 0 | 0 | 0 | 0.01 | 0 | 0 | 0.53731 | 0 | 4.8173 | 0 | 0 | 0 | 0 | 0 | 0 | 0 | 0 | 0 | 0 | 0 | 0 | 0 | 0.45131 | 0 | 0.54519 | 0 | 0 | 0 | 0.053706 | 0.6901 | 0 | 0 | 0 | 0 | 1.7403 | 0 | 0 | 0 | 0 | 0 | 0 | 0 | 0 | 0 | 0 | 0 | 0 | 0
6 | 14 | 1 | 4 | 1.7931 | 0 | 2.4769 | 0 | 0 | 0 | 0 | 0.01 | 0 | 0 | 0.53742 | 0 | 4.8174 | 0 | 0 | 0 | 0 | 0 | 0 | 0 | 0 | 0 | 0 | 0 | 0 | 0 | 0.45131 | 0 | 0.32173 | 0 | 0 | 0 | 0.053706 | 0.6901 | 0 | 0 | 0 | 0 | 1.5169 | 0 | 0 | 0 | 0 | 0 | 0 | 0 | 0 | 0 | 0 | 0 | 0 | 0
6 | 14 | 2 | 4 | 1.7931 | 0 | 2.4769 | 0 | 0 | 0 | 0 | 0.01 | 0 | 0 | 0.53754 | 0 | 4.8176 | 0 | 0 | 0 | 0 | 0 | 0 | 0 | 0 | 0 | 0 | 0 | 0 | 0 | 0.45131 | 0 | 0.32173 | 0 | 0 | 0 | 0.053706 | 0.6901 | 0 | 0 | 0 | 0 | 1.5169 | 0 | 0 | 0 | 0 | 0 | 0 | 0 | 0 | 0 | 0 | 0 | 0 | 0
6 | 14 | 3 | 4 | 1.7931 | 0 | 2.4769 | 0 | 0 | 0 | 0 | 0.01 | 0 | 0 | 0.53761 | 0 | 4.8176 | 0 | 0 | 0 | 0 | 0 | 0 | 0 | 0 | 0 | 0 | 0 | 0 | 0 | 0.45131 | 0 | 0.32173 | 0 | 0 | 0 | 0.053706 | 0.6901 | 0 | 0 | 0 | 0 | 1.5169 | 0 | 0 | 0 | 0 | 0 | 0 | 0 | 0 | 0 | 0 | 0 | 0 | 0
6 | 14 | 4 | 4 | 1.7931 | 0 | 2.4769 | 0 | 0 | 0 | 0 | 0.01 | 0 | 0 | 0.53766 | 0 | 4.8177 | 0 | 0 | 0 | 0 | 0 | 0 | 0 | 0 | 0 | 0 | 0 | 0 | 0 | 0.45131 | 0 | 0.32173 | 0 | 0 | 0 | 0.053706 | 0.6901 | 0 | 0 | 0 | 0 | 1.5169 | 0 | 0 | 0 | 0 | 0 | 0 | 0 | 0 | 0 | 0 | 0 | 0 | 0
6 | 14 | 5 | 4 | 1.7931 | 0 | 2.4769 | 0 | 0 | 0 | 0 | 0.01 | 0 | 0 | 0.53768 | 0 | 4.8177 | 0 | 0 | 0 | 0 | 0 | 0 | 0 | 0 | 0 | 0 | 0 | 0 | 0 | 0.45131 | 0 | 0.32173 | 0 | 0 | 0 | 0.053706 | 0.6901 | 0 | 0 | 0 | 0 | 1.5169 | 0 | 0 | 0 | 0 | 0 | 0 | 0 | 0 | 0 | 0 | 0 | 0 | 0
6 | 14 | 6 | 4 | 1.7931 | 0 | 2.4769 | 0 | 0 | 0 | 0 | 0.01 | 0 | 0 | 3.026 | 0 | 7.306 | 0 | 0 | 0 | 0 | 0 | 0 | 0 | 0 | 0 | 0 | 0 | 0 | 0 | 0.45131 | 0 | 0.54519 | 0 | 0 | 0 | 0.31621 | 0.6901 | 0 | 0 | 0 | 0 | 2.0028 | 0 | 0 | 0 | 0 | 0 | 0 | 0 | 0 | 0 | 0 | 0 | 0 | 0
6 | 14 | 7 | 4 | 1.7931 | 0 | 2.4769 | 0 | 0 | 0 | 0 | 0.01 | 0 | 0 | 3.9581 | 0 | 8.2381 | 0 | 0 | 0 | 0 | 0 | 0 | 0 | 0 | 0 | 0 | 0 | 0 | 0 | 0.45131 | 0 | 0.71279 | 0 | 0 | 0 | 0.52621 | 0.6901 | 0 | 0 | 0 | 0 | 2.3804 | 0 | 0 | 0 | 0 | 0 | 0 | 0 | 0 | 0 | 0 | 0 | 0 | 0
6 | 14 | 8 | 4 | 1.7931 | 0 | 13.6089 | 0 | 0 | 0 | 0 | 0.01 | 0 | 0 | 3.958 | 0 | 19.37 | 0 | 0 | 0 | 0 | 0 | 0 | 0 | 0 | 0 | 0 | 0 | 0 | 0 | 0.45131 | 0 | 0.71279 | 0 | 0 | 0 | 0.42121 | 0.6901 | 0 | 0 | 0 | 0 | 2.2754 | 0 | 0 | 0 | 0 | 0 | 0 | 0 | 0 | 0 | 0 | 0 | 0 | 0
6 | 14 | 9 | 4 | 1.7931 | 0 | 13.6089 | 0 | 0 | 0 | 0 | 0.014172 | 0 | 0 | 4.122 | 0 | 19.5382 | 0 | 0 | 0 | 0 | 0 | 0 | 0 | 0 | 0 | 0 | 0 | 0 | 0 | 0.45131 | 0 | 0.71279 | 0 | 0 | 0 | 0.31621 | 0.6901 | 0 | 0 | 0 | 0 | 2.1704 | 0 | 0 | 0 | 0 | 0 | 0 | 0 | 0 | 0 | 0 | 0 | 0 | 0
6 | 14 | 10 | 4 | 1.7931 | 0 | 13.6089 | 0 | 0 | 0 | 0 | 0.10271 | 0 | 0 | 3.0258 | 0 | 18.5305 | 0 | 0 | 0 | 0 | 0 | 0 | 0 | 0 | 0 | 0 | 0 | 0 | 0 | 0.45131 | 0 | 0.71279 | 0 | 0.04392 | 0 | 0.31621 | 0.6901 | 0 | 0 | 0 | 0 | 2.2143 | 0 | 0 | 0 | 0 | 0 | 0 | 0 | 0 | 0 | 0 | 0 | 0 | 0
6 | 14 | 11 | 4 | 1.7931 | 0 | 13.6089 | 0 | 0 | 0 | 0 | 0.10882 | 0 | 0 | 3.5235 | 0 | 19.0343 | 0 | 0 | 0 | 0 | 0 | 0 | 0 | 0 | 0 | 0 | 0 | 0 | 0 | 0.45131 | 0 | 0.54519 | 0 | 0.45415 | 0 | 0.36871 | 0.6901 | 0 | 0 | 0 | 0 | 2.5095 | 0 | 0 | 0 | 0 | 0 | 0 | 0 | 0 | 0 | 0 | 0 | 0 | 0
6 | 14 | 12 | 4 | 1.7931 | 0 | 8.6613 | 0 | 0 | 0 | 0 | 0.056357 | 0 | 0 | 3.958 | 0 | 14.4688 | 0 | 0 | 0 | 0 | 0 | 0 | 0 | 0 | 0 | 0 | 0 | 0 | 0 | 0.45131 | 0 | 0.54519 | 0 | 0.2873 | 0 | 0.42121 | 0.6901 | 0 | 0 | 0 | 0 | 2.3951 | 0 | 0 | 0 | 0 | 0 | 0 | 0 | 0 | 0 | 0 | 0 | 0 | 0
6 | 14 | 13 | 4 | 1.7931 | 0 | 13.6089 | 0 | 0 | 0 | 0 | 0.10066 | 0 | 0 | 3.5859 | 0 | 19.0886 | 0 | 0 | 0 | 0 | 0 | 0 | 0 | 0 | 0 | 0 | 0 | 0 | 0 | 0.45131 | 0 | 0.54519 | 0 | 0.52006 | 0 | 0.36871 | 0.6901 | 0 | 0 | 0 | 0 | 2.5754 | 0 | 0 | 0 | 0 | 0 | 0 | 0 | 0 | 0 | 0 | 0 | 0 | 0
6 | 14 | 14 | 4 | 1.7931 | 0 | 13.6089 | 0 | 0 | 0 | 0 | 0.12266 | 0 | 0 | 3.5235 | 0 | 19.0482 | 0 | 0 | 0 | 0 | 0 | 0 | 0 | 0 | 0 | 0 | 0 | 0 | 0 | 0.45131 | 0 | 0.54519 | 0 | 0.68837 | 0 | 0.36871 | 0.6901 | 0 | 0 | 0 | 0 | 2.7437 | 0 | 0 | 0 | 0 | 0 | 0 | 0 | 0 | 0 | 0 | 0 | 0 | 0
6 | 14 | 15 | 4 | 1.7931 | 0 | 13.6089 | 0 | 0 | 0 | 0 | 0.20897 | 0 | 0 | 3.0259 | 0 | 18.6369 | 0 | 0 | 0 | 0 | 0 | 0 | 0 | 0 | 0 | 0 | 0 | 0 | 0 | 0.45131 | 0 | 0.54519 | 0 | 1.2678 | 0 | 0.31621 | 0.6901 | 0 | 0 | 0 | 0 | 3.2706 | 0 | 0 | 0 | 0 | 0 | 0 | 0 | 0 | 0 | 0 | 0 | 0 | 0
6 | 14 | 16 | 4 | 1.7931 | 0 | 13.6089 | 0 | 0 | 0 | 0 | 0.23865 | 0 | 0 | 3.0259 | 0 | 18.6666 | 0 | 0 | 0 | 0 | 0 | 0 | 0 | 0 | 0 | 0 | 0 | 0 | 0 | 0.45131 | 0 | 0.54519 | 0 | 1.5872 | 0 | 0.31621 | 0.6901 | 0 | 0 | 0 | 0 | 3.59 | 0 | 0 | 0 | 0 | 0 | 0 | 0 | 0 | 0 | 0 | 0 | 0 | 0
6 | 14 | 17 | 4 | 1.7931 | 0 | 13.6089 | 0 | 0 | 0 | 0 | 0.28757 | 0 | 0 | 3.958 | 0 | 19.6476 | 0 | 0 | 0 | 0 | 0 | 0 | 0 | 0 | 0 | 0 | 0 | 0 | 0 | 0.45131 | 0 | 0.54519 | 0 | 1.9978 | 0 | 0.52621 | 0.6901 | 0 | 0 | 0 | 0 | 4.2106 | 0 | 0 | 0 | 0 | 0 | 0 | 0 | 0 | 0 | 0 | 0 | 0 | 0
6 | 14 | 18 | 4 | 1.7931 | 0 | 9.8982 | 0 | 0 | 0 | 0 | 0.19005 | 0 | 0 | 6.0626 | 0 | 17.944 | 0 | 0 | 0 | 0 | 0 | 0 | 0 | 0 | 0 | 0 | 0 | 0 | 0 | 0.45131 | 0 | 0.54519 | 0 | 1.3091 | 0 | 0.52621 | 0.6901 | 0 | 0 | 0 | 0 | 3.5219 | 0 | 0 | 0 | 0 | 0 | 0 | 0 | 0 | 0 | 0 | 0 | 0 | 0
6 | 14 | 19 | 4 | 1.7931 | 0 | 2.4769 | 0 | 0 | 0 | 0 | 0.055622 | 0 | 0 | 3.9581 | 0 | 8.2837 | 0 | 0 | 0 | 0 | 0 | 0 | 0 | 0 | 0 | 0 | 0 | 0 | 0 | 0.45131 | 0 | 0.88038 | 0 | 0.30797 | 0 | 0.42121 | 0.6901 | 0 | 0 | 0 | 0 | 2.751 | 0 | 0 | 0 | 0 | 0 | 0 | 0 | 0 | 0 | 0 | 0 | 0 | 0
6 | 14 | 20 | 4 | 1.7931 | 0 | 2.4769 | 0 | 0 | 0 | 0 | 0.02787 | 0 | 0 | 3.586 | 0 | 7.8839 | 0 | 0 | 0 | 0 | 0 | 0 | 0 | 0 | 0 | 0 | 0 | 0 | 0 | 0.45131 | 0 | 1.1038 | 0 | 0.1148 | 0 | 0.36871 | 0.6901 | 0 | 0 | 0 | 0 | 2.7288 | 0 | 0 | 0 | 0 | 0 | 0 | 0 | 0 | 0 | 0 | 0 | 0 | 0
6 | 14 | 21 | 4 | 1.7931 | 0 | 2.4769 | 0 | 0 | 0 | 0 | 0.014311 | 0 | 0 | 3.958 | 0 | 8.2423 | 0 | 0 | 0 | 0 | 0 | 0 | 0 | 0 | 0 | 0 | 0 | 0 | 0 | 0.45131 | 0 | 1.2156 | 0 | 0.026314 | 0 | 0.47371 | 0.6901 | 0 | 0 | 0 | 0 | 2.857 | 0 | 0 | 0 | 0 | 0 | 0 | 0 | 0 | 0 | 0 | 0 | 0 | 0
6 | 14 | 22 | 4 | 1.7931 | 0 | 2.4769 | 0 | 0 | 0 | 0 | 0.011968 | 0 | 0 | 3.5799 | 0 | 7.8619 | 0 | 0 | 0 | 0 | 0 | 0 | 0 | 0 | 0 | 0 | 0 | 0 | 0 | 0.45131 | 0 | 1.1038 | 0 | 0.01178 | 0 | 0.31621 | 0.6901 | 0 | 0 | 0 | 0 | 2.5732 | 0 | 0 | 0 | 0 | 0 | 0 | 0 | 0 | 0 | 0 | 0 | 0 | 0
6 | 14 | 23 | 4 | 1.7931 | 0 | 2.4769 | 0 | 0 | 0 | 0 | 0.01 | 0 | 0 | 0.53745 | 0 | 4.8175 | 0 | 0 | 0 | 0 | 0 | 0 | 0 | 0 | 0 | 0 | 0 | 0 | 0 | 0.45131 | 0 | 0.88038 | 0 | 0 | 0 | 0.053706 | 0.6901 | 0 | 0 | 0 | 0 | 2.0755 | 0 | 0 | 0 | 0 | 0 | 0 | 0 | 0 | 0 | 0 | 0 | 0 | 0
6 | 14 | 24 | 4 | 1.7931 | 0 | 2.4769 | 0 | 0 | 0 | 0 | 0.01 | 0 | 0 | 0.53752 | 0 | 4.8175 | 0 | 0 | 0 | 0 | 0 | 0 | 0 | 0 | 0 | 0 | 0 | 0 | 0 | 0.45131 | 0 | 0.54519 | 0 | 0 | 0 | 0.053706 | 0.6901 | 0 | 0 | 0 | 0 | 1.7403 | 0 | 0 | 0 | 0 | 0 | 0 | 0 | 0 | 0 | 0 | 0 | 0 | 0
6 | 15 | 1 | 5 | 1.7931 | 0 | 2.4769 | 0 | 0 | 0 | 0 | 0.010021 | 0 | 0 | 0.53764 | 0 | 4.8177 | 0 | 0 | 0 | 0 | 0 | 0 | 0 | 0 | 0 | 0 | 0 | 0 | 0 | 0.45131 | 0 | 0.32173 | 0 | 0 | 0 | 0.053706 | 0.6901 | 0 | 0 | 0 | 0 | 1.5169 | 0 | 0 | 0 | 0 | 0 | 0 | 0 | 0 | 0 | 0 | 0 | 0 | 0
6 | 15 | 2 | 5 | 1.7931 | 0 | 2.4769 | 0 | 0 | 0 | 0 | 0.010524 | 0 | 0 | 0.53776 | 0 | 4.8183 | 0 | 0 | 0 | 0 | 0 | 0 | 0 | 0 | 0 | 0 | 0 | 0 | 0 | 0.45131 | 0 | 0.32173 | 0 | 0.002806 | 0 | 0.053706 | 0.6901 | 0 | 0 | 0 | 0 | 1.5196 | 0 | 0 | 0 | 0 | 0 | 0 | 0 | 0 | 0 | 0 | 0 | 0 | 0
6 | 15 | 3 | 5 | 1.7931 | 0 | 2.4769 | 0 | 0 | 0 | 0 | 0.010039 | 0 | 0 | 0.53782 | 0 | 4.8179 | 0 | 0 | 0 | 0 | 0 | 0 | 0 | 0 | 0 | 0 | 0 | 0 | 0 | 0.45131 | 0 | 0.32173 | 0 | 0.00027943 | 0 | 0.053706 | 0.6901 | 0 | 0 | 0 | 0 | 1.5171 | 0 | 0 | 0 | 0 | 0 | 0 | 0 | 0 | 0 | 0 | 0 | 0 | 0
6 | 15 | 4 | 5 | 1.7931 | 0 | 2.4769 | 0 | 0 | 0 | 0 | 0.010228 | 0 | 0 | 0.53785 | 0 | 4.8181 | 0 | 0 | 0 | 0 | 0 | 0 | 0 | 0 | 0 | 0 | 0 | 0 | 0 | 0.45131 | 0 | 0.32173 | 0 | 0.0017552 | 0 | 0.053706 | 0.6901 | 0 | 0 | 0 | 0 | 1.5186 | 0 | 0 | 0 | 0 | 0 | 0 | 0 | 0 | 0 | 0 | 0 | 0 | 0
6 | 15 | 5 | 5 | 1.7931 | 0 | 2.4769 | 0 | 0 | 0 | 0 | 0.011235 | 0 | 0 | 0.53787 | 0 | 4.8191 | 0 | 0 | 0 | 0 | 0 | 0 | 0 | 0 | 0 | 0 | 0 | 0 | 0 | 0.45131 | 0 | 0.32173 | 0 | 0.0051096 | 0 | 0.053706 | 0.6901 | 0 | 0 | 0 | 0 | 1.522 | 0 | 0 | 0 | 0 | 0 | 0 | 0 | 0 | 0 | 0 | 0 | 0 | 0
6 | 15 | 6 | 5 | 1.7931 | 0 | 2.4769 | 0 | 0 | 0 | 0 | 0.072147 | 0 | 0 | 3.0261 | 0 | 7.3683 | 0 | 0 | 0 | 0 | 0 | 0 | 0 | 0 | 0 | 0 | 0 | 0 | 0 | 0.45131 | 0 | 0.54519 | 0 | 0.074375 | 0 | 0.31621 | 0.6901 | 0 | 0 | 0 | 0 | 2.0772 | 0 | 0 | 0 | 0 | 0 | 0 | 0 | 0 | 0 | 0 | 0 | 0 | 0
6 | 15 | 7 | 5 | 1.7931 | 0 | 2.4769 | 0 | 0 | 0 | 0 | 0.11869 | 0 | 0 | 3.9581 | 0 | 8.3468 | 0 | 0 | 0 | 0 | 0 | 0 | 0 | 0 | 0 | 0 | 0 | 0 | 0 | 0.45131 | 0 | 0.71279 | 0 | 0.515 | 0 | 0.52621 | 0.6901 | 0 | 0 | 0 | 0 | 2.8954 | 0 | 0 | 0 | 0 | 0 | 0 | 0 | 0 | 0 | 0 | 0 | 0 | 0
6 | 15 | 8 | 5 | 1.7931 | 0 | 13.6089 | 0 | 0 | 0 | 0 | 0.23211 | 0 | 0 | 3.9581 | 0 | 19.5922 | 0 | 0 | 0 | 0 | 0 | 0 | 0 | 0 | 0 | 0 | 0 | 0 | 0 | 0.45131 | 0 | 0.71279 | 0 | 1.0642 | 0 | 0.42121 | 0.6901 | 0 | 0 | 0 | 0 | 3.3396 | 0 | 0 | 0 | 0 | 0 | 0 | 0 | 0 | 0 | 0 | 0 | 0 | 0
6 | 15 | 9 | 5 | 1.7931 | 0 | 13.6089 | 0 | 0 | 0 | 0 | 0.27929 | 0 | 0 | 4.1223 | 0 | 19.8036 | 0 | 0 | 0 | 0 | 0 | 0 | 0 | 0 | 0 | 0 | 0 | 0 | 0 | 0.45131 | 0 | 0.71279 | 0 | 1.5598 | 0 | 0.31621 | 0.6901 | 0 | 0 | 0 | 0 | 3.7302 | 0 | 0 | 0 | 0 | 0 | 0 | 0 | 0 | 0 | 0 | 0 | 0 | 0
6 | 15 | 10 | 5 | 1.7931 | 0 | 13.6089 | 0 | 0 | 0 | 0 | 0.31951 | 0 | 0 | 3.0259 | 0 | 18.7474 | 0 | 0 | 0 | 0 | 0 | 0 | 0 | 0 | 0 | 0 | 0 | 0 | 0 | 0.45131 | 0 | 0.71279 | 0 | 2.0713 | 0 | 0.31621 | 0.6901 | 0 | 0 | 0 | 0 | 4.2417 | 0 | 0 | 0 | 0 | 0 | 0 | 0 | 0 | 0 | 0 | 0 | 0 | 0
6 | 15 | 11 | 5 | 1.7931 | 0 | 13.6089 | 0 | 0 | 0 | 0 | 0.34584 | 0 | 0 | 3.5235 | 0 | 19.2714 | 0 | 0 | 0 | 0 | 0 | 0 | 0 | 0 | 0 | 0 | 0 | 0 | 0 | 0.45131 | 0 | 0.54519 | 0 | 2.3394 | 0 | 0.36871 | 0.6901 | 0 | 0 | 0 | 0 | 4.3947 | 0 | 0 | 0 | 0 | 0 | 0 | 0 | 0 | 0 | 0 | 0 | 0 | 0
6 | 15 | 12 | 5 | 1.7931 | 0 | 8.6613 | 0 | 0 | 0 | 0 | 0.33549 | 0 | 0 | 3.958 | 0 | 14.748 | 0 | 0 | 0 | 0 | 0 | 0 | 0 | 0 | 0 | 0 | 0 | 0 | 0 | 0.45131 | 0 | 0.54519 | 0 | 2.3107 | 0 | 0.42121 | 0.6901 | 0 | 0 | 0 | 0 | 4.4185 | 0 | 0 | 0 | 0 | 0 | 0 | 0 | 0 | 0 | 0 | 0 | 0 | 0
6 | 15 | 13 | 5 | 1.7931 | 0 | 13.6089 | 0 | 0 | 0 | 0 | 0.4513 | 0 | 0 | 3.5859 | 0 | 19.4392 | 0 | 0 | 0 | 0 | 0 | 0 | 0 | 0 | 0 | 0 | 0 | 0 | 0 | 0.45131 | 0 | 0.54519 | 0 | 3.2153 | 0 | 0.36871 | 0.6901 | 0 | 0 | 0 | 0 | 5.2706 | 0 | 0 | 0 | 0 | 0 | 0 | 0 | 0 | 0 | 0 | 0 | 0 | 0
6 | 15 | 14 | 5 | 1.7931 | 0 | 13.6089 | 0 | 0 | 0 | 0 | 0.49744 | 0 | 0 | 3.5234 | 0 | 19.4229 | 0 | 0 | 0 | 0 | 0 | 0 | 0 | 0 | 0 | 0 | 0 | 0 | 0 | 0.45131 | 0 | 0.54519 | 0 | 3.7022 | 0 | 0.36871 | 0.6901 | 0 | 0 | 0 | 0 | 5.7576 | 0 | 0 | 0 | 0 | 0 | 0 | 0 | 0 | 0 | 0 | 0 | 0 | 0
6 | 15 | 15 | 5 | 1.7931 | 0 | 13.6089 | 0 | 0 | 0 | 0 | 0.46847 | 0 | 0 | 3.0258 | 0 | 18.8963 | 0 | 0 | 0 | 0 | 0 | 0 | 0 | 0 | 0 | 0 | 0 | 0 | 0 | 0.45131 | 0 | 0.54519 | 0 | 3.5601 | 0 | 0.31621 | 0.6901 | 0 | 0 | 0 | 0 | 5.5629 | 0 | 0 | 0 | 0 | 0 | 0 | 0 | 0 | 0 | 0 | 0 | 0 | 0
6 | 15 | 16 | 5 | 1.7931 | 0 | 13.6089 | 0 | 0 | 0 | 0 | 0.46714 | 0 | 0 | 3.0257 | 0 | 18.8949 | 0 | 0 | 0 | 0 | 0 | 0 | 0 | 0 | 0 | 0 | 0 | 0 | 0 | 0.45131 | 0 | 0.54519 | 0 | 3.677 | 0 | 0.31621 | 0.6901 | 0 | 0 | 0 | 0 | 5.6798 | 0 | 0 | 0 | 0 | 0 | 0 | 0 | 0 | 0 | 0 | 0 | 0 | 0
6 | 15 | 17 | 5 | 1.7931 | 0 | 13.6089 | 0 | 0 | 0 | 0 | 0.5122 | 0 | 0 | 3.958 | 0 | 19.8722 | 0 | 0 | 0 | 0 | 0 | 0 | 0 | 0 | 0 | 0 | 0 | 0 | 0 | 0.45131 | 0 | 0.54519 | 0 | 4.112 | 0 | 0.52621 | 0.6901 | 0 | 0 | 0 | 0 | 6.3248 | 0 | 0 | 0 | 0 | 0 | 0 | 0 | 0 | 0 | 0 | 0 | 0 | 0
6 | 15 | 18 | 5 | 1.7931 | 0 | 9.8982 | 0 | 0 | 0 | 0 | 0.45037 | 0 | 0 | 6.0623 | 0 | 18.204 | 0 | 0 | 0 | 0 | 0 | 0 | 0 | 0 | 0 | 0 | 0 | 0 | 0 | 0.45131 | 0 | 0.54519 | 0 | 3.7048 | 0 | 0.52621 | 0.6901 | 0 | 0 | 0 | 0 | 5.9177 | 0 | 0 | 0 | 0 | 0 | 0 | 0 | 0 | 0 | 0 | 0 | 0 | 0
6 | 15 | 19 | 5 | 1.7931 | 0 | 2.4769 | 0 | 0 | 0 | 0 | 0.28955 | 0 | 0 | 3.9579 | 0 | 8.5175 | 0 | 0 | 0 | 0 | 0 | 0 | 0 | 0 | 0 | 0 | 0 | 0 | 0 | 0.45131 | 0 | 0.88038 | 0 | 2.2722 | 0 | 0.42121 | 0.6901 | 0 | 0 | 0 | 0 | 4.7152 | 0 | 0 | 0 | 0 | 0 | 0 | 0 | 0 | 0 | 0 | 0 | 0 | 0
6 | 15 | 20 | 5 | 1.7931 | 0 | 2.4769 | 0 | 0 | 0 | 0 | 0.23334 | 0 | 0 | 3.5856 | 0 | 8.089 | 0 | 0 | 0 | 0 | 0 | 0 | 0 | 0 | 0 | 0 | 0 | 0 | 0 | 0.45131 | 0 | 1.1038 | 0 | 1.7748 | 0 | 0.36871 | 0.6901 | 0 | 0 | 0 | 0 | 4.3888 | 0 | 0 | 0 | 0 | 0 | 0 | 0 | 0 | 0 | 0 | 0 | 0 | 0
6 | 15 | 21 | 5 | 1.7931 | 0 | 2.4769 | 0 | 0 | 0 | 0 | 0.22102 | 0 | 0 | 3.9579 | 0 | 8.4489 | 0 | 0 | 0 | 0 | 0 | 0 | 0 | 0 | 0 | 0 | 0 | 0 | 0 | 0.45131 | 0 | 1.2156 | 0 | 1.7029 | 0 | 0.47371 | 0.6901 | 0 | 0 | 0 | 0 | 4.5335 | 0 | 0 | 0 | 0 | 0 | 0 | 0 | 0 | 0 | 0 | 0 | 0 | 0
6 | 15 | 22 | 5 | 1.7931 | 0 | 2.4769 | 0 | 0 | 0 | 0 | 0.20472 | 0 | 0 | 3.5795 | 0 | 8.0542 | 0 | 0 | 0 | 0 | 0 | 0 | 0 | 0 | 0 | 0 | 0 | 0 | 0 | 0.45131 | 0 | 1.1038 | 0 | 1.5473 | 0 | 0.31621 | 0.6901 | 0 | 0 | 0 | 0 | 4.1087 | 0 | 0 | 0 | 0 | 0 | 0 | 0 | 0 | 0 | 0 | 0 | 0 | 0
6 | 15 | 23 | 5 | 1.7931 | 0 | 2.4769 | 0 | 0 | 0 | 0 | 0.19989 | 0 | 0 | 0.53711 | 0 | 5.007 | 0 | 0 | 0 | 0 | 0 | 0 | 0 | 0 | 0 | 0 | 0 | 0 | 0 | 0.45131 | 0 | 0.88038 | 0 | 1.4752 | 0 | 0.053706 | 0.6901 | 0 | 0 | 0 | 0 | 3.5507 | 0 | 0 | 0 | 0 | 0 | 0 | 0 | 0 | 0 | 0 | 0 | 0 | 0
6 | 15 | 24 | 5 | 1.7931 | 0 | 2.4769 | 0 | 0 | 0 | 0 | 0.18556 | 0 | 0 | 0.53716 | 0 | 4.9927 | 0 | 0 | 0 | 0 | 0 | 0 | 0 | 0 | 0 | 0 | 0 | 0 | 0 | 0.45131 | 0 | 0.54519 | 0 | 1.2974 | 0 | 0.053706 | 0.6901 | 0 | 0 | 0 | 0 | 3.0377 | 0 | 0 | 0 | 0 | 0 | 0 | 0 | 0 | 0 | 0 | 0 | 0 | 0
6 | 16 | 1 | 6 | 1.7931 | 0 | 2.4769 | 0 | 0 | 0 | 0 | 0.17925 | 0 | 0 | 0.53726 | 0 | 4.9865 | 0 | 0 | 0 | 0 | 0 | 0 | 0 | 0 | 0 | 0 | 0 | 0 | 0 | 0.45131 | 0 | 0.32173 | 0 | 1.2032 | 0 | 0.053706 | 0.6901 | 0 | 0 | 0 | 0 | 2.7201 | 0 | 0 | 0 | 0 | 0 | 0 | 0 | 0 | 0 | 0 | 0 | 0 | 0
6 | 16 | 2 | 6 | 1.7931 | 0 | 2.4769 | 0 | 0 | 0 | 0 | 0.16775 | 0 | 0 | 0.53739 | 0 | 4.9752 | 0 | 0 | 0 | 0 | 0 | 0 | 0 | 0 | 0 | 0 | 0 | 0 | 0 | 0.45131 | 0 | 0.32173 | 0 | 1.0687 | 0 | 0.053706 | 0.6901 | 0 | 0 | 0 | 0 | 2.5855 | 0 | 0 | 0 | 0 | 0 | 0 | 0 | 0 | 0 | 0 | 0 | 0 | 0
6 | 16 | 3 | 6 | 1.7931 | 0 | 2.4769 | 0 | 0 | 0 | 0 | 0.15615 | 0 | 0 | 0.53743 | 0 | 4.9636 | 0 | 0 | 0 | 0 | 0 | 0 | 0 | 0 | 0 | 0 | 0 | 0 | 0 | 0.45131 | 0 | 0.32173 | 0 | 0.9767 | 0 | 0.053706 | 0.6901 | 0 | 0 | 0 | 0 | 2.4935 | 0 | 0 | 0 | 0 | 0 | 0 | 0 | 0 | 0 | 0 | 0 | 0 | 0
6 | 16 | 4 | 6 | 1.7931 | 0 | 2.4769 | 0 | 0 | 0 | 0 | 0.1488 | 0 | 0 | 0.53745 | 0 | 4.9563 | 0 | 0 | 0 | 0 | 0 | 0 | 0 | 0 | 0 | 0 | 0 | 0 | 0 | 0.45131 | 0 | 0.32173 | 0 | 0.91386 | 0 | 0.053706 | 0.6901 | 0 | 0 | 0 | 0 | 2.4307 | 0 | 0 | 0 | 0 | 0 | 0 | 0 | 0 | 0 | 0 | 0 | 0 | 0
6 | 16 | 5 | 6 | 1.7931 | 0 | 2.4769 | 0 | 0 | 0 | 0 | 0.14083 | 0 | 0 | 0.53746 | 0 | 4.9483 | 0 | 0 | 0 | 0 | 0 | 0 | 0 | 0 | 0 | 0 | 0 | 0 | 0 | 0.45131 | 0 | 0.32173 | 0 | 0.84146 | 0 | 0.053706 | 0.6901 | 0 | 0 | 0 | 0 | 2.3583 | 0 | 0 | 0 | 0 | 0 | 0 | 0 | 0 | 0 | 0 | 0 | 0 | 0
6 | 16 | 6 | 6 | 1.7931 | 0 | 2.4769 | 0 | 0 | 0 | 0 | 0.14964 | 0 | 0 | 3.0257 | 0 | 7.4454 | 0 | 0 | 0 | 0 | 0 | 0 | 0 | 0 | 0 | 0 | 0 | 0 | 0 | 0.45131 | 0 | 0.54519 | 0 | 0.86051 | 0 | 0.31621 | 0.6901 | 0 | 0 | 0 | 0 | 2.8633 | 0 | 0 | 0 | 0 | 0 | 0 | 0 | 0 | 0 | 0 | 0 | 0 | 0
6 | 16 | 7 | 6 | 1.7931 | 0 | 2.4769 | 0 | 0 | 0 | 0 | 0.24661 | 0 | 0 | 3.9579 | 0 | 8.4745 | 0 | 0 | 0 | 0 | 0 | 0 | 0 | 0 | 0 | 0 | 0 | 0 | 0 | 0.45131 | 0 | 0.71279 | 0 | 1.3311 | 0 | 0.52621 | 0.6901 | 0 | 0 | 0 | 0 | 3.7115 | 0 | 0 | 0 | 0 | 0 | 0 | 0 | 0 | 0 | 0 | 0 | 0 | 0
6 | 16 | 8 | 6 | 1.7931 | 0 | 13.6089 | 0 | 0 | 0 | 0 | 0.40867 | 0 | 0 | 3.9579 | 0 | 19.7685 | 0 | 0 | 0 | 0 | 0 | 0 | 0 | 0 | 0 | 0 | 0 | 0 | 0 | 0.45131 | 0 | 0.71279 | 0 | 2.4524 | 0 | 0.42121 | 0.6901 | 0 | 0 | 0 | 0 | 4.7278 | 0 | 0 | 0 | 0 | 0 | 0 | 0 | 0 | 0 | 0 | 0 | 0 | 0
6 | 16 | 9 | 6 | 1.7931 | 0 | 13.6089 | 0 | 0 | 0 | 0 | 0.46184 | 0 | 0 | 4.1213 | 0 | 19.9852 | 0 | 0 | 0 | 0 | 0 | 0 | 0 | 0 | 0 | 0 | 0 | 0 | 0 | 0.45131 | 0 | 0.71279 | 0 | 2.9732 | 0 | 0.31621 | 0.6901 | 0 | 0 | 0 | 0 | 5.1436 | 0 | 0 | 0 | 0 | 0 | 0 | 0 | 0 | 0 | 0 | 0 | 0 | 0
6 | 16 | 10 | 6 | 1.7931 | 0 | 13.6089 | 0 | 0 | 0 | 0 | 0.47119 | 0 | 0 | 3.0254 | 0 | 18.8986 | 0 | 0 | 0 | 0 | 0 | 0 | 0 | 0 | 0 | 0 | 0 | 0 | 0 | 0.45131 | 0 | 0.71279 | 0 | 3.0154 | 0 | 0.31621 | 0.6901 | 0 | 0 | 0 | 0 | 5.1857 | 0 | 0 | 0 | 0 | 0 | 0 | 0 | 0 | 0 | 0 | 0 | 0 | 0
6 | 16 | 11 | 6 | 1.7931 | 0 | 13.6089 | 0 | 0 | 0 | 0 | 0.49349 | 0 | 0 | 3.5229 | 0 | 19.4184 | 0 | 0 | 0 | 0 | 0 | 0 | 0 | 0 | 0 | 0 | 0 | 0 | 0 | 0.45131 | 0 | 0.54519 | 0 | 3.2049 | 0 | 0.36871 | 0.6901 | 0 | 0 | 0 | 0 | 5.2602 | 0 | 0 | 0 | 0 | 0 | 0 | 0 | 0 | 0 | 0 | 0 | 0 | 0
6 | 16 | 12 | 6 | 1.7931 | 0 | 8.6613 | 0 | 0 | 0 | 0 | 0.466 | 0 | 0 | 3.9577 | 0 | 14.8782 | 0 | 0 | 0 | 0 | 0 | 0 | 0 | 0 | 0 | 0 | 0 | 0 | 0 | 0.45131 | 0 | 0.54519 | 0 | 3.0227 | 0 | 0.42121 | 0.6901 | 0 | 0 | 0 | 0 | 5.1305 | 0 | 0 | 0 | 0 | 0 | 0 | 0 | 0 | 0 | 0 | 0 | 0 | 0
6 | 16 | 13 | 6 | 1.7931 | 0 | 13.6089 | 0 | 0 | 0 | 0 | 0.56373 | 0 | 0 | 3.5851 | 0 | 19.5508 | 0 | 0 | 0 | 0 | 0 | 0 | 0 | 0 | 0 | 0 | 0 | 0 | 0 | 0.45131 | 0 | 0.54519 | 0 | 3.7415 | 0 | 0.36871 | 0.6901 | 0 | 0 | 0 | 0 | 5.7968 | 0 | 0 | 0 | 0 | 0 | 0 | 0 | 0 | 0 | 0 | 0 | 0 | 0
6 | 16 | 14 | 6 | 1.7931 | 0 | 13.6089 | 0 | 0 | 0 | 0 | 0.60171 | 0 | 0 | 3.5229 | 0 | 19.5266 | 0 | 0 | 0 | 0 | 0 | 0 | 0 | 0 | 0 | 0 | 0 | 0 | 0 | 0.45131 | 0 | 0.54519 | 0 | 4.0781 | 0 | 0.36871 | 0.6901 | 0 | 0 | 0 | 0 | 6.1334 | 0 | 0 | 0 | 0 | 0 | 0 | 0 | 0 | 0 | 0 | 0 | 0 | 0
6 | 16 | 15 | 6 | 1.7931 | 0 | 13.6089 | 0 | 0 | 0 | 0 | 0.62203 | 0 | 0 | 3.0252 | 0 | 19.0492 | 0 | 0 | 0 | 0 | 0 | 0 | 0 | 0 | 0 | 0 | 0 | 0 | 0 | 0.45131 | 0 | 0.54519 | 0 | 4.3328 | 0 | 0.31621 | 0.6901 | 0 | 0 | 0 | 0 | 6.3356 | 0 | 0 | 0 | 0 | 0 | 0 | 0 | 0 | 0 | 0 | 0 | 0 | 0
6 | 16 | 16 | 6 | 1.7931 | 0 | 13.6089 | 0 | 0 | 0 | 0 | 0.64692 | 0 | 0 | 3.0252 | 0 | 19.0741 | 0 | 0 | 0 | 0 | 0 | 0 | 0 | 0 | 0 | 0 | 0 | 0 | 0 | 0.45131 | 0 | 0.54519 | 0 | 4.4899 | 0 | 0.31621 | 0.6901 | 0 | 0 | 0 | 0 | 6.4927 | 0 | 0 | 0 | 0 | 0 | 0 | 0 | 0 | 0 | 0 | 0 | 0 | 0
6 | 16 | 17 | 6 | 1.7931 | 0 | 13.6089 | 0 | 0 | 0 | 0 | 0.53026 | 0 | 0 | 3.9576 | 0 | 19.8899 | 0 | 0 | 0 | 0 | 0 | 0 | 0 | 0 | 0 | 0 | 0 | 0 | 0 | 0.45131 | 0 | 0.54519 | 0 | 3.5409 | 0 | 0.52621 | 0.6901 | 0 | 0 | 0 | 0 | 5.7537 | 0 | 0 | 0 | 0 | 0 | 0 | 0 | 0 | 0 | 0 | 0 | 0 | 0
6 | 16 | 18 | 6 | 1.7931 | 0 | 9.8982 | 0 | 0 | 0 | 0 | 0.44921 | 0 | 0 | 6.0614 | 0 | 18.2019 | 0 | 0 | 0 | 0 | 0 | 0 | 0 | 0 | 0 | 0 | 0 | 0 | 0 | 0.45131 | 0 | 0.54519 | 0 | 2.9876 | 0 | 0.52621 | 0.6901 | 0 | 0 | 0 | 0 | 5.2004 | 0 | 0 | 0 | 0 | 0 | 0 | 0 | 0 | 0 | 0 | 0 | 0 | 0
6 | 16 | 19 | 6 | 1.7931 | 0 | 2.4769 | 0 | 0 | 0 | 0 | 0.30105 | 0 | 0 | 3.9576 | 0 | 8.5287 | 0 | 0 | 0 | 0 | 0 | 0 | 0 | 0 | 0 | 0 | 0 | 0 | 0 | 0.45131 | 0 | 0.88038 | 0 | 1.8568 | 0 | 0.42121 | 0.6901 | 0 | 0 | 0 | 0 | 4.2998 | 0 | 0 | 0 | 0 | 0 | 0 | 0 | 0 | 0 | 0 | 0 | 0 | 0
6 | 16 | 20 | 6 | 1.7931 | 0 | 2.4769 | 0 | 0 | 0 | 0 | 0.24765 | 0 | 0 | 3.5847 | 0 | 8.1024 | 0 | 0 | 0 | 0 | 0 | 0 | 0 | 0 | 0 | 0 | 0 | 0 | 0 | 0.45131 | 0 | 1.1038 | 0 | 1.5151 | 0 | 0.36871 | 0.6901 | 0 | 0 | 0 | 0 | 4.1291 | 0 | 0 | 0 | 0 | 0 | 0 | 0 | 0 | 0 | 0 | 0 | 0 | 0
6 | 16 | 21 | 6 | 1.7931 | 0 | 2.4769 | 0 | 0 | 0 | 0 | 0.23242 | 0 | 0 | 3.9575 | 0 | 8.46 | 0 | 0 | 0 | 0 | 0 | 0 | 0 | 0 | 0 | 0 | 0 | 0 | 0 | 0.45131 | 0 | 1.2156 | 0 | 1.47 | 0 | 0.47371 | 0.6901 | 0 | 0 | 0 | 0 | 4.3007 | 0 | 0 | 0 | 0 | 0 | 0 | 0 | 0 | 0 | 0 | 0 | 0 | 0
6 | 16 | 22 | 6 | 1.7931 | 0 | 2.4769 | 0 | 0 | 0 | 0 | 0.2121 | 0 | 0 | 3.5785 | 0 | 8.0607 | 0 | 0 | 0 | 0 | 0 | 0 | 0 | 0 | 0 | 0 | 0 | 0 | 0 | 0.45131 | 0 | 1.1038 | 0 | 1.3278 | 0 | 0.31621 | 0.6901 | 0 | 0 | 0 | 0 | 3.8892 | 0 | 0 | 0 | 0 | 0 | 0 | 0 | 0 | 0 | 0 | 0 | 0 | 0
6 | 16 | 23 | 6 | 1.7931 | 0 | 2.4769 | 0 | 0 | 0 | 0 | 0.21124 | 0 | 0 | 0.5365 | 0 | 5.0178 | 0 | 0 | 0 | 0 | 0 | 0 | 0 | 0 | 0 | 0 | 0 | 0 | 0 | 0.45131 | 0 | 0.88038 | 0 | 1.3231 | 0 | 0.053706 | 0.6901 | 0 | 0 | 0 | 0 | 3.3986 | 0 | 0 | 0 | 0 | 0 | 0 | 0 | 0 | 0 | 0 | 0 | 0 | 0
6 | 16 | 24 | 6 | 1.7931 | 0 | 2.4769 | 0 | 0 | 0 | 0 | 0.20642 | 0 | 0 | 0.53652 | 0 | 5.013 | 0 | 0 | 0 | 0 | 0 | 0 | 0 | 0 | 0 | 0 | 0 | 0 | 0 | 0.45131 | 0 | 0.54519 | 0 | 1.2475 | 0 | 0.053706 | 0.6901 | 0 | 0 | 0 | 0 | 2.9878 | 0 | 0 | 0 | 0 | 0 | 0 | 0 | 0 | 0 | 0 | 0 | 0 | 0
6 | 17 | 1 | 7 | 1.7931 | 0 | 2.4769 | 0 | 0 | 0 | 0 | 0.19546 | 0 | 0 | 0.53661 | 0 | 5.0021 | 0 | 0 | 0 | 0 | 0 | 0 | 0 | 0 | 0 | 0 | 0 | 0 | 0 | 0.45131 | 0 | 0.32173 | 0 | 1.1812 | 0 | 0.053706 | 0.6901 | 0 | 0 | 0 | 0 | 2.698 | 0 | 0 | 0 | 0 | 0 | 0 | 0 | 0 | 0 | 0 | 0 | 0 | 0
6 | 17 | 2 | 7 | 1.7931 | 0 | 2.4769 | 0 | 0 | 0 | 0 | 0.19545 | 0 | 0 | 0.5367 | 0 | 5.0022 | 0 | 0 | 0 | 0 | 0 | 0 | 0 | 0 | 0 | 0 | 0 | 0 | 0 | 0.45131 | 0 | 0.32173 | 0 | 1.2203 | 0 | 0.053706 | 0.6901 | 0 | 0 | 0 | 0 | 2.7372 | 0 | 0 | 0 | 0 | 0 | 0 | 0 | 0 | 0 | 0 | 0 | 0 | 0
6 | 17 | 3 | 7 | 1.7931 | 0 | 2.4769 | 0 | 0 | 0 | 0 | 0.18926 | 0 | 0 | 0.53673 | 0 | 4.996 | 0 | 0 | 0 | 0 | 0 | 0 | 0 | 0 | 0 | 0 | 0 | 0 | 0 | 0.45131 | 0 | 0.32173 | 0 | 1.1648 | 0 | 0.053706 | 0.6901 | 0 | 0 | 0 | 0 | 2.6817 | 0 | 0 | 0 | 0 | 0 | 0 | 0 | 0 | 0 | 0 | 0 | 0 | 0
6 | 17 | 4 | 7 | 1.7931 | 0 | 2.4769 | 0 | 0 | 0 | 0 | 0.16811 | 0 | 0 | 0.53675 | 0 | 4.9749 | 0 | 0 | 0 | 0 | 0 | 0 | 0 | 0 | 0 | 0 | 0 | 0 | 0 | 0.45131 | 0 | 0.32173 | 0 | 1.001 | 0 | 0.053706 | 0.6901 | 0 | 0 | 0 | 0 | 2.5178 | 0 | 0 | 0 | 0 | 0 | 0 | 0 | 0 | 0 | 0 | 0 | 0 | 0
6 | 17 | 5 | 7 | 1.7931 | 0 | 2.4769 | 0 | 0 | 0 | 0 | 0.1637 | 0 | 0 | 0.53675 | 0 | 4.9705 | 0 | 0 | 0 | 0 | 0 | 0 | 0 | 0 | 0 | 0 | 0 | 0 | 0 | 0.45131 | 0 | 0.32173 | 0 | 0.96365 | 0 | 0.053706 | 0.6901 | 0 | 0 | 0 | 0 | 2.4805 | 0 | 0 | 0 | 0 | 0 | 0 | 0 | 0 | 0 | 0 | 0 | 0 | 0
6 | 17 | 6 | 7 | 1.7931 | 0 | 2.4769 | 0 | 0 | 0 | 0 | 0.20136 | 0 | 0 | 3.025 | 0 | 7.4964 | 0 | 0 | 0 | 0 | 0 | 0 | 0 | 0 | 0 | 0 | 0 | 0 | 0 | 0.45131 | 0 | 0.54519 | 0 | 1.2331 | 0 | 0.31621 | 0.6901 | 0 | 0 | 0 | 0 | 3.236 | 0 | 0 | 0 | 0 | 0 | 0 | 0 | 0 | 0 | 0 | 0 | 0 | 0
6 | 17 | 7 | 7 | 1.7931 | 0 | 2.4769 | 0 | 0 | 0 | 0 | 0.27028 | 0 | 0 | 3.9576 | 0 | 8.4979 | 0 | 0 | 0 | 0 | 0 | 0 | 0 | 0 | 0 | 0 | 0 | 0 | 0 | 0.45131 | 0 | 0.71279 | 0 | 1.6985 | 0 | 0.52621 | 0.6901 | 0 | 0 | 0 | 0 | 4.0789 | 0 | 0 | 0 | 0 | 0 | 0 | 0 | 0 | 0 | 0 | 0 | 0 | 0
6 | 17 | 8 | 7 | 1.7931 | 0 | 13.6089 | 0 | 0 | 0 | 0 | 0.39005 | 0 | 0 | 3.9575 | 0 | 19.7496 | 0 | 0 | 0 | 0 | 0 | 0 | 0 | 0 | 0 | 0 | 0 | 0 | 0 | 0.45131 | 0 | 0.71279 | 0 | 2.5815 | 0 | 0.42121 | 0.6901 | 0 | 0 | 0 | 0 | 4.8569 | 0 | 0 | 0 | 0 | 0 | 0 | 0 | 0 | 0 | 0 | 0 | 0 | 0
6 | 17 | 9 | 7 | 1.7931 | 0 | 13.6089 | 0 | 0 | 0 | 0 | 0.48602 | 0 | 0 | 4.12 | 0 | 20.008 | 0 | 0 | 0 | 0 | 0 | 0 | 0 | 0 | 0 | 0 | 0 | 0 | 0 | 0.45131 | 0 | 0.71279 | 0 | 3.5142 | 0 | 0.31621 | 0.6901 | 0 | 0 | 0 | 0 | 5.6846 | 0 | 0 | 0 | 0 | 0 | 0 | 0 | 0 | 0 | 0 | 0 | 0 | 0
6 | 17 | 10 | 7 | 1.7931 | 0 | 13.6089 | 0 | 0 | 0 | 0 | 0.5185 | 0 | 0 | 3.0247 | 0 | 18.9452 | 0 | 0 | 0 | 0 | 0 | 0 | 0 | 0 | 0 | 0 | 0 | 0 | 0 | 0.45131 | 0 | 0.71279 | 0 | 3.7481 | 0 | 0.31621 | 0.6901 | 0 | 0 | 0 | 0 | 5.9185 | 0 | 0 | 0 | 0 | 0 | 0 | 0 | 0 | 0 | 0 | 0 | 0 | 0
6 | 17 | 11 | 7 | 1.7931 | 0 | 13.6089 | 0 | 0 | 0 | 0 | 0.52386 | 0 | 0 | 3.5223 | 0 | 19.4482 | 0 | 0 | 0 | 0 | 0 | 0 | 0 | 0 | 0 | 0 | 0 | 0 | 0 | 0.45131 | 0 | 0.54519 | 0 | 3.8265 | 0 | 0.36871 | 0.6901 | 0 | 0 | 0 | 0 | 5.8818 | 0 | 0 | 0 | 0 | 0 | 0 | 0 | 0 | 0 | 0 | 0 | 0 | 0
6 | 17 | 12 | 7 | 1.7931 | 0 | 8.6613 | 0 | 0 | 0 | 0 | 0.47063 | 0 | 0 | 3.9574 | 0 | 14.8825 | 0 | 0 | 0 | 0 | 0 | 0 | 0 | 0 | 0 | 0 | 0 | 0 | 0 | 0.45131 | 0 | 0.54519 | 0 | 3.5612 | 0 | 0.42121 | 0.6901 | 0 | 0 | 0 | 0 | 5.669 | 0 | 0 | 0 | 0 | 0 | 0 | 0 | 0 | 0 | 0 | 0 | 0 | 0
6 | 17 | 13 | 7 | 1.7931 | 0 | 13.6089 | 0 | 0 | 0 | 0 | 0.58736 | 0 | 0 | 3.5841 | 0 | 19.5734 | 0 | 0 | 0 | 0 | 0 | 0 | 0 | 0 | 0 | 0 | 0 | 0 | 0 | 0.45131 | 0 | 0.54519 | 0 | 4.5906 | 0 | 0.36871 | 0.6901 | 0 | 0 | 0 | 0 | 6.6459 | 0 | 0 | 0 | 0 | 0 | 0 | 0 | 0 | 0 | 0 | 0 | 0 | 0
6 | 17 | 14 | 7 | 1.7931 | 0 | 13.6089 | 0 | 0 | 0 | 0 | 0.61123 | 0 | 0 | 3.5222 | 0 | 19.5354 | 0 | 0 | 0 | 0 | 0 | 0 | 0 | 0 | 0 | 0 | 0 | 0 | 0 | 0.45131 | 0 | 0.54519 | 0 | 5.0689 | 0 | 0.36871 | 0.6901 | 0 | 0 | 0 | 0 | 7.1242 | 0 | 0 | 0 | 0 | 0 | 0 | 0 | 0 | 0 | 0 | 0 | 0 | 0
6 | 17 | 15 | 7 | 1.7931 | 0 | 13.6089 | 0 | 0 | 0 | 0 | 0.64633 | 0 | 0 | 3.0245 | 0 | 19.0728 | 0 | 0 | 0 | 0 | 0 | 0 | 0 | 0 | 0 | 0 | 0 | 0 | 0 | 0.45131 | 0 | 0.54519 | 0 | 5.3189 | 0 | 0.31621 | 0.6901 | 0 | 0 | 0 | 0 | 7.3217 | 0 | 0 | 0 | 0 | 0 | 0 | 0 | 0 | 0 | 0 | 0 | 0 | 0
6 | 17 | 16 | 7 | 1.7931 | 0 | 13.6089 | 0 | 0 | 0 | 0 | 0.49109 | 0 | 0 | 3.0245 | 0 | 18.9176 | 0 | 0 | 0 | 0 | 0 | 0 | 0 | 0 | 0 | 0 | 0 | 0 | 0 | 0.45131 | 0 | 0.54519 | 0 | 3.5747 | 0 | 0.31621 | 0.6901 | 0 | 0 | 0 | 0 | 5.5775 | 0 | 0 | 0 | 0 | 0 | 0 | 0 | 0 | 0 | 0 | 0 | 0 | 0
6 | 17 | 17 | 7 | 1.7931 | 0 | 13.6089 | 0 | 0 | 0 | 0 | 0.44772 | 0 | 0 | 3.9574 | 0 | 19.8071 | 0 | 0 | 0 | 0 | 0 | 0 | 0 | 0 | 0 | 0 | 0 | 0 | 0 | 0.45131 | 0 | 0.54519 | 0 | 3.1492 | 0 | 0.52621 | 0.6901 | 0 | 0 | 0 | 0 | 5.362 | 0 | 0 | 0 | 0 | 0 | 0 | 0 | 0 | 0 | 0 | 0 | 0 | 0
6 | 17 | 18 | 7 | 1.7931 | 0 | 9.8982 | 0 | 0 | 0 | 0 | 0.37743 | 0 | 0 | 6.0606 | 0 | 18.1294 | 0 | 0 | 0 | 0 | 0 | 0 | 0 | 0 | 0 | 0 | 0 | 0 | 0 | 0.45131 | 0 | 0.54519 | 0 | 2.7378 | 0 | 0.52621 | 0.6901 | 0 | 0 | 0 | 0 | 4.9506 | 0 | 0 | 0 | 0 | 0 | 0 | 0 | 0 | 0 | 0 | 0 | 0 | 0
6 | 17 | 19 | 7 | 1.7931 | 0 | 2.4769 | 0 | 0 | 0 | 0 | 0.26227 | 0 | 0 | 3.9574 | 0 | 8.4897 | 0 | 0 | 0 | 0 | 0 | 0 | 0 | 0 | 0 | 0 | 0 | 0 | 0 | 0.45131 | 0 | 0.88038 | 0 | 1.8174 | 0 | 0.42121 | 0.6901 | 0 | 0 | 0 | 0 | 4.2604 | 0 | 0 | 0 | 0 | 0 | 0 | 0 | 0 | 0 | 0 | 0 | 0 | 0
6 | 17 | 20 | 7 | 1.7931 | 0 | 2.4769 | 0 | 0 | 0 | 0 | 0.22412 | 0 | 0 | 3.584 | 0 | 8.0781 | 0 | 0 | 0 | 0 | 0 | 0 | 0 | 0 | 0 | 0 | 0 | 0 | 0 | 0.45131 | 0 | 1.1038 | 0 | 1.4752 | 0 | 0.36871 | 0.6901 | 0 | 0 | 0 | 0 | 4.0892 | 0 | 0 | 0 | 0 | 0 | 0 | 0 | 0 | 0 | 0 | 0 | 0 | 0
6 | 17 | 21 | 7 | 1.7931 | 0 | 2.4769 | 0 | 0 | 0 | 0 | 0.20614 | 0 | 0 | 3.9573 | 0 | 8.4334 | 0 | 0 | 0 | 0 | 0 | 0 | 0 | 0 | 0 | 0 | 0 | 0 | 0 | 0.45131 | 0 | 1.2156 | 0 | 1.3478 | 0 | 0.47371 | 0.6901 | 0 | 0 | 0 | 0 | 4.1785 | 0 | 0 | 0 | 0 | 0 | 0 | 0 | 0 | 0 | 0 | 0 | 0 | 0
6 | 17 | 22 | 7 | 1.7931 | 0 | 2.4769 | 0 | 0 | 0 | 0 | 0.19275 | 0 | 0 | 3.5778 | 0 | 8.0405 | 0 | 0 | 0 | 0 | 0 | 0 | 0 | 0 | 0 | 0 | 0 | 0 | 0 | 0.45131 | 0 | 1.1038 | 0 | 1.2694 | 0 | 0.31621 | 0.6901 | 0 | 0 | 0 | 0 | 3.8308 | 0 | 0 | 0 | 0 | 0 | 0 | 0 | 0 | 0 | 0 | 0 | 0 | 0
6 | 17 | 23 | 7 | 1.7931 | 0 | 2.4769 | 0 | 0 | 0 | 0 | 0.18768 | 0 | 0 | 0.53597 | 0 | 4.9937 | 0 | 0 | 0 | 0 | 0 | 0 | 0 | 0 | 0 | 0 | 0 | 0 | 0 | 0.45131 | 0 | 0.88038 | 0 | 1.2109 | 0 | 0.053706 | 0.6901 | 0 | 0 | 0 | 0 | 3.2864 | 0 | 0 | 0 | 0 | 0 | 0 | 0 | 0 | 0 | 0 | 0 | 0 | 0
6 | 17 | 24 | 7 | 1.7931 | 0 | 2.4769 | 0 | 0 | 0 | 0 | 0.18132 | 0 | 0 | 0.536 | 0 | 4.9874 | 0 | 0 | 0 | 0 | 0 | 0 | 0 | 0 | 0 | 0 | 0 | 0 | 0 | 0.45131 | 0 | 0.54519 | 0 | 1.123 | 0 | 0.053706 | 0.6901 | 0 | 0 | 0 | 0 | 2.8633 | 0 | 0 | 0 | 0 | 0 | 0 | 0 | 0 | 0 | 0 | 0 | 0 | 0
6 | 18 | 1 | 1 | 1.7931 | 0 | 2.4769 | 0 | 0 | 0 | 0 | 0.1756 | 0 | 0 | 0.53609 | 0 | 4.9817 | 0 | 0 | 0 | 0 | 0 | 0 | 0 | 0 | 0 | 0 | 0 | 0 | 0 | 0.45131 | 0 | 0.32173 | 0 | 1.0763 | 0 | 0.053706 | 0.6901 | 0 | 0 | 0 | 0 | 2.5932 | 0 | 0 | 0 | 0 | 0 | 0 | 0 | 0 | 0 | 0 | 0 | 0 | 0
6 | 18 | 2 | 1 | 1.7931 | 0 | 2.4769 | 0 | 0 | 0 | 0 | 0.16721 | 0 | 0 | 0.53619 | 0 | 4.9734 | 0 | 0 | 0 | 0 | 0 | 0 | 0 | 0 | 0 | 0 | 0 | 0 | 0 | 0.45131 | 0 | 0.32173 | 0 | 1.0277 | 0 | 0.053706 | 0.6901 | 0 | 0 | 0 | 0 | 2.5445 | 0 | 0 | 0 | 0 | 0 | 0 | 0 | 0 | 0 | 0 | 0 | 0 | 0
6 | 18 | 3 | 1 | 1.7931 | 0 | 2.4769 | 0 | 0 | 0 | 0 | 0.14749 | 0 | 0 | 0.53623 | 0 | 4.9537 | 0 | 0 | 0 | 0 | 0 | 0 | 0 | 0 | 0 | 0 | 0 | 0 | 0 | 0.45131 | 0 | 0.32173 | 0 | 0.89205 | 0 | 0.053706 | 0.6901 | 0 | 0 | 0 | 0 | 2.4089 | 0 | 0 | 0 | 0 | 0 | 0 | 0 | 0 | 0 | 0 | 0 | 0 | 0
6 | 18 | 4 | 1 | 1.7931 | 0 | 2.4769 | 0 | 0 | 0 | 0 | 0.14653 | 0 | 0 | 0.53626 | 0 | 4.9528 | 0 | 0 | 0 | 0 | 0 | 0 | 0 | 0 | 0 | 0 | 0 | 0 | 0 | 0.45131 | 0 | 0.32173 | 0 | 0.88891 | 0 | 0.053706 | 0.6901 | 0 | 0 | 0 | 0 | 2.4058 | 0 | 0 | 0 | 0 | 0 | 0 | 0 | 0 | 0 | 0 | 0 | 0 | 0
6 | 18 | 5 | 1 | 1.7931 | 0 | 2.4769 | 0 | 0 | 0 | 0 | 0.15047 | 0 | 0 | 0.53627 | 0 | 4.9568 | 0 | 0 | 0 | 0 | 0 | 0 | 0 | 0 | 0 | 0 | 0 | 0 | 0 | 0.45131 | 0 | 0.32173 | 0 | 0.888 | 0 | 0.053706 | 0.6901 | 0 | 0 | 0 | 0 | 2.4049 | 0 | 0 | 0 | 0 | 0 | 0 | 0 | 0 | 0 | 0 | 0 | 0 | 0
6 | 18 | 6 | 1 | 1.7931 | 0 | 2.4769 | 0 | 0 | 0 | 0 | 0.18053 | 0 | 0 | 3.0246 | 0 | 7.4751 | 0 | 0 | 0 | 0 | 0 | 0 | 0 | 0 | 0 | 0 | 0 | 0 | 0 | 0.45131 | 0 | 0.54519 | 0 | 1.0343 | 0 | 0.31621 | 0.6901 | 0 | 0 | 0 | 0 | 3.0371 | 0 | 0 | 0 | 0 | 0 | 0 | 0 | 0 | 0 | 0 | 0 | 0 | 0
6 | 18 | 7 | 1 | 1.7931 | 0 | 2.4769 | 0 | 0 | 0 | 0 | 0.177 | 0 | 0 | 3.9573 | 0 | 8.4044 | 0 | 0 | 0 | 0 | 0 | 0 | 0 | 0 | 0 | 0 | 0 | 0 | 0 | 0.45131 | 0 | 0.71279 | 0 | 0.98308 | 0 | 0.52621 | 0.6901 | 0 | 0 | 0 | 0 | 3.3635 | 0 | 0 | 0 | 0 | 0 | 0 | 0 | 0 | 0 | 0 | 0 | 0 | 0
6 | 18 | 8 | 1 | 1.7931 | 0 | 13.6089 | 0 | 0 | 0 | 0 | 0.31467 | 0 | 0 | 3.9573 | 0 | 19.674 | 0 | 0 | 0 | 0 | 0 | 0 | 0 | 0 | 0 | 0 | 0 | 0 | 0 | 0.45131 | 0 | 0.71279 | 0 | 1.8427 | 0 | 0.42121 | 0.6901 | 0 | 0 | 0 | 0 | 4.1181 | 0 | 0 | 0 | 0 | 0 | 0 | 0 | 0 | 0 | 0 | 0 | 0 | 0
6 | 18 | 9 | 1 | 1.7931 | 0 | 13.6089 | 0 | 0 | 0 | 0 | 0.35162 | 0 | 0 | 4.1191 | 0 | 19.8727 | 0 | 0 | 0 | 0 | 0 | 0 | 0 | 0 | 0 | 0 | 0 | 0 | 0 | 0.45131 | 0 | 0.71279 | 0 | 2.243 | 0 | 0.31621 | 0.6901 | 0 | 0 | 0 | 0 | 4.4134 | 0 | 0 | 0 | 0 | 0 | 0 | 0 | 0 | 0 | 0 | 0 | 0 | 0
6 | 18 | 10 | 1 | 1.7931 | 0 | 13.6089 | 0 | 0 | 0 | 0 | 0.41615 | 0 | 0 | 3.0243 | 0 | 18.8425 | 0 | 0 | 0 | 0 | 0 | 0 | 0 | 0 | 0 | 0 | 0 | 0 | 0 | 0.45131 | 0 | 0.71279 | 0 | 2.8179 | 0 | 0.31621 | 0.6901 | 0 | 0 | 0 | 0 | 4.9883 | 0 | 0 | 0 | 0 | 0 | 0 | 0 | 0 | 0 | 0 | 0 | 0 | 0
6 | 18 | 11 | 1 | 1.7931 | 0 | 13.6089 | 0 | 0 | 0 | 0 | 0.47178 | 0 | 0 | 3.5219 | 0 | 19.3957 | 0 | 0 | 0 | 0 | 0 | 0 | 0 | 0 | 0 | 0 | 0 | 0 | 0 | 0.45131 | 0 | 0.54519 | 0 | 3.3306 | 0 | 0.36871 | 0.6901 | 0 | 0 | 0 | 0 | 5.3859 | 0 | 0 | 0 | 0 | 0 | 0 | 0 | 0 | 0 | 0 | 0 | 0 | 0
6 | 18 | 12 | 1 | 1.7931 | 0 | 8.6613 | 0 | 0 | 0 | 0 | 0.44424 | 0 | 0 | 3.9572 | 0 | 14.8559 | 0 | 0 | 0 | 0 | 0 | 0 | 0 | 0 | 0 | 0 | 0 | 0 | 0 | 0.45131 | 0 | 0.54519 | 0 | 3.0926 | 0 | 0.42121 | 0.6901 | 0 | 0 | 0 | 0 | 5.2005 | 0 | 0 | 0 | 0 | 0 | 0 | 0 | 0 | 0 | 0 | 0 | 0 | 0
6 | 18 | 13 | 1 | 1.7931 | 0 | 13.6089 | 0 | 0 | 0 | 0 | 0.53668 | 0 | 0 | 3.5835 | 0 | 19.5222 | 0 | 0 | 0 | 0 | 0 | 0 | 0 | 0 | 0 | 0 | 0 | 0 | 0 | 0.45131 | 0 | 0.54519 | 0 | 3.8546 | 0 | 0.36871 | 0.6901 | 0 | 0 | 0 | 0 | 5.91 | 0 | 0 | 0 | 0 | 0 | 0 | 0 | 0 | 0 | 0 | 0 | 0 | 0
6 | 18 | 14 | 1 | 1.7931 | 0 | 13.6089 | 0 | 0 | 0 | 0 | 0.56971 | 0 | 0 | 3.5219 | 0 | 19.4936 | 0 | 0 | 0 | 0 | 0 | 0 | 0 | 0 | 0 | 0 | 0 | 0 | 0 | 0.45131 | 0 | 0.54519 | 0 | 4.291 | 0 | 0.36871 | 0.6901 | 0 | 0 | 0 | 0 | 6.3463 | 0 | 0 | 0 | 0 | 0 | 0 | 0 | 0 | 0 | 0 | 0 | 0 | 0
6 | 18 | 15 | 1 | 1.7931 | 0 | 13.6089 | 0 | 0 | 0 | 0 | 0.53536 | 0 | 0 | 3.0242 | 0 | 18.9616 | 0 | 0 | 0 | 0 | 0 | 0 | 0 | 0 | 0 | 0 | 0 | 0 | 0 | 0.45131 | 0 | 0.54519 | 0 | 4.2171 | 0 | 0.31621 | 0.6901 | 0 | 0 | 0 | 0 | 6.2199 | 0 | 0 | 0 | 0 | 0 | 0 | 0 | 0 | 0 | 0 | 0 | 0 | 0
6 | 18 | 16 | 1 | 1.7931 | 0 | 13.6089 | 0 | 0 | 0 | 0 | 0.62208 | 0 | 0 | 3.0242 | 0 | 19.0483 | 0 | 0 | 0 | 0 | 0 | 0 | 0 | 0 | 0 | 0 | 0 | 0 | 0 | 0.45131 | 0 | 0.54519 | 0 | 5.0007 | 0 | 0.31621 | 0.6901 | 0 | 0 | 0 | 0 | 7.0035 | 0 | 0 | 0 | 0 | 0 | 0 | 0 | 0 | 0 | 0 | 0 | 0 | 0
6 | 18 | 17 | 1 | 1.7931 | 0 | 13.6089 | 0 | 0 | 0 | 0 | 0.58164 | 0 | 0 | 3.9572 | 0 | 19.9408 | 0 | 0 | 0 | 0 | 0 | 0 | 0 | 0 | 0 | 0 | 0 | 0 | 0 | 0.45131 | 0 | 0.54519 | 0 | 4.5898 | 0 | 0.52621 | 0.6901 | 0 | 0 | 0 | 0 | 6.8026 | 0 | 0 | 0 | 0 | 0 | 0 | 0 | 0 | 0 | 0 | 0 | 0 | 0
6 | 18 | 18 | 1 | 1.7931 | 0 | 9.8982 | 0 | 0 | 0 | 0 | 0.46069 | 0 | 0 | 6.06 | 0 | 18.212 | 0 | 0 | 0 | 0 | 0 | 0 | 0 | 0 | 0 | 0 | 0 | 0 | 0 | 0.45131 | 0 | 0.54519 | 0 | 3.7155 | 0 | 0.52621 | 0.6901 | 0 | 0 | 0 | 0 | 5.9283 | 0 | 0 | 0 | 0 | 0 | 0 | 0 | 0 | 0 | 0 | 0 | 0 | 0
6 | 18 | 19 | 1 | 1.7931 | 0 | 2.4769 | 0 | 0 | 0 | 0 | 0.3283 | 0 | 0 | 3.9572 | 0 | 8.5555 | 0 | 0 | 0 | 0 | 0 | 0 | 0 | 0 | 0 | 0 | 0 | 0 | 0 | 0.45131 | 0 | 0.88038 | 0 | 2.5969 | 0 | 0.42121 | 0.6901 | 0 | 0 | 0 | 0 | 5.0399 | 0 | 0 | 0 | 0 | 0 | 0 | 0 | 0 | 0 | 0 | 0 | 0 | 0
6 | 18 | 20 | 1 | 1.7931 | 0 | 2.4769 | 0 | 0 | 0 | 0 | 0.28841 | 0 | 0 | 3.5834 | 0 | 8.1418 | 0 | 0 | 0 | 0 | 0 | 0 | 0 | 0 | 0 | 0 | 0 | 0 | 0 | 0.45131 | 0 | 1.1038 | 0 | 2.2368 | 0 | 0.36871 | 0.6901 | 0 | 0 | 0 | 0 | 4.8507 | 0 | 0 | 0 | 0 | 0 | 0 | 0 | 0 | 0 | 0 | 0 | 0 | 0
6 | 18 | 21 | 1 | 1.7931 | 0 | 2.4769 | 0 | 0 | 0 | 0 | 0.21355 | 0 | 0 | 3.9571 | 0 | 8.4407 | 0 | 0 | 0 | 0 | 0 | 0 | 0 | 0 | 0 | 0 | 0 | 0 | 0 | 0.45131 | 0 | 1.2156 | 0 | 1.46 | 0 | 0.47371 | 0.6901 | 0 | 0 | 0 | 0 | 4.2907 | 0 | 0 | 0 | 0 | 0 | 0 | 0 | 0 | 0 | 0 | 0 | 0 | 0
6 | 18 | 22 | 1 | 1.7931 | 0 | 2.4769 | 0 | 0 | 0 | 0 | 0.20678 | 0 | 0 | 3.5773 | 0 | 8.0541 | 0 | 0 | 0 | 0 | 0 | 0 | 0 | 0 | 0 | 0 | 0 | 0 | 0 | 0.45131 | 0 | 1.1038 | 0 | 1.4327 | 0 | 0.31621 | 0.6901 | 0 | 0 | 0 | 0 | 3.9942 | 0 | 0 | 0 | 0 | 0 | 0 | 0 | 0 | 0 | 0 | 0 | 0 | 0
6 | 18 | 23 | 1 | 1.7931 | 0 | 2.4769 | 0 | 0 | 0 | 0 | 0.19903 | 0 | 0 | 0.53566 | 0 | 5.0047 | 0 | 0 | 0 | 0 | 0 | 0 | 0 | 0 | 0 | 0 | 0 | 0 | 0 | 0.45131 | 0 | 0.88038 | 0 | 1.3428 | 0 | 0.053706 | 0.6901 | 0 | 0 | 0 | 0 | 3.4183 | 0 | 0 | 0 | 0 | 0 | 0 | 0 | 0 | 0 | 0 | 0 | 0 | 0
6 | 18 | 24 | 1 | 1.7931 | 0 | 2.4769 | 0 | 0 | 0 | 0 | 0.18271 | 0 | 0 | 0.5357 | 0 | 4.9884 | 0 | 0 | 0 | 0 | 0 | 0 | 0 | 0 | 0 | 0 | 0 | 0 | 0 | 0.45131 | 0 | 0.54519 | 0 | 1.1778 | 0 | 0.053706 | 0.6901 | 0 | 0 | 0 | 0 | 2.9181 | 0 | 0 | 0 | 0 | 0 | 0 | 0 | 0 | 0 | 0 | 0 | 0 | 0
6 | 19 | 1 | 2 | 1.7931 | 0 | 2.4769 | 0 | 0 | 0 | 0 | 0.18152 | 0 | 0 | 0.53581 | 0 | 4.9874 | 0 | 0 | 0 | 0 | 0 | 0 | 0 | 0 | 0 | 0 | 0 | 0 | 0 | 0.45131 | 0 | 0.32173 | 0 | 1.151 | 0 | 0.053706 | 0.6901 | 0 | 0 | 0 | 0 | 2.6679 | 0 | 0 | 0 | 0 | 0 | 0 | 0 | 0 | 0 | 0 | 0 | 0 | 0
6 | 19 | 2 | 2 | 1.7931 | 0 | 2.4769 | 0 | 0 | 0 | 0 | 0.17642 | 0 | 0 | 0.53592 | 0 | 4.9824 | 0 | 0 | 0 | 0 | 0 | 0 | 0 | 0 | 0 | 0 | 0 | 0 | 0 | 0.45131 | 0 | 0.32173 | 0 | 1.0952 | 0 | 0.053706 | 0.6901 | 0 | 0 | 0 | 0 | 2.612 | 0 | 0 | 0 | 0 | 0 | 0 | 0 | 0 | 0 | 0 | 0 | 0 | 0
6 | 19 | 3 | 2 | 1.7931 | 0 | 2.4769 | 0 | 0 | 0 | 0 | 0.17032 | 0 | 0 | 0.53597 | 0 | 4.9763 | 0 | 0 | 0 | 0 | 0 | 0 | 0 | 0 | 0 | 0 | 0 | 0 | 0 | 0.45131 | 0 | 0.32173 | 0 | 1.0308 | 0 | 0.053706 | 0.6901 | 0 | 0 | 0 | 0 | 2.5477 | 0 | 0 | 0 | 0 | 0 | 0 | 0 | 0 | 0 | 0 | 0 | 0 | 0
6 | 19 | 4 | 2 | 1.7931 | 0 | 2.4769 | 0 | 0 | 0 | 0 | 0.16605 | 0 | 0 | 0.53599 | 0 | 4.9721 | 0 | 0 | 0 | 0 | 0 | 0 | 0 | 0 | 0 | 0 | 0 | 0 | 0 | 0.45131 | 0 | 0.32173 | 0 | 0.98223 | 0 | 0.053706 | 0.6901 | 0 | 0 | 0 | 0 | 2.4991 | 0 | 0 | 0 | 0 | 0 | 0 | 0 | 0 | 0 | 0 | 0 | 0 | 0
6 | 19 | 5 | 2 | 1.7931 | 0 | 2.4769 | 0 | 0 | 0 | 0 | 0.1392 | 0 | 0 | 0.536 | 0 | 4.9452 | 0 | 0 | 0 | 0 | 0 | 0 | 0 | 0 | 0 | 0 | 0 | 0 | 0 | 0.45131 | 0 | 0.32173 | 0 | 0.78624 | 0 | 0.053706 | 0.6901 | 0 | 0 | 0 | 0 | 2.3031 | 0 | 0 | 0 | 0 | 0 | 0 | 0 | 0 | 0 | 0 | 0 | 0 | 0
6 | 19 | 6 | 2 | 1.7931 | 0 | 2.4769 | 0 | 0 | 0 | 0 | 0.14883 | 0 | 0 | 3.0243 | 0 | 7.4431 | 0 | 0 | 0 | 0 | 0 | 0 | 0 | 0 | 0 | 0 | 0 | 0 | 0 | 0.45131 | 0 | 0.54519 | 0 | 0.84041 | 0 | 0.31621 | 0.6901 | 0 | 0 | 0 | 0 | 2.8432 | 0 | 0 | 0 | 0 | 0 | 0 | 0 | 0 | 0 | 0 | 0 | 0 | 0
6 | 19 | 7 | 2 | 1.7931 | 0 | 2.4769 | 0 | 0 | 0 | 0 | 0.21033 | 0 | 0 | 3.9572 | 0 | 8.4375 | 0 | 0 | 0 | 0 | 0 | 0 | 0 | 0 | 0 | 0 | 0 | 0 | 0 | 0.45131 | 0 | 0.71279 | 0 | 1.175 | 0 | 0.52621 | 0.6901 | 0 | 0 | 0 | 0 | 3.5554 | 0 | 0 | 0 | 0 | 0 | 0 | 0 | 0 | 0 | 0 | 0 | 0 | 0
6 | 19 | 8 | 2 | 1.7931 | 0 | 13.6089 | 0 | 0 | 0 | 0 | 0.35172 | 0 | 0 | 3.9571 | 0 | 19.7109 | 0 | 0 | 0 | 0 | 0 | 0 | 0 | 0 | 0 | 0 | 0 | 0 | 0 | 0.45131 | 0 | 0.71279 | 0 | 1.959 | 0 | 0.42121 | 0.6901 | 0 | 0 | 0 | 0 | 4.2344 | 0 | 0 | 0 | 0 | 0 | 0 | 0 | 0 | 0 | 0 | 0 | 0 | 0
6 | 19 | 9 | 2 | 1.7931 | 0 | 13.6089 | 0 | 0 | 0 | 0 | 0.4251 | 0 | 0 | 4.1185 | 0 | 19.9456 | 0 | 0 | 0 | 0 | 0 | 0 | 0 | 0 | 0 | 0 | 0 | 0 | 0 | 0.45131 | 0 | 0.71279 | 0 | 2.7715 | 0 | 0.31621 | 0.6901 | 0 | 0 | 0 | 0 | 4.9419 | 0 | 0 | 0 | 0 | 0 | 0 | 0 | 0 | 0 | 0 | 0 | 0 | 0
6 | 19 | 10 | 2 | 1.7931 | 0 | 13.6089 | 0 | 0 | 0 | 0 | 0.42371 | 0 | 0 | 3.024 | 0 | 18.8497 | 0 | 0 | 0 | 0 | 0 | 0 | 0 | 0 | 0 | 0 | 0 | 0 | 0 | 0.45131 | 0 | 0.71279 | 0 | 2.7105 | 0 | 0.31621 | 0.6901 | 0 | 0 | 0 | 0 | 4.8809 | 0 | 0 | 0 | 0 | 0 | 0 | 0 | 0 | 0 | 0 | 0 | 0 | 0
6 | 19 | 11 | 2 | 1.7931 | 0 | 13.6089 | 0 | 0 | 0 | 0 | 0.45088 | 0 | 0 | 3.5216 | 0 | 19.3745 | 0 | 0 | 0 | 0 | 0 | 0 | 0 | 0 | 0 | 0 | 0 | 0 | 0 | 0.45131 | 0 | 0.54519 | 0 | 2.8933 | 0 | 0.36871 | 0.6901 | 0 | 0 | 0 | 0 | 4.9486 | 0 | 0 | 0 | 0 | 0 | 0 | 0 | 0 | 0 | 0 | 0 | 0 | 0
6 | 19 | 12 | 2 | 1.7931 | 0 | 8.6613 | 0 | 0 | 0 | 0 | 0.40944 | 0 | 0 | 3.9571 | 0 | 14.821 | 0 | 0 | 0 | 0 | 0 | 0 | 0 | 0 | 0 | 0 | 0 | 0 | 0 | 0.45131 | 0 | 0.54519 | 0 | 2.5573 | 0 | 0.42121 | 0.6901 | 0 | 0 | 0 | 0 | 4.6651 | 0 | 0 | 0 | 0 | 0 | 0 | 0 | 0 | 0 | 0 | 0 | 0 | 0
6 | 19 | 13 | 2 | 1.7931 | 0 | 13.6089 | 0 | 0 | 0 | 0 | 0.49197 | 0 | 0 | 3.5831 | 0 | 19.477 | 0 | 0 | 0 | 0 | 0 | 0 | 0 | 0 | 0 | 0 | 0 | 0 | 0 | 0.45131 | 0 | 0.54519 | 0 | 3.0804 | 0 | 0.36871 | 0.6901 | 0 | 0 | 0 | 0 | 5.1358 | 0 | 0 | 0 | 0 | 0 | 0 | 0 | 0 | 0 | 0 | 0 | 0 | 0
6 | 19 | 14 | 2 | 1.7931 | 0 | 13.6089 | 0 | 0 | 0 | 0 | 0.52585 | 0 | 0 | 3.5216 | 0 | 19.4494 | 0 | 0 | 0 | 0 | 0 | 0 | 0 | 0 | 0 | 0 | 0 | 0 | 0 | 0.45131 | 0 | 0.54519 | 0 | 3.307 | 0 | 0.36871 | 0.6901 | 0 | 0 | 0 | 0 | 5.3623 | 0 | 0 | 0 | 0 | 0 | 0 | 0 | 0 | 0 | 0 | 0 | 0 | 0
6 | 19 | 15 | 2 | 1.7931 | 0 | 13.6089 | 0 | 0 | 0 | 0 | 0.44461 | 0 | 0 | 3.0239 | 0 | 18.8705 | 0 | 0 | 0 | 0 | 0 | 0 | 0 | 0 | 0 | 0 | 0 | 0 | 0 | 0.45131 | 0 | 0.54519 | 0 | 2.8993 | 0 | 0.31621 | 0.6901 | 0 | 0 | 0 | 0 | 4.9021 | 0 | 0 | 0 | 0 | 0 | 0 | 0 | 0 | 0 | 0 | 0 | 0 | 0
6 | 19 | 16 | 2 | 1.7931 | 0 | 13.6089 | 0 | 0 | 0 | 0 | 0.53843 | 0 | 0 | 3.0239 | 0 | 18.9643 | 0 | 0 | 0 | 0 | 0 | 0 | 0 | 0 | 0 | 0 | 0 | 0 | 0 | 0.45131 | 0 | 0.54519 | 0 | 3.4754 | 0 | 0.31621 | 0.6901 | 0 | 0 | 0 | 0 | 5.4782 | 0 | 0 | 0 | 0 | 0 | 0 | 0 | 0 | 0 | 0 | 0 | 0 | 0
6 | 19 | 17 | 2 | 1.7931 | 0 | 13.6089 | 0 | 0 | 0 | 0 | 0.57714 | 0 | 0 | 3.957 | 0 | 19.9362 | 0 | 0 | 0 | 0 | 0 | 0 | 0 | 0 | 0 | 0 | 0 | 0 | 0 | 0.45131 | 0 | 0.54519 | 0 | 3.8148 | 0 | 0.52621 | 0.6901 | 0 | 0 | 0 | 0 | 6.0277 | 0 | 0 | 0 | 0 | 0 | 0 | 0 | 0 | 0 | 0 | 0 | 0 | 0
6 | 19 | 18 | 2 | 1.7931 | 0 | 9.8982 | 0 | 0 | 0 | 0 | 0.45499 | 0 | 0 | 6.0596 | 0 | 18.2059 | 0 | 0 | 0 | 0 | 0 | 0 | 0 | 0 | 0 | 0 | 0 | 0 | 0 | 0.45131 | 0 | 0.54519 | 0 | 2.9066 | 0 | 0.52621 | 0.6901 | 0 | 0 | 0 | 0 | 5.1194 | 0 | 0 | 0 | 0 | 0 | 0 | 0 | 0 | 0 | 0 | 0 | 0 | 0
6 | 19 | 19 | 2 | 1.7931 | 0 | 2.4769 | 0 | 0 | 0 | 0 | 0.28602 | 0 | 0 | 3.9571 | 0 | 8.5131 | 0 | 0 | 0 | 0 | 0 | 0 | 0 | 0 | 0 | 0 | 0 | 0 | 0 | 0.45131 | 0 | 0.88038 | 0 | 1.7675 | 0 | 0.42121 | 0.6901 | 0 | 0 | 0 | 0 | 4.2105 | 0 | 0 | 0 | 0 | 0 | 0 | 0 | 0 | 0 | 0 | 0 | 0 | 0
6 | 19 | 20 | 2 | 1.7931 | 0 | 2.4769 | 0 | 0 | 0 | 0 | 0.18972 | 0 | 0 | 3.5829 | 0 | 8.0427 | 0 | 0 | 0 | 0 | 0 | 0 | 0 | 0 | 0 | 0 | 0 | 0 | 0 | 0.45131 | 0 | 1.1038 | 0 | 1.0341 | 0 | 0.36871 | 0.6901 | 0 | 0 | 0 | 0 | 3.6481 | 0 | 0 | 0 | 0 | 0 | 0 | 0 | 0 | 0 | 0 | 0 | 0 | 0
6 | 19 | 21 | 2 | 1.7931 | 0 | 2.4769 | 0 | 0 | 0 | 0 | 0.13613 | 0 | 0 | 3.957 | 0 | 8.3631 | 0 | 0 | 0 | 0 | 0 | 0 | 0 | 0 | 0 | 0 | 0 | 0 | 0 | 0.45131 | 0 | 1.2156 | 0 | 0.65356 | 0 | 0.47371 | 0.6901 | 0 | 0 | 0 | 0 | 3.4842 | 0 | 0 | 0 | 0 | 0 | 0 | 0 | 0 | 0 | 0 | 0 | 0 | 0
6 | 19 | 22 | 2 | 1.7931 | 0 | 2.4769 | 0 | 0 | 0 | 0 | 0.079969 | 0 | 0 | 3.5769 | 0 | 7.9269 | 0 | 0 | 0 | 0 | 0 | 0 | 0 | 0 | 0 | 0 | 0 | 0 | 0 | 0.45131 | 0 | 1.1038 | 0 | 0.35461 | 0 | 0.31621 | 0.6901 | 0 | 0 | 0 | 0 | 2.9161 | 0 | 0 | 0 | 0 | 0 | 0 | 0 | 0 | 0 | 0 | 0 | 0 | 0
6 | 19 | 23 | 2 | 1.7931 | 0 | 2.4769 | 0 | 0 | 0 | 0 | 0.06992 | 0 | 0 | 0.5355 | 0 | 4.8754 | 0 | 0 | 0 | 0 | 0 | 0 | 0 | 0 | 0 | 0 | 0 | 0 | 0 | 0.45131 | 0 | 0.88038 | 0 | 0.29079 | 0 | 0.053706 | 0.6901 | 0 | 0 | 0 | 0 | 2.3663 | 0 | 0 | 0 | 0 | 0 | 0 | 0 | 0 | 0 | 0 | 0 | 0 | 0
6 | 19 | 24 | 2 | 1.7931 | 0 | 2.4769 | 0 | 0 | 0 | 0 | 0.055269 | 0 | 0 | 0.53558 | 0 | 4.8609 | 0 | 0 | 0 | 0 | 0 | 0 | 0 | 0 | 0 | 0 | 0 | 0 | 0 | 0.45131 | 0 | 0.54519 | 0 | 0.22403 | 0 | 0.053706 | 0.6901 | 0 | 0 | 0 | 0 | 1.9643 | 0 | 0 | 0 | 0 | 0 | 0 | 0 | 0 | 0 | 0 | 0 | 0 | 0
6 | 20 | 1 | 3 | 1.7931 | 0 | 2.4769 | 0 | 0 | 0 | 0 | 0.023854 | 0 | 0 | 0.53571 | 0 | 4.8296 | 0 | 0 | 0 | 0 | 0 | 0 | 0 | 0 | 0 | 0 | 0 | 0 | 0 | 0.45131 | 0 | 0.32173 | 0 | 0.063986 | 0 | 0.053706 | 0.6901 | 0 | 0 | 0 | 0 | 1.5808 | 0 | 0 | 0 | 0 | 0 | 0 | 0 | 0 | 0 | 0 | 0 | 0 | 0
6 | 20 | 2 | 3 | 1.7931 | 0 | 2.4769 | 0 | 0 | 0 | 0 | 0.018348 | 0 | 0 | 0.53594 | 0 | 4.8243 | 0 | 0 | 0 | 0 | 0 | 0 | 0 | 0 | 0 | 0 | 0 | 0 | 0 | 0.45131 | 0 | 0.32173 | 0 | 0.037674 | 0 | 0.053706 | 0.6901 | 0 | 0 | 0 | 0 | 1.5545 | 0 | 0 | 0 | 0 | 0 | 0 | 0 | 0 | 0 | 0 | 0 | 0 | 0
6 | 20 | 3 | 3 | 1.7931 | 0 | 2.4769 | 0 | 0 | 0 | 0 | 0.012023 | 0 | 0 | 0.53599 | 0 | 4.818 | 0 | 0 | 0 | 0 | 0 | 0 | 0 | 0 | 0 | 0 | 0 | 0 | 0 | 0.45131 | 0 | 0.32173 | 0 | 0.0087793 | 0 | 0.053706 | 0.6901 | 0 | 0 | 0 | 0 | 1.5256 | 0 | 0 | 0 | 0 | 0 | 0 | 0 | 0 | 0 | 0 | 0 | 0 | 0
6 | 20 | 4 | 3 | 1.7931 | 0 | 2.4769 | 0 | 0 | 0 | 0 | 0.012604 | 0 | 0 | 0.53604 | 0 | 4.8187 | 0 | 0 | 0 | 0 | 0 | 0 | 0 | 0 | 0 | 0 | 0 | 0 | 0 | 0.45131 | 0 | 0.32173 | 0 | 0.010825 | 0 | 0.053706 | 0.6901 | 0 | 0 | 0 | 0 | 1.5277 | 0 | 0 | 0 | 0 | 0 | 0 | 0 | 0 | 0 | 0 | 0 | 0 | 0
6 | 20 | 5 | 3 | 1.7931 | 0 | 2.4769 | 0 | 0 | 0 | 0 | 0.011629 | 0 | 0 | 0.53605 | 0 | 4.8177 | 0 | 0 | 0 | 0 | 0 | 0 | 0 | 0 | 0 | 0 | 0 | 0 | 0 | 0.45131 | 0 | 0.32173 | 0 | 0.0064743 | 0 | 0.053706 | 0.6901 | 0 | 0 | 0 | 0 | 1.5233 | 0 | 0 | 0 | 0 | 0 | 0 | 0 | 0 | 0 | 0 | 0 | 0 | 0
6 | 20 | 6 | 3 | 1.7931 | 0 | 2.4769 | 0 | 0 | 0 | 0 | 0.034013 | 0 | 0 | 3.0243 | 0 | 7.3284 | 0 | 0 | 0 | 0 | 0 | 0 | 0 | 0 | 0 | 0 | 0 | 0 | 0 | 0.45131 | 0 | 0.54519 | 0 | 0.0085818 | 0 | 0.31621 | 0.6901 | 0 | 0 | 0 | 0 | 2.0114 | 0 | 0 | 0 | 0 | 0 | 0 | 0 | 0 | 0 | 0 | 0 | 0 | 0
6 | 20 | 7 | 3 | 1.7931 | 0 | 2.4769 | 0 | 0 | 0 | 0 | 0.10273 | 0 | 0 | 3.9572 | 0 | 8.33 | 0 | 0 | 0 | 0 | 0 | 0 | 0 | 0 | 0 | 0 | 0 | 0 | 0 | 0.45131 | 0 | 0.71279 | 0 | 0.39065 | 0 | 0.52621 | 0.6901 | 0 | 0 | 0 | 0 | 2.7711 | 0 | 0 | 0 | 0 | 0 | 0 | 0 | 0 | 0 | 0 | 0 | 0 | 0
6 | 20 | 8 | 3 | 1.7931 | 0 | 13.6089 | 0 | 0 | 0 | 0 | 0.23682 | 0 | 0 | 3.9572 | 0 | 19.596 | 0 | 0 | 0 | 0 | 0 | 0 | 0 | 0 | 0 | 0 | 0 | 0 | 0 | 0.45131 | 0 | 0.71279 | 0 | 0.85996 | 0 | 0.42121 | 0.6901 | 0 | 0 | 0 | 0 | 3.1354 | 0 | 0 | 0 | 0 | 0 | 0 | 0 | 0 | 0 | 0 | 0 | 0 | 0
6 | 20 | 9 | 3 | 1.7931 | 0 | 13.6089 | 0 | 0 | 0 | 0 | 0.25156 | 0 | 0 | 4.1186 | 0 | 19.7722 | 0 | 0 | 0 | 0 | 0 | 0 | 0 | 0 | 0 | 0 | 0 | 0 | 0 | 0.45131 | 0 | 0.71279 | 0 | 1.1009 | 0 | 0.31621 | 0.6901 | 0 | 0 | 0 | 0 | 3.2713 | 0 | 0 | 0 | 0 | 0 | 0 | 0 | 0 | 0 | 0 | 0 | 0 | 0
6 | 20 | 10 | 3 | 1.7931 | 0 | 13.6089 | 0 | 0 | 0 | 0 | 0.27015 | 0 | 0 | 3.0241 | 0 | 18.6962 | 0 | 0 | 0 | 0 | 0 | 0 | 0 | 0 | 0 | 0 | 0 | 0 | 0 | 0.45131 | 0 | 0.71279 | 0 | 1.1282 | 0 | 0.31621 | 0.6901 | 0 | 0 | 0 | 0 | 3.2986 | 0 | 0 | 0 | 0 | 0 | 0 | 0 | 0 | 0 | 0 | 0 | 0 | 0
6 | 20 | 11 | 3 | 1.7931 | 0 | 13.6089 | 0 | 0 | 0 | 0 | 0.29445 | 0 | 0 | 3.5217 | 0 | 19.2182 | 0 | 0 | 0 | 0 | 0 | 0 | 0 | 0 | 0 | 0 | 0 | 0 | 0 | 0.45131 | 0 | 0.54519 | 0 | 1.3112 | 0 | 0.36871 | 0.6901 | 0 | 0 | 0 | 0 | 3.3665 | 0 | 0 | 0 | 0 | 0 | 0 | 0 | 0 | 0 | 0 | 0 | 0 | 0
6 | 20 | 12 | 3 | 1.7931 | 0 | 8.6613 | 0 | 0 | 0 | 0 | 0.24509 | 0 | 0 | 3.9571 | 0 | 14.6567 | 0 | 0 | 0 | 0 | 0 | 0 | 0 | 0 | 0 | 0 | 0 | 0 | 0 | 0.45131 | 0 | 0.54519 | 0 | 1.1728 | 0 | 0.42121 | 0.6901 | 0 | 0 | 0 | 0 | 3.2806 | 0 | 0 | 0 | 0 | 0 | 0 | 0 | 0 | 0 | 0 | 0 | 0 | 0
6 | 20 | 13 | 3 | 1.7931 | 0 | 13.6089 | 0 | 0 | 0 | 0 | 0.33463 | 0 | 0 | 3.5833 | 0 | 19.3199 | 0 | 0 | 0 | 0 | 0 | 0 | 0 | 0 | 0 | 0 | 0 | 0 | 0 | 0.45131 | 0 | 0.54519 | 0 | 1.5901 | 0 | 0.36871 | 0.6901 | 0 | 0 | 0 | 0 | 3.6454 | 0 | 0 | 0 | 0 | 0 | 0 | 0 | 0 | 0 | 0 | 0 | 0 | 0
6 | 20 | 14 | 3 | 1.7931 | 0 | 13.6089 | 0 | 0 | 0 | 0 | 0.37746 | 0 | 0 | 3.5218 | 0 | 19.3013 | 0 | 0 | 0 | 0 | 0 | 0 | 0 | 0 | 0 | 0 | 0 | 0 | 0 | 0.45131 | 0 | 0.54519 | 0 | 1.9521 | 0 | 0.36871 | 0.6901 | 0 | 0 | 0 | 0 | 4.0074 | 0 | 0 | 0 | 0 | 0 | 0 | 0 | 0 | 0 | 0 | 0 | 0 | 0
6 | 20 | 15 | 3 | 1.7931 | 0 | 13.6089 | 0 | 0 | 0 | 0 | 0.40292 | 0 | 0 | 3.0241 | 0 | 18.8291 | 0 | 0 | 0 | 0 | 0 | 0 | 0 | 0 | 0 | 0 | 0 | 0 | 0 | 0.45131 | 0 | 0.54519 | 0 | 2.0436 | 0 | 0.31621 | 0.6901 | 0 | 0 | 0 | 0 | 4.0464 | 0 | 0 | 0 | 0 | 0 | 0 | 0 | 0 | 0 | 0 | 0 | 0 | 0
6 | 20 | 16 | 3 | 1.7931 | 0 | 13.6089 | 0 | 0 | 0 | 0 | 0.44206 | 0 | 0 | 3.0242 | 0 | 18.8682 | 0 | 0 | 0 | 0 | 0 | 0 | 0 | 0 | 0 | 0 | 0 | 0 | 0 | 0.45131 | 0 | 0.54519 | 0 | 2.3277 | 0 | 0.31621 | 0.6901 | 0 | 0 | 0 | 0 | 4.3305 | 0 | 0 | 0 | 0 | 0 | 0 | 0 | 0 | 0 | 0 | 0 | 0 | 0
6 | 20 | 17 | 3 | 1.7931 | 0 | 13.6089 | 0 | 0 | 0 | 0 | 0.41463 | 0 | 0 | 3.9572 | 0 | 19.7738 | 0 | 0 | 0 | 0 | 0 | 0 | 0 | 0 | 0 | 0 | 0 | 0 | 0 | 0.45131 | 0 | 0.54519 | 0 | 2.2521 | 0 | 0.52621 | 0.6901 | 0 | 0 | 0 | 0 | 4.465 | 0 | 0 | 0 | 0 | 0 | 0 | 0 | 0 | 0 | 0 | 0 | 0 | 0
6 | 20 | 18 | 3 | 1.7931 | 0 | 9.8982 | 0 | 0 | 0 | 0 | 0.30543 | 0 | 0 | 6.06 | 0 | 18.0568 | 0 | 0 | 0 | 0 | 0 | 0 | 0 | 0 | 0 | 0 | 0 | 0 | 0 | 0.45131 | 0 | 0.54519 | 0 | 1.6641 | 0 | 0.52621 | 0.6901 | 0 | 0 | 0 | 0 | 3.8769 | 0 | 0 | 0 | 0 | 0 | 0 | 0 | 0 | 0 | 0 | 0 | 0 | 0
6 | 20 | 19 | 3 | 1.7931 | 0 | 2.4769 | 0 | 0 | 0 | 0 | 0.16522 | 0 | 0 | 3.9572 | 0 | 8.3924 | 0 | 0 | 0 | 0 | 0 | 0 | 0 | 0 | 0 | 0 | 0 | 0 | 0 | 0.45131 | 0 | 0.88038 | 0 | 0.8503 | 0 | 0.42121 | 0.6901 | 0 | 0 | 0 | 0 | 3.2933 | 0 | 0 | 0 | 0 | 0 | 0 | 0 | 0 | 0 | 0 | 0 | 0 | 0
6 | 20 | 20 | 3 | 1.7931 | 0 | 2.4769 | 0 | 0 | 0 | 0 | 0.087654 | 0 | 0 | 3.5834 | 0 | 7.9411 | 0 | 0 | 0 | 0 | 0 | 0 | 0 | 0 | 0 | 0 | 0 | 0 | 0 | 0.45131 | 0 | 1.1038 | 0 | 0.40779 | 0 | 0.36871 | 0.6901 | 0 | 0 | 0 | 0 | 3.0217 | 0 | 0 | 0 | 0 | 0 | 0 | 0 | 0 | 0 | 0 | 0 | 0 | 0
6 | 20 | 21 | 3 | 1.7931 | 0 | 2.4769 | 0 | 0 | 0 | 0 | 0.058083 | 0 | 0 | 3.9571 | 0 | 8.2852 | 0 | 0 | 0 | 0 | 0 | 0 | 0 | 0 | 0 | 0 | 0 | 0 | 0 | 0.45131 | 0 | 1.2156 | 0 | 0.24831 | 0 | 0.47371 | 0.6901 | 0 | 0 | 0 | 0 | 3.079 | 0 | 0 | 0 | 0 | 0 | 0 | 0 | 0 | 0 | 0 | 0 | 0 | 0
6 | 20 | 22 | 3 | 1.7931 | 0 | 2.4769 | 0 | 0 | 0 | 0 | 0.042598 | 0 | 0 | 3.5774 | 0 | 7.89 | 0 | 0 | 0 | 0 | 0 | 0 | 0 | 0 | 0 | 0 | 0 | 0 | 0 | 0.45131 | 0 | 1.1038 | 0 | 0.16553 | 0 | 0.31621 | 0.6901 | 0 | 0 | 0 | 0 | 2.727 | 0 | 0 | 0 | 0 | 0 | 0 | 0 | 0 | 0 | 0 | 0 | 0 | 0
6 | 20 | 23 | 3 | 1.7931 | 0 | 2.4769 | 0 | 0 | 0 | 0 | 0.03669 | 0 | 0 | 0.53576 | 0 | 4.8425 | 0 | 0 | 0 | 0 | 0 | 0 | 0 | 0 | 0 | 0 | 0 | 0 | 0 | 0.45131 | 0 | 0.88038 | 0 | 0.13542 | 0 | 0.053706 | 0.6901 | 0 | 0 | 0 | 0 | 2.2109 | 0 | 0 | 0 | 0 | 0 | 0 | 0 | 0 | 0 | 0 | 0 | 0 | 0
6 | 20 | 24 | 3 | 1.7931 | 0 | 2.4769 | 0 | 0 | 0 | 0 | 0.029164 | 0 | 0 | 0.53583 | 0 | 4.835 | 0 | 0 | 0 | 0 | 0 | 0 | 0 | 0 | 0 | 0 | 0 | 0 | 0 | 0.45131 | 0 | 0.54519 | 0 | 0.096196 | 0 | 0.053706 | 0.6901 | 0 | 0 | 0 | 0 | 1.8365 | 0 | 0 | 0 | 0 | 0 | 0 | 0 | 0 | 0 | 0 | 0 | 0 | 0
6 | 21 | 1 | 4 | 1.7931 | 0 | 2.4769 | 0 | 0 | 0 | 0 | 0.027288 | 0 | 0 | 0.53596 | 0 | 4.8333 | 0 | 0 | 0 | 0 | 0 | 0 | 0 | 0 | 0 | 0 | 0 | 0 | 0 | 0.45131 | 0 | 0.32173 | 0 | 0.08701 | 0 | 0.053706 | 0.6901 | 0 | 0 | 0 | 0 | 1.6039 | 0 | 0 | 0 | 0 | 0 | 0 | 0 | 0 | 0 | 0 | 0 | 0 | 0
6 | 21 | 2 | 4 | 1.7931 | 0 | 2.4769 | 0 | 0 | 0 | 0 | 0.015799 | 0 | 0 | 0.53609 | 0 | 4.8219 | 0 | 0 | 0 | 0 | 0 | 0 | 0 | 0 | 0 | 0 | 0 | 0 | 0 | 0.45131 | 0 | 0.32173 | 0 | 0.027882 | 0 | 0.053706 | 0.6901 | 0 | 0 | 0 | 0 | 1.5447 | 0 | 0 | 0 | 0 | 0 | 0 | 0 | 0 | 0 | 0 | 0 | 0 | 0
6 | 21 | 3 | 4 | 1.7931 | 0 | 2.4769 | 0 | 0 | 0 | 0 | 0.029827 | 0 | 0 | 0.53618 | 0 | 4.836 | 0 | 0 | 0 | 0 | 0 | 0 | 0 | 0 | 0 | 0 | 0 | 0 | 0 | 0.45131 | 0 | 0.32173 | 0 | 0.07577 | 0 | 0.053706 | 0.6901 | 0 | 0 | 0 | 0 | 1.5926 | 0 | 0 | 0 | 0 | 0 | 0 | 0 | 0 | 0 | 0 | 0 | 0 | 0
6 | 21 | 4 | 4 | 1.7931 | 0 | 2.4769 | 0 | 0 | 0 | 0 | 0.011367 | 0 | 0 | 0.53622 | 0 | 4.8176 | 0 | 0 | 0 | 0 | 0 | 0 | 0 | 0 | 0 | 0 | 0 | 0 | 0 | 0.45131 | 0 | 0.32173 | 0 | 0.0075493 | 0 | 0.053706 | 0.6901 | 0 | 0 | 0 | 0 | 1.5244 | 0 | 0 | 0 | 0 | 0 | 0 | 0 | 0 | 0 | 0 | 0 | 0 | 0
6 | 21 | 5 | 4 | 1.7931 | 0 | 2.4769 | 0 | 0 | 0 | 0 | 0.018879 | 0 | 0 | 0.53627 | 0 | 4.8252 | 0 | 0 | 0 | 0 | 0 | 0 | 0 | 0 | 0 | 0 | 0 | 0 | 0 | 0.45131 | 0 | 0.32173 | 0 | 0.0098155 | 0 | 0.053706 | 0.6901 | 0 | 0 | 0 | 0 | 1.5267 | 0 | 0 | 0 | 0 | 0 | 0 | 0 | 0 | 0 | 0 | 0 | 0 | 0
6 | 21 | 6 | 4 | 1.7931 | 0 | 2.4769 | 0 | 0 | 0 | 0 | 0.067363 | 0 | 0 | 3.0246 | 0 | 7.3619 | 0 | 0 | 0 | 0 | 0 | 0 | 0 | 0 | 0 | 0 | 0 | 0 | 0 | 0.45131 | 0 | 0.54519 | 0 | 0.2926 | 0 | 0.31621 | 0.6901 | 0 | 0 | 0 | 0 | 2.2954 | 0 | 0 | 0 | 0 | 0 | 0 | 0 | 0 | 0 | 0 | 0 | 0 | 0
6 | 21 | 7 | 4 | 1.7931 | 0 | 2.4769 | 0 | 0 | 0 | 0 | 0.11562 | 0 | 0 | 3.9573 | 0 | 8.343 | 0 | 0 | 0 | 0 | 0 | 0 | 0 | 0 | 0 | 0 | 0 | 0 | 0 | 0.45131 | 0 | 0.71279 | 0 | 0.44691 | 0 | 0.52621 | 0.6901 | 0 | 0 | 0 | 0 | 2.8273 | 0 | 0 | 0 | 0 | 0 | 0 | 0 | 0 | 0 | 0 | 0 | 0 | 0
6 | 21 | 8 | 4 | 1.7931 | 0 | 13.6089 | 0 | 0 | 0 | 0 | 0.26985 | 0 | 0 | 3.9573 | 0 | 19.6292 | 0 | 0 | 0 | 0 | 0 | 0 | 0 | 0 | 0 | 0 | 0 | 0 | 0 | 0.45131 | 0 | 0.71279 | 0 | 1.0018 | 0 | 0.42121 | 0.6901 | 0 | 0 | 0 | 0 | 3.2772 | 0 | 0 | 0 | 0 | 0 | 0 | 0 | 0 | 0 | 0 | 0 | 0 | 0
6 | 21 | 9 | 4 | 1.7931 | 0 | 13.6089 | 0 | 0 | 0 | 0 | 0.28669 | 0 | 0 | 4.1192 | 0 | 19.8079 | 0 | 0 | 0 | 0 | 0 | 0 | 0 | 0 | 0 | 0 | 0 | 0 | 0 | 0.45131 | 0 | 0.71279 | 0 | 1.5239 | 0 | 0.31621 | 0.6901 | 0 | 0 | 0 | 0 | 3.6943 | 0 | 0 | 0 | 0 | 0 | 0 | 0 | 0 | 0 | 0 | 0 | 0 | 0
6 | 21 | 10 | 4 | 1.7931 | 0 | 13.6089 | 0 | 0 | 0 | 0 | 0.299 | 0 | 0 | 3.0244 | 0 | 18.7254 | 0 | 0 | 0 | 0 | 0 | 0 | 0 | 0 | 0 | 0 | 0 | 0 | 0 | 0.45131 | 0 | 0.71279 | 0 | 1.634 | 0 | 0.31621 | 0.6901 | 0 | 0 | 0 | 0 | 3.8043 | 0 | 0 | 0 | 0 | 0 | 0 | 0 | 0 | 0 | 0 | 0 | 0 | 0
6 | 21 | 11 | 4 | 1.7931 | 0 | 13.6089 | 0 | 0 | 0 | 0 | 0.3166 | 0 | 0 | 3.5221 | 0 | 19.2407 | 0 | 0 | 0 | 0 | 0 | 0 | 0 | 0 | 0 | 0 | 0 | 0 | 0 | 0.45131 | 0 | 0.54519 | 0 | 1.6832 | 0 | 0.36871 | 0.6901 | 0 | 0 | 0 | 0 | 3.7386 | 0 | 0 | 0 | 0 | 0 | 0 | 0 | 0 | 0 | 0 | 0 | 0 | 0
6 | 21 | 12 | 4 | 1.7931 | 0 | 8.6613 | 0 | 0 | 0 | 0 | 0.28921 | 0 | 0 | 3.9573 | 0 | 14.701 | 0 | 0 | 0 | 0 | 0 | 0 | 0 | 0 | 0 | 0 | 0 | 0 | 0 | 0.45131 | 0 | 0.54519 | 0 | 1.5865 | 0 | 0.42121 | 0.6901 | 0 | 0 | 0 | 0 | 3.6943 | 0 | 0 | 0 | 0 | 0 | 0 | 0 | 0 | 0 | 0 | 0 | 0 | 0
6 | 21 | 13 | 4 | 1.7931 | 0 | 13.6089 | 0 | 0 | 0 | 0 | 0.37653 | 0 | 0 | 3.5838 | 0 | 19.3623 | 0 | 0 | 0 | 0 | 0 | 0 | 0 | 0 | 0 | 0 | 0 | 0 | 0 | 0.45131 | 0 | 0.54519 | 0 | 2.1305 | 0 | 0.36871 | 0.6901 | 0 | 0 | 0 | 0 | 4.1858 | 0 | 0 | 0 | 0 | 0 | 0 | 0 | 0 | 0 | 0 | 0 | 0 | 0
6 | 21 | 14 | 4 | 1.7931 | 0 | 13.6089 | 0 | 0 | 0 | 0 | 0.36796 | 0 | 0 | 3.5221 | 0 | 19.292 | 0 | 0 | 0 | 0 | 0 | 0 | 0 | 0 | 0 | 0 | 0 | 0 | 0 | 0.45131 | 0 | 0.54519 | 0 | 2.1538 | 0 | 0.36871 | 0.6901 | 0 | 0 | 0 | 0 | 4.2091 | 0 | 0 | 0 | 0 | 0 | 0 | 0 | 0 | 0 | 0 | 0 | 0 | 0
6 | 21 | 15 | 4 | 1.7931 | 0 | 13.6089 | 0 | 0 | 0 | 0 | 0.42021 | 0 | 0 | 3.0244 | 0 | 18.8466 | 0 | 0 | 0 | 0 | 0 | 0 | 0 | 0 | 0 | 0 | 0 | 0 | 0 | 0.45131 | 0 | 0.54519 | 0 | 2.4384 | 0 | 0.31621 | 0.6901 | 0 | 0 | 0 | 0 | 4.4412 | 0 | 0 | 0 | 0 | 0 | 0 | 0 | 0 | 0 | 0 | 0 | 0 | 0
6 | 21 | 16 | 4 | 1.7931 | 0 | 13.6089 | 0 | 0 | 0 | 0 | 0.40789 | 0 | 0 | 3.0244 | 0 | 18.8343 | 0 | 0 | 0 | 0 | 0 | 0 | 0 | 0 | 0 | 0 | 0 | 0 | 0 | 0.45131 | 0 | 0.54519 | 0 | 2.4924 | 0 | 0.31621 | 0.6901 | 0 | 0 | 0 | 0 | 4.4952 | 0 | 0 | 0 | 0 | 0 | 0 | 0 | 0 | 0 | 0 | 0 | 0 | 0
6 | 21 | 17 | 4 | 1.7931 | 0 | 13.6089 | 0 | 0 | 0 | 0 | 0.35383 | 0 | 0 | 3.9573 | 0 | 19.7132 | 0 | 0 | 0 | 0 | 0 | 0 | 0 | 0 | 0 | 0 | 0 | 0 | 0 | 0.45131 | 0 | 0.54519 | 0 | 2.1917 | 0 | 0.52621 | 0.6901 | 0 | 0 | 0 | 0 | 4.4045 | 0 | 0 | 0 | 0 | 0 | 0 | 0 | 0 | 0 | 0 | 0 | 0 | 0
6 | 21 | 18 | 4 | 1.7931 | 0 | 9.8982 | 0 | 0 | 0 | 0 | 0.30536 | 0 | 0 | 6.0604 | 0 | 18.0571 | 0 | 0 | 0 | 0 | 0 | 0 | 0 | 0 | 0 | 0 | 0 | 0 | 0 | 0.45131 | 0 | 0.54519 | 0 | 1.9909 | 0 | 0.52621 | 0.6901 | 0 | 0 | 0 | 0 | 4.2037 | 0 | 0 | 0 | 0 | 0 | 0 | 0 | 0 | 0 | 0 | 0 | 0 | 0
6 | 21 | 19 | 4 | 1.7931 | 0 | 2.4769 | 0 | 0 | 0 | 0 | 0.1642 | 0 | 0 | 3.9573 | 0 | 8.3916 | 0 | 0 | 0 | 0 | 0 | 0 | 0 | 0 | 0 | 0 | 0 | 0 | 0 | 0.45131 | 0 | 0.88038 | 0 | 0.99263 | 0 | 0.42121 | 0.6901 | 0 | 0 | 0 | 0 | 3.4356 | 0 | 0 | 0 | 0 | 0 | 0 | 0 | 0 | 0 | 0 | 0 | 0 | 0
6 | 21 | 20 | 4 | 1.7931 | 0 | 2.4769 | 0 | 0 | 0 | 0 | 0.095571 | 0 | 0 | 3.5839 | 0 | 7.9494 | 0 | 0 | 0 | 0 | 0 | 0 | 0 | 0 | 0 | 0 | 0 | 0 | 0 | 0.45131 | 0 | 1.1038 | 0 | 0.53492 | 0 | 0.36871 | 0.6901 | 0 | 0 | 0 | 0 | 3.1489 | 0 | 0 | 0 | 0 | 0 | 0 | 0 | 0 | 0 | 0 | 0 | 0 | 0
6 | 21 | 21 | 4 | 1.7931 | 0 | 2.4769 | 0 | 0 | 0 | 0 | 0.064892 | 0 | 0 | 3.9573 | 0 | 8.2922 | 0 | 0 | 0 | 0 | 0 | 0 | 0 | 0 | 0 | 0 | 0 | 0 | 0 | 0.45131 | 0 | 1.2156 | 0 | 0.33089 | 0 | 0.47371 | 0.6901 | 0 | 0 | 0 | 0 | 3.1616 | 0 | 0 | 0 | 0 | 0 | 0 | 0 | 0 | 0 | 0 | 0 | 0 | 0
6 | 21 | 22 | 4 | 1.7931 | 0 | 2.4769 | 0 | 0 | 0 | 0 | 0.045971 | 0 | 0 | 3.5778 | 0 | 7.8938 | 0 | 0 | 0 | 0 | 0 | 0 | 0 | 0 | 0 | 0 | 0 | 0 | 0 | 0.45131 | 0 | 1.1038 | 0 | 0.20746 | 0 | 0.31621 | 0.6901 | 0 | 0 | 0 | 0 | 2.7689 | 0 | 0 | 0 | 0 | 0 | 0 | 0 | 0 | 0 | 0 | 0 | 0 | 0
6 | 21 | 23 | 4 | 1.7931 | 0 | 2.4769 | 0 | 0 | 0 | 0 | 0.036804 | 0 | 0 | 0.53607 | 0 | 4.8429 | 0 | 0 | 0 | 0 | 0 | 0 | 0 | 0 | 0 | 0 | 0 | 0 | 0 | 0.45131 | 0 | 0.88038 | 0 | 0.14924 | 0 | 0.053706 | 0.6901 | 0 | 0 | 0 | 0 | 2.2247 | 0 | 0 | 0 | 0 | 0 | 0 | 0 | 0 | 0 | 0 | 0 | 0 | 0
6 | 21 | 24 | 4 | 1.7931 | 0 | 2.4769 | 0 | 0 | 0 | 0 | 0.032928 | 0 | 0 | 0.53613 | 0 | 4.8391 | 0 | 0 | 0 | 0 | 0 | 0 | 0 | 0 | 0 | 0 | 0 | 0 | 0 | 0.45131 | 0 | 0.54519 | 0 | 0.1266 | 0 | 0.053706 | 0.6901 | 0 | 0 | 0 | 0 | 1.8669 | 0 | 0 | 0 | 0 | 0 | 0 | 0 | 0 | 0 | 0 | 0 | 0 | 0
6 | 22 | 1 | 5 | 1.7931 | 0 | 2.4769 | 0 | 0 | 0 | 0 | 0.033626 | 0 | 0 | 0.53626 | 0 | 4.8399 | 0 | 0 | 0 | 0 | 0 | 0 | 0 | 0 | 0 | 0 | 0 | 0 | 0 | 0.45131 | 0 | 0.32173 | 0 | 0.13222 | 0 | 0.053706 | 0.6901 | 0 | 0 | 0 | 0 | 1.6491 | 0 | 0 | 0 | 0 | 0 | 0 | 0 | 0 | 0 | 0 | 0 | 0 | 0
6 | 22 | 2 | 5 | 1.7931 | 0 | 2.4769 | 0 | 0 | 0 | 0 | 0.029622 | 0 | 0 | 0.53638 | 0 | 4.836 | 0 | 0 | 0 | 0 | 0 | 0 | 0 | 0 | 0 | 0 | 0 | 0 | 0 | 0.45131 | 0 | 0.32173 | 0 | 0.10922 | 0 | 0.053706 | 0.6901 | 0 | 0 | 0 | 0 | 1.6261 | 0 | 0 | 0 | 0 | 0 | 0 | 0 | 0 | 0 | 0 | 0 | 0 | 0
6 | 22 | 3 | 5 | 1.7931 | 0 | 2.4769 | 0 | 0 | 0 | 0 | 0.027199 | 0 | 0 | 0.53645 | 0 | 4.8337 | 0 | 0 | 0 | 0 | 0 | 0 | 0 | 0 | 0 | 0 | 0 | 0 | 0 | 0.45131 | 0 | 0.32173 | 0 | 0.095893 | 0 | 0.053706 | 0.6901 | 0 | 0 | 0 | 0 | 1.6127 | 0 | 0 | 0 | 0 | 0 | 0 | 0 | 0 | 0 | 0 | 0 | 0 | 0
6 | 22 | 4 | 5 | 1.7931 | 0 | 2.4769 | 0 | 0 | 0 | 0 | 0.026243 | 0 | 0 | 0.53649 | 0 | 4.8328 | 0 | 0 | 0 | 0 | 0 | 0 | 0 | 0 | 0 | 0 | 0 | 0 | 0 | 0.45131 | 0 | 0.32173 | 0 | 0.090181 | 0 | 0.053706 | 0.6901 | 0 | 0 | 0 | 0 | 1.607 | 0 | 0 | 0 | 0 | 0 | 0 | 0 | 0 | 0 | 0 | 0 | 0 | 0
6 | 22 | 5 | 5 | 1.7931 | 0 | 2.4769 | 0 | 0 | 0 | 0 | 0.025328 | 0 | 0 | 0.53652 | 0 | 4.8319 | 0 | 0 | 0 | 0 | 0 | 0 | 0 | 0 | 0 | 0 | 0 | 0 | 0 | 0.45131 | 0 | 0.32173 | 0 | 0.084991 | 0 | 0.053706 | 0.6901 | 0 | 0 | 0 | 0 | 1.6018 | 0 | 0 | 0 | 0 | 0 | 0 | 0 | 0 | 0 | 0 | 0 | 0 | 0
6 | 22 | 6 | 5 | 1.7931 | 0 | 2.4769 | 0 | 0 | 0 | 0 | 0.057645 | 0 | 0 | 3.0248 | 0 | 7.3525 | 0 | 0 | 0 | 0 | 0 | 0 | 0 | 0 | 0 | 0 | 0 | 0 | 0 | 0.45131 | 0 | 0.54519 | 0 | 0.22098 | 0 | 0.31621 | 0.6901 | 0 | 0 | 0 | 0 | 2.2238 | 0 | 0 | 0 | 0 | 0 | 0 | 0 | 0 | 0 | 0 | 0 | 0 | 0
6 | 22 | 7 | 5 | 1.7931 | 0 | 2.4769 | 0 | 0 | 0 | 0 | 0.071743 | 0 | 0 | 3.9575 | 0 | 8.2992 | 0 | 0 | 0 | 0 | 0 | 0 | 0 | 0 | 0 | 0 | 0 | 0 | 0 | 0.45131 | 0 | 0.71279 | 0 | 0.33364 | 0 | 0.52621 | 0.6901 | 0 | 0 | 0 | 0 | 2.714 | 0 | 0 | 0 | 0 | 0 | 0 | 0 | 0 | 0 | 0 | 0 | 0 | 0
6 | 22 | 8 | 5 | 1.7931 | 0 | 13.6089 | 0 | 0 | 0 | 0 | 0.20865 | 0 | 0 | 3.9574 | 0 | 19.5681 | 0 | 0 | 0 | 0 | 0 | 0 | 0 | 0 | 0 | 0 | 0 | 0 | 0 | 0.45131 | 0 | 0.71279 | 0 | 0.88423 | 0 | 0.42121 | 0.6901 | 0 | 0 | 0 | 0 | 3.1596 | 0 | 0 | 0 | 0 | 0 | 0 | 0 | 0 | 0 | 0 | 0 | 0 | 0
6 | 22 | 9 | 5 | 1.7931 | 0 | 13.6089 | 0 | 0 | 0 | 0 | 0.21635 | 0 | 0 | 4.1197 | 0 | 19.738 | 0 | 0 | 0 | 0 | 0 | 0 | 0 | 0 | 0 | 0 | 0 | 0 | 0 | 0.45131 | 0 | 0.71279 | 0 | 1.2603 | 0 | 0.31621 | 0.6901 | 0 | 0 | 0 | 0 | 3.4307 | 0 | 0 | 0 | 0 | 0 | 0 | 0 | 0 | 0 | 0 | 0 | 0 | 0
6 | 22 | 10 | 5 | 1.7931 | 0 | 13.6089 | 0 | 0 | 0 | 0 | 0.21861 | 0 | 0 | 3.0246 | 0 | 18.6452 | 0 | 0 | 0 | 0 | 0 | 0 | 0 | 0 | 0 | 0 | 0 | 0 | 0 | 0.45131 | 0 | 0.71279 | 0 | 1.3448 | 0 | 0.31621 | 0.6901 | 0 | 0 | 0 | 0 | 3.5152 | 0 | 0 | 0 | 0 | 0 | 0 | 0 | 0 | 0 | 0 | 0 | 0 | 0
6 | 22 | 11 | 5 | 1.7931 | 0 | 13.6089 | 0 | 0 | 0 | 0 | 0.19099 | 0 | 0 | 3.5222 | 0 | 19.1152 | 0 | 0 | 0 | 0 | 0 | 0 | 0 | 0 | 0 | 0 | 0 | 0 | 0 | 0.45131 | 0 | 0.54519 | 0 | 1.1126 | 0 | 0.36871 | 0.6901 | 0 | 0 | 0 | 0 | 3.1679 | 0 | 0 | 0 | 0 | 0 | 0 | 0 | 0 | 0 | 0 | 0 | 0 | 0
6 | 22 | 12 | 5 | 1.7931 | 0 | 8.6613 | 0 | 0 | 0 | 0 | 0.16864 | 0 | 0 | 3.9574 | 0 | 14.5805 | 0 | 0 | 0 | 0 | 0 | 0 | 0 | 0 | 0 | 0 | 0 | 0 | 0 | 0.45131 | 0 | 0.54519 | 0 | 0.95426 | 0 | 0.42121 | 0.6901 | 0 | 0 | 0 | 0 | 3.0621 | 0 | 0 | 0 | 0 | 0 | 0 | 0 | 0 | 0 | 0 | 0 | 0 | 0
6 | 22 | 13 | 5 | 1.7931 | 0 | 13.6089 | 0 | 0 | 0 | 0 | 0.26643 | 0 | 0 | 3.5841 | 0 | 19.2526 | 0 | 0 | 0 | 0 | 0 | 0 | 0 | 0 | 0 | 0 | 0 | 0 | 0 | 0.45131 | 0 | 0.54519 | 0 | 1.5137 | 0 | 0.36871 | 0.6901 | 0 | 0 | 0 | 0 | 3.569 | 0 | 0 | 0 | 0 | 0 | 0 | 0 | 0 | 0 | 0 | 0 | 0 | 0
6 | 22 | 14 | 5 | 1.7931 | 0 | 13.6089 | 0 | 0 | 0 | 0 | 0.24521 | 0 | 0 | 3.5223 | 0 | 19.1696 | 0 | 0 | 0 | 0 | 0 | 0 | 0 | 0 | 0 | 0 | 0 | 0 | 0 | 0.45131 | 0 | 0.54519 | 0 | 1.3947 | 0 | 0.36871 | 0.6901 | 0 | 0 | 0 | 0 | 3.45 | 0 | 0 | 0 | 0 | 0 | 0 | 0 | 0 | 0 | 0 | 0 | 0 | 0
6 | 22 | 15 | 5 | 1.7931 | 0 | 13.6089 | 0 | 0 | 0 | 0 | 0.23735 | 0 | 0 | 3.0247 | 0 | 18.6641 | 0 | 0 | 0 | 0 | 0 | 0 | 0 | 0 | 0 | 0 | 0 | 0 | 0 | 0.45131 | 0 | 0.54519 | 0 | 1.4766 | 0 | 0.31621 | 0.6901 | 0 | 0 | 0 | 0 | 3.4794 | 0 | 0 | 0 | 0 | 0 | 0 | 0 | 0 | 0 | 0 | 0 | 0 | 0
6 | 22 | 16 | 5 | 1.7931 | 0 | 13.6089 | 0 | 0 | 0 | 0 | 0.24725 | 0 | 0 | 3.0247 | 0 | 18.674 | 0 | 0 | 0 | 0 | 0 | 0 | 0 | 0 | 0 | 0 | 0 | 0 | 0 | 0.45131 | 0 | 0.54519 | 0 | 1.5637 | 0 | 0.31621 | 0.6901 | 0 | 0 | 0 | 0 | 3.5665 | 0 | 0 | 0 | 0 | 0 | 0 | 0 | 0 | 0 | 0 | 0 | 0 | 0
6 | 22 | 17 | 5 | 1.7931 | 0 | 13.6089 | 0 | 0 | 0 | 0 | 0.28758 | 0 | 0 | 3.9575 | 0 | 19.647 | 0 | 0 | 0 | 0 | 0 | 0 | 0 | 0 | 0 | 0 | 0 | 0 | 0 | 0.45131 | 0 | 0.54519 | 0 | 1.8878 | 0 | 0.52621 | 0.6901 | 0 | 0 | 0 | 0 | 4.1006 | 0 | 0 | 0 | 0 | 0 | 0 | 0 | 0 | 0 | 0 | 0 | 0 | 0
6 | 22 | 18 | 5 | 1.7931 | 0 | 9.8982 | 0 | 0 | 0 | 0 | 0.22935 | 0 | 0 | 6.0608 | 0 | 17.9815 | 0 | 0 | 0 | 0 | 0 | 0 | 0 | 0 | 0 | 0 | 0 | 0 | 0 | 0.45131 | 0 | 0.54519 | 0 | 1.4818 | 0 | 0.52621 | 0.6901 | 0 | 0 | 0 | 0 | 3.6946 | 0 | 0 | 0 | 0 | 0 | 0 | 0 | 0 | 0 | 0 | 0 | 0 | 0
6 | 22 | 19 | 5 | 1.7931 | 0 | 2.4769 | 0 | 0 | 0 | 0 | 0.12298 | 0 | 0 | 3.9575 | 0 | 8.3505 | 0 | 0 | 0 | 0 | 0 | 0 | 0 | 0 | 0 | 0 | 0 | 0 | 0 | 0.45131 | 0 | 0.88038 | 0 | 0.77553 | 0 | 0.42121 | 0.6901 | 0 | 0 | 0 | 0 | 3.2185 | 0 | 0 | 0 | 0 | 0 | 0 | 0 | 0 | 0 | 0 | 0 | 0 | 0
6 | 22 | 20 | 5 | 1.7931 | 0 | 2.4769 | 0 | 0 | 0 | 0 | 0.088811 | 0 | 0 | 3.5842 | 0 | 7.943 | 0 | 0 | 0 | 0 | 0 | 0 | 0 | 0 | 0 | 0 | 0 | 0 | 0 | 0.45131 | 0 | 1.1038 | 0 | 0.53592 | 0 | 0.36871 | 0.6901 | 0 | 0 | 0 | 0 | 3.1499 | 0 | 0 | 0 | 0 | 0 | 0 | 0 | 0 | 0 | 0 | 0 | 0 | 0
6 | 22 | 21 | 5 | 1.7931 | 0 | 2.4769 | 0 | 0 | 0 | 0 | 0.084782 | 0 | 0 | 3.9574 | 0 | 8.3122 | 0 | 0 | 0 | 0 | 0 | 0 | 0 | 0 | 0 | 0 | 0 | 0 | 0 | 0.45131 | 0 | 1.2156 | 0 | 0.50228 | 0 | 0.47371 | 0.6901 | 0 | 0 | 0 | 0 | 3.333 | 0 | 0 | 0 | 0 | 0 | 0 | 0 | 0 | 0 | 0 | 0 | 0 | 0
6 | 22 | 22 | 5 | 1.7931 | 0 | 2.4769 | 0 | 0 | 0 | 0 | 0.075159 | 0 | 0 | 3.5781 | 0 | 7.9233 | 0 | 0 | 0 | 0 | 0 | 0 | 0 | 0 | 0 | 0 | 0 | 0 | 0 | 0.45131 | 0 | 1.1038 | 0 | 0.43161 | 0 | 0.31621 | 0.6901 | 0 | 0 | 0 | 0 | 2.9931 | 0 | 0 | 0 | 0 | 0 | 0 | 0 | 0 | 0 | 0 | 0 | 0 | 0
6 | 22 | 23 | 5 | 1.7931 | 0 | 2.4769 | 0 | 0 | 0 | 0 | 0.063479 | 0 | 0 | 0.5362 | 0 | 4.8697 | 0 | 0 | 0 | 0 | 0 | 0 | 0 | 0 | 0 | 0 | 0 | 0 | 0 | 0.45131 | 0 | 0.88038 | 0 | 0.3568 | 0 | 0.053706 | 0.6901 | 0 | 0 | 0 | 0 | 2.4323 | 0 | 0 | 0 | 0 | 0 | 0 | 0 | 0 | 0 | 0 | 0 | 0 | 0
6 | 22 | 24 | 5 | 1.7931 | 0 | 2.4769 | 0 | 0 | 0 | 0 | 0.060928 | 0 | 0 | 0.53624 | 0 | 4.8672 | 0 | 0 | 0 | 0 | 0 | 0 | 0 | 0 | 0 | 0 | 0 | 0 | 0 | 0.45131 | 0 | 0.54519 | 0 | 0.34272 | 0 | 0.053706 | 0.6901 | 0 | 0 | 0 | 0 | 2.083 | 0 | 0 | 0 | 0 | 0 | 0 | 0 | 0 | 0 | 0 | 0 | 0 | 0
6 | 23 | 1 | 6 | 1.7931 | 0 | 2.4769 | 0 | 0 | 0 | 0 | 0.044634 | 0 | 0 | 0.53636 | 0 | 4.851 | 0 | 0 | 0 | 0 | 0 | 0 | 0 | 0 | 0 | 0 | 0 | 0 | 0 | 0.45131 | 0 | 0.32173 | 0 | 0.22869 | 0 | 0.053706 | 0.6901 | 0 | 0 | 0 | 0 | 1.7455 | 0 | 0 | 0 | 0 | 0 | 0 | 0 | 0 | 0 | 0 | 0 | 0 | 0
6 | 23 | 2 | 6 | 1.7931 | 0 | 2.4769 | 0 | 0 | 0 | 0 | 0.032897 | 0 | 0 | 0.53648 | 0 | 4.8394 | 0 | 0 | 0 | 0 | 0 | 0 | 0 | 0 | 0 | 0 | 0 | 0 | 0 | 0.45131 | 0 | 0.32173 | 0 | 0.14909 | 0 | 0.053706 | 0.6901 | 0 | 0 | 0 | 0 | 1.6659 | 0 | 0 | 0 | 0 | 0 | 0 | 0 | 0 | 0 | 0 | 0 | 0 | 0
6 | 23 | 3 | 6 | 1.7931 | 0 | 2.4769 | 0 | 0 | 0 | 0 | 0.031815 | 0 | 0 | 0.53656 | 0 | 4.8384 | 0 | 0 | 0 | 0 | 0 | 0 | 0 | 0 | 0 | 0 | 0 | 0 | 0 | 0.45131 | 0 | 0.32173 | 0 | 0.13819 | 0 | 0.053706 | 0.6901 | 0 | 0 | 0 | 0 | 1.655 | 0 | 0 | 0 | 0 | 0 | 0 | 0 | 0 | 0 | 0 | 0 | 0 | 0
6 | 23 | 4 | 6 | 1.7931 | 0 | 2.4769 | 0 | 0 | 0 | 0 | 0.028428 | 0 | 0 | 0.53662 | 0 | 4.8351 | 0 | 0 | 0 | 0 | 0 | 0 | 0 | 0 | 0 | 0 | 0 | 0 | 0 | 0.45131 | 0 | 0.32173 | 0 | 0.11148 | 0 | 0.053706 | 0.6901 | 0 | 0 | 0 | 0 | 1.6283 | 0 | 0 | 0 | 0 | 0 | 0 | 0 | 0 | 0 | 0 | 0 | 0 | 0
6 | 23 | 5 | 6 | 1.7931 | 0 | 2.4769 | 0 | 0 | 0 | 0 | 0.027314 | 0 | 0 | 0.53666 | 0 | 4.834 | 0 | 0 | 0 | 0 | 0 | 0 | 0 | 0 | 0 | 0 | 0 | 0 | 0 | 0.45131 | 0 | 0.32173 | 0 | 0.10152 | 0 | 0.053706 | 0.6901 | 0 | 0 | 0 | 0 | 1.6184 | 0 | 0 | 0 | 0 | 0 | 0 | 0 | 0 | 0 | 0 | 0 | 0 | 0
6 | 23 | 6 | 6 | 1.7931 | 0 | 2.4769 | 0 | 0 | 0 | 0 | 0.041219 | 0 | 0 | 3.025 | 0 | 7.3362 | 0 | 0 | 0 | 0 | 0 | 0 | 0 | 0 | 0 | 0 | 0 | 0 | 0 | 0.45131 | 0 | 0.54519 | 0 | 0.17638 | 0 | 0.31621 | 0.6901 | 0 | 0 | 0 | 0 | 2.1792 | 0 | 0 | 0 | 0 | 0 | 0 | 0 | 0 | 0 | 0 | 0 | 0 | 0
6 | 23 | 7 | 6 | 1.7931 | 0 | 2.4769 | 0 | 0 | 0 | 0 | 0.047623 | 0 | 0 | 3.9576 | 0 | 8.2752 | 0 | 0 | 0 | 0 | 0 | 0 | 0 | 0 | 0 | 0 | 0 | 0 | 0 | 0.45131 | 0 | 0.71279 | 0 | 0.20608 | 0 | 0.52621 | 0.6901 | 0 | 0 | 0 | 0 | 2.5865 | 0 | 0 | 0 | 0 | 0 | 0 | 0 | 0 | 0 | 0 | 0 | 0 | 0
6 | 23 | 8 | 6 | 1.7931 | 0 | 13.6089 | 0 | 0 | 0 | 0 | 0.23582 | 0 | 0 | 3.9575 | 0 | 19.5954 | 0 | 0 | 0 | 0 | 0 | 0 | 0 | 0 | 0 | 0 | 0 | 0 | 0 | 0.45131 | 0 | 0.71279 | 0 | 0.91431 | 0 | 0.42121 | 0.6901 | 0 | 0 | 0 | 0 | 3.1897 | 0 | 0 | 0 | 0 | 0 | 0 | 0 | 0 | 0 | 0 | 0 | 0 | 0
6 | 23 | 9 | 6 | 1.7931 | 0 | 13.6089 | 0 | 0 | 0 | 0 | 0.24282 | 0 | 0 | 4.12 | 0 | 19.7649 | 0 | 0 | 0 | 0 | 0 | 0 | 0 | 0 | 0 | 0 | 0 | 0 | 0 | 0.45131 | 0 | 0.71279 | 0 | 1.3716 | 0 | 0.31621 | 0.6901 | 0 | 0 | 0 | 0 | 3.542 | 0 | 0 | 0 | 0 | 0 | 0 | 0 | 0 | 0 | 0 | 0 | 0 | 0
6 | 23 | 10 | 6 | 1.7931 | 0 | 13.6089 | 0 | 0 | 0 | 0 | 0.25445 | 0 | 0 | 3.0248 | 0 | 18.6813 | 0 | 0 | 0 | 0 | 0 | 0 | 0 | 0 | 0 | 0 | 0 | 0 | 0 | 0.45131 | 0 | 0.71279 | 0 | 1.5564 | 0 | 0.31621 | 0.6901 | 0 | 0 | 0 | 0 | 3.7268 | 0 | 0 | 0 | 0 | 0 | 0 | 0 | 0 | 0 | 0 | 0 | 0 | 0
6 | 23 | 11 | 6 | 1.7931 | 0 | 13.6089 | 0 | 0 | 0 | 0 | 0.31505 | 0 | 0 | 3.5225 | 0 | 19.2395 | 0 | 0 | 0 | 0 | 0 | 0 | 0 | 0 | 0 | 0 | 0 | 0 | 0 | 0.45131 | 0 | 0.54519 | 0 | 1.887 | 0 | 0.36871 | 0.6901 | 0 | 0 | 0 | 0 | 3.9423 | 0 | 0 | 0 | 0 | 0 | 0 | 0 | 0 | 0 | 0 | 0 | 0 | 0
6 | 23 | 12 | 6 | 1.7931 | 0 | 8.6613 | 0 | 0 | 0 | 0 | 0.31487 | 0 | 0 | 3.9575 | 0 | 14.7268 | 0 | 0 | 0 | 0 | 0 | 0 | 0 | 0 | 0 | 0 | 0 | 0 | 0 | 0.45131 | 0 | 0.54519 | 0 | 1.8477 | 0 | 0.42121 | 0.6901 | 0 | 0 | 0 | 0 | 3.9555 | 0 | 0 | 0 | 0 | 0 | 0 | 0 | 0 | 0 | 0 | 0 | 0 | 0
6 | 23 | 13 | 6 | 1.7931 | 0 | 13.6089 | 0 | 0 | 0 | 0 | 0.41538 | 0 | 0 | 3.5844 | 0 | 19.4018 | 0 | 0 | 0 | 0 | 0 | 0 | 0 | 0 | 0 | 0 | 0 | 0 | 0 | 0.45131 | 0 | 0.54519 | 0 | 2.4853 | 0 | 0.36871 | 0.6901 | 0 | 0 | 0 | 0 | 4.5406 | 0 | 0 | 0 | 0 | 0 | 0 | 0 | 0 | 0 | 0 | 0 | 0 | 0
6 | 23 | 14 | 6 | 1.7931 | 0 | 13.6089 | 0 | 0 | 0 | 0 | 0.46983 | 0 | 0 | 3.5225 | 0 | 19.3943 | 0 | 0 | 0 | 0 | 0 | 0 | 0 | 0 | 0 | 0 | 0 | 0 | 0 | 0.45131 | 0 | 0.54519 | 0 | 3.0569 | 0 | 0.36871 | 0.6901 | 0 | 0 | 0 | 0 | 5.1122 | 0 | 0 | 0 | 0 | 0 | 0 | 0 | 0 | 0 | 0 | 0 | 0 | 0
6 | 23 | 15 | 6 | 1.7931 | 0 | 13.6089 | 0 | 0 | 0 | 0 | 0.53181 | 0 | 0 | 3.0248 | 0 | 18.9587 | 0 | 0 | 0 | 0 | 0 | 0 | 0 | 0 | 0 | 0 | 0 | 0 | 0 | 0.45131 | 0 | 0.54519 | 0 | 3.5383 | 0 | 0.31621 | 0.6901 | 0 | 0 | 0 | 0 | 5.5411 | 0 | 0 | 0 | 0 | 0 | 0 | 0 | 0 | 0 | 0 | 0 | 0 | 0
6 | 23 | 16 | 6 | 1.7931 | 0 | 13.6089 | 0 | 0 | 0 | 0 | 0.5282 | 0 | 0 | 3.0248 | 0 | 18.955 | 0 | 0 | 0 | 0 | 0 | 0 | 0 | 0 | 0 | 0 | 0 | 0 | 0 | 0.45131 | 0 | 0.54519 | 0 | 3.5426 | 0 | 0.31621 | 0.6901 | 0 | 0 | 0 | 0 | 5.5454 | 0 | 0 | 0 | 0 | 0 | 0 | 0 | 0 | 0 | 0 | 0 | 0 | 0
6 | 23 | 17 | 6 | 1.7931 | 0 | 13.6089 | 0 | 0 | 0 | 0 | 0.48456 | 0 | 0 | 3.9575 | 0 | 19.8441 | 0 | 0 | 0 | 0 | 0 | 0 | 0 | 0 | 0 | 0 | 0 | 0 | 0 | 0.45131 | 0 | 0.54519 | 0 | 3.3281 | 0 | 0.52621 | 0.6901 | 0 | 0 | 0 | 0 | 5.5409 | 0 | 0 | 0 | 0 | 0 | 0 | 0 | 0 | 0 | 0 | 0 | 0 | 0
6 | 23 | 18 | 6 | 1.7931 | 0 | 9.8982 | 0 | 0 | 0 | 0 | 0.39348 | 0 | 0 | 6.0609 | 0 | 18.1458 | 0 | 0 | 0 | 0 | 0 | 0 | 0 | 0 | 0 | 0 | 0 | 0 | 0 | 0.45131 | 0 | 0.54519 | 0 | 2.6003 | 0 | 0.52621 | 0.6901 | 0 | 0 | 0 | 0 | 4.8131 | 0 | 0 | 0 | 0 | 0 | 0 | 0 | 0 | 0 | 0 | 0 | 0 | 0
6 | 23 | 19 | 6 | 1.7931 | 0 | 2.4769 | 0 | 0 | 0 | 0 | 0.23045 | 0 | 0 | 3.9575 | 0 | 8.458 | 0 | 0 | 0 | 0 | 0 | 0 | 0 | 0 | 0 | 0 | 0 | 0 | 0 | 0.45131 | 0 | 0.88038 | 0 | 1.4501 | 0 | 0.42121 | 0.6901 | 0 | 0 | 0 | 0 | 3.8931 | 0 | 0 | 0 | 0 | 0 | 0 | 0 | 0 | 0 | 0 | 0 | 0 | 0
6 | 23 | 20 | 6 | 1.7931 | 0 | 2.4769 | 0 | 0 | 0 | 0 | 0.15748 | 0 | 0 | 3.5843 | 0 | 8.0118 | 0 | 0 | 0 | 0 | 0 | 0 | 0 | 0 | 0 | 0 | 0 | 0 | 0 | 0.45131 | 0 | 1.1038 | 0 | 0.94626 | 0 | 0.36871 | 0.6901 | 0 | 0 | 0 | 0 | 3.5602 | 0 | 0 | 0 | 0 | 0 | 0 | 0 | 0 | 0 | 0 | 0 | 0 | 0
6 | 23 | 21 | 6 | 1.7931 | 0 | 2.4769 | 0 | 0 | 0 | 0 | 0.13175 | 0 | 0 | 3.9574 | 0 | 8.3592 | 0 | 0 | 0 | 0 | 0 | 0 | 0 | 0 | 0 | 0 | 0 | 0 | 0 | 0.45131 | 0 | 1.2156 | 0 | 0.75763 | 0 | 0.47371 | 0.6901 | 0 | 0 | 0 | 0 | 3.5883 | 0 | 0 | 0 | 0 | 0 | 0 | 0 | 0 | 0 | 0 | 0 | 0 | 0
6 | 23 | 22 | 6 | 1.7931 | 0 | 2.4769 | 0 | 0 | 0 | 0 | 0.12903 | 0 | 0 | 3.5782 | 0 | 7.9773 | 0 | 0 | 0 | 0 | 0 | 0 | 0 | 0 | 0 | 0 | 0 | 0 | 0 | 0.45131 | 0 | 1.1038 | 0 | 0.71016 | 0 | 0.31621 | 0.6901 | 0 | 0 | 0 | 0 | 3.2716 | 0 | 0 | 0 | 0 | 0 | 0 | 0 | 0 | 0 | 0 | 0 | 0 | 0
6 | 23 | 23 | 6 | 1.7931 | 0 | 2.4769 | 0 | 0 | 0 | 0 | 0.12565 | 0 | 0 | 0.53634 | 0 | 4.932 | 0 | 0 | 0 | 0 | 0 | 0 | 0 | 0 | 0 | 0 | 0 | 0 | 0 | 0.45131 | 0 | 0.88038 | 0 | 0.68041 | 0 | 0.053706 | 0.6901 | 0 | 0 | 0 | 0 | 2.7559 | 0 | 0 | 0 | 0 | 0 | 0 | 0 | 0 | 0 | 0 | 0 | 0 | 0
6 | 23 | 24 | 6 | 1.7931 | 0 | 2.4769 | 0 | 0 | 0 | 0 | 0.11237 | 0 | 0 | 0.53638 | 0 | 4.9188 | 0 | 0 | 0 | 0 | 0 | 0 | 0 | 0 | 0 | 0 | 0 | 0 | 0 | 0.45131 | 0 | 0.54519 | 0 | 0.60122 | 0 | 0.053706 | 0.6901 | 0 | 0 | 0 | 0 | 2.3415 | 0 | 0 | 0 | 0 | 0 | 0 | 0 | 0 | 0 | 0 | 0 | 0 | 0
6 | 24 | 1 | 7 | 1.7931 | 0 | 2.4769 | 0 | 0 | 0 | 0 | 0.10782 | 0 | 0 | 0.53649 | 0 | 4.9143 | 0 | 0 | 0 | 0 | 0 | 0 | 0 | 0 | 0 | 0 | 0 | 0 | 0 | 0.45131 | 0 | 0.32173 | 0 | 0.58846 | 0 | 0.053706 | 0.6901 | 0 | 0 | 0 | 0 | 2.1053 | 0 | 0 | 0 | 0 | 0 | 0 | 0 | 0 | 0 | 0 | 0 | 0 | 0
6 | 24 | 2 | 7 | 1.7931 | 0 | 2.4769 | 0 | 0 | 0 | 0 | 0.077088 | 0 | 0 | 0.5366 | 0 | 4.8837 | 0 | 0 | 0 | 0 | 0 | 0 | 0 | 0 | 0 | 0 | 0 | 0 | 0 | 0.45131 | 0 | 0.32173 | 0 | 0.38209 | 0 | 0.053706 | 0.6901 | 0 | 0 | 0 | 0 | 1.8989 | 0 | 0 | 0 | 0 | 0 | 0 | 0 | 0 | 0 | 0 | 0 | 0 | 0
6 | 24 | 3 | 7 | 1.7931 | 0 | 2.4769 | 0 | 0 | 0 | 0 | 0.067816 | 0 | 0 | 0.53667 | 0 | 4.8745 | 0 | 0 | 0 | 0 | 0 | 0 | 0 | 0 | 0 | 0 | 0 | 0 | 0 | 0.45131 | 0 | 0.32173 | 0 | 0.32675 | 0 | 0.053706 | 0.6901 | 0 | 0 | 0 | 0 | 1.8436 | 0 | 0 | 0 | 0 | 0 | 0 | 0 | 0 | 0 | 0 | 0 | 0 | 0
6 | 24 | 4 | 7 | 1.7931 | 0 | 2.4769 | 0 | 0 | 0 | 0 | 0.053851 | 0 | 0 | 0.53671 | 0 | 4.8606 | 0 | 0 | 0 | 0 | 0 | 0 | 0 | 0 | 0 | 0 | 0 | 0 | 0 | 0.45131 | 0 | 0.32173 | 0 | 0.24417 | 0 | 0.053706 | 0.6901 | 0 | 0 | 0 | 0 | 1.761 | 0 | 0 | 0 | 0 | 0 | 0 | 0 | 0 | 0 | 0 | 0 | 0 | 0
6 | 24 | 5 | 7 | 1.7931 | 0 | 2.4769 | 0 | 0 | 0 | 0 | 0.055905 | 0 | 0 | 0.53674 | 0 | 4.8627 | 0 | 0 | 0 | 0 | 0 | 0 | 0 | 0 | 0 | 0 | 0 | 0 | 0 | 0.45131 | 0 | 0.32173 | 0 | 0.26694 | 0 | 0.053706 | 0.6901 | 0 | 0 | 0 | 0 | 1.7838 | 0 | 0 | 0 | 0 | 0 | 0 | 0 | 0 | 0 | 0 | 0 | 0 | 0
6 | 24 | 6 | 7 | 1.7931 | 0 | 2.4769 | 0 | 0 | 0 | 0 | 0.090564 | 0 | 0 | 3.025 | 0 | 7.3856 | 0 | 0 | 0 | 0 | 0 | 0 | 0 | 0 | 0 | 0 | 0 | 0 | 0 | 0.45131 | 0 | 0.54519 | 0 | 0.44174 | 0 | 0.31621 | 0.6901 | 0 | 0 | 0 | 0 | 2.4446 | 0 | 0 | 0 | 0 | 0 | 0 | 0 | 0 | 0 | 0 | 0 | 0 | 0
6 | 24 | 7 | 7 | 1.7931 | 0 | 2.4769 | 0 | 0 | 0 | 0 | 0.14071 | 0 | 0 | 3.9576 | 0 | 8.3683 | 0 | 0 | 0 | 0 | 0 | 0 | 0 | 0 | 0 | 0 | 0 | 0 | 0 | 0.45131 | 0 | 0.71279 | 0 | 0.71136 | 0 | 0.52621 | 0.6901 | 0 | 0 | 0 | 0 | 3.0918 | 0 | 0 | 0 | 0 | 0 | 0 | 0 | 0 | 0 | 0 | 0 | 0 | 0
6 | 24 | 8 | 7 | 1.7931 | 0 | 13.6089 | 0 | 0 | 0 | 0 | 0.31398 | 0 | 0 | 3.9575 | 0 | 19.6735 | 0 | 0 | 0 | 0 | 0 | 0 | 0 | 0 | 0 | 0 | 0 | 0 | 0 | 0.45131 | 0 | 0.71279 | 0 | 1.7279 | 0 | 0.42121 | 0.6901 | 0 | 0 | 0 | 0 | 4.0033 | 0 | 0 | 0 | 0 | 0 | 0 | 0 | 0 | 0 | 0 | 0 | 0 | 0
6 | 24 | 9 | 7 | 1.7931 | 0 | 13.6089 | 0 | 0 | 0 | 0 | 0.37107 | 0 | 0 | 4.1201 | 0 | 19.8931 | 0 | 0 | 0 | 0 | 0 | 0 | 0 | 0 | 0 | 0 | 0 | 0 | 0 | 0.45131 | 0 | 0.71279 | 0 | 2.2612 | 0 | 0.31621 | 0.6901 | 0 | 0 | 0 | 0 | 4.4316 | 0 | 0 | 0 | 0 | 0 | 0 | 0 | 0 | 0 | 0 | 0 | 0 | 0
6 | 24 | 10 | 7 | 1.7931 | 0 | 13.6089 | 0 | 0 | 0 | 0 | 0.391 | 0 | 0 | 3.0248 | 0 | 18.8178 | 0 | 0 | 0 | 0 | 0 | 0 | 0 | 0 | 0 | 0 | 0 | 0 | 0 | 0.45131 | 0 | 0.71279 | 0 | 2.4821 | 0 | 0.31621 | 0.6901 | 0 | 0 | 0 | 0 | 4.6525 | 0 | 0 | 0 | 0 | 0 | 0 | 0 | 0 | 0 | 0 | 0 | 0 | 0
6 | 24 | 11 | 7 | 1.7931 | 0 | 13.6089 | 0 | 0 | 0 | 0 | 0.42723 | 0 | 0 | 3.5224 | 0 | 19.3516 | 0 | 0 | 0 | 0 | 0 | 0 | 0 | 0 | 0 | 0 | 0 | 0 | 0 | 0.45131 | 0 | 0.54519 | 0 | 2.8537 | 0 | 0.36871 | 0.6901 | 0 | 0 | 0 | 0 | 4.909 | 0 | 0 | 0 | 0 | 0 | 0 | 0 | 0 | 0 | 0 | 0 | 0 | 0
6 | 24 | 12 | 7 | 1.7931 | 0 | 8.6613 | 0 | 0 | 0 | 0 | 0.39553 | 0 | 0 | 3.9574 | 0 | 14.8074 | 0 | 0 | 0 | 0 | 0 | 0 | 0 | 0 | 0 | 0 | 0 | 0 | 0 | 0.45131 | 0 | 0.54519 | 0 | 2.6438 | 0 | 0.42121 | 0.6901 | 0 | 0 | 0 | 0 | 4.7516 | 0 | 0 | 0 | 0 | 0 | 0 | 0 | 0 | 0 | 0 | 0 | 0 | 0
6 | 24 | 13 | 7 | 1.7931 | 0 | 13.6089 | 0 | 0 | 0 | 0 | 0.47498 | 0 | 0 | 3.5842 | 0 | 19.4611 | 0 | 0 | 0 | 0 | 0 | 0 | 0 | 0 | 0 | 0 | 0 | 0 | 0 | 0.45131 | 0 | 0.54519 | 0 | 3.26 | 0 | 0.36871 | 0.6901 | 0 | 0 | 0 | 0 | 5.3153 | 0 | 0 | 0 | 0 | 0 | 0 | 0 | 0 | 0 | 0 | 0 | 0 | 0
6 | 24 | 14 | 7 | 1.7931 | 0 | 13.6089 | 0 | 0 | 0 | 0 | 0.50887 | 0 | 0 | 3.5223 | 0 | 19.4332 | 0 | 0 | 0 | 0 | 0 | 0 | 0 | 0 | 0 | 0 | 0 | 0 | 0 | 0.45131 | 0 | 0.54519 | 0 | 3.5071 | 0 | 0.36871 | 0.6901 | 0 | 0 | 0 | 0 | 5.5624 | 0 | 0 | 0 | 0 | 0 | 0 | 0 | 0 | 0 | 0 | 0 | 0 | 0
6 | 24 | 15 | 7 | 1.7931 | 0 | 13.6089 | 0 | 0 | 0 | 0 | 0.55265 | 0 | 0 | 3.0246 | 0 | 18.9793 | 0 | 0 | 0 | 0 | 0 | 0 | 0 | 0 | 0 | 0 | 0 | 0 | 0 | 0.45131 | 0 | 0.54519 | 0 | 3.7756 | 0 | 0.31621 | 0.6901 | 0 | 0 | 0 | 0 | 5.7784 | 0 | 0 | 0 | 0 | 0 | 0 | 0 | 0 | 0 | 0 | 0 | 0 | 0
6 | 24 | 16 | 7 | 1.7931 | 0 | 13.6089 | 0 | 0 | 0 | 0 | 0.56486 | 0 | 0 | 3.0246 | 0 | 18.9915 | 0 | 0 | 0 | 0 | 0 | 0 | 0 | 0 | 0 | 0 | 0 | 0 | 0 | 0.45131 | 0 | 0.54519 | 0 | 3.7132 | 0 | 0.31621 | 0.6901 | 0 | 0 | 0 | 0 | 5.716 | 0 | 0 | 0 | 0 | 0 | 0 | 0 | 0 | 0 | 0 | 0 | 0 | 0
6 | 24 | 17 | 7 | 1.7931 | 0 | 13.6089 | 0 | 0 | 0 | 0 | 0.53951 | 0 | 0 | 3.9574 | 0 | 19.8989 | 0 | 0 | 0 | 0 | 0 | 0 | 0 | 0 | 0 | 0 | 0 | 0 | 0 | 0.45131 | 0 | 0.54519 | 0 | 3.4278 | 0 | 0.52621 | 0.6901 | 0 | 0 | 0 | 0 | 5.6406 | 0 | 0 | 0 | 0 | 0 | 0 | 0 | 0 | 0 | 0 | 0 | 0 | 0
6 | 24 | 18 | 7 | 1.7931 | 0 | 9.8982 | 0 | 0 | 0 | 0 | 0.41107 | 0 | 0 | 6.0606 | 0 | 18.1631 | 0 | 0 | 0 | 0 | 0 | 0 | 0 | 0 | 0 | 0 | 0 | 0 | 0 | 0.45131 | 0 | 0.54519 | 0 | 2.5766 | 0 | 0.52621 | 0.6901 | 0 | 0 | 0 | 0 | 4.7894 | 0 | 0 | 0 | 0 | 0 | 0 | 0 | 0 | 0 | 0 | 0 | 0 | 0
6 | 24 | 19 | 7 | 1.7931 | 0 | 2.4769 | 0 | 0 | 0 | 0 | 0.24953 | 0 | 0 | 3.9574 | 0 | 8.477 | 0 | 0 | 0 | 0 | 0 | 0 | 0 | 0 | 0 | 0 | 0 | 0 | 0 | 0.45131 | 0 | 0.88038 | 0 | 1.5115 | 0 | 0.42121 | 0.6901 | 0 | 0 | 0 | 0 | 3.9545 | 0 | 0 | 0 | 0 | 0 | 0 | 0 | 0 | 0 | 0 | 0 | 0 | 0
6 | 24 | 20 | 7 | 1.7931 | 0 | 2.4769 | 0 | 0 | 0 | 0 | 0.17104 | 0 | 0 | 3.5841 | 0 | 8.0251 | 0 | 0 | 0 | 0 | 0 | 0 | 0 | 0 | 0 | 0 | 0 | 0 | 0 | 0.45131 | 0 | 1.1038 | 0 | 0.97317 | 0 | 0.36871 | 0.6901 | 0 | 0 | 0 | 0 | 3.5871 | 0 | 0 | 0 | 0 | 0 | 0 | 0 | 0 | 0 | 0 | 0 | 0 | 0
6 | 24 | 21 | 7 | 1.7931 | 0 | 2.4769 | 0 | 0 | 0 | 0 | 0.13362 | 0 | 0 | 3.9573 | 0 | 8.361 | 0 | 0 | 0 | 0 | 0 | 0 | 0 | 0 | 0 | 0 | 0 | 0 | 0 | 0.45131 | 0 | 1.2156 | 0 | 0.74911 | 0 | 0.47371 | 0.6901 | 0 | 0 | 0 | 0 | 3.5798 | 0 | 0 | 0 | 0 | 0 | 0 | 0 | 0 | 0 | 0 | 0 | 0 | 0
6 | 24 | 22 | 7 | 1.7931 | 0 | 2.4769 | 0 | 0 | 0 | 0 | 0.099355 | 0 | 0 | 3.578 | 0 | 7.9474 | 0 | 0 | 0 | 0 | 0 | 0 | 0 | 0 | 0 | 0 | 0 | 0 | 0 | 0.45131 | 0 | 1.1038 | 0 | 0.54698 | 0 | 0.31621 | 0.6901 | 0 | 0 | 0 | 0 | 3.1084 | 0 | 0 | 0 | 0 | 0 | 0 | 0 | 0 | 0 | 0 | 0 | 0 | 0
6 | 24 | 23 | 7 | 1.7931 | 0 | 2.4769 | 0 | 0 | 0 | 0 | 0.087483 | 0 | 0 | 0.53618 | 0 | 4.8937 | 0 | 0 | 0 | 0 | 0 | 0 | 0 | 0 | 0 | 0 | 0 | 0 | 0 | 0.45131 | 0 | 0.88038 | 0 | 0.48497 | 0 | 0.053706 | 0.6901 | 0 | 0 | 0 | 0 | 2.5605 | 0 | 0 | 0 | 0 | 0 | 0 | 0 | 0 | 0 | 0 | 0 | 0 | 0
6 | 24 | 24 | 7 | 1.7931 | 0 | 2.4769 | 0 | 0 | 0 | 0 | 0.071689 | 0 | 0 | 0.53624 | 0 | 4.878 | 0 | 0 | 0 | 0 | 0 | 0 | 0 | 0 | 0 | 0 | 0 | 0 | 0 | 0.45131 | 0 | 0.54519 | 0 | 0.38029 | 0 | 0.053706 | 0.6901 | 0 | 0 | 0 | 0 | 2.1206 | 0 | 0 | 0 | 0 | 0 | 0 | 0 | 0 | 0 | 0 | 0 | 0 | 0
6 | 25 | 1 | 1 | 1.7931 | 0 | 2.4769 | 0 | 0 | 0 | 0 | 0.07682 | 0 | 0 | 0.53636 | 0 | 4.8832 | 0 | 0 | 0 | 0 | 0 | 0 | 0 | 0 | 0 | 0 | 0 | 0 | 0 | 0.45131 | 0 | 0.32173 | 0 | 0.41181 | 0 | 0.053706 | 0.6901 | 0 | 0 | 0 | 0 | 1.9287 | 0 | 0 | 0 | 0 | 0 | 0 | 0 | 0 | 0 | 0 | 0 | 0 | 0
6 | 25 | 2 | 1 | 1.7931 | 0 | 2.4769 | 0 | 0 | 0 | 0 | 0.066282 | 0 | 0 | 0.53647 | 0 | 4.8728 | 0 | 0 | 0 | 0 | 0 | 0 | 0 | 0 | 0 | 0 | 0 | 0 | 0 | 0.45131 | 0 | 0.32173 | 0 | 0.33965 | 0 | 0.053706 | 0.6901 | 0 | 0 | 0 | 0 | 1.8565 | 0 | 0 | 0 | 0 | 0 | 0 | 0 | 0 | 0 | 0 | 0 | 0 | 0
6 | 25 | 3 | 1 | 1.7931 | 0 | 2.4769 | 0 | 0 | 0 | 0 | 0.061099 | 0 | 0 | 0.53653 | 0 | 4.8677 | 0 | 0 | 0 | 0 | 0 | 0 | 0 | 0 | 0 | 0 | 0 | 0 | 0 | 0.45131 | 0 | 0.32173 | 0 | 0.31082 | 0 | 0.053706 | 0.6901 | 0 | 0 | 0 | 0 | 1.8277 | 0 | 0 | 0 | 0 | 0 | 0 | 0 | 0 | 0 | 0 | 0 | 0 | 0
6 | 25 | 4 | 1 | 1.7931 | 0 | 2.4769 | 0 | 0 | 0 | 0 | 0.071451 | 0 | 0 | 0.53656 | 0 | 4.878 | 0 | 0 | 0 | 0 | 0 | 0 | 0 | 0 | 0 | 0 | 0 | 0 | 0 | 0.45131 | 0 | 0.32173 | 0 | 0.36701 | 0 | 0.053706 | 0.6901 | 0 | 0 | 0 | 0 | 1.8839 | 0 | 0 | 0 | 0 | 0 | 0 | 0 | 0 | 0 | 0 | 0 | 0 | 0
6 | 25 | 5 | 1 | 1.7931 | 0 | 2.4769 | 0 | 0 | 0 | 0 | 0.067544 | 0 | 0 | 0.53657 | 0 | 4.8741 | 0 | 0 | 0 | 0 | 0 | 0 | 0 | 0 | 0 | 0 | 0 | 0 | 0 | 0.45131 | 0 | 0.32173 | 0 | 0.33367 | 0 | 0.053706 | 0.6901 | 0 | 0 | 0 | 0 | 1.8505 | 0 | 0 | 0 | 0 | 0 | 0 | 0 | 0 | 0 | 0 | 0 | 0 | 0
6 | 25 | 6 | 1 | 1.7931 | 0 | 2.4769 | 0 | 0 | 0 | 0 | 0.066535 | 0 | 0 | 3.0248 | 0 | 7.3614 | 0 | 0 | 0 | 0 | 0 | 0 | 0 | 0 | 0 | 0 | 0 | 0 | 0 | 0.45131 | 0 | 0.54519 | 0 | 0.3283 | 0 | 0.31621 | 0.6901 | 0 | 0 | 0 | 0 | 2.3311 | 0 | 0 | 0 | 0 | 0 | 0 | 0 | 0 | 0 | 0 | 0 | 0 | 0
6 | 25 | 7 | 1 | 1.7931 | 0 | 2.4769 | 0 | 0 | 0 | 0 | 0.057896 | 0 | 0 | 3.9575 | 0 | 8.2854 | 0 | 0 | 0 | 0 | 0 | 0 | 0 | 0 | 0 | 0 | 0 | 0 | 0 | 0.45131 | 0 | 0.71279 | 0 | 0.27221 | 0 | 0.52621 | 0.6901 | 0 | 0 | 0 | 0 | 2.6526 | 0 | 0 | 0 | 0 | 0 | 0 | 0 | 0 | 0 | 0 | 0 | 0 | 0
6 | 25 | 8 | 1 | 1.7931 | 0 | 13.6089 | 0 | 0 | 0 | 0 | 0.20916 | 0 | 0 | 3.9574 | 0 | 19.5686 | 0 | 0 | 0 | 0 | 0 | 0 | 0 | 0 | 0 | 0 | 0 | 0 | 0 | 0.45131 | 0 | 0.71279 | 0 | 1.1068 | 0 | 0.42121 | 0.6901 | 0 | 0 | 0 | 0 | 3.3822 | 0 | 0 | 0 | 0 | 0 | 0 | 0 | 0 | 0 | 0 | 0 | 0 | 0
6 | 25 | 9 | 1 | 1.7931 | 0 | 13.6089 | 0 | 0 | 0 | 0 | 0.29423 | 0 | 0 | 4.1197 | 0 | 19.8159 | 0 | 0 | 0 | 0 | 0 | 0 | 0 | 0 | 0 | 0 | 0 | 0 | 0 | 0.45131 | 0 | 0.71279 | 0 | 1.7055 | 0 | 0.31621 | 0.6901 | 0 | 0 | 0 | 0 | 3.8759 | 0 | 0 | 0 | 0 | 0 | 0 | 0 | 0 | 0 | 0 | 0 | 0 | 0
6 | 25 | 10 | 1 | 1.7931 | 0 | 13.6089 | 0 | 0 | 0 | 0 | 0.33328 | 0 | 0 | 3.0246 | 0 | 18.7599 | 0 | 0 | 0 | 0 | 0 | 0 | 0 | 0 | 0 | 0 | 0 | 0 | 0 | 0.45131 | 0 | 0.71279 | 0 | 2.0129 | 0 | 0.31621 | 0.6901 | 0 | 0 | 0 | 0 | 4.1833 | 0 | 0 | 0 | 0 | 0 | 0 | 0 | 0 | 0 | 0 | 0 | 0 | 0
6 | 25 | 11 | 1 | 1.7931 | 0 | 13.6089 | 0 | 0 | 0 | 0 | 0.36035 | 0 | 0 | 3.5222 | 0 | 19.2846 | 0 | 0 | 0 | 0 | 0 | 0 | 0 | 0 | 0 | 0 | 0 | 0 | 0 | 0.45131 | 0 | 0.54519 | 0 | 2.2181 | 0 | 0.36871 | 0.6901 | 0 | 0 | 0 | 0 | 4.2734 | 0 | 0 | 0 | 0 | 0 | 0 | 0 | 0 | 0 | 0 | 0 | 0 | 0
6 | 25 | 12 | 1 | 1.7931 | 0 | 8.6613 | 0 | 0 | 0 | 0 | 0.35063 | 0 | 0 | 3.9574 | 0 | 14.7625 | 0 | 0 | 0 | 0 | 0 | 0 | 0 | 0 | 0 | 0 | 0 | 0 | 0 | 0.45131 | 0 | 0.54519 | 0 | 2.2237 | 0 | 0.42121 | 0.6901 | 0 | 0 | 0 | 0 | 4.3315 | 0 | 0 | 0 | 0 | 0 | 0 | 0 | 0 | 0 | 0 | 0 | 0 | 0
6 | 25 | 13 | 1 | 1.7931 | 0 | 13.6089 | 0 | 0 | 0 | 0 | 0.43247 | 0 | 0 | 3.584 | 0 | 19.4185 | 0 | 0 | 0 | 0 | 0 | 0 | 0 | 0 | 0 | 0 | 0 | 0 | 0 | 0.45131 | 0 | 0.54519 | 0 | 2.7699 | 0 | 0.36871 | 0.6901 | 0 | 0 | 0 | 0 | 4.8252 | 0 | 0 | 0 | 0 | 0 | 0 | 0 | 0 | 0 | 0 | 0 | 0 | 0
6 | 25 | 14 | 1 | 1.7931 | 0 | 13.6089 | 0 | 0 | 0 | 0 | 0.45327 | 0 | 0 | 3.5222 | 0 | 19.3775 | 0 | 0 | 0 | 0 | 0 | 0 | 0 | 0 | 0 | 0 | 0 | 0 | 0 | 0.45131 | 0 | 0.54519 | 0 | 3.1352 | 0 | 0.36871 | 0.6901 | 0 | 0 | 0 | 0 | 5.1905 | 0 | 0 | 0 | 0 | 0 | 0 | 0 | 0 | 0 | 0 | 0 | 0 | 0
6 | 25 | 15 | 1 | 1.7931 | 0 | 13.6089 | 0 | 0 | 0 | 0 | 0.47608 | 0 | 0 | 3.0246 | 0 | 18.9026 | 0 | 0 | 0 | 0 | 0 | 0 | 0 | 0 | 0 | 0 | 0 | 0 | 0 | 0.45131 | 0 | 0.54519 | 0 | 3.2025 | 0 | 0.31621 | 0.6901 | 0 | 0 | 0 | 0 | 5.2054 | 0 | 0 | 0 | 0 | 0 | 0 | 0 | 0 | 0 | 0 | 0 | 0 | 0
6 | 25 | 16 | 1 | 1.7931 | 0 | 13.6089 | 0 | 0 | 0 | 0 | 0.39923 | 0 | 0 | 3.0245 | 0 | 18.8258 | 0 | 0 | 0 | 0 | 0 | 0 | 0 | 0 | 0 | 0 | 0 | 0 | 0 | 0.45131 | 0 | 0.54519 | 0 | 2.586 | 0 | 0.31621 | 0.6901 | 0 | 0 | 0 | 0 | 4.5888 | 0 | 0 | 0 | 0 | 0 | 0 | 0 | 0 | 0 | 0 | 0 | 0 | 0
6 | 25 | 17 | 1 | 1.7931 | 0 | 13.6089 | 0 | 0 | 0 | 0 | 0.37975 | 0 | 0 | 3.9574 | 0 | 19.7391 | 0 | 0 | 0 | 0 | 0 | 0 | 0 | 0 | 0 | 0 | 0 | 0 | 0 | 0.45131 | 0 | 0.54519 | 0 | 2.4744 | 0 | 0.52621 | 0.6901 | 0 | 0 | 0 | 0 | 4.6872 | 0 | 0 | 0 | 0 | 0 | 0 | 0 | 0 | 0 | 0 | 0 | 0 | 0
6 | 25 | 18 | 1 | 1.7931 | 0 | 9.8982 | 0 | 0 | 0 | 0 | 0.24304 | 0 | 0 | 6.0606 | 0 | 17.995 | 0 | 0 | 0 | 0 | 0 | 0 | 0 | 0 | 0 | 0 | 0 | 0 | 0 | 0.45131 | 0 | 0.54519 | 0 | 1.4481 | 0 | 0.52621 | 0.6901 | 0 | 0 | 0 | 0 | 3.6609 | 0 | 0 | 0 | 0 | 0 | 0 | 0 | 0 | 0 | 0 | 0 | 0 | 0
6 | 25 | 19 | 1 | 1.7931 | 0 | 2.4769 | 0 | 0 | 0 | 0 | 0.13013 | 0 | 0 | 3.9574 | 0 | 8.3576 | 0 | 0 | 0 | 0 | 0 | 0 | 0 | 0 | 0 | 0 | 0 | 0 | 0 | 0.45131 | 0 | 0.88038 | 0 | 0.78305 | 0 | 0.42121 | 0.6901 | 0 | 0 | 0 | 0 | 3.226 | 0 | 0 | 0 | 0 | 0 | 0 | 0 | 0 | 0 | 0 | 0 | 0 | 0
6 | 25 | 20 | 1 | 1.7931 | 0 | 2.4769 | 0 | 0 | 0 | 0 | 0.078824 | 0 | 0 | 3.584 | 0 | 7.9329 | 0 | 0 | 0 | 0 | 0 | 0 | 0 | 0 | 0 | 0 | 0 | 0 | 0 | 0.45131 | 0 | 1.1038 | 0 | 0.42881 | 0 | 0.36871 | 0.6901 | 0 | 0 | 0 | 0 | 3.0428 | 0 | 0 | 0 | 0 | 0 | 0 | 0 | 0 | 0 | 0 | 0 | 0 | 0
6 | 25 | 21 | 1 | 1.7931 | 0 | 2.4769 | 0 | 0 | 0 | 0 | 0.076352 | 0 | 0 | 3.9573 | 0 | 8.3037 | 0 | 0 | 0 | 0 | 0 | 0 | 0 | 0 | 0 | 0 | 0 | 0 | 0 | 0.45131 | 0 | 1.2156 | 0 | 0.40295 | 0 | 0.47371 | 0.6901 | 0 | 0 | 0 | 0 | 3.2336 | 0 | 0 | 0 | 0 | 0 | 0 | 0 | 0 | 0 | 0 | 0 | 0 | 0
6 | 25 | 22 | 1 | 1.7931 | 0 | 2.4769 | 0 | 0 | 0 | 0 | 0.081603 | 0 | 0 | 3.578 | 0 | 7.9296 | 0 | 0 | 0 | 0 | 0 | 0 | 0 | 0 | 0 | 0 | 0 | 0 | 0 | 0.45131 | 0 | 1.1038 | 0 | 0.41712 | 0 | 0.31621 | 0.6901 | 0 | 0 | 0 | 0 | 2.9786 | 0 | 0 | 0 | 0 | 0 | 0 | 0 | 0 | 0 | 0 | 0 | 0 | 0
6 | 25 | 23 | 1 | 1.7931 | 0 | 2.4769 | 0 | 0 | 0 | 0 | 0.07905 | 0 | 0 | 0.53614 | 0 | 4.8852 | 0 | 0 | 0 | 0 | 0 | 0 | 0 | 0 | 0 | 0 | 0 | 0 | 0 | 0.45131 | 0 | 0.88038 | 0 | 0.39982 | 0 | 0.053706 | 0.6901 | 0 | 0 | 0 | 0 | 2.4753 | 0 | 0 | 0 | 0 | 0 | 0 | 0 | 0 | 0 | 0 | 0 | 0 | 0
6 | 25 | 24 | 1 | 1.7931 | 0 | 2.4769 | 0 | 0 | 0 | 0 | 0.077688 | 0 | 0 | 0.53617 | 0 | 4.8839 | 0 | 0 | 0 | 0 | 0 | 0 | 0 | 0 | 0 | 0 | 0 | 0 | 0 | 0.45131 | 0 | 0.54519 | 0 | 0.39645 | 0 | 0.053706 | 0.6901 | 0 | 0 | 0 | 0 | 2.1368 | 0 | 0 | 0 | 0 | 0 | 0 | 0 | 0 | 0 | 0 | 0 | 0 | 0
6 | 26 | 1 | 2 | 1.7931 | 0 | 2.4769 | 0 | 0 | 0 | 0 | 0.075728 | 0 | 0 | 0.53627 | 0 | 4.882 | 0 | 0 | 0 | 0 | 0 | 0 | 0 | 0 | 0 | 0 | 0 | 0 | 0 | 0.45131 | 0 | 0.32173 | 0 | 0.38091 | 0 | 0.053706 | 0.6901 | 0 | 0 | 0 | 0 | 1.8978 | 0 | 0 | 0 | 0 | 0 | 0 | 0 | 0 | 0 | 0 | 0 | 0 | 0
6 | 26 | 2 | 2 | 1.7931 | 0 | 2.4769 | 0 | 0 | 0 | 0 | 0.059609 | 0 | 0 | 0.53639 | 0 | 4.866 | 0 | 0 | 0 | 0 | 0 | 0 | 0 | 0 | 0 | 0 | 0 | 0 | 0 | 0.45131 | 0 | 0.32173 | 0 | 0.28832 | 0 | 0.053706 | 0.6901 | 0 | 0 | 0 | 0 | 1.8052 | 0 | 0 | 0 | 0 | 0 | 0 | 0 | 0 | 0 | 0 | 0 | 0 | 0
6 | 26 | 3 | 2 | 1.7931 | 0 | 2.4769 | 0 | 0 | 0 | 0 | 0.065294 | 0 | 0 | 0.53645 | 0 | 4.8718 | 0 | 0 | 0 | 0 | 0 | 0 | 0 | 0 | 0 | 0 | 0 | 0 | 0 | 0.45131 | 0 | 0.32173 | 0 | 0.33036 | 0 | 0.053706 | 0.6901 | 0 | 0 | 0 | 0 | 1.8472 | 0 | 0 | 0 | 0 | 0 | 0 | 0 | 0 | 0 | 0 | 0 | 0 | 0
6 | 26 | 4 | 2 | 1.7931 | 0 | 2.4769 | 0 | 0 | 0 | 0 | 0.078125 | 0 | 0 | 0.53649 | 0 | 4.8846 | 0 | 0 | 0 | 0 | 0 | 0 | 0 | 0 | 0 | 0 | 0 | 0 | 0 | 0.45131 | 0 | 0.32173 | 0 | 0.39209 | 0 | 0.053706 | 0.6901 | 0 | 0 | 0 | 0 | 1.9089 | 0 | 0 | 0 | 0 | 0 | 0 | 0 | 0 | 0 | 0 | 0 | 0 | 0
6 | 26 | 5 | 2 | 1.7931 | 0 | 2.4769 | 0 | 0 | 0 | 0 | 0.055271 | 0 | 0 | 0.5365 | 0 | 4.8618 | 0 | 0 | 0 | 0 | 0 | 0 | 0 | 0 | 0 | 0 | 0 | 0 | 0 | 0.45131 | 0 | 0.32173 | 0 | 0.26024 | 0 | 0.053706 | 0.6901 | 0 | 0 | 0 | 0 | 1.7771 | 0 | 0 | 0 | 0 | 0 | 0 | 0 | 0 | 0 | 0 | 0 | 0 | 0
6 | 26 | 6 | 2 | 1.7931 | 0 | 2.4769 | 0 | 0 | 0 | 0 | 0.046794 | 0 | 0 | 3.0248 | 0 | 7.3416 | 0 | 0 | 0 | 0 | 0 | 0 | 0 | 0 | 0 | 0 | 0 | 0 | 0 | 0.45131 | 0 | 0.54519 | 0 | 0.21866 | 0 | 0.31621 | 0.6901 | 0 | 0 | 0 | 0 | 2.2215 | 0 | 0 | 0 | 0 | 0 | 0 | 0 | 0 | 0 | 0 | 0 | 0 | 0
6 | 26 | 7 | 2 | 1.7931 | 0 | 2.4769 | 0 | 0 | 0 | 0 | 0.076836 | 0 | 0 | 3.9575 | 0 | 8.3043 | 0 | 0 | 0 | 0 | 0 | 0 | 0 | 0 | 0 | 0 | 0 | 0 | 0 | 0.45131 | 0 | 0.71279 | 0 | 0.38049 | 0 | 0.52621 | 0.6901 | 0 | 0 | 0 | 0 | 2.7609 | 0 | 0 | 0 | 0 | 0 | 0 | 0 | 0 | 0 | 0 | 0 | 0 | 0
6 | 26 | 8 | 2 | 1.7931 | 0 | 13.6089 | 0 | 0 | 0 | 0 | 0.20349 | 0 | 0 | 3.9574 | 0 | 19.5629 | 0 | 0 | 0 | 0 | 0 | 0 | 0 | 0 | 0 | 0 | 0 | 0 | 0 | 0.45131 | 0 | 0.71279 | 0 | 1.0358 | 0 | 0.42121 | 0.6901 | 0 | 0 | 0 | 0 | 3.3112 | 0 | 0 | 0 | 0 | 0 | 0 | 0 | 0 | 0 | 0 | 0 | 0 | 0
6 | 26 | 9 | 2 | 1.7931 | 0 | 13.6089 | 0 | 0 | 0 | 0 | 0.25709 | 0 | 0 | 4.1197 | 0 | 19.7787 | 0 | 0 | 0 | 0 | 0 | 0 | 0 | 0 | 0 | 0 | 0 | 0 | 0 | 0.45131 | 0 | 0.71279 | 0 | 1.4022 | 0 | 0.31621 | 0.6901 | 0 | 0 | 0 | 0 | 3.5726 | 0 | 0 | 0 | 0 | 0 | 0 | 0 | 0 | 0 | 0 | 0 | 0 | 0
6 | 26 | 10 | 2 | 1.7931 | 0 | 13.6089 | 0 | 0 | 0 | 0 | 0.2737 | 0 | 0 | 3.0246 | 0 | 18.7003 | 0 | 0 | 0 | 0 | 0 | 0 | 0 | 0 | 0 | 0 | 0 | 0 | 0 | 0.45131 | 0 | 0.71279 | 0 | 1.63 | 0 | 0.31621 | 0.6901 | 0 | 0 | 0 | 0 | 3.8004 | 0 | 0 | 0 | 0 | 0 | 0 | 0 | 0 | 0 | 0 | 0 | 0 | 0
6 | 26 | 11 | 2 | 1.7931 | 0 | 13.6089 | 0 | 0 | 0 | 0 | 0.28364 | 0 | 0 | 3.5223 | 0 | 19.2079 | 0 | 0 | 0 | 0 | 0 | 0 | 0 | 0 | 0 | 0 | 0 | 0 | 0 | 0.45131 | 0 | 0.54519 | 0 | 1.7459 | 0 | 0.36871 | 0.6901 | 0 | 0 | 0 | 0 | 3.8012 | 0 | 0 | 0 | 0 | 0 | 0 | 0 | 0 | 0 | 0 | 0 | 0 | 0
6 | 26 | 12 | 2 | 1.7931 | 0 | 8.6613 | 0 | 0 | 0 | 0 | 0.29149 | 0 | 0 | 3.9574 | 0 | 14.7033 | 0 | 0 | 0 | 0 | 0 | 0 | 0 | 0 | 0 | 0 | 0 | 0 | 0 | 0.45131 | 0 | 0.54519 | 0 | 1.7923 | 0 | 0.42121 | 0.6901 | 0 | 0 | 0 | 0 | 3.9001 | 0 | 0 | 0 | 0 | 0 | 0 | 0 | 0 | 0 | 0 | 0 | 0 | 0
6 | 26 | 13 | 2 | 1.7931 | 0 | 13.6089 | 0 | 0 | 0 | 0 | 0.34292 | 0 | 0 | 3.5841 | 0 | 19.329 | 0 | 0 | 0 | 0 | 0 | 0 | 0 | 0 | 0 | 0 | 0 | 0 | 0 | 0.45131 | 0 | 0.54519 | 0 | 2.043 | 0 | 0.36871 | 0.6901 | 0 | 0 | 0 | 0 | 4.0983 | 0 | 0 | 0 | 0 | 0 | 0 | 0 | 0 | 0 | 0 | 0 | 0 | 0
6 | 26 | 14 | 2 | 1.7931 | 0 | 13.6089 | 0 | 0 | 0 | 0 | 0.37063 | 0 | 0 | 3.5223 | 0 | 19.2949 | 0 | 0 | 0 | 0 | 0 | 0 | 0 | 0 | 0 | 0 | 0 | 0 | 0 | 0.45131 | 0 | 0.54519 | 0 | 2.3177 | 0 | 0.36871 | 0.6901 | 0 | 0 | 0 | 0 | 4.373 | 0 | 0 | 0 | 0 | 0 | 0 | 0 | 0 | 0 | 0 | 0 | 0 | 0
6 | 26 | 15 | 2 | 1.7931 | 0 | 13.6089 | 0 | 0 | 0 | 0 | 0.41166 | 0 | 0 | 3.0246 | 0 | 18.8383 | 0 | 0 | 0 | 0 | 0 | 0 | 0 | 0 | 0 | 0 | 0 | 0 | 0 | 0.45131 | 0 | 0.54519 | 0 | 2.5341 | 0 | 0.31621 | 0.6901 | 0 | 0 | 0 | 0 | 4.5369 | 0 | 0 | 0 | 0 | 0 | 0 | 0 | 0 | 0 | 0 | 0 | 0 | 0
6 | 26 | 16 | 2 | 1.7931 | 0 | 13.6089 | 0 | 0 | 0 | 0 | 0.45521 | 0 | 0 | 3.0246 | 0 | 18.8819 | 0 | 0 | 0 | 0 | 0 | 0 | 0 | 0 | 0 | 0 | 0 | 0 | 0 | 0.45131 | 0 | 0.54519 | 0 | 2.7905 | 0 | 0.31621 | 0.6901 | 0 | 0 | 0 | 0 | 4.7933 | 0 | 0 | 0 | 0 | 0 | 0 | 0 | 0 | 0 | 0 | 0 | 0 | 0
6 | 26 | 17 | 2 | 1.7931 | 0 | 13.6089 | 0 | 0 | 0 | 0 | 0.45054 | 0 | 0 | 3.9574 | 0 | 19.81 | 0 | 0 | 0 | 0 | 0 | 0 | 0 | 0 | 0 | 0 | 0 | 0 | 0 | 0.45131 | 0 | 0.54519 | 0 | 2.6411 | 0 | 0.52621 | 0.6901 | 0 | 0 | 0 | 0 | 4.8539 | 0 | 0 | 0 | 0 | 0 | 0 | 0 | 0 | 0 | 0 | 0 | 0 | 0
6 | 26 | 18 | 2 | 1.7931 | 0 | 9.8982 | 0 | 0 | 0 | 0 | 0.3456 | 0 | 0 | 6.0607 | 0 | 18.0976 | 0 | 0 | 0 | 0 | 0 | 0 | 0 | 0 | 0 | 0 | 0 | 0 | 0 | 0.45131 | 0 | 0.54519 | 0 | 2.0204 | 0 | 0.52621 | 0.6901 | 0 | 0 | 0 | 0 | 4.2332 | 0 | 0 | 0 | 0 | 0 | 0 | 0 | 0 | 0 | 0 | 0 | 0 | 0
6 | 26 | 19 | 2 | 1.7931 | 0 | 2.4769 | 0 | 0 | 0 | 0 | 0.18904 | 0 | 0 | 3.9574 | 0 | 8.4165 | 0 | 0 | 0 | 0 | 0 | 0 | 0 | 0 | 0 | 0 | 0 | 0 | 0 | 0.45131 | 0 | 0.88038 | 0 | 1.0211 | 0 | 0.42121 | 0.6901 | 0 | 0 | 0 | 0 | 3.4641 | 0 | 0 | 0 | 0 | 0 | 0 | 0 | 0 | 0 | 0 | 0 | 0 | 0
6 | 26 | 20 | 2 | 1.7931 | 0 | 2.4769 | 0 | 0 | 0 | 0 | 0.11966 | 0 | 0 | 3.5841 | 0 | 7.9737 | 0 | 0 | 0 | 0 | 0 | 0 | 0 | 0 | 0 | 0 | 0 | 0 | 0 | 0.45131 | 0 | 1.1038 | 0 | 0.59828 | 0 | 0.36871 | 0.6901 | 0 | 0 | 0 | 0 | 3.2122 | 0 | 0 | 0 | 0 | 0 | 0 | 0 | 0 | 0 | 0 | 0 | 0 | 0
6 | 26 | 21 | 2 | 1.7931 | 0 | 2.4769 | 0 | 0 | 0 | 0 | 0.091844 | 0 | 0 | 3.9573 | 0 | 8.3192 | 0 | 0 | 0 | 0 | 0 | 0 | 0 | 0 | 0 | 0 | 0 | 0 | 0 | 0.45131 | 0 | 1.2156 | 0 | 0.44609 | 0 | 0.47371 | 0.6901 | 0 | 0 | 0 | 0 | 3.2768 | 0 | 0 | 0 | 0 | 0 | 0 | 0 | 0 | 0 | 0 | 0 | 0 | 0
6 | 26 | 22 | 2 | 1.7931 | 0 | 2.4769 | 0 | 0 | 0 | 0 | 0.067558 | 0 | 0 | 3.578 | 0 | 7.9156 | 0 | 0 | 0 | 0 | 0 | 0 | 0 | 0 | 0 | 0 | 0 | 0 | 0 | 0.45131 | 0 | 1.1038 | 0 | 0.3065 | 0 | 0.31621 | 0.6901 | 0 | 0 | 0 | 0 | 2.868 | 0 | 0 | 0 | 0 | 0 | 0 | 0 | 0 | 0 | 0 | 0 | 0 | 0
6 | 26 | 23 | 2 | 1.7931 | 0 | 2.4769 | 0 | 0 | 0 | 0 | 0.050026 | 0 | 0 | 0.53618 | 0 | 4.8562 | 0 | 0 | 0 | 0 | 0 | 0 | 0 | 0 | 0 | 0 | 0 | 0 | 0 | 0.45131 | 0 | 0.88038 | 0 | 0.20878 | 0 | 0.053706 | 0.6901 | 0 | 0 | 0 | 0 | 2.2843 | 0 | 0 | 0 | 0 | 0 | 0 | 0 | 0 | 0 | 0 | 0 | 0 | 0
6 | 26 | 24 | 2 | 1.7931 | 0 | 2.4769 | 0 | 0 | 0 | 0 | 0.034624 | 0 | 0 | 0.53625 | 0 | 4.8409 | 0 | 0 | 0 | 0 | 0 | 0 | 0 | 0 | 0 | 0 | 0 | 0 | 0 | 0.45131 | 0 | 0.54519 | 0 | 0.12391 | 0 | 0.053706 | 0.6901 | 0 | 0 | 0 | 0 | 1.8642 | 0 | 0 | 0 | 0 | 0 | 0 | 0 | 0 | 0 | 0 | 0 | 0 | 0
6 | 27 | 1 | 3 | 1.7931 | 0 | 2.4769 | 0 | 0 | 0 | 0 | 0.030067 | 0 | 0 | 0.53638 | 0 | 4.8365 | 0 | 0 | 0 | 0 | 0 | 0 | 0 | 0 | 0 | 0 | 0 | 0 | 0 | 0.45131 | 0 | 0.32173 | 0 | 0.10086 | 0 | 0.053706 | 0.6901 | 0 | 0 | 0 | 0 | 1.6177 | 0 | 0 | 0 | 0 | 0 | 0 | 0 | 0 | 0 | 0 | 0 | 0 | 0
6 | 27 | 2 | 3 | 1.7931 | 0 | 2.4769 | 0 | 0 | 0 | 0 | 0.02804 | 0 | 0 | 0.53651 | 0 | 4.8346 | 0 | 0 | 0 | 0 | 0 | 0 | 0 | 0 | 0 | 0 | 0 | 0 | 0 | 0.45131 | 0 | 0.32173 | 0 | 0.091594 | 0 | 0.053706 | 0.6901 | 0 | 0 | 0 | 0 | 1.6084 | 0 | 0 | 0 | 0 | 0 | 0 | 0 | 0 | 0 | 0 | 0 | 0 | 0
6 | 27 | 3 | 3 | 1.7931 | 0 | 2.4769 | 0 | 0 | 0 | 0 | 0.021248 | 0 | 0 | 0.53658 | 0 | 4.8278 | 0 | 0 | 0 | 0 | 0 | 0 | 0 | 0 | 0 | 0 | 0 | 0 | 0 | 0.45131 | 0 | 0.32173 | 0 | 0.059517 | 0 | 0.053706 | 0.6901 | 0 | 0 | 0 | 0 | 1.5764 | 0 | 0 | 0 | 0 | 0 | 0 | 0 | 0 | 0 | 0 | 0 | 0 | 0
6 | 27 | 4 | 3 | 1.7931 | 0 | 2.4769 | 0 | 0 | 0 | 0 | 0.01973 | 0 | 0 | 0.53662 | 0 | 4.8264 | 0 | 0 | 0 | 0 | 0 | 0 | 0 | 0 | 0 | 0 | 0 | 0 | 0 | 0.45131 | 0 | 0.32173 | 0 | 0.04848 | 0 | 0.053706 | 0.6901 | 0 | 0 | 0 | 0 | 1.5653 | 0 | 0 | 0 | 0 | 0 | 0 | 0 | 0 | 0 | 0 | 0 | 0 | 0
6 | 27 | 5 | 3 | 1.7931 | 0 | 2.4769 | 0 | 0 | 0 | 0 | 0.011263 | 0 | 0 | 0.53664 | 0 | 4.8179 | 0 | 0 | 0 | 0 | 0 | 0 | 0 | 0 | 0 | 0 | 0 | 0 | 0 | 0.45131 | 0 | 0.32173 | 0 | 0.0059701 | 0 | 0.053706 | 0.6901 | 0 | 0 | 0 | 0 | 1.5228 | 0 | 0 | 0 | 0 | 0 | 0 | 0 | 0 | 0 | 0 | 0 | 0 | 0
6 | 27 | 6 | 3 | 1.7931 | 0 | 2.4769 | 0 | 0 | 0 | 0 | 0.035626 | 0 | 0 | 3.025 | 0 | 7.3306 | 0 | 0 | 0 | 0 | 0 | 0 | 0 | 0 | 0 | 0 | 0 | 0 | 0 | 0.45131 | 0 | 0.54519 | 0 | 0.02375 | 0 | 0.31621 | 0.6901 | 0 | 0 | 0 | 0 | 2.0266 | 0 | 0 | 0 | 0 | 0 | 0 | 0 | 0 | 0 | 0 | 0 | 0 | 0
6 | 27 | 7 | 3 | 1.7931 | 0 | 2.4769 | 0 | 0 | 0 | 0 | 0.080005 | 0 | 0 | 3.9575 | 0 | 8.3076 | 0 | 0 | 0 | 0 | 0 | 0 | 0 | 0 | 0 | 0 | 0 | 0 | 0 | 0.45131 | 0 | 0.71279 | 0 | 0.41062 | 0 | 0.52621 | 0.6901 | 0 | 0 | 0 | 0 | 2.791 | 0 | 0 | 0 | 0 | 0 | 0 | 0 | 0 | 0 | 0 | 0 | 0 | 0
6 | 27 | 8 | 3 | 1.7931 | 0 | 13.6089 | 0 | 0 | 0 | 0 | 0.27184 | 0 | 0 | 3.9575 | 0 | 19.6314 | 0 | 0 | 0 | 0 | 0 | 0 | 0 | 0 | 0 | 0 | 0 | 0 | 0 | 0.45131 | 0 | 0.71279 | 0 | 0.85861 | 0 | 0.42121 | 0.6901 | 0 | 0 | 0 | 0 | 3.134 | 0 | 0 | 0 | 0 | 0 | 0 | 0 | 0 | 0 | 0 | 0 | 0 | 0
6 | 27 | 9 | 3 | 1.7931 | 0 | 13.6089 | 0 | 0 | 0 | 0 | 0.28423 | 0 | 0 | 4.12 | 0 | 19.8062 | 0 | 0 | 0 | 0 | 0 | 0 | 0 | 0 | 0 | 0 | 0 | 0 | 0 | 0.45131 | 0 | 0.71279 | 0 | 1.4347 | 0 | 0.31621 | 0.6901 | 0 | 0 | 0 | 0 | 3.6051 | 0 | 0 | 0 | 0 | 0 | 0 | 0 | 0 | 0 | 0 | 0 | 0 | 0
6 | 27 | 10 | 3 | 1.7931 | 0 | 13.6089 | 0 | 0 | 0 | 0 | 0.30129 | 0 | 0 | 3.0248 | 0 | 18.7281 | 0 | 0 | 0 | 0 | 0 | 0 | 0 | 0 | 0 | 0 | 0 | 0 | 0 | 0.45131 | 0 | 0.71279 | 0 | 1.5869 | 0 | 0.31621 | 0.6901 | 0 | 0 | 0 | 0 | 3.7573 | 0 | 0 | 0 | 0 | 0 | 0 | 0 | 0 | 0 | 0 | 0 | 0 | 0
6 | 27 | 11 | 3 | 1.7931 | 0 | 13.6089 | 0 | 0 | 0 | 0 | 0.32286 | 0 | 0 | 3.5224 | 0 | 19.2472 | 0 | 0 | 0 | 0 | 0 | 0 | 0 | 0 | 0 | 0 | 0 | 0 | 0 | 0.45131 | 0 | 0.54519 | 0 | 1.7025 | 0 | 0.36871 | 0.6901 | 0 | 0 | 0 | 0 | 3.7578 | 0 | 0 | 0 | 0 | 0 | 0 | 0 | 0 | 0 | 0 | 0 | 0 | 0
6 | 27 | 12 | 3 | 1.7931 | 0 | 8.6613 | 0 | 0 | 0 | 0 | 0.27716 | 0 | 0 | 3.9575 | 0 | 14.6891 | 0 | 0 | 0 | 0 | 0 | 0 | 0 | 0 | 0 | 0 | 0 | 0 | 0 | 0.45131 | 0 | 0.54519 | 0 | 1.4413 | 0 | 0.42121 | 0.6901 | 0 | 0 | 0 | 0 | 3.5491 | 0 | 0 | 0 | 0 | 0 | 0 | 0 | 0 | 0 | 0 | 0 | 0 | 0
6 | 27 | 13 | 3 | 1.7931 | 0 | 13.6089 | 0 | 0 | 0 | 0 | 0.36768 | 0 | 0 | 3.5842 | 0 | 19.3539 | 0 | 0 | 0 | 0 | 0 | 0 | 0 | 0 | 0 | 0 | 0 | 0 | 0 | 0.45131 | 0 | 0.54519 | 0 | 1.9771 | 0 | 0.36871 | 0.6901 | 0 | 0 | 0 | 0 | 4.0324 | 0 | 0 | 0 | 0 | 0 | 0 | 0 | 0 | 0 | 0 | 0 | 0 | 0
6 | 27 | 14 | 3 | 1.7931 | 0 | 13.6089 | 0 | 0 | 0 | 0 | 0.40182 | 0 | 0 | 3.5224 | 0 | 19.3262 | 0 | 0 | 0 | 0 | 0 | 0 | 0 | 0 | 0 | 0 | 0 | 0 | 0 | 0.45131 | 0 | 0.54519 | 0 | 2.259 | 0 | 0.36871 | 0.6901 | 0 | 0 | 0 | 0 | 4.3143 | 0 | 0 | 0 | 0 | 0 | 0 | 0 | 0 | 0 | 0 | 0 | 0 | 0
6 | 27 | 15 | 3 | 1.7931 | 0 | 13.6089 | 0 | 0 | 0 | 0 | 0.40835 | 0 | 0 | 3.0247 | 0 | 18.8351 | 0 | 0 | 0 | 0 | 0 | 0 | 0 | 0 | 0 | 0 | 0 | 0 | 0 | 0.45131 | 0 | 0.54519 | 0 | 2.2931 | 0 | 0.31621 | 0.6901 | 0 | 0 | 0 | 0 | 4.2959 | 0 | 0 | 0 | 0 | 0 | 0 | 0 | 0 | 0 | 0 | 0 | 0 | 0
6 | 27 | 16 | 3 | 1.7931 | 0 | 13.6089 | 0 | 0 | 0 | 0 | 0.4482 | 0 | 0 | 3.0247 | 0 | 18.8749 | 0 | 0 | 0 | 0 | 0 | 0 | 0 | 0 | 0 | 0 | 0 | 0 | 0 | 0.45131 | 0 | 0.54519 | 0 | 2.5939 | 0 | 0.31621 | 0.6901 | 0 | 0 | 0 | 0 | 4.5967 | 0 | 0 | 0 | 0 | 0 | 0 | 0 | 0 | 0 | 0 | 0 | 0 | 0
6 | 27 | 17 | 3 | 1.7931 | 0 | 13.6089 | 0 | 0 | 0 | 0 | 0.46165 | 0 | 0 | 3.9574 | 0 | 19.8211 | 0 | 0 | 0 | 0 | 0 | 0 | 0 | 0 | 0 | 0 | 0 | 0 | 0 | 0.45131 | 0 | 0.54519 | 0 | 2.7664 | 0 | 0.52621 | 0.6901 | 0 | 0 | 0 | 0 | 4.9792 | 0 | 0 | 0 | 0 | 0 | 0 | 0 | 0 | 0 | 0 | 0 | 0 | 0
6 | 27 | 18 | 3 | 1.7931 | 0 | 9.8982 | 0 | 0 | 0 | 0 | 0.36322 | 0 | 0 | 6.0608 | 0 | 18.1153 | 0 | 0 | 0 | 0 | 0 | 0 | 0 | 0 | 0 | 0 | 0 | 0 | 0 | 0.45131 | 0 | 0.54519 | 0 | 2.25 | 0 | 0.52621 | 0.6901 | 0 | 0 | 0 | 0 | 4.4629 | 0 | 0 | 0 | 0 | 0 | 0 | 0 | 0 | 0 | 0 | 0 | 0 | 0
6 | 27 | 19 | 3 | 1.7931 | 0 | 2.4769 | 0 | 0 | 0 | 0 | 0.21131 | 0 | 0 | 3.9575 | 0 | 8.4388 | 0 | 0 | 0 | 0 | 0 | 0 | 0 | 0 | 0 | 0 | 0 | 0 | 0 | 0.45131 | 0 | 0.88038 | 0 | 1.193 | 0 | 0.42121 | 0.6901 | 0 | 0 | 0 | 0 | 3.636 | 0 | 0 | 0 | 0 | 0 | 0 | 0 | 0 | 0 | 0 | 0 | 0 | 0
6 | 27 | 20 | 3 | 1.7931 | 0 | 2.4769 | 0 | 0 | 0 | 0 | 0.14627 | 0 | 0 | 3.5841 | 0 | 8.0004 | 0 | 0 | 0 | 0 | 0 | 0 | 0 | 0 | 0 | 0 | 0 | 0 | 0 | 0.45131 | 0 | 1.1038 | 0 | 0.78009 | 0 | 0.36871 | 0.6901 | 0 | 0 | 0 | 0 | 3.3941 | 0 | 0 | 0 | 0 | 0 | 0 | 0 | 0 | 0 | 0 | 0 | 0 | 0
6 | 27 | 21 | 3 | 1.7931 | 0 | 2.4769 | 0 | 0 | 0 | 0 | 0.11025 | 0 | 0 | 3.9574 | 0 | 8.3377 | 0 | 0 | 0 | 0 | 0 | 0 | 0 | 0 | 0 | 0 | 0 | 0 | 0 | 0.45131 | 0 | 1.2156 | 0 | 0.57465 | 0 | 0.47371 | 0.6901 | 0 | 0 | 0 | 0 | 3.4053 | 0 | 0 | 0 | 0 | 0 | 0 | 0 | 0 | 0 | 0 | 0 | 0 | 0
6 | 27 | 22 | 3 | 1.7931 | 0 | 2.4769 | 0 | 0 | 0 | 0 | 0.096665 | 0 | 0 | 3.5781 | 0 | 7.9448 | 0 | 0 | 0 | 0 | 0 | 0 | 0 | 0 | 0 | 0 | 0 | 0 | 0 | 0.45131 | 0 | 1.1038 | 0 | 0.48867 | 0 | 0.31621 | 0.6901 | 0 | 0 | 0 | 0 | 3.0501 | 0 | 0 | 0 | 0 | 0 | 0 | 0 | 0 | 0 | 0 | 0 | 0 | 0
6 | 27 | 23 | 3 | 1.7931 | 0 | 2.4769 | 0 | 0 | 0 | 0 | 0.08093 | 0 | 0 | 0.53624 | 0 | 4.8872 | 0 | 0 | 0 | 0 | 0 | 0 | 0 | 0 | 0 | 0 | 0 | 0 | 0 | 0.45131 | 0 | 0.88038 | 0 | 0.39544 | 0 | 0.053706 | 0.6901 | 0 | 0 | 0 | 0 | 2.4709 | 0 | 0 | 0 | 0 | 0 | 0 | 0 | 0 | 0 | 0 | 0 | 0 | 0
6 | 27 | 24 | 3 | 1.7931 | 0 | 2.4769 | 0 | 0 | 0 | 0 | 0.073517 | 0 | 0 | 0.5363 | 0 | 4.8798 | 0 | 0 | 0 | 0 | 0 | 0 | 0 | 0 | 0 | 0 | 0 | 0 | 0 | 0.45131 | 0 | 0.54519 | 0 | 0.35392 | 0 | 0.053706 | 0.6901 | 0 | 0 | 0 | 0 | 2.0942 | 0 | 0 | 0 | 0 | 0 | 0 | 0 | 0 | 0 | 0 | 0 | 0 | 0
6 | 28 | 1 | 4 | 1.7931 | 0 | 2.4769 | 0 | 0 | 0 | 0 | 0.072771 | 0 | 0 | 0.53641 | 0 | 4.8792 | 0 | 0 | 0 | 0 | 0 | 0 | 0 | 0 | 0 | 0 | 0 | 0 | 0 | 0.45131 | 0 | 0.32173 | 0 | 0.34386 | 0 | 0.053706 | 0.6901 | 0 | 0 | 0 | 0 | 1.8607 | 0 | 0 | 0 | 0 | 0 | 0 | 0 | 0 | 0 | 0 | 0 | 0 | 0
6 | 28 | 2 | 4 | 1.7931 | 0 | 2.4769 | 0 | 0 | 0 | 0 | 0.058116 | 0 | 0 | 0.53654 | 0 | 4.8647 | 0 | 0 | 0 | 0 | 0 | 0 | 0 | 0 | 0 | 0 | 0 | 0 | 0 | 0.45131 | 0 | 0.32173 | 0 | 0.25472 | 0 | 0.053706 | 0.6901 | 0 | 0 | 0 | 0 | 1.7716 | 0 | 0 | 0 | 0 | 0 | 0 | 0 | 0 | 0 | 0 | 0 | 0 | 0
6 | 28 | 3 | 4 | 1.7931 | 0 | 2.4769 | 0 | 0 | 0 | 0 | 0.056001 | 0 | 0 | 0.53662 | 0 | 4.8626 | 0 | 0 | 0 | 0 | 0 | 0 | 0 | 0 | 0 | 0 | 0 | 0 | 0 | 0.45131 | 0 | 0.32173 | 0 | 0.24621 | 0 | 0.053706 | 0.6901 | 0 | 0 | 0 | 0 | 1.7631 | 0 | 0 | 0 | 0 | 0 | 0 | 0 | 0 | 0 | 0 | 0 | 0 | 0
6 | 28 | 4 | 4 | 1.7931 | 0 | 2.4769 | 0 | 0 | 0 | 0 | 0.054892 | 0 | 0 | 0.53666 | 0 | 4.8616 | 0 | 0 | 0 | 0 | 0 | 0 | 0 | 0 | 0 | 0 | 0 | 0 | 0 | 0.45131 | 0 | 0.32173 | 0 | 0.23834 | 0 | 0.053706 | 0.6901 | 0 | 0 | 0 | 0 | 1.7552 | 0 | 0 | 0 | 0 | 0 | 0 | 0 | 0 | 0 | 0 | 0 | 0 | 0
6 | 28 | 5 | 4 | 1.7931 | 0 | 2.4769 | 0 | 0 | 0 | 0 | 0.049358 | 0 | 0 | 0.53669 | 0 | 4.8561 | 0 | 0 | 0 | 0 | 0 | 0 | 0 | 0 | 0 | 0 | 0 | 0 | 0 | 0.45131 | 0 | 0.32173 | 0 | 0.20648 | 0 | 0.053706 | 0.6901 | 0 | 0 | 0 | 0 | 1.7233 | 0 | 0 | 0 | 0 | 0 | 0 | 0 | 0 | 0 | 0 | 0 | 0 | 0
6 | 28 | 6 | 4 | 1.7931 | 0 | 2.4769 | 0 | 0 | 0 | 0 | 0.081535 | 0 | 0 | 3.025 | 0 | 7.3765 | 0 | 0 | 0 | 0 | 0 | 0 | 0 | 0 | 0 | 0 | 0 | 0 | 0 | 0.45131 | 0 | 0.54519 | 0 | 0.37325 | 0 | 0.31621 | 0.6901 | 0 | 0 | 0 | 0 | 2.3761 | 0 | 0 | 0 | 0 | 0 | 0 | 0 | 0 | 0 | 0 | 0 | 0 | 0
6 | 28 | 7 | 4 | 1.7931 | 0 | 2.4769 | 0 | 0 | 0 | 0 | 0.13847 | 0 | 0 | 3.9576 | 0 | 8.366 | 0 | 0 | 0 | 0 | 0 | 0 | 0 | 0 | 0 | 0 | 0 | 0 | 0 | 0.45131 | 0 | 0.71279 | 0 | 0.58774 | 0 | 0.52621 | 0.6901 | 0 | 0 | 0 | 0 | 2.9681 | 0 | 0 | 0 | 0 | 0 | 0 | 0 | 0 | 0 | 0 | 0 | 0 | 0
6 | 28 | 8 | 4 | 1.7931 | 0 | 13.6089 | 0 | 0 | 0 | 0 | 0.3173 | 0 | 0 | 3.9575 | 0 | 19.6768 | 0 | 0 | 0 | 0 | 0 | 0 | 0 | 0 | 0 | 0 | 0 | 0 | 0 | 0.45131 | 0 | 0.71279 | 0 | 1.6281 | 0 | 0.42121 | 0.6901 | 0 | 0 | 0 | 0 | 3.9035 | 0 | 0 | 0 | 0 | 0 | 0 | 0 | 0 | 0 | 0 | 0 | 0 | 0
6 | 28 | 9 | 4 | 1.7931 | 0 | 13.6089 | 0 | 0 | 0 | 0 | 0.36493 | 0 | 0 | 4.12 | 0 | 19.8869 | 0 | 0 | 0 | 0 | 0 | 0 | 0 | 0 | 0 | 0 | 0 | 0 | 0 | 0.45131 | 0 | 0.71279 | 0 | 1.9969 | 0 | 0.31621 | 0.6901 | 0 | 0 | 0 | 0 | 4.1673 | 0 | 0 | 0 | 0 | 0 | 0 | 0 | 0 | 0 | 0 | 0 | 0 | 0
6 | 28 | 10 | 4 | 1.7931 | 0 | 13.6089 | 0 | 0 | 0 | 0 | 0.36779 | 0 | 0 | 3.0248 | 0 | 18.7946 | 0 | 0 | 0 | 0 | 0 | 0 | 0 | 0 | 0 | 0 | 0 | 0 | 0 | 0.45131 | 0 | 0.71279 | 0 | 2.0185 | 0 | 0.31621 | 0.6901 | 0 | 0 | 0 | 0 | 4.1889 | 0 | 0 | 0 | 0 | 0 | 0 | 0 | 0 | 0 | 0 | 0 | 0 | 0
6 | 28 | 11 | 4 | 1.7931 | 0 | 13.6089 | 0 | 0 | 0 | 0 | 0.37876 | 0 | 0 | 3.5224 | 0 | 19.3031 | 0 | 0 | 0 | 0 | 0 | 0 | 0 | 0 | 0 | 0 | 0 | 0 | 0 | 0.45131 | 0 | 0.54519 | 0 | 2.0924 | 0 | 0.36871 | 0.6901 | 0 | 0 | 0 | 0 | 4.1477 | 0 | 0 | 0 | 0 | 0 | 0 | 0 | 0 | 0 | 0 | 0 | 0 | 0
6 | 28 | 12 | 4 | 1.7931 | 0 | 8.6613 | 0 | 0 | 0 | 0 | 0.31633 | 0 | 0 | 3.9575 | 0 | 14.7283 | 0 | 0 | 0 | 0 | 0 | 0 | 0 | 0 | 0 | 0 | 0 | 0 | 0 | 0.45131 | 0 | 0.54519 | 0 | 1.7809 | 0 | 0.42121 | 0.6901 | 0 | 0 | 0 | 0 | 3.8887 | 0 | 0 | 0 | 0 | 0 | 0 | 0 | 0 | 0 | 0 | 0 | 0 | 0
6 | 28 | 13 | 4 | 1.7931 | 0 | 13.6089 | 0 | 0 | 0 | 0 | 0.32821 | 0 | 0 | 3.5842 | 0 | 19.3145 | 0 | 0 | 0 | 0 | 0 | 0 | 0 | 0 | 0 | 0 | 0 | 0 | 0 | 0.45131 | 0 | 0.54519 | 0 | 1.8159 | 0 | 0.36871 | 0.6901 | 0 | 0 | 0 | 0 | 3.8712 | 0 | 0 | 0 | 0 | 0 | 0 | 0 | 0 | 0 | 0 | 0 | 0 | 0
6 | 28 | 14 | 4 | 1.7931 | 0 | 13.6089 | 0 | 0 | 0 | 0 | 0.35744 | 0 | 0 | 3.5224 | 0 | 19.2818 | 0 | 0 | 0 | 0 | 0 | 0 | 0 | 0 | 0 | 0 | 0 | 0 | 0 | 0.45131 | 0 | 0.54519 | 0 | 2.0353 | 0 | 0.36871 | 0.6901 | 0 | 0 | 0 | 0 | 4.0906 | 0 | 0 | 0 | 0 | 0 | 0 | 0 | 0 | 0 | 0 | 0 | 0 | 0
6 | 28 | 15 | 4 | 1.7931 | 0 | 13.6089 | 0 | 0 | 0 | 0 | 0.34694 | 0 | 0 | 3.0248 | 0 | 18.7737 | 0 | 0 | 0 | 0 | 0 | 0 | 0 | 0 | 0 | 0 | 0 | 0 | 0 | 0.45131 | 0 | 0.54519 | 0 | 1.9212 | 0 | 0.31621 | 0.6901 | 0 | 0 | 0 | 0 | 3.924 | 0 | 0 | 0 | 0 | 0 | 0 | 0 | 0 | 0 | 0 | 0 | 0 | 0
6 | 28 | 16 | 4 | 1.7931 | 0 | 13.6089 | 0 | 0 | 0 | 0 | 0.35566 | 0 | 0 | 3.0248 | 0 | 18.7824 | 0 | 0 | 0 | 0 | 0 | 0 | 0 | 0 | 0 | 0 | 0 | 0 | 0 | 0.45131 | 0 | 0.54519 | 0 | 2.0213 | 0 | 0.31621 | 0.6901 | 0 | 0 | 0 | 0 | 4.0241 | 0 | 0 | 0 | 0 | 0 | 0 | 0 | 0 | 0 | 0 | 0 | 0 | 0
6 | 28 | 17 | 4 | 1.7931 | 0 | 13.6089 | 0 | 0 | 0 | 0 | 0.42665 | 0 | 0 | 3.9575 | 0 | 19.7861 | 0 | 0 | 0 | 0 | 0 | 0 | 0 | 0 | 0 | 0 | 0 | 0 | 0 | 0.45131 | 0 | 0.54519 | 0 | 2.4616 | 0 | 0.52621 | 0.6901 | 0 | 0 | 0 | 0 | 4.6744 | 0 | 0 | 0 | 0 | 0 | 0 | 0 | 0 | 0 | 0 | 0 | 0 | 0
6 | 28 | 18 | 4 | 1.7931 | 0 | 9.8982 | 0 | 0 | 0 | 0 | 0.33212 | 0 | 0 | 6.0609 | 0 | 18.0843 | 0 | 0 | 0 | 0 | 0 | 0 | 0 | 0 | 0 | 0 | 0 | 0 | 0 | 0.45131 | 0 | 0.54519 | 0 | 1.9918 | 0 | 0.52621 | 0.6901 | 0 | 0 | 0 | 0 | 4.2046 | 0 | 0 | 0 | 0 | 0 | 0 | 0 | 0 | 0 | 0 | 0 | 0 | 0
6 | 28 | 19 | 4 | 1.7931 | 0 | 2.4769 | 0 | 0 | 0 | 0 | 0.18682 | 0 | 0 | 3.9575 | 0 | 8.4143 | 0 | 0 | 0 | 0 | 0 | 0 | 0 | 0 | 0 | 0 | 0 | 0 | 0 | 0.45131 | 0 | 0.88038 | 0 | 1.0506 | 0 | 0.42121 | 0.6901 | 0 | 0 | 0 | 0 | 3.4936 | 0 | 0 | 0 | 0 | 0 | 0 | 0 | 0 | 0 | 0 | 0 | 0 | 0
6 | 28 | 20 | 4 | 1.7931 | 0 | 2.4769 | 0 | 0 | 0 | 0 | 0.12844 | 0 | 0 | 3.5842 | 0 | 7.9827 | 0 | 0 | 0 | 0 | 0 | 0 | 0 | 0 | 0 | 0 | 0 | 0 | 0 | 0.45131 | 0 | 1.1038 | 0 | 0.69725 | 0 | 0.36871 | 0.6901 | 0 | 0 | 0 | 0 | 3.3112 | 0 | 0 | 0 | 0 | 0 | 0 | 0 | 0 | 0 | 0 | 0 | 0 | 0
6 | 28 | 21 | 4 | 1.7931 | 0 | 2.4769 | 0 | 0 | 0 | 0 | 0.11582 | 0 | 0 | 3.9574 | 0 | 8.3432 | 0 | 0 | 0 | 0 | 0 | 0 | 0 | 0 | 0 | 0 | 0 | 0 | 0 | 0.45131 | 0 | 1.2156 | 0 | 0.65096 | 0 | 0.47371 | 0.6901 | 0 | 0 | 0 | 0 | 3.4817 | 0 | 0 | 0 | 0 | 0 | 0 | 0 | 0 | 0 | 0 | 0 | 0 | 0
6 | 28 | 22 | 4 | 1.7931 | 0 | 2.4769 | 0 | 0 | 0 | 0 | 0.089643 | 0 | 0 | 3.5781 | 0 | 7.9378 | 0 | 0 | 0 | 0 | 0 | 0 | 0 | 0 | 0 | 0 | 0 | 0 | 0 | 0.45131 | 0 | 1.1038 | 0 | 0.47364 | 0 | 0.31621 | 0.6901 | 0 | 0 | 0 | 0 | 3.0351 | 0 | 0 | 0 | 0 | 0 | 0 | 0 | 0 | 0 | 0 | 0 | 0 | 0
6 | 28 | 23 | 4 | 1.7931 | 0 | 2.4769 | 0 | 0 | 0 | 0 | 0.069722 | 0 | 0 | 0.53624 | 0 | 4.876 | 0 | 0 | 0 | 0 | 0 | 0 | 0 | 0 | 0 | 0 | 0 | 0 | 0 | 0.45131 | 0 | 0.88038 | 0 | 0.37162 | 0 | 0.053706 | 0.6901 | 0 | 0 | 0 | 0 | 2.4471 | 0 | 0 | 0 | 0 | 0 | 0 | 0 | 0 | 0 | 0 | 0 | 0 | 0
6 | 28 | 24 | 4 | 1.7931 | 0 | 2.4769 | 0 | 0 | 0 | 0 | 0.063218 | 0 | 0 | 0.53628 | 0 | 4.8695 | 0 | 0 | 0 | 0 | 0 | 0 | 0 | 0 | 0 | 0 | 0 | 0 | 0 | 0.45131 | 0 | 0.54519 | 0 | 0.32837 | 0 | 0.053706 | 0.6901 | 0 | 0 | 0 | 0 | 2.0687 | 0 | 0 | 0 | 0 | 0 | 0 | 0 | 0 | 0 | 0 | 0 | 0 | 0
6 | 29 | 1 | 5 | 1.7931 | 0 | 2.4769 | 0 | 0 | 0 | 0 | 0.066061 | 0 | 0 | 0.53639 | 0 | 4.8725 | 0 | 0 | 0 | 0 | 0 | 0 | 0 | 0 | 0 | 0 | 0 | 0 | 0 | 0.45131 | 0 | 0.32173 | 0 | 0.33951 | 0 | 0.053706 | 0.6901 | 0 | 0 | 0 | 0 | 1.8564 | 0 | 0 | 0 | 0 | 0 | 0 | 0 | 0 | 0 | 0 | 0 | 0 | 0
6 | 29 | 2 | 5 | 1.7931 | 0 | 2.4769 | 0 | 0 | 0 | 0 | 0.041391 | 0 | 0 | 0.5365 | 0 | 4.8479 | 0 | 0 | 0 | 0 | 0 | 0 | 0 | 0 | 0 | 0 | 0 | 0 | 0 | 0.45131 | 0 | 0.32173 | 0 | 0.18186 | 0 | 0.053706 | 0.6901 | 0 | 0 | 0 | 0 | 1.6987 | 0 | 0 | 0 | 0 | 0 | 0 | 0 | 0 | 0 | 0 | 0 | 0 | 0
6 | 29 | 3 | 5 | 1.7931 | 0 | 2.4769 | 0 | 0 | 0 | 0 | 0.036074 | 0 | 0 | 0.53658 | 0 | 4.8427 | 0 | 0 | 0 | 0 | 0 | 0 | 0 | 0 | 0 | 0 | 0 | 0 | 0 | 0.45131 | 0 | 0.32173 | 0 | 0.14146 | 0 | 0.053706 | 0.6901 | 0 | 0 | 0 | 0 | 1.6583 | 0 | 0 | 0 | 0 | 0 | 0 | 0 | 0 | 0 | 0 | 0 | 0 | 0
6 | 29 | 4 | 5 | 1.7931 | 0 | 2.4769 | 0 | 0 | 0 | 0 | 0.021597 | 0 | 0 | 0.53662 | 0 | 4.8282 | 0 | 0 | 0 | 0 | 0 | 0 | 0 | 0 | 0 | 0 | 0 | 0 | 0 | 0.45131 | 0 | 0.32173 | 0 | 0.062093 | 0 | 0.053706 | 0.6901 | 0 | 0 | 0 | 0 | 1.5789 | 0 | 0 | 0 | 0 | 0 | 0 | 0 | 0 | 0 | 0 | 0 | 0 | 0
6 | 29 | 5 | 5 | 1.7931 | 0 | 2.4769 | 0 | 0 | 0 | 0 | 0.012533 | 0 | 0 | 0.53666 | 0 | 4.8192 | 0 | 0 | 0 | 0 | 0 | 0 | 0 | 0 | 0 | 0 | 0 | 0 | 0 | 0.45131 | 0 | 0.32173 | 0 | 0.013888 | 0 | 0.053706 | 0.6901 | 0 | 0 | 0 | 0 | 1.5307 | 0 | 0 | 0 | 0 | 0 | 0 | 0 | 0 | 0 | 0 | 0 | 0 | 0
6 | 29 | 6 | 5 | 1.7931 | 0 | 2.4769 | 0 | 0 | 0 | 0 | 0.034736 | 0 | 0 | 3.025 | 0 | 7.3297 | 0 | 0 | 0 | 0 | 0 | 0 | 0 | 0 | 0 | 0 | 0 | 0 | 0 | 0.45131 | 0 | 0.54519 | 0 | 0.08607 | 0 | 0.31621 | 0.6901 | 0 | 0 | 0 | 0 | 2.0889 | 0 | 0 | 0 | 0 | 0 | 0 | 0 | 0 | 0 | 0 | 0 | 0 | 0
6 | 29 | 7 | 5 | 1.7931 | 0 | 2.4769 | 0 | 0 | 0 | 0 | 0.071317 | 0 | 0 | 3.9576 | 0 | 8.2989 | 0 | 0 | 0 | 0 | 0 | 0 | 0 | 0 | 0 | 0 | 0 | 0 | 0 | 0.45131 | 0 | 0.71279 | 0 | 0.3526 | 0 | 0.52621 | 0.6901 | 0 | 0 | 0 | 0 | 2.733 | 0 | 0 | 0 | 0 | 0 | 0 | 0 | 0 | 0 | 0 | 0 | 0 | 0
6 | 29 | 8 | 5 | 1.7931 | 0 | 13.6089 | 0 | 0 | 0 | 0 | 0.26205 | 0 | 0 | 3.9575 | 0 | 19.6216 | 0 | 0 | 0 | 0 | 0 | 0 | 0 | 0 | 0 | 0 | 0 | 0 | 0 | 0.45131 | 0 | 0.71279 | 0 | 0.86251 | 0 | 0.42121 | 0.6901 | 0 | 0 | 0 | 0 | 3.1379 | 0 | 0 | 0 | 0 | 0 | 0 | 0 | 0 | 0 | 0 | 0 | 0 | 0
6 | 29 | 9 | 5 | 1.7931 | 0 | 13.6089 | 0 | 0 | 0 | 0 | 0.28437 | 0 | 0 | 4.12 | 0 | 19.8064 | 0 | 0 | 0 | 0 | 0 | 0 | 0 | 0 | 0 | 0 | 0 | 0 | 0 | 0.45131 | 0 | 0.71279 | 0 | 1.4222 | 0 | 0.31621 | 0.6901 | 0 | 0 | 0 | 0 | 3.5926 | 0 | 0 | 0 | 0 | 0 | 0 | 0 | 0 | 0 | 0 | 0 | 0 | 0
6 | 29 | 10 | 5 | 1.7931 | 0 | 13.6089 | 0 | 0 | 0 | 0 | 0.30595 | 0 | 0 | 3.0248 | 0 | 18.7327 | 0 | 0 | 0 | 0 | 0 | 0 | 0 | 0 | 0 | 0 | 0 | 0 | 0 | 0.45131 | 0 | 0.71279 | 0 | 1.7366 | 0 | 0.31621 | 0.6901 | 0 | 0 | 0 | 0 | 3.907 | 0 | 0 | 0 | 0 | 0 | 0 | 0 | 0 | 0 | 0 | 0 | 0 | 0
6 | 29 | 11 | 5 | 1.7931 | 0 | 13.6089 | 0 | 0 | 0 | 0 | 0.3196 | 0 | 0 | 3.5224 | 0 | 19.244 | 0 | 0 | 0 | 0 | 0 | 0 | 0 | 0 | 0 | 0 | 0 | 0 | 0 | 0.45131 | 0 | 0.54519 | 0 | 1.7308 | 0 | 0.36871 | 0.6901 | 0 | 0 | 0 | 0 | 3.7861 | 0 | 0 | 0 | 0 | 0 | 0 | 0 | 0 | 0 | 0 | 0 | 0 | 0
6 | 29 | 12 | 5 | 1.7931 | 0 | 8.6613 | 0 | 0 | 0 | 0 | 0.28893 | 0 | 0 | 3.9575 | 0 | 14.7009 | 0 | 0 | 0 | 0 | 0 | 0 | 0 | 0 | 0 | 0 | 0 | 0 | 0 | 0.45131 | 0 | 0.54519 | 0 | 1.5795 | 0 | 0.42121 | 0.6901 | 0 | 0 | 0 | 0 | 3.6873 | 0 | 0 | 0 | 0 | 0 | 0 | 0 | 0 | 0 | 0 | 0 | 0 | 0
6 | 29 | 13 | 5 | 1.7931 | 0 | 13.6089 | 0 | 0 | 0 | 0 | 0.38155 | 0 | 0 | 3.5843 | 0 | 19.3678 | 0 | 0 | 0 | 0 | 0 | 0 | 0 | 0 | 0 | 0 | 0 | 0 | 0 | 0.45131 | 0 | 0.54519 | 0 | 2.1272 | 0 | 0.36871 | 0.6901 | 0 | 0 | 0 | 0 | 4.1825 | 0 | 0 | 0 | 0 | 0 | 0 | 0 | 0 | 0 | 0 | 0 | 0 | 0
6 | 29 | 14 | 5 | 1.7931 | 0 | 13.6089 | 0 | 0 | 0 | 0 | 0.4111 | 0 | 0 | 3.5224 | 0 | 19.3355 | 0 | 0 | 0 | 0 | 0 | 0 | 0 | 0 | 0 | 0 | 0 | 0 | 0 | 0.45131 | 0 | 0.54519 | 0 | 2.3956 | 0 | 0.36871 | 0.6901 | 0 | 0 | 0 | 0 | 4.4509 | 0 | 0 | 0 | 0 | 0 | 0 | 0 | 0 | 0 | 0 | 0 | 0 | 0
6 | 29 | 15 | 5 | 1.7931 | 0 | 13.6089 | 0 | 0 | 0 | 0 | 0.43724 | 0 | 0 | 3.0248 | 0 | 18.864 | 0 | 0 | 0 | 0 | 0 | 0 | 0 | 0 | 0 | 0 | 0 | 0 | 0 | 0.45131 | 0 | 0.54519 | 0 | 2.5148 | 0 | 0.31621 | 0.6901 | 0 | 0 | 0 | 0 | 4.5176 | 0 | 0 | 0 | 0 | 0 | 0 | 0 | 0 | 0 | 0 | 0 | 0 | 0
6 | 29 | 16 | 5 | 1.7931 | 0 | 13.6089 | 0 | 0 | 0 | 0 | 0.49148 | 0 | 0 | 3.0247 | 0 | 18.9182 | 0 | 0 | 0 | 0 | 0 | 0 | 0 | 0 | 0 | 0 | 0 | 0 | 0 | 0.45131 | 0 | 0.54519 | 0 | 2.881 | 0 | 0.31621 | 0.6901 | 0 | 0 | 0 | 0 | 4.8838 | 0 | 0 | 0 | 0 | 0 | 0 | 0 | 0 | 0 | 0 | 0 | 0 | 0
6 | 29 | 17 | 5 | 1.7931 | 0 | 13.6089 | 0 | 0 | 0 | 0 | 0.51436 | 0 | 0 | 3.9575 | 0 | 19.8738 | 0 | 0 | 0 | 0 | 0 | 0 | 0 | 0 | 0 | 0 | 0 | 0 | 0 | 0.45131 | 0 | 0.54519 | 0 | 3.1639 | 0 | 0.52621 | 0.6901 | 0 | 0 | 0 | 0 | 5.3767 | 0 | 0 | 0 | 0 | 0 | 0 | 0 | 0 | 0 | 0 | 0 | 0 | 0
6 | 29 | 18 | 5 | 1.7931 | 0 | 9.8982 | 0 | 0 | 0 | 0 | 0.38174 | 0 | 0 | 6.0608 | 0 | 18.1339 | 0 | 0 | 0 | 0 | 0 | 0 | 0 | 0 | 0 | 0 | 0 | 0 | 0 | 0.45131 | 0 | 0.54519 | 0 | 2.3402 | 0 | 0.52621 | 0.6901 | 0 | 0 | 0 | 0 | 4.553 | 0 | 0 | 0 | 0 | 0 | 0 | 0 | 0 | 0 | 0 | 0 | 0 | 0
6 | 29 | 19 | 5 | 1.7931 | 0 | 2.4769 | 0 | 0 | 0 | 0 | 0.23487 | 0 | 0 | 3.9575 | 0 | 8.4624 | 0 | 0 | 0 | 0 | 0 | 0 | 0 | 0 | 0 | 0 | 0 | 0 | 0 | 0.45131 | 0 | 0.88038 | 0 | 1.4 | 0 | 0.42121 | 0.6901 | 0 | 0 | 0 | 0 | 3.8429 | 0 | 0 | 0 | 0 | 0 | 0 | 0 | 0 | 0 | 0 | 0 | 0 | 0
6 | 29 | 20 | 5 | 1.7931 | 0 | 2.4769 | 0 | 0 | 0 | 0 | 0.16143 | 0 | 0 | 3.5842 | 0 | 8.0157 | 0 | 0 | 0 | 0 | 0 | 0 | 0 | 0 | 0 | 0 | 0 | 0 | 0 | 0.45131 | 0 | 1.1038 | 0 | 0.88919 | 0 | 0.36871 | 0.6901 | 0 | 0 | 0 | 0 | 3.5032 | 0 | 0 | 0 | 0 | 0 | 0 | 0 | 0 | 0 | 0 | 0 | 0 | 0
6 | 29 | 21 | 5 | 1.7931 | 0 | 2.4769 | 0 | 0 | 0 | 0 | 0.11824 | 0 | 0 | 3.9574 | 0 | 8.3456 | 0 | 0 | 0 | 0 | 0 | 0 | 0 | 0 | 0 | 0 | 0 | 0 | 0 | 0.45131 | 0 | 1.2156 | 0 | 0.62333 | 0 | 0.47371 | 0.6901 | 0 | 0 | 0 | 0 | 3.454 | 0 | 0 | 0 | 0 | 0 | 0 | 0 | 0 | 0 | 0 | 0 | 0 | 0
6 | 29 | 22 | 5 | 1.7931 | 0 | 2.4769 | 0 | 0 | 0 | 0 | 0.10535 | 0 | 0 | 3.5781 | 0 | 7.9535 | 0 | 0 | 0 | 0 | 0 | 0 | 0 | 0 | 0 | 0 | 0 | 0 | 0 | 0.45131 | 0 | 1.1038 | 0 | 0.55191 | 0 | 0.31621 | 0.6901 | 0 | 0 | 0 | 0 | 3.1134 | 0 | 0 | 0 | 0 | 0 | 0 | 0 | 0 | 0 | 0 | 0 | 0 | 0
6 | 29 | 23 | 5 | 1.7931 | 0 | 2.4769 | 0 | 0 | 0 | 0 | 0.097228 | 0 | 0 | 0.53622 | 0 | 4.9035 | 0 | 0 | 0 | 0 | 0 | 0 | 0 | 0 | 0 | 0 | 0 | 0 | 0 | 0.45131 | 0 | 0.88038 | 0 | 0.50754 | 0 | 0.053706 | 0.6901 | 0 | 0 | 0 | 0 | 2.583 | 0 | 0 | 0 | 0 | 0 | 0 | 0 | 0 | 0 | 0 | 0 | 0 | 0
6 | 29 | 24 | 5 | 1.7931 | 0 | 2.4769 | 0 | 0 | 0 | 0 | 0.083655 | 0 | 0 | 0.53627 | 0 | 4.8899 | 0 | 0 | 0 | 0 | 0 | 0 | 0 | 0 | 0 | 0 | 0 | 0 | 0 | 0.45131 | 0 | 0.54519 | 0 | 0.41381 | 0 | 0.053706 | 0.6901 | 0 | 0 | 0 | 0 | 2.1541 | 0 | 0 | 0 | 0 | 0 | 0 | 0 | 0 | 0 | 0 | 0 | 0 | 0
6 | 30 | 1 | 6 | 1.7931 | 0 | 2.4769 | 0 | 0 | 0 | 0 | 0.073895 | 0 | 0 | 0.53639 | 0 | 4.8803 | 0 | 0 | 0 | 0 | 0 | 0 | 0 | 0 | 0 | 0 | 0 | 0 | 0 | 0.45131 | 0 | 0.32173 | 0 | 0.35346 | 0 | 0.053706 | 0.6901 | 0 | 0 | 0 | 0 | 1.8703 | 0 | 0 | 0 | 0 | 0 | 0 | 0 | 0 | 0 | 0 | 0 | 0 | 0
6 | 30 | 2 | 6 | 1.7931 | 0 | 2.4769 | 0 | 0 | 0 | 0 | 0.069473 | 0 | 0 | 0.53652 | 0 | 4.876 | 0 | 0 | 0 | 0 | 0 | 0 | 0 | 0 | 0 | 0 | 0 | 0 | 0 | 0.45131 | 0 | 0.32173 | 0 | 0.32967 | 0 | 0.053706 | 0.6901 | 0 | 0 | 0 | 0 | 1.8465 | 0 | 0 | 0 | 0 | 0 | 0 | 0 | 0 | 0 | 0 | 0 | 0 | 0
6 | 30 | 3 | 6 | 1.7931 | 0 | 2.4769 | 0 | 0 | 0 | 0 | 0.063727 | 0 | 0 | 0.53659 | 0 | 4.8703 | 0 | 0 | 0 | 0 | 0 | 0 | 0 | 0 | 0 | 0 | 0 | 0 | 0 | 0.45131 | 0 | 0.32173 | 0 | 0.29506 | 0 | 0.053706 | 0.6901 | 0 | 0 | 0 | 0 | 1.8119 | 0 | 0 | 0 | 0 | 0 | 0 | 0 | 0 | 0 | 0 | 0 | 0 | 0
6 | 30 | 4 | 6 | 1.7931 | 0 | 2.4769 | 0 | 0 | 0 | 0 | 0.064141 | 0 | 0 | 0.53662 | 0 | 4.8708 | 0 | 0 | 0 | 0 | 0 | 0 | 0 | 0 | 0 | 0 | 0 | 0 | 0 | 0.45131 | 0 | 0.32173 | 0 | 0.29508 | 0 | 0.053706 | 0.6901 | 0 | 0 | 0 | 0 | 1.8119 | 0 | 0 | 0 | 0 | 0 | 0 | 0 | 0 | 0 | 0 | 0 | 0 | 0
6 | 30 | 5 | 6 | 1.7931 | 0 | 2.4769 | 0 | 0 | 0 | 0 | 0.059042 | 0 | 0 | 0.53665 | 0 | 4.8657 | 0 | 0 | 0 | 0 | 0 | 0 | 0 | 0 | 0 | 0 | 0 | 0 | 0 | 0.45131 | 0 | 0.32173 | 0 | 0.26373 | 0 | 0.053706 | 0.6901 | 0 | 0 | 0 | 0 | 1.7806 | 0 | 0 | 0 | 0 | 0 | 0 | 0 | 0 | 0 | 0 | 0 | 0 | 0
6 | 30 | 6 | 6 | 1.7931 | 0 | 2.4769 | 0 | 0 | 0 | 0 | 0.097536 | 0 | 0 | 3.0249 | 0 | 7.3925 | 0 | 0 | 0 | 0 | 0 | 0 | 0 | 0 | 0 | 0 | 0 | 0 | 0 | 0.45131 | 0 | 0.54519 | 0 | 0.46778 | 0 | 0.31621 | 0.6901 | 0 | 0 | 0 | 0 | 2.4706 | 0 | 0 | 0 | 0 | 0 | 0 | 0 | 0 | 0 | 0 | 0 | 0 | 0
6 | 30 | 7 | 6 | 1.7931 | 0 | 2.4769 | 0 | 0 | 0 | 0 | 0.19456 | 0 | 0 | 3.9575 | 0 | 8.4221 | 0 | 0 | 0 | 0 | 0 | 0 | 0 | 0 | 0 | 0 | 0 | 0 | 0 | 0.45131 | 0 | 0.71279 | 0 | 0.90058 | 0 | 0.52621 | 0.6901 | 0 | 0 | 0 | 0 | 3.281 | 0 | 0 | 0 | 0 | 0 | 0 | 0 | 0 | 0 | 0 | 0 | 0 | 0
6 | 30 | 8 | 6 | 1.7931 | 0 | 13.6089 | 0 | 0 | 0 | 0 | 0.38407 | 0 | 0 | 3.9575 | 0 | 19.7436 | 0 | 0 | 0 | 0 | 0 | 0 | 0 | 0 | 0 | 0 | 0 | 0 | 0 | 0.45131 | 0 | 0.71279 | 0 | 2.1258 | 0 | 0.42121 | 0.6901 | 0 | 0 | 0 | 0 | 4.4012 | 0 | 0 | 0 | 0 | 0 | 0 | 0 | 0 | 0 | 0 | 0 | 0 | 0
6 | 30 | 9 | 6 | 1.7931 | 0 | 13.6089 | 0 | 0 | 0 | 0 | 0.42178 | 0 | 0 | 4.1199 | 0 | 19.9437 | 0 | 0 | 0 | 0 | 0 | 0 | 0 | 0 | 0 | 0 | 0 | 0 | 0 | 0.45131 | 0 | 0.71279 | 0 | 2.5206 | 0 | 0.31621 | 0.6901 | 0 | 0 | 0 | 0 | 4.691 | 0 | 0 | 0 | 0 | 0 | 0 | 0 | 0 | 0 | 0 | 0 | 0 | 0
6 | 30 | 10 | 6 | 1.7931 | 0 | 13.6089 | 0 | 0 | 0 | 0 | 0.41722 | 0 | 0 | 3.0247 | 0 | 18.8439 | 0 | 0 | 0 | 0 | 0 | 0 | 0 | 0 | 0 | 0 | 0 | 0 | 0 | 0.45131 | 0 | 0.71279 | 0 | 2.4927 | 0 | 0.31621 | 0.6901 | 0 | 0 | 0 | 0 | 4.6631 | 0 | 0 | 0 | 0 | 0 | 0 | 0 | 0 | 0 | 0 | 0 | 0 | 0
6 | 30 | 11 | 6 | 1.7931 | 0 | 13.6089 | 0 | 0 | 0 | 0 | 0.42857 | 0 | 0 | 3.5223 | 0 | 19.3529 | 0 | 0 | 0 | 0 | 0 | 0 | 0 | 0 | 0 | 0 | 0 | 0 | 0 | 0.45131 | 0 | 0.54519 | 0 | 2.6383 | 0 | 0.36871 | 0.6901 | 0 | 0 | 0 | 0 | 4.6936 | 0 | 0 | 0 | 0 | 0 | 0 | 0 | 0 | 0 | 0 | 0 | 0 | 0
6 | 30 | 12 | 6 | 1.7931 | 0 | 8.6613 | 0 | 0 | 0 | 0 | 0.41131 | 0 | 0 | 3.9574 | 0 | 14.8232 | 0 | 0 | 0 | 0 | 0 | 0 | 0 | 0 | 0 | 0 | 0 | 0 | 0 | 0.45131 | 0 | 0.54519 | 0 | 2.576 | 0 | 0.42121 | 0.6901 | 0 | 0 | 0 | 0 | 4.6838 | 0 | 0 | 0 | 0 | 0 | 0 | 0 | 0 | 0 | 0 | 0 | 0 | 0
6 | 30 | 13 | 6 | 1.7931 | 0 | 13.6089 | 0 | 0 | 0 | 0 | 0.46226 | 0 | 0 | 3.5841 | 0 | 19.4483 | 0 | 0 | 0 | 0 | 0 | 0 | 0 | 0 | 0 | 0 | 0 | 0 | 0 | 0.45131 | 0 | 0.54519 | 0 | 2.9843 | 0 | 0.36871 | 0.6901 | 0 | 0 | 0 | 0 | 5.0396 | 0 | 0 | 0 | 0 | 0 | 0 | 0 | 0 | 0 | 0 | 0 | 0 | 0
6 | 30 | 14 | 6 | 1.7931 | 0 | 13.6089 | 0 | 0 | 0 | 0 | 0.474 | 0 | 0 | 3.5223 | 0 | 19.3983 | 0 | 0 | 0 | 0 | 0 | 0 | 0 | 0 | 0 | 0 | 0 | 0 | 0 | 0.45131 | 0 | 0.54519 | 0 | 3.1463 | 0 | 0.36871 | 0.6901 | 0 | 0 | 0 | 0 | 5.2016 | 0 | 0 | 0 | 0 | 0 | 0 | 0 | 0 | 0 | 0 | 0 | 0 | 0
6 | 30 | 15 | 6 | 1.7931 | 0 | 13.6089 | 0 | 0 | 0 | 0 | 0.51772 | 0 | 0 | 3.0246 | 0 | 18.9443 | 0 | 0 | 0 | 0 | 0 | 0 | 0 | 0 | 0 | 0 | 0 | 0 | 0 | 0.45131 | 0 | 0.54519 | 0 | 3.5579 | 0 | 0.31621 | 0.6901 | 0 | 0 | 0 | 0 | 5.5607 | 0 | 0 | 0 | 0 | 0 | 0 | 0 | 0 | 0 | 0 | 0 | 0 | 0
6 | 30 | 16 | 6 | 1.7931 | 0 | 13.6089 | 0 | 0 | 0 | 0 | 0.56636 | 0 | 0 | 3.0246 | 0 | 18.9929 | 0 | 0 | 0 | 0 | 0 | 0 | 0 | 0 | 0 | 0 | 0 | 0 | 0 | 0.45131 | 0 | 0.54519 | 0 | 3.9735 | 0 | 0.31621 | 0.6901 | 0 | 0 | 0 | 0 | 5.9764 | 0 | 0 | 0 | 0 | 0 | 0 | 0 | 0 | 0 | 0 | 0 | 0 | 0
6 | 30 | 17 | 6 | 1.7931 | 0 | 13.6089 | 0 | 0 | 0 | 0 | 0.57488 | 0 | 0 | 3.9574 | 0 | 19.9342 | 0 | 0 | 0 | 0 | 0 | 0 | 0 | 0 | 0 | 0 | 0 | 0 | 0 | 0.45131 | 0 | 0.54519 | 0 | 4.1379 | 0 | 0.52621 | 0.6901 | 0 | 0 | 0 | 0 | 6.3507 | 0 | 0 | 0 | 0 | 0 | 0 | 0 | 0 | 0 | 0 | 0 | 0 | 0
6 | 30 | 18 | 6 | 1.7931 | 0 | 9.8982 | 0 | 0 | 0 | 0 | 0.44337 | 0 | 0 | 6.0605 | 0 | 18.1952 | 0 | 0 | 0 | 0 | 0 | 0 | 0 | 0 | 0 | 0 | 0 | 0 | 0 | 0.45131 | 0 | 0.54519 | 0 | 3.0463 | 0 | 0.52621 | 0.6901 | 0 | 0 | 0 | 0 | 5.2591 | 0 | 0 | 0 | 0 | 0 | 0 | 0 | 0 | 0 | 0 | 0 | 0 | 0
6 | 30 | 19 | 6 | 1.7931 | 0 | 2.4769 | 0 | 0 | 0 | 0 | 0.28557 | 0 | 0 | 3.9574 | 0 | 8.513 | 0 | 0 | 0 | 0 | 0 | 0 | 0 | 0 | 0 | 0 | 0 | 0 | 0 | 0.45131 | 0 | 0.88038 | 0 | 1.8246 | 0 | 0.42121 | 0.6901 | 0 | 0 | 0 | 0 | 4.2676 | 0 | 0 | 0 | 0 | 0 | 0 | 0 | 0 | 0 | 0 | 0 | 0 | 0
6 | 30 | 20 | 6 | 1.7931 | 0 | 2.4769 | 0 | 0 | 0 | 0 | 0.21831 | 0 | 0 | 3.5839 | 0 | 8.0722 | 0 | 0 | 0 | 0 | 0 | 0 | 0 | 0 | 0 | 0 | 0 | 0 | 0 | 0.45131 | 0 | 1.1038 | 0 | 1.3094 | 0 | 0.36871 | 0.6901 | 0 | 0 | 0 | 0 | 3.9233 | 0 | 0 | 0 | 0 | 0 | 0 | 0 | 0 | 0 | 0 | 0 | 0 | 0
6 | 30 | 21 | 6 | 1.7931 | 0 | 2.4769 | 0 | 0 | 0 | 0 | 0.19851 | 0 | 0 | 3.9573 | 0 | 8.4258 | 0 | 0 | 0 | 0 | 0 | 0 | 0 | 0 | 0 | 0 | 0 | 0 | 0 | 0.45131 | 0 | 1.2156 | 0 | 1.1914 | 0 | 0.47371 | 0.6901 | 0 | 0 | 0 | 0 | 4.0221 | 0 | 0 | 0 | 0 | 0 | 0 | 0 | 0 | 0 | 0 | 0 | 0 | 0
6 | 30 | 22 | 6 | 1.7931 | 0 | 2.4769 | 0 | 0 | 0 | 0 | 0.18369 | 0 | 0 | 3.5778 | 0 | 8.0315 | 0 | 0 | 0 | 0 | 0 | 0 | 0 | 0 | 0 | 0 | 0 | 0 | 0 | 0.45131 | 0 | 1.1038 | 0 | 1.079 | 0 | 0.31621 | 0.6901 | 0 | 0 | 0 | 0 | 3.6405 | 0 | 0 | 0 | 0 | 0 | 0 | 0 | 0 | 0 | 0 | 0 | 0 | 0
6 | 30 | 23 | 6 | 1.7931 | 0 | 2.4769 | 0 | 0 | 0 | 0 | 0.16876 | 0 | 0 | 0.53605 | 0 | 4.9748 | 0 | 0 | 0 | 0 | 0 | 0 | 0 | 0 | 0 | 0 | 0 | 0 | 0 | 0.45131 | 0 | 0.88038 | 0 | 0.96726 | 0 | 0.053706 | 0.6901 | 0 | 0 | 0 | 0 | 3.0428 | 0 | 0 | 0 | 0 | 0 | 0 | 0 | 0 | 0 | 0 | 0 | 0 | 0
6 | 30 | 24 | 6 | 1.7931 | 0 | 2.4769 | 0 | 0 | 0 | 0 | 0.15506 | 0 | 0 | 0.53609 | 0 | 4.9612 | 0 | 0 | 0 | 0 | 0 | 0 | 0 | 0 | 0 | 0 | 0 | 0 | 0 | 0.45131 | 0 | 0.54519 | 0 | 0.87857 | 0 | 0.053706 | 0.6901 | 0 | 0 | 0 | 0 | 2.6189 | 0 | 0 | 0 | 0 | 0 | 0 | 0 | 0 | 0 | 0 | 0 | 0 | 0
7 | 1 | 1 | 7 | 1.7931 | 0 | 2.4769 | 0 | 0 | 0 | 0 | 0.14219 | 0 | 0 | 0.48719 | 0 | 4.8994 | 0 | 0 | 0 | 0 | 0 | 0 | 0 | 0 | 0 | 0 | 0 | 0 | 0 | 0.45131 | 0 | 0.32173 | 0 | 0.79169 | 0 | 0.053706 | 0.6901 | 0 | 0 | 0 | 0 | 2.3085 | 0 | 0 | 0 | 0 | 0 | 0 | 0 | 0 | 0 | 0 | 0 | 0 | 0
7 | 1 | 2 | 7 | 1.7931 | 0 | 2.4769 | 0 | 0 | 0 | 0 | 0.13231 | 0 | 0 | 0.48711 | 0 | 4.8894 | 0 | 0 | 0 | 0 | 0 | 0 | 0 | 0 | 0 | 0 | 0 | 0 | 0 | 0.45131 | 0 | 0.32173 | 0 | 0.73156 | 0 | 0.053706 | 0.6901 | 0 | 0 | 0 | 0 | 2.2484 | 0 | 0 | 0 | 0 | 0 | 0 | 0 | 0 | 0 | 0 | 0 | 0 | 0
7 | 1 | 3 | 7 | 1.7931 | 0 | 2.4769 | 0 | 0 | 0 | 0 | 0.12027 | 0 | 0 | 0.48704 | 0 | 4.8773 | 0 | 0 | 0 | 0 | 0 | 0 | 0 | 0 | 0 | 0 | 0 | 0 | 0 | 0.45131 | 0 | 0.32173 | 0 | 0.65553 | 0 | 0.053706 | 0.6901 | 0 | 0 | 0 | 0 | 2.1724 | 0 | 0 | 0 | 0 | 0 | 0 | 0 | 0 | 0 | 0 | 0 | 0 | 0
7 | 1 | 4 | 7 | 1.7931 | 0 | 2.4769 | 0 | 0 | 0 | 0 | 0.10692 | 0 | 0 | 0.48699 | 0 | 4.8639 | 0 | 0 | 0 | 0 | 0 | 0 | 0 | 0 | 0 | 0 | 0 | 0 | 0 | 0.45131 | 0 | 0.32173 | 0 | 0.57074 | 0 | 0.053706 | 0.6901 | 0 | 0 | 0 | 0 | 2.0876 | 0 | 0 | 0 | 0 | 0 | 0 | 0 | 0 | 0 | 0 | 0 | 0 | 0
7 | 1 | 5 | 7 | 1.7931 | 0 | 2.4769 | 0 | 0 | 0 | 0 | 0.096228 | 0 | 0 | 0.48695 | 0 | 4.8532 | 0 | 0 | 0 | 0 | 0 | 0 | 0 | 0 | 0 | 0 | 0 | 0 | 0 | 0.45131 | 0 | 0.32173 | 0 | 0.50423 | 0 | 0.053706 | 0.6901 | 0 | 0 | 0 | 0 | 2.0211 | 0 | 0 | 0 | 0 | 0 | 0 | 0 | 0 | 0 | 0 | 0 | 0 | 0
7 | 1 | 6 | 7 | 1.7931 | 0 | 2.4769 | 0 | 0 | 0 | 0 | 0.17179 | 0 | 0 | 2.7302 | 0 | 7.172 | 0 | 0 | 0 | 0 | 0 | 0 | 0 | 0 | 0 | 0 | 0 | 0 | 0 | 0.45131 | 0 | 0.54519 | 0 | 0.909 | 0 | 0.31621 | 0.6901 | 0 | 0 | 0 | 0 | 2.9118 | 0 | 0 | 0 | 0 | 0 | 0 | 0 | 0 | 0 | 0 | 0 | 0 | 0
7 | 1 | 7 | 7 | 1.7931 | 0 | 2.4769 | 0 | 0 | 0 | 0 | 0.24237 | 0 | 0 | 3.9571 | 0 | 8.4695 | 0 | 0 | 0 | 0 | 0 | 0 | 0 | 0 | 0 | 0 | 0 | 0 | 0 | 0.45131 | 0 | 0.71279 | 0 | 1.3864 | 0 | 0.52621 | 0.6901 | 0 | 0 | 0 | 0 | 3.7668 | 0 | 0 | 0 | 0 | 0 | 0 | 0 | 0 | 0 | 0 | 0 | 0 | 0
7 | 1 | 8 | 7 | 1.7931 | 0 | 13.6089 | 0 | 0 | 0 | 0 | 0.4186 | 0 | 0 | 4.1882 | 0 | 20.0088 | 0 | 0 | 0 | 0 | 0 | 0 | 0 | 0 | 0 | 0 | 0 | 0 | 0 | 0.45131 | 0 | 0.71279 | 0 | 2.5655 | 0 | 0.42121 | 0.6901 | 0 | 0 | 0 | 0 | 4.8409 | 0 | 0 | 0 | 0 | 0 | 0 | 0 | 0 | 0 | 0 | 0 | 0 | 0
7 | 1 | 9 | 7 | 1.7931 | 0 | 13.6089 | 0 | 0 | 0 | 0 | 0.45793 | 0 | 0 | 2.7299 | 0 | 18.5898 | 0 | 0 | 0 | 0 | 0 | 0 | 0 | 0 | 0 | 0 | 0 | 0 | 0 | 0.45131 | 0 | 0.71279 | 0 | 2.9432 | 0 | 0.31621 | 0.6901 | 0 | 0 | 0 | 0 | 5.1136 | 0 | 0 | 0 | 0 | 0 | 0 | 0 | 0 | 0 | 0 | 0 | 0 | 0
7 | 1 | 10 | 7 | 1.7931 | 0 | 13.6089 | 0 | 0 | 0 | 0 | 0.46908 | 0 | 0 | 2.7298 | 0 | 18.6009 | 0 | 0 | 0 | 0 | 0 | 0 | 0 | 0 | 0 | 0 | 0 | 0 | 0 | 0.45131 | 0 | 0.71279 | 0 | 3.0674 | 0 | 0.31621 | 0.6901 | 0 | 0 | 0 | 0 | 5.2378 | 0 | 0 | 0 | 0 | 0 | 0 | 0 | 0 | 0 | 0 | 0 | 0 | 0
7 | 1 | 11 | 7 | 1.7931 | 0 | 13.6089 | 0 | 0 | 0 | 0 | 0.47975 | 0 | 0 | 3.1784 | 0 | 19.0601 | 0 | 0 | 0 | 0 | 0 | 0 | 0 | 0 | 0 | 0 | 0 | 0 | 0 | 0.45131 | 0 | 0.54519 | 0 | 3.1387 | 0 | 0.36871 | 0.6901 | 0 | 0 | 0 | 0 | 5.194 | 0 | 0 | 0 | 0 | 0 | 0 | 0 | 0 | 0 | 0 | 0 | 0 | 0
7 | 1 | 12 | 7 | 1.7931 | 0 | 8.6613 | 0 | 0 | 0 | 0 | 0.4637 | 0 | 0 | 3.627 | 0 | 14.5452 | 0 | 0 | 0 | 0 | 0 | 0 | 0 | 0 | 0 | 0 | 0 | 0 | 0 | 0.45131 | 0 | 0.54519 | 0 | 3.0831 | 0 | 0.42121 | 0.6901 | 0 | 0 | 0 | 0 | 5.1909 | 0 | 0 | 0 | 0 | 0 | 0 | 0 | 0 | 0 | 0 | 0 | 0 | 0
7 | 1 | 13 | 7 | 1.7931 | 0 | 13.6089 | 0 | 0 | 0 | 0 | 0.56461 | 0 | 0 | 3.1783 | 0 | 19.1449 | 0 | 0 | 0 | 0 | 0 | 0 | 0 | 0 | 0 | 0 | 0 | 0 | 0 | 0.45131 | 0 | 0.54519 | 0 | 3.9142 | 0 | 0.36871 | 0.6901 | 0 | 0 | 0 | 0 | 5.9695 | 0 | 0 | 0 | 0 | 0 | 0 | 0 | 0 | 0 | 0 | 0 | 0 | 0
7 | 1 | 14 | 7 | 1.7931 | 0 | 13.6089 | 0 | 0 | 0 | 0 | 0.59547 | 0 | 0 | 3.1782 | 0 | 19.1757 | 0 | 0 | 0 | 0 | 0 | 0 | 0 | 0 | 0 | 0 | 0 | 0 | 0 | 0.45131 | 0 | 0.54519 | 0 | 4.1907 | 0 | 0.36871 | 0.6901 | 0 | 0 | 0 | 0 | 6.246 | 0 | 0 | 0 | 0 | 0 | 0 | 0 | 0 | 0 | 0 | 0 | 0 | 0
7 | 1 | 15 | 7 | 1.7931 | 0 | 13.6089 | 0 | 0 | 0 | 0 | 0.6386 | 0 | 0 | 2.7295 | 0 | 18.7701 | 0 | 0 | 0 | 0 | 0 | 0 | 0 | 0 | 0 | 0 | 0 | 0 | 0 | 0.45131 | 0 | 0.54519 | 0 | 4.6225 | 0 | 0.31621 | 0.6901 | 0 | 0 | 0 | 0 | 6.6253 | 0 | 0 | 0 | 0 | 0 | 0 | 0 | 0 | 0 | 0 | 0 | 0 | 0
7 | 1 | 16 | 7 | 1.7931 | 0 | 13.6089 | 0 | 0 | 0 | 0 | 0.65834 | 0 | 0 | 2.7295 | 0 | 18.7898 | 0 | 0 | 0 | 0 | 0 | 0 | 0 | 0 | 0 | 0 | 0 | 0 | 0 | 0.45131 | 0 | 0.54519 | 0 | 4.8276 | 0 | 0.31621 | 0.6901 | 0 | 0 | 0 | 0 | 6.8304 | 0 | 0 | 0 | 0 | 0 | 0 | 0 | 0 | 0 | 0 | 0 | 0 | 0
7 | 1 | 17 | 7 | 1.7931 | 0 | 13.6089 | 0 | 0 | 0 | 0 | 0.65681 | 0 | 0 | 3.9568 | 0 | 20.0156 | 0 | 0 | 0 | 0 | 0 | 0 | 0 | 0 | 0 | 0 | 0 | 0 | 0 | 0.45131 | 0 | 0.54519 | 0 | 4.8341 | 0 | 0.52621 | 0.6901 | 0 | 0 | 0 | 0 | 7.0469 | 0 | 0 | 0 | 0 | 0 | 0 | 0 | 0 | 0 | 0 | 0 | 0 | 0
7 | 1 | 18 | 7 | 1.7931 | 0 | 9.8982 | 0 | 0 | 0 | 0 | 0.51406 | 0 | 0 | 3.9568 | 0 | 16.1622 | 0 | 0 | 0 | 0 | 0 | 0 | 0 | 0 | 0 | 0 | 0 | 0 | 0 | 0.45131 | 0 | 0.54519 | 0 | 3.7583 | 0 | 0.52621 | 0.6901 | 0 | 0 | 0 | 0 | 5.9711 | 0 | 0 | 0 | 0 | 0 | 0 | 0 | 0 | 0 | 0 | 0 | 0 | 0
7 | 1 | 19 | 7 | 1.7931 | 0 | 2.4769 | 0 | 0 | 0 | 0 | 0.33023 | 0 | 0 | 4.7414 | 0 | 9.3416 | 0 | 0 | 0 | 0 | 0 | 0 | 0 | 0 | 0 | 0 | 0 | 0 | 0 | 0.45131 | 0 | 0.88038 | 0 | 2.287 | 0 | 0.42121 | 0.6901 | 0 | 0 | 0 | 0 | 4.73 | 0 | 0 | 0 | 0 | 0 | 0 | 0 | 0 | 0 | 0 | 0 | 0 | 0
7 | 1 | 20 | 7 | 1.7931 | 0 | 2.4769 | 0 | 0 | 0 | 0 | 0.24457 | 0 | 0 | 3.178 | 0 | 7.6926 | 0 | 0 | 0 | 0 | 0 | 0 | 0 | 0 | 0 | 0 | 0 | 0 | 0 | 0.45131 | 0 | 1.1038 | 0 | 1.5746 | 0 | 0.36871 | 0.6901 | 0 | 0 | 0 | 0 | 4.1886 | 0 | 0 | 0 | 0 | 0 | 0 | 0 | 0 | 0 | 0 | 0 | 0 | 0
7 | 1 | 21 | 7 | 1.7931 | 0 | 2.4769 | 0 | 0 | 0 | 0 | 0.2075 | 0 | 0 | 3.9567 | 0 | 8.4342 | 0 | 0 | 0 | 0 | 0 | 0 | 0 | 0 | 0 | 0 | 0 | 0 | 0 | 0.45131 | 0 | 1.2156 | 0 | 1.2966 | 0 | 0.47371 | 0.6901 | 0 | 0 | 0 | 0 | 4.1273 | 0 | 0 | 0 | 0 | 0 | 0 | 0 | 0 | 0 | 0 | 0 | 0 | 0
7 | 1 | 22 | 7 | 1.7931 | 0 | 2.4769 | 0 | 0 | 0 | 0 | 0.18685 | 0 | 0 | 2.8463 | 0 | 7.3031 | 0 | 0 | 0 | 0 | 0 | 0 | 0 | 0 | 0 | 0 | 0 | 0 | 0 | 0.45131 | 0 | 1.1038 | 0 | 1.1203 | 0 | 0.31621 | 0.6901 | 0 | 0 | 0 | 0 | 3.6818 | 0 | 0 | 0 | 0 | 0 | 0 | 0 | 0 | 0 | 0 | 0 | 0 | 0
7 | 1 | 23 | 7 | 1.7931 | 0 | 2.4769 | 0 | 0 | 0 | 0 | 0.18019 | 0 | 0 | 0.4858 | 0 | 4.936 | 0 | 0 | 0 | 0 | 0 | 0 | 0 | 0 | 0 | 0 | 0 | 0 | 0 | 0.45131 | 0 | 0.88038 | 0 | 1.0571 | 0 | 0.053706 | 0.6901 | 0 | 0 | 0 | 0 | 3.1326 | 0 | 0 | 0 | 0 | 0 | 0 | 0 | 0 | 0 | 0 | 0 | 0 | 0
7 | 1 | 24 | 7 | 1.7931 | 0 | 2.4769 | 0 | 0 | 0 | 0 | 0.19233 | 0 | 0 | 0.48582 | 0 | 4.9482 | 0 | 0 | 0 | 0 | 0 | 0 | 0 | 0 | 0 | 0 | 0 | 0 | 0 | 0.45131 | 0 | 0.54519 | 0 | 1.1078 | 0 | 0.053706 | 0.6901 | 0 | 0 | 0 | 0 | 2.8481 | 0 | 0 | 0 | 0 | 0 | 0 | 0 | 0 | 0 | 0 | 0 | 0 | 0
7 | 2 | 1 | 1 | 1.7931 | 0 | 2.4769 | 0 | 0 | 0 | 0 | 0.1846 | 0 | 0 | 0.48589 | 0 | 4.9405 | 0 | 0 | 0 | 0 | 0 | 0 | 0 | 0 | 0 | 0 | 0 | 0 | 0 | 0.45131 | 0 | 0.32173 | 0 | 1.007 | 0 | 0.053706 | 0.6901 | 0 | 0 | 0 | 0 | 2.5238 | 0 | 0 | 0 | 0 | 0 | 0 | 0 | 0 | 0 | 0 | 0 | 0 | 0
7 | 2 | 2 | 1 | 1.7931 | 0 | 2.4769 | 0 | 0 | 0 | 0 | 0.15893 | 0 | 0 | 0.48596 | 0 | 4.9149 | 0 | 0 | 0 | 0 | 0 | 0 | 0 | 0 | 0 | 0 | 0 | 0 | 0 | 0.45131 | 0 | 0.32173 | 0 | 0.87126 | 0 | 0.053706 | 0.6901 | 0 | 0 | 0 | 0 | 2.3881 | 0 | 0 | 0 | 0 | 0 | 0 | 0 | 0 | 0 | 0 | 0 | 0 | 0
7 | 2 | 3 | 1 | 1.7931 | 0 | 2.4769 | 0 | 0 | 0 | 0 | 0.17121 | 0 | 0 | 0.48599 | 0 | 4.9272 | 0 | 0 | 0 | 0 | 0 | 0 | 0 | 0 | 0 | 0 | 0 | 0 | 0 | 0.45131 | 0 | 0.32173 | 0 | 0.97424 | 0 | 0.053706 | 0.6901 | 0 | 0 | 0 | 0 | 2.4911 | 0 | 0 | 0 | 0 | 0 | 0 | 0 | 0 | 0 | 0 | 0 | 0 | 0
7 | 2 | 4 | 1 | 1.7931 | 0 | 2.4769 | 0 | 0 | 0 | 0 | 0.15005 | 0 | 0 | 0.48599 | 0 | 4.9061 | 0 | 0 | 0 | 0 | 0 | 0 | 0 | 0 | 0 | 0 | 0 | 0 | 0 | 0.45131 | 0 | 0.32173 | 0 | 0.80641 | 0 | 0.053706 | 0.6901 | 0 | 0 | 0 | 0 | 2.3233 | 0 | 0 | 0 | 0 | 0 | 0 | 0 | 0 | 0 | 0 | 0 | 0 | 0
7 | 2 | 5 | 1 | 1.7931 | 0 | 2.4769 | 0 | 0 | 0 | 0 | 0.1664 | 0 | 0 | 0.48598 | 0 | 4.9224 | 0 | 0 | 0 | 0 | 0 | 0 | 0 | 0 | 0 | 0 | 0 | 0 | 0 | 0.45131 | 0 | 0.32173 | 0 | 0.92252 | 0 | 0.053706 | 0.6901 | 0 | 0 | 0 | 0 | 2.4394 | 0 | 0 | 0 | 0 | 0 | 0 | 0 | 0 | 0 | 0 | 0 | 0 | 0
7 | 2 | 6 | 1 | 1.7931 | 0 | 2.4769 | 0 | 0 | 0 | 0 | 0.228 | 0 | 0 | 2.7292 | 0 | 7.2273 | 0 | 0 | 0 | 0 | 0 | 0 | 0 | 0 | 0 | 0 | 0 | 0 | 0 | 0.45131 | 0 | 0.54519 | 0 | 1.2394 | 0 | 0.31621 | 0.6901 | 0 | 0 | 0 | 0 | 3.2422 | 0 | 0 | 0 | 0 | 0 | 0 | 0 | 0 | 0 | 0 | 0 | 0 | 0
7 | 2 | 7 | 1 | 1.7931 | 0 | 2.4769 | 0 | 0 | 0 | 0 | 0.27969 | 0 | 0 | 3.9566 | 0 | 8.5064 | 0 | 0 | 0 | 0 | 0 | 0 | 0 | 0 | 0 | 0 | 0 | 0 | 0 | 0.45131 | 0 | 0.71279 | 0 | 1.558 | 0 | 0.52621 | 0.6901 | 0 | 0 | 0 | 0 | 3.9384 | 0 | 0 | 0 | 0 | 0 | 0 | 0 | 0 | 0 | 0 | 0 | 0 | 0
7 | 2 | 8 | 1 | 1.7931 | 0 | 13.6089 | 0 | 0 | 0 | 0 | 0.46018 | 0 | 0 | 4.1868 | 0 | 20.049 | 0 | 0 | 0 | 0 | 0 | 0 | 0 | 0 | 0 | 0 | 0 | 0 | 0 | 0.45131 | 0 | 0.71279 | 0 | 2.7039 | 0 | 0.42121 | 0.6901 | 0 | 0 | 0 | 0 | 4.9793 | 0 | 0 | 0 | 0 | 0 | 0 | 0 | 0 | 0 | 0 | 0 | 0 | 0
7 | 2 | 9 | 1 | 1.7931 | 0 | 13.6089 | 0 | 0 | 0 | 0 | 0.49009 | 0 | 0 | 2.729 | 0 | 18.6211 | 0 | 0 | 0 | 0 | 0 | 0 | 0 | 0 | 0 | 0 | 0 | 0 | 0 | 0.45131 | 0 | 0.71279 | 0 | 3.1593 | 0 | 0.31621 | 0.6901 | 0 | 0 | 0 | 0 | 5.3297 | 0 | 0 | 0 | 0 | 0 | 0 | 0 | 0 | 0 | 0 | 0 | 0 | 0
7 | 2 | 10 | 1 | 1.7931 | 0 | 13.6089 | 0 | 0 | 0 | 0 | 0.51008 | 0 | 0 | 2.7289 | 0 | 18.641 | 0 | 0 | 0 | 0 | 0 | 0 | 0 | 0 | 0 | 0 | 0 | 0 | 0 | 0.45131 | 0 | 0.71279 | 0 | 3.4311 | 0 | 0.31621 | 0.6901 | 0 | 0 | 0 | 0 | 5.6015 | 0 | 0 | 0 | 0 | 0 | 0 | 0 | 0 | 0 | 0 | 0 | 0 | 0
7 | 2 | 11 | 1 | 1.7931 | 0 | 13.6089 | 0 | 0 | 0 | 0 | 0.51267 | 0 | 0 | 3.1774 | 0 | 19.0921 | 0 | 0 | 0 | 0 | 0 | 0 | 0 | 0 | 0 | 0 | 0 | 0 | 0 | 0.45131 | 0 | 0.54519 | 0 | 3.5899 | 0 | 0.36871 | 0.6901 | 0 | 0 | 0 | 0 | 5.6452 | 0 | 0 | 0 | 0 | 0 | 0 | 0 | 0 | 0 | 0 | 0 | 0 | 0
7 | 2 | 12 | 1 | 1.7931 | 0 | 8.6613 | 0 | 0 | 0 | 0 | 0.49272 | 0 | 0 | 3.6261 | 0 | 14.5732 | 0 | 0 | 0 | 0 | 0 | 0 | 0 | 0 | 0 | 0 | 0 | 0 | 0 | 0.45131 | 0 | 0.54519 | 0 | 3.6713 | 0 | 0.42121 | 0.6901 | 0 | 0 | 0 | 0 | 5.7791 | 0 | 0 | 0 | 0 | 0 | 0 | 0 | 0 | 0 | 0 | 0 | 0 | 0
7 | 2 | 13 | 1 | 1.7931 | 0 | 13.6089 | 0 | 0 | 0 | 0 | 0.59338 | 0 | 0 | 3.1773 | 0 | 19.1727 | 0 | 0 | 0 | 0 | 0 | 0 | 0 | 0 | 0 | 0 | 0 | 0 | 0 | 0.45131 | 0 | 0.54519 | 0 | 4.479 | 0 | 0.36871 | 0.6901 | 0 | 0 | 0 | 0 | 6.5344 | 0 | 0 | 0 | 0 | 0 | 0 | 0 | 0 | 0 | 0 | 0 | 0 | 0
7 | 2 | 14 | 1 | 1.7931 | 0 | 13.6089 | 0 | 0 | 0 | 0 | 0.62349 | 0 | 0 | 3.1772 | 0 | 19.2027 | 0 | 0 | 0 | 0 | 0 | 0 | 0 | 0 | 0 | 0 | 0 | 0 | 0 | 0.45131 | 0 | 0.54519 | 0 | 4.814 | 0 | 0.36871 | 0.6901 | 0 | 0 | 0 | 0 | 6.8693 | 0 | 0 | 0 | 0 | 0 | 0 | 0 | 0 | 0 | 0 | 0 | 0 | 0
7 | 2 | 15 | 1 | 1.7931 | 0 | 13.6089 | 0 | 0 | 0 | 0 | 0.65982 | 0 | 0 | 2.7285 | 0 | 18.7904 | 0 | 0 | 0 | 0 | 0 | 0 | 0 | 0 | 0 | 0 | 0 | 0 | 0 | 0.45131 | 0 | 0.54519 | 0 | 4.9367 | 0 | 0.31621 | 0.6901 | 0 | 0 | 0 | 0 | 6.9395 | 0 | 0 | 0 | 0 | 0 | 0 | 0 | 0 | 0 | 0 | 0 | 0 | 0
7 | 2 | 16 | 1 | 1.7931 | 0 | 13.6089 | 0 | 0 | 0 | 0 | 0.68151 | 0 | 0 | 2.7285 | 0 | 18.812 | 0 | 0 | 0 | 0 | 0 | 0 | 0 | 0 | 0 | 0 | 0 | 0 | 0 | 0.45131 | 0 | 0.54519 | 0 | 5.0078 | 0 | 0.31621 | 0.6901 | 0 | 0 | 0 | 0 | 7.0106 | 0 | 0 | 0 | 0 | 0 | 0 | 0 | 0 | 0 | 0 | 0 | 0 | 0
7 | 2 | 17 | 1 | 1.7931 | 0 | 13.6089 | 0 | 0 | 0 | 0 | 0.70336 | 0 | 0 | 3.9563 | 0 | 20.0617 | 0 | 0 | 0 | 0 | 0 | 0 | 0 | 0 | 0 | 0 | 0 | 0 | 0 | 0.45131 | 0 | 0.54519 | 0 | 5.1849 | 0 | 0.52621 | 0.6901 | 0 | 0 | 0 | 0 | 7.3977 | 0 | 0 | 0 | 0 | 0 | 0 | 0 | 0 | 0 | 0 | 0 | 0 | 0
7 | 2 | 18 | 1 | 1.7931 | 0 | 9.8982 | 0 | 0 | 0 | 0 | 0.54868 | 0 | 0 | 3.9563 | 0 | 16.1964 | 0 | 0 | 0 | 0 | 0 | 0 | 0 | 0 | 0 | 0 | 0 | 0 | 0 | 0.45131 | 0 | 0.54519 | 0 | 3.9627 | 0 | 0.52621 | 0.6901 | 0 | 0 | 0 | 0 | 6.1755 | 0 | 0 | 0 | 0 | 0 | 0 | 0 | 0 | 0 | 0 | 0 | 0 | 0
7 | 2 | 19 | 1 | 1.7931 | 0 | 2.4769 | 0 | 0 | 0 | 0 | 0.36643 | 0 | 0 | 4.7396 | 0 | 9.376 | 0 | 0 | 0 | 0 | 0 | 0 | 0 | 0 | 0 | 0 | 0 | 0 | 0 | 0.45131 | 0 | 0.88038 | 0 | 2.5909 | 0 | 0.42121 | 0.6901 | 0 | 0 | 0 | 0 | 5.0339 | 0 | 0 | 0 | 0 | 0 | 0 | 0 | 0 | 0 | 0 | 0 | 0 | 0
7 | 2 | 20 | 1 | 1.7931 | 0 | 2.4769 | 0 | 0 | 0 | 0 | 0.29014 | 0 | 0 | 3.1771 | 0 | 7.7373 | 0 | 0 | 0 | 0 | 0 | 0 | 0 | 0 | 0 | 0 | 0 | 0 | 0 | 0.45131 | 0 | 1.1038 | 0 | 1.9809 | 0 | 0.36871 | 0.6901 | 0 | 0 | 0 | 0 | 4.5948 | 0 | 0 | 0 | 0 | 0 | 0 | 0 | 0 | 0 | 0 | 0 | 0 | 0
7 | 2 | 21 | 1 | 1.7931 | 0 | 2.4769 | 0 | 0 | 0 | 0 | 0.2661 | 0 | 0 | 3.9563 | 0 | 8.4924 | 0 | 0 | 0 | 0 | 0 | 0 | 0 | 0 | 0 | 0 | 0 | 0 | 0 | 0.45131 | 0 | 1.2156 | 0 | 1.8193 | 0 | 0.47371 | 0.6901 | 0 | 0 | 0 | 0 | 4.65 | 0 | 0 | 0 | 0 | 0 | 0 | 0 | 0 | 0 | 0 | 0 | 0 | 0
7 | 2 | 22 | 1 | 1.7931 | 0 | 2.4769 | 0 | 0 | 0 | 0 | 0.26 | 0 | 0 | 2.845 | 0 | 7.375 | 0 | 0 | 0 | 0 | 0 | 0 | 0 | 0 | 0 | 0 | 0 | 0 | 0 | 0.45131 | 0 | 1.1038 | 0 | 1.8226 | 0 | 0.31621 | 0.6901 | 0 | 0 | 0 | 0 | 4.384 | 0 | 0 | 0 | 0 | 0 | 0 | 0 | 0 | 0 | 0 | 0 | 0 | 0
7 | 2 | 23 | 1 | 1.7931 | 0 | 2.4769 | 0 | 0 | 0 | 0 | 0.25433 | 0 | 0 | 0.48493 | 0 | 5.0093 | 0 | 0 | 0 | 0 | 0 | 0 | 0 | 0 | 0 | 0 | 0 | 0 | 0 | 0.45131 | 0 | 0.88038 | 0 | 1.7984 | 0 | 0.053706 | 0.6901 | 0 | 0 | 0 | 0 | 3.8739 | 0 | 0 | 0 | 0 | 0 | 0 | 0 | 0 | 0 | 0 | 0 | 0 | 0
7 | 2 | 24 | 1 | 1.7931 | 0 | 2.4769 | 0 | 0 | 0 | 0 | 0.24469 | 0 | 0 | 0.48493 | 0 | 4.9996 | 0 | 0 | 0 | 0 | 0 | 0 | 0 | 0 | 0 | 0 | 0 | 0 | 0 | 0.45131 | 0 | 0.54519 | 0 | 1.7039 | 0 | 0.053706 | 0.6901 | 0 | 0 | 0 | 0 | 3.4442 | 0 | 0 | 0 | 0 | 0 | 0 | 0 | 0 | 0 | 0 | 0 | 0 | 0
7 | 3 | 1 | 2 | 1.7931 | 0 | 2.4769 | 0 | 0 | 0 | 0 | 0.23177 | 0 | 0 | 0.48501 | 0 | 4.9868 | 0 | 0 | 0 | 0 | 0 | 0 | 0 | 0 | 0 | 0 | 0 | 0 | 0 | 0.45131 | 0 | 0.32173 | 0 | 1.5794 | 0 | 0.053706 | 0.6901 | 0 | 0 | 0 | 0 | 3.0962 | 0 | 0 | 0 | 0 | 0 | 0 | 0 | 0 | 0 | 0 | 0 | 0 | 0
7 | 3 | 2 | 2 | 1.7931 | 0 | 2.4769 | 0 | 0 | 0 | 0 | 0.22637 | 0 | 0 | 0.48511 | 0 | 4.9815 | 0 | 0 | 0 | 0 | 0 | 0 | 0 | 0 | 0 | 0 | 0 | 0 | 0 | 0.45131 | 0 | 0.32173 | 0 | 1.5423 | 0 | 0.053706 | 0.6901 | 0 | 0 | 0 | 0 | 3.0591 | 0 | 0 | 0 | 0 | 0 | 0 | 0 | 0 | 0 | 0 | 0 | 0 | 0
7 | 3 | 3 | 2 | 1.7931 | 0 | 2.4769 | 0 | 0 | 0 | 0 | 0.21989 | 0 | 0 | 0.48515 | 0 | 4.9751 | 0 | 0 | 0 | 0 | 0 | 0 | 0 | 0 | 0 | 0 | 0 | 0 | 0 | 0.45131 | 0 | 0.32173 | 0 | 1.4637 | 0 | 0.053706 | 0.6901 | 0 | 0 | 0 | 0 | 2.9805 | 0 | 0 | 0 | 0 | 0 | 0 | 0 | 0 | 0 | 0 | 0 | 0 | 0
7 | 3 | 4 | 2 | 1.7931 | 0 | 2.4769 | 0 | 0 | 0 | 0 | 0.21979 | 0 | 0 | 0.48516 | 0 | 4.975 | 0 | 0 | 0 | 0 | 0 | 0 | 0 | 0 | 0 | 0 | 0 | 0 | 0 | 0.45131 | 0 | 0.32173 | 0 | 1.4559 | 0 | 0.053706 | 0.6901 | 0 | 0 | 0 | 0 | 2.9727 | 0 | 0 | 0 | 0 | 0 | 0 | 0 | 0 | 0 | 0 | 0 | 0 | 0
7 | 3 | 5 | 2 | 1.7931 | 0 | 2.4769 | 0 | 0 | 0 | 0 | 0.23171 | 0 | 0 | 0.48515 | 0 | 4.9869 | 0 | 0 | 0 | 0 | 0 | 0 | 0 | 0 | 0 | 0 | 0 | 0 | 0 | 0.45131 | 0 | 0.32173 | 0 | 1.5411 | 0 | 0.053706 | 0.6901 | 0 | 0 | 0 | 0 | 3.0579 | 0 | 0 | 0 | 0 | 0 | 0 | 0 | 0 | 0 | 0 | 0 | 0 | 0
7 | 3 | 6 | 2 | 1.7931 | 0 | 2.4769 | 0 | 0 | 0 | 0 | 0.21752 | 0 | 0 | 2.7284 | 0 | 7.216 | 0 | 0 | 0 | 0 | 0 | 0 | 0 | 0 | 0 | 0 | 0 | 0 | 0 | 0.45131 | 0 | 0.54519 | 0 | 1.3794 | 0 | 0.31621 | 0.6901 | 0 | 0 | 0 | 0 | 3.3822 | 0 | 0 | 0 | 0 | 0 | 0 | 0 | 0 | 0 | 0 | 0 | 0 | 0
7 | 3 | 7 | 2 | 1.7931 | 0 | 2.4769 | 0 | 0 | 0 | 0 | 0.25131 | 0 | 0 | 3.9562 | 0 | 8.4776 | 0 | 0 | 0 | 0 | 0 | 0 | 0 | 0 | 0 | 0 | 0 | 0 | 0 | 0.45131 | 0 | 0.71279 | 0 | 1.587 | 0 | 0.52621 | 0.6901 | 0 | 0 | 0 | 0 | 3.9674 | 0 | 0 | 0 | 0 | 0 | 0 | 0 | 0 | 0 | 0 | 0 | 0 | 0
7 | 3 | 8 | 2 | 1.7931 | 0 | 13.6089 | 0 | 0 | 0 | 0 | 0.42991 | 0 | 0 | 4.1856 | 0 | 20.0175 | 0 | 0 | 0 | 0 | 0 | 0 | 0 | 0 | 0 | 0 | 0 | 0 | 0 | 0.45131 | 0 | 0.71279 | 0 | 2.7332 | 0 | 0.42121 | 0.6901 | 0 | 0 | 0 | 0 | 5.0086 | 0 | 0 | 0 | 0 | 0 | 0 | 0 | 0 | 0 | 0 | 0 | 0 | 0
7 | 3 | 9 | 2 | 1.7931 | 0 | 13.6089 | 0 | 0 | 0 | 0 | 0.49388 | 0 | 0 | 2.7282 | 0 | 18.6241 | 0 | 0 | 0 | 0 | 0 | 0 | 0 | 0 | 0 | 0 | 0 | 0 | 0 | 0.45131 | 0 | 0.71279 | 0 | 3.2027 | 0 | 0.31621 | 0.6901 | 0 | 0 | 0 | 0 | 5.3731 | 0 | 0 | 0 | 0 | 0 | 0 | 0 | 0 | 0 | 0 | 0 | 0 | 0
7 | 3 | 10 | 2 | 1.7931 | 0 | 13.6089 | 0 | 0 | 0 | 0 | 0.4729 | 0 | 0 | 2.7281 | 0 | 18.603 | 0 | 0 | 0 | 0 | 0 | 0 | 0 | 0 | 0 | 0 | 0 | 0 | 0 | 0.45131 | 0 | 0.71279 | 0 | 3.1061 | 0 | 0.31621 | 0.6901 | 0 | 0 | 0 | 0 | 5.2765 | 0 | 0 | 0 | 0 | 0 | 0 | 0 | 0 | 0 | 0 | 0 | 0 | 0
7 | 3 | 11 | 2 | 1.7931 | 0 | 13.6089 | 0 | 0 | 0 | 0 | 0.50122 | 0 | 0 | 3.1767 | 0 | 19.0799 | 0 | 0 | 0 | 0 | 0 | 0 | 0 | 0 | 0 | 0 | 0 | 0 | 0 | 0.45131 | 0 | 0.54519 | 0 | 3.2844 | 0 | 0.36871 | 0.6901 | 0 | 0 | 0 | 0 | 5.3397 | 0 | 0 | 0 | 0 | 0 | 0 | 0 | 0 | 0 | 0 | 0 | 0 | 0
7 | 3 | 12 | 2 | 1.7931 | 0 | 8.6613 | 0 | 0 | 0 | 0 | 0.47614 | 0 | 0 | 3.6254 | 0 | 14.556 | 0 | 0 | 0 | 0 | 0 | 0 | 0 | 0 | 0 | 0 | 0 | 0 | 0 | 0.45131 | 0 | 0.54519 | 0 | 3.1651 | 0 | 0.42121 | 0.6901 | 0 | 0 | 0 | 0 | 5.2729 | 0 | 0 | 0 | 0 | 0 | 0 | 0 | 0 | 0 | 0 | 0 | 0 | 0
7 | 3 | 13 | 2 | 1.7931 | 0 | 13.6089 | 0 | 0 | 0 | 0 | 0.50183 | 0 | 0 | 3.1767 | 0 | 19.0805 | 0 | 0 | 0 | 0 | 0 | 0 | 0 | 0 | 0 | 0 | 0 | 0 | 0 | 0.45131 | 0 | 0.54519 | 0 | 3.3299 | 0 | 0.36871 | 0.6901 | 0 | 0 | 0 | 0 | 5.3852 | 0 | 0 | 0 | 0 | 0 | 0 | 0 | 0 | 0 | 0 | 0 | 0 | 0
7 | 3 | 14 | 2 | 1.7931 | 0 | 13.6089 | 0 | 0 | 0 | 0 | 0.49543 | 0 | 0 | 3.1767 | 0 | 19.0741 | 0 | 0 | 0 | 0 | 0 | 0 | 0 | 0 | 0 | 0 | 0 | 0 | 0 | 0.45131 | 0 | 0.54519 | 0 | 3.2878 | 0 | 0.36871 | 0.6901 | 0 | 0 | 0 | 0 | 5.3431 | 0 | 0 | 0 | 0 | 0 | 0 | 0 | 0 | 0 | 0 | 0 | 0 | 0
7 | 3 | 15 | 2 | 1.7931 | 0 | 13.6089 | 0 | 0 | 0 | 0 | 0.49019 | 0 | 0 | 2.728 | 0 | 18.6202 | 0 | 0 | 0 | 0 | 0 | 0 | 0 | 0 | 0 | 0 | 0 | 0 | 0 | 0.45131 | 0 | 0.54519 | 0 | 3.2841 | 0 | 0.31621 | 0.6901 | 0 | 0 | 0 | 0 | 5.2869 | 0 | 0 | 0 | 0 | 0 | 0 | 0 | 0 | 0 | 0 | 0 | 0 | 0
7 | 3 | 16 | 2 | 1.7931 | 0 | 13.6089 | 0 | 0 | 0 | 0 | 0.54326 | 0 | 0 | 2.728 | 0 | 18.6733 | 0 | 0 | 0 | 0 | 0 | 0 | 0 | 0 | 0 | 0 | 0 | 0 | 0 | 0.45131 | 0 | 0.54519 | 0 | 3.7265 | 0 | 0.31621 | 0.6901 | 0 | 0 | 0 | 0 | 5.7293 | 0 | 0 | 0 | 0 | 0 | 0 | 0 | 0 | 0 | 0 | 0 | 0 | 0
7 | 3 | 17 | 2 | 1.7931 | 0 | 13.6089 | 0 | 0 | 0 | 0 | 0.50944 | 0 | 0 | 3.9561 | 0 | 19.8675 | 0 | 0 | 0 | 0 | 0 | 0 | 0 | 0 | 0 | 0 | 0 | 0 | 0 | 0.45131 | 0 | 0.54519 | 0 | 3.5815 | 0 | 0.52621 | 0.6901 | 0 | 0 | 0 | 0 | 5.7943 | 0 | 0 | 0 | 0 | 0 | 0 | 0 | 0 | 0 | 0 | 0 | 0 | 0
7 | 3 | 18 | 2 | 1.7931 | 0 | 9.8982 | 0 | 0 | 0 | 0 | 0.44233 | 0 | 0 | 3.9561 | 0 | 16.0897 | 0 | 0 | 0 | 0 | 0 | 0 | 0 | 0 | 0 | 0 | 0 | 0 | 0 | 0.45131 | 0 | 0.54519 | 0 | 3.1368 | 0 | 0.52621 | 0.6901 | 0 | 0 | 0 | 0 | 5.3496 | 0 | 0 | 0 | 0 | 0 | 0 | 0 | 0 | 0 | 0 | 0 | 0 | 0
7 | 3 | 19 | 2 | 1.7931 | 0 | 2.4769 | 0 | 0 | 0 | 0 | 0.32148 | 0 | 0 | 4.7384 | 0 | 9.3299 | 0 | 0 | 0 | 0 | 0 | 0 | 0 | 0 | 0 | 0 | 0 | 0 | 0 | 0.45131 | 0 | 0.88038 | 0 | 2.2342 | 0 | 0.42121 | 0.6901 | 0 | 0 | 0 | 0 | 4.6772 | 0 | 0 | 0 | 0 | 0 | 0 | 0 | 0 | 0 | 0 | 0 | 0 | 0
7 | 3 | 20 | 2 | 1.7931 | 0 | 2.4769 | 0 | 0 | 0 | 0 | 0.2737 | 0 | 0 | 3.1765 | 0 | 7.7202 | 0 | 0 | 0 | 0 | 0 | 0 | 0 | 0 | 0 | 0 | 0 | 0 | 0 | 0.45131 | 0 | 1.1038 | 0 | 1.7817 | 0 | 0.36871 | 0.6901 | 0 | 0 | 0 | 0 | 4.3957 | 0 | 0 | 0 | 0 | 0 | 0 | 0 | 0 | 0 | 0 | 0 | 0 | 0
7 | 3 | 21 | 2 | 1.7931 | 0 | 2.4769 | 0 | 0 | 0 | 0 | 0.25564 | 0 | 0 | 3.956 | 0 | 8.4816 | 0 | 0 | 0 | 0 | 0 | 0 | 0 | 0 | 0 | 0 | 0 | 0 | 0 | 0.45131 | 0 | 1.2156 | 0 | 1.5753 | 0 | 0.47371 | 0.6901 | 0 | 0 | 0 | 0 | 4.406 | 0 | 0 | 0 | 0 | 0 | 0 | 0 | 0 | 0 | 0 | 0 | 0 | 0
7 | 3 | 22 | 2 | 1.7931 | 0 | 2.4769 | 0 | 0 | 0 | 0 | 0.21833 | 0 | 0 | 2.844 | 0 | 7.3324 | 0 | 0 | 0 | 0 | 0 | 0 | 0 | 0 | 0 | 0 | 0 | 0 | 0 | 0.45131 | 0 | 1.1038 | 0 | 1.2997 | 0 | 0.31621 | 0.6901 | 0 | 0 | 0 | 0 | 3.8611 | 0 | 0 | 0 | 0 | 0 | 0 | 0 | 0 | 0 | 0 | 0 | 0 | 0
7 | 3 | 23 | 2 | 1.7931 | 0 | 2.4769 | 0 | 0 | 0 | 0 | 0.20675 | 0 | 0 | 0.48431 | 0 | 4.9611 | 0 | 0 | 0 | 0 | 0 | 0 | 0 | 0 | 0 | 0 | 0 | 0 | 0 | 0.45131 | 0 | 0.88038 | 0 | 1.2933 | 0 | 0.053706 | 0.6901 | 0 | 0 | 0 | 0 | 3.3688 | 0 | 0 | 0 | 0 | 0 | 0 | 0 | 0 | 0 | 0 | 0 | 0 | 0
7 | 3 | 24 | 2 | 1.7931 | 0 | 2.4769 | 0 | 0 | 0 | 0 | 0.19048 | 0 | 0 | 0.48434 | 0 | 4.9448 | 0 | 0 | 0 | 0 | 0 | 0 | 0 | 0 | 0 | 0 | 0 | 0 | 0 | 0.45131 | 0 | 0.54519 | 0 | 1.1421 | 0 | 0.053706 | 0.6901 | 0 | 0 | 0 | 0 | 2.8824 | 0 | 0 | 0 | 0 | 0 | 0 | 0 | 0 | 0 | 0 | 0 | 0 | 0
7 | 4 | 1 | 8 | 1.7931 | 0 | 2.4769 | 0 | 0 | 0 | 0 | 0.17049 | 0 | 0 | 0.48444 | 0 | 4.9249 | 0 | 0 | 0 | 0 | 0 | 0 | 0 | 0 | 0 | 0 | 0 | 0 | 0 | 0.45131 | 0 | 0.32173 | 0 | 1.0043 | 0 | 0.053706 | 0.6901 | 0 | 0 | 0 | 0 | 2.5211 | 0 | 0 | 0 | 0 | 0 | 0 | 0 | 0 | 0 | 0 | 0 | 0 | 0
7 | 4 | 2 | 8 | 1.7931 | 0 | 2.4769 | 0 | 0 | 0 | 0 | 0.16057 | 0 | 0 | 0.48455 | 0 | 4.9151 | 0 | 0 | 0 | 0 | 0 | 0 | 0 | 0 | 0 | 0 | 0 | 0 | 0 | 0.45131 | 0 | 0.32173 | 0 | 0.95045 | 0 | 0.053706 | 0.6901 | 0 | 0 | 0 | 0 | 2.4673 | 0 | 0 | 0 | 0 | 0 | 0 | 0 | 0 | 0 | 0 | 0 | 0 | 0
7 | 4 | 3 | 8 | 1.7931 | 0 | 2.4769 | 0 | 0 | 0 | 0 | 0.15136 | 0 | 0 | 0.48461 | 0 | 4.906 | 0 | 0 | 0 | 0 | 0 | 0 | 0 | 0 | 0 | 0 | 0 | 0 | 0 | 0.45131 | 0 | 0.32173 | 0 | 0.89132 | 0 | 0.053706 | 0.6901 | 0 | 0 | 0 | 0 | 2.4082 | 0 | 0 | 0 | 0 | 0 | 0 | 0 | 0 | 0 | 0 | 0 | 0 | 0
7 | 4 | 4 | 8 | 1.7931 | 0 | 2.4769 | 0 | 0 | 0 | 0 | 0.13806 | 0 | 0 | 0.48463 | 0 | 4.8927 | 0 | 0 | 0 | 0 | 0 | 0 | 0 | 0 | 0 | 0 | 0 | 0 | 0 | 0.45131 | 0 | 0.32173 | 0 | 0.81177 | 0 | 0.053706 | 0.6901 | 0 | 0 | 0 | 0 | 2.3286 | 0 | 0 | 0 | 0 | 0 | 0 | 0 | 0 | 0 | 0 | 0 | 0 | 0
7 | 4 | 5 | 8 | 1.7931 | 0 | 2.4769 | 0 | 0 | 0 | 0 | 0.12168 | 0 | 0 | 0.48465 | 0 | 4.8764 | 0 | 0 | 0 | 0 | 0 | 0 | 0 | 0 | 0 | 0 | 0 | 0 | 0 | 0.45131 | 0 | 0.32173 | 0 | 0.71 | 0 | 0.053706 | 0.6901 | 0 | 0 | 0 | 0 | 2.2269 | 0 | 0 | 0 | 0 | 0 | 0 | 0 | 0 | 0 | 0 | 0 | 0 | 0
7 | 4 | 6 | 8 | 1.7931 | 0 | 2.4769 | 0 | 0 | 0 | 0 | 0.10872 | 0 | 0 | 2.728 | 0 | 7.1067 | 0 | 0 | 0 | 0 | 0 | 0 | 0 | 0 | 0 | 0 | 0 | 0 | 0 | 0.45131 | 0 | 0.54519 | 0 | 0.62459 | 0 | 0.31621 | 0.6901 | 0 | 0 | 0 | 0 | 2.6274 | 0 | 0 | 0 | 0 | 0 | 0 | 0 | 0 | 0 | 0 | 0 | 0 | 0
7 | 4 | 7 | 8 | 1.7931 | 0 | 2.4769 | 0 | 0 | 0 | 0 | 0.10764 | 0 | 0 | 3.956 | 0 | 8.3337 | 0 | 0 | 0 | 0 | 0 | 0 | 0 | 0 | 0 | 0 | 0 | 0 | 0 | 0.45131 | 0 | 0.71279 | 0 | 0.61781 | 0 | 0.52621 | 0.6901 | 0 | 0 | 0 | 0 | 2.9982 | 0 | 0 | 0 | 0 | 0 | 0 | 0 | 0 | 0 | 0 | 0 | 0 | 0
7 | 4 | 8 | 8 | 1.7931 | 0 | 13.6089 | 0 | 0 | 0 | 0 | 0.33598 | 0 | 0 | 4.185 | 0 | 19.923 | 0 | 0 | 0 | 0 | 0 | 0 | 0 | 0 | 0 | 0 | 0 | 0 | 0 | 0.45131 | 0 | 0.71279 | 0 | 2.0243 | 0 | 0.42121 | 0.6901 | 0 | 0 | 0 | 0 | 4.2997 | 0 | 0 | 0 | 0 | 0 | 0 | 0 | 0 | 0 | 0 | 0 | 0 | 0
7 | 4 | 9 | 8 | 1.7931 | 0 | 13.6089 | 0 | 0 | 0 | 0 | 0.41183 | 0 | 0 | 2.7278 | 0 | 18.5416 | 0 | 0 | 0 | 0 | 0 | 0 | 0 | 0 | 0 | 0 | 0 | 0 | 0 | 0.45131 | 0 | 0.71279 | 0 | 2.6773 | 0 | 0.31621 | 0.6901 | 0 | 0 | 0 | 0 | 4.8477 | 0 | 0 | 0 | 0 | 0 | 0 | 0 | 0 | 0 | 0 | 0 | 0 | 0
7 | 4 | 10 | 8 | 1.7931 | 0 | 13.6089 | 0 | 0 | 0 | 0 | 0.43644 | 0 | 0 | 2.7277 | 0 | 18.5662 | 0 | 0 | 0 | 0 | 0 | 0 | 0 | 0 | 0 | 0 | 0 | 0 | 0 | 0.45131 | 0 | 0.71279 | 0 | 2.8606 | 0 | 0.31621 | 0.6901 | 0 | 0 | 0 | 0 | 5.031 | 0 | 0 | 0 | 0 | 0 | 0 | 0 | 0 | 0 | 0 | 0 | 0 | 0
7 | 4 | 11 | 8 | 1.7931 | 0 | 13.6089 | 0 | 0 | 0 | 0 | 0.44679 | 0 | 0 | 3.1764 | 0 | 19.0252 | 0 | 0 | 0 | 0 | 0 | 0 | 0 | 0 | 0 | 0 | 0 | 0 | 0 | 0.45131 | 0 | 0.54519 | 0 | 2.9414 | 0 | 0.36871 | 0.6901 | 0 | 0 | 0 | 0 | 4.9967 | 0 | 0 | 0 | 0 | 0 | 0 | 0 | 0 | 0 | 0 | 0 | 0 | 0
7 | 4 | 12 | 8 | 1.7931 | 0 | 8.6613 | 0 | 0 | 0 | 0 | 0.42023 | 0 | 0 | 3.625 | 0 | 14.4997 | 0 | 0 | 0 | 0 | 0 | 0 | 0 | 0 | 0 | 0 | 0 | 0 | 0 | 0.45131 | 0 | 0.54519 | 0 | 2.7655 | 0 | 0.42121 | 0.6901 | 0 | 0 | 0 | 0 | 4.8733 | 0 | 0 | 0 | 0 | 0 | 0 | 0 | 0 | 0 | 0 | 0 | 0 | 0
7 | 4 | 13 | 8 | 1.7931 | 0 | 13.6089 | 0 | 0 | 0 | 0 | 0.48695 | 0 | 0 | 3.1763 | 0 | 19.0653 | 0 | 0 | 0 | 0 | 0 | 0 | 0 | 0 | 0 | 0 | 0 | 0 | 0 | 0.45131 | 0 | 0.54519 | 0 | 3.1742 | 0 | 0.36871 | 0.6901 | 0 | 0 | 0 | 0 | 5.2295 | 0 | 0 | 0 | 0 | 0 | 0 | 0 | 0 | 0 | 0 | 0 | 0 | 0
7 | 4 | 14 | 8 | 1.7931 | 0 | 13.6089 | 0 | 0 | 0 | 0 | 0.53208 | 0 | 0 | 3.1763 | 0 | 19.1104 | 0 | 0 | 0 | 0 | 0 | 0 | 0 | 0 | 0 | 0 | 0 | 0 | 0 | 0.45131 | 0 | 0.54519 | 0 | 3.612 | 0 | 0.36871 | 0.6901 | 0 | 0 | 0 | 0 | 5.6673 | 0 | 0 | 0 | 0 | 0 | 0 | 0 | 0 | 0 | 0 | 0 | 0 | 0
7 | 4 | 15 | 8 | 1.7931 | 0 | 13.6089 | 0 | 0 | 0 | 0 | 0.5826 | 0 | 0 | 2.7277 | 0 | 18.7123 | 0 | 0 | 0 | 0 | 0 | 0 | 0 | 0 | 0 | 0 | 0 | 0 | 0 | 0.45131 | 0 | 0.54519 | 0 | 4.0762 | 0 | 0.31621 | 0.6901 | 0 | 0 | 0 | 0 | 6.079 | 0 | 0 | 0 | 0 | 0 | 0 | 0 | 0 | 0 | 0 | 0 | 0 | 0
7 | 4 | 16 | 8 | 1.7931 | 0 | 13.6089 | 0 | 0 | 0 | 0 | 0.66226 | 0 | 0 | 2.7277 | 0 | 18.7919 | 0 | 0 | 0 | 0 | 0 | 0 | 0 | 0 | 0 | 0 | 0 | 0 | 0 | 0.45131 | 0 | 0.54519 | 0 | 4.6009 | 0 | 0.31621 | 0.6901 | 0 | 0 | 0 | 0 | 6.6037 | 0 | 0 | 0 | 0 | 0 | 0 | 0 | 0 | 0 | 0 | 0 | 0 | 0
7 | 4 | 17 | 8 | 1.7931 | 0 | 13.6089 | 0 | 0 | 0 | 0 | 0.66376 | 0 | 0 | 3.9559 | 0 | 20.0217 | 0 | 0 | 0 | 0 | 0 | 0 | 0 | 0 | 0 | 0 | 0 | 0 | 0 | 0.45131 | 0 | 0.54519 | 0 | 4.3986 | 0 | 0.52621 | 0.6901 | 0 | 0 | 0 | 0 | 6.6114 | 0 | 0 | 0 | 0 | 0 | 0 | 0 | 0 | 0 | 0 | 0 | 0 | 0
7 | 4 | 18 | 8 | 1.7931 | 0 | 9.8982 | 0 | 0 | 0 | 0 | 0.51367 | 0 | 0 | 3.9559 | 0 | 16.1609 | 0 | 0 | 0 | 0 | 0 | 0 | 0 | 0 | 0 | 0 | 0 | 0 | 0 | 0.45131 | 0 | 0.54519 | 0 | 3.3007 | 0 | 0.52621 | 0.6901 | 0 | 0 | 0 | 0 | 5.5135 | 0 | 0 | 0 | 0 | 0 | 0 | 0 | 0 | 0 | 0 | 0 | 0 | 0
7 | 4 | 19 | 8 | 1.7931 | 0 | 2.4769 | 0 | 0 | 0 | 0 | 0.33392 | 0 | 0 | 4.7378 | 0 | 9.3418 | 0 | 0 | 0 | 0 | 0 | 0 | 0 | 0 | 0 | 0 | 0 | 0 | 0 | 0.45131 | 0 | 0.88038 | 0 | 2.0897 | 0 | 0.42121 | 0.6901 | 0 | 0 | 0 | 0 | 4.5327 | 0 | 0 | 0 | 0 | 0 | 0 | 0 | 0 | 0 | 0 | 0 | 0 | 0
7 | 4 | 20 | 8 | 1.7931 | 0 | 2.4769 | 0 | 0 | 0 | 0 | 0.23543 | 0 | 0 | 3.1762 | 0 | 7.6817 | 0 | 0 | 0 | 0 | 0 | 0 | 0 | 0 | 0 | 0 | 0 | 0 | 0 | 0.45131 | 0 | 1.1038 | 0 | 1.3446 | 0 | 0.36871 | 0.6901 | 0 | 0 | 0 | 0 | 3.9585 | 0 | 0 | 0 | 0 | 0 | 0 | 0 | 0 | 0 | 0 | 0 | 0 | 0
7 | 4 | 21 | 8 | 1.7931 | 0 | 2.4769 | 0 | 0 | 0 | 0 | 0.18595 | 0 | 0 | 3.9558 | 0 | 8.4118 | 0 | 0 | 0 | 0 | 0 | 0 | 0 | 0 | 0 | 0 | 0 | 0 | 0 | 0.45131 | 0 | 1.2156 | 0 | 1.0403 | 0 | 0.47371 | 0.6901 | 0 | 0 | 0 | 0 | 3.871 | 0 | 0 | 0 | 0 | 0 | 0 | 0 | 0 | 0 | 0 | 0 | 0 | 0
7 | 4 | 22 | 8 | 1.7931 | 0 | 2.4769 | 0 | 0 | 0 | 0 | 0.15674 | 0 | 0 | 2.8437 | 0 | 7.2705 | 0 | 0 | 0 | 0 | 0 | 0 | 0 | 0 | 0 | 0 | 0 | 0 | 0 | 0.45131 | 0 | 1.1038 | 0 | 0.86798 | 0 | 0.31621 | 0.6901 | 0 | 0 | 0 | 0 | 3.4294 | 0 | 0 | 0 | 0 | 0 | 0 | 0 | 0 | 0 | 0 | 0 | 0 | 0
7 | 4 | 23 | 8 | 1.7931 | 0 | 2.4769 | 0 | 0 | 0 | 0 | 0.14314 | 0 | 0 | 0.48415 | 0 | 4.8973 | 0 | 0 | 0 | 0 | 0 | 0 | 0 | 0 | 0 | 0 | 0 | 0 | 0 | 0.45131 | 0 | 0.88038 | 0 | 0.78379 | 0 | 0.053706 | 0.6901 | 0 | 0 | 0 | 0 | 2.8593 | 0 | 0 | 0 | 0 | 0 | 0 | 0 | 0 | 0 | 0 | 0 | 0 | 0
7 | 4 | 24 | 8 | 1.7931 | 0 | 2.4769 | 0 | 0 | 0 | 0 | 0.14435 | 0 | 0 | 0.4842 | 0 | 4.8986 | 0 | 0 | 0 | 0 | 0 | 0 | 0 | 0 | 0 | 0 | 0 | 0 | 0 | 0.45131 | 0 | 0.54519 | 0 | 0.80298 | 0 | 0.053706 | 0.6901 | 0 | 0 | 0 | 0 | 2.5433 | 0 | 0 | 0 | 0 | 0 | 0 | 0 | 0 | 0 | 0 | 0 | 0 | 0
7 | 5 | 1 | 4 | 1.7931 | 0 | 2.4769 | 0 | 0 | 0 | 0 | 0.13481 | 0 | 0 | 0.4843 | 0 | 4.8891 | 0 | 0 | 0 | 0 | 0 | 0 | 0 | 0 | 0 | 0 | 0 | 0 | 0 | 0.45131 | 0 | 0.32173 | 0 | 0.74369 | 0 | 0.053706 | 0.6901 | 0 | 0 | 0 | 0 | 2.2605 | 0 | 0 | 0 | 0 | 0 | 0 | 0 | 0 | 0 | 0 | 0 | 0 | 0
7 | 5 | 2 | 4 | 1.7931 | 0 | 2.4769 | 0 | 0 | 0 | 0 | 0.12035 | 0 | 0 | 0.48441 | 0 | 4.8748 | 0 | 0 | 0 | 0 | 0 | 0 | 0 | 0 | 0 | 0 | 0 | 0 | 0 | 0.45131 | 0 | 0.32173 | 0 | 0.65509 | 0 | 0.053706 | 0.6901 | 0 | 0 | 0 | 0 | 2.1719 | 0 | 0 | 0 | 0 | 0 | 0 | 0 | 0 | 0 | 0 | 0 | 0 | 0
7 | 5 | 3 | 4 | 1.7931 | 0 | 2.4769 | 0 | 0 | 0 | 0 | 0.10686 | 0 | 0 | 0.48448 | 0 | 4.8614 | 0 | 0 | 0 | 0 | 0 | 0 | 0 | 0 | 0 | 0 | 0 | 0 | 0 | 0.45131 | 0 | 0.32173 | 0 | 0.56716 | 0 | 0.053706 | 0.6901 | 0 | 0 | 0 | 0 | 2.084 | 0 | 0 | 0 | 0 | 0 | 0 | 0 | 0 | 0 | 0 | 0 | 0 | 0
7 | 5 | 4 | 4 | 1.7931 | 0 | 2.4769 | 0 | 0 | 0 | 0 | 0.10422 | 0 | 0 | 0.48452 | 0 | 4.8588 | 0 | 0 | 0 | 0 | 0 | 0 | 0 | 0 | 0 | 0 | 0 | 0 | 0 | 0.45131 | 0 | 0.32173 | 0 | 0.55148 | 0 | 0.053706 | 0.6901 | 0 | 0 | 0 | 0 | 2.0683 | 0 | 0 | 0 | 0 | 0 | 0 | 0 | 0 | 0 | 0 | 0 | 0 | 0
7 | 5 | 5 | 4 | 1.7931 | 0 | 2.4769 | 0 | 0 | 0 | 0 | 0.099159 | 0 | 0 | 0.48453 | 0 | 4.8537 | 0 | 0 | 0 | 0 | 0 | 0 | 0 | 0 | 0 | 0 | 0 | 0 | 0 | 0.45131 | 0 | 0.32173 | 0 | 0.51831 | 0 | 0.053706 | 0.6901 | 0 | 0 | 0 | 0 | 2.0352 | 0 | 0 | 0 | 0 | 0 | 0 | 0 | 0 | 0 | 0 | 0 | 0 | 0
7 | 5 | 6 | 4 | 1.7931 | 0 | 2.4769 | 0 | 0 | 0 | 0 | 0.08099 | 0 | 0 | 2.7278 | 0 | 7.0788 | 0 | 0 | 0 | 0 | 0 | 0 | 0 | 0 | 0 | 0 | 0 | 0 | 0 | 0.45131 | 0 | 0.54519 | 0 | 0.4158 | 0 | 0.31621 | 0.6901 | 0 | 0 | 0 | 0 | 2.4186 | 0 | 0 | 0 | 0 | 0 | 0 | 0 | 0 | 0 | 0 | 0 | 0 | 0
7 | 5 | 7 | 4 | 1.7931 | 0 | 2.4769 | 0 | 0 | 0 | 0 | 0.086576 | 0 | 0 | 3.956 | 0 | 8.3126 | 0 | 0 | 0 | 0 | 0 | 0 | 0 | 0 | 0 | 0 | 0 | 0 | 0 | 0.45131 | 0 | 0.71279 | 0 | 0.44305 | 0 | 0.52621 | 0.6901 | 0 | 0 | 0 | 0 | 2.8234 | 0 | 0 | 0 | 0 | 0 | 0 | 0 | 0 | 0 | 0 | 0 | 0 | 0
7 | 5 | 8 | 4 | 1.7931 | 0 | 13.6089 | 0 | 0 | 0 | 0 | 0.23379 | 0 | 0 | 4.1848 | 0 | 19.8206 | 0 | 0 | 0 | 0 | 0 | 0 | 0 | 0 | 0 | 0 | 0 | 0 | 0 | 0.45131 | 0 | 0.71279 | 0 | 1.2107 | 0 | 0.42121 | 0.6901 | 0 | 0 | 0 | 0 | 3.4861 | 0 | 0 | 0 | 0 | 0 | 0 | 0 | 0 | 0 | 0 | 0 | 0 | 0
7 | 5 | 9 | 4 | 1.7931 | 0 | 13.6089 | 0 | 0 | 0 | 0 | 0.33453 | 0 | 0 | 2.7277 | 0 | 18.4642 | 0 | 0 | 0 | 0 | 0 | 0 | 0 | 0 | 0 | 0 | 0 | 0 | 0 | 0.45131 | 0 | 0.71279 | 0 | 2.0264 | 0 | 0.31621 | 0.6901 | 0 | 0 | 0 | 0 | 4.1968 | 0 | 0 | 0 | 0 | 0 | 0 | 0 | 0 | 0 | 0 | 0 | 0 | 0
7 | 5 | 10 | 4 | 1.7931 | 0 | 13.6089 | 0 | 0 | 0 | 0 | 0.36379 | 0 | 0 | 2.7276 | 0 | 18.4934 | 0 | 0 | 0 | 0 | 0 | 0 | 0 | 0 | 0 | 0 | 0 | 0 | 0 | 0.45131 | 0 | 0.71279 | 0 | 2.274 | 0 | 0.31621 | 0.6901 | 0 | 0 | 0 | 0 | 4.4444 | 0 | 0 | 0 | 0 | 0 | 0 | 0 | 0 | 0 | 0 | 0 | 0 | 0
7 | 5 | 11 | 4 | 1.7931 | 0 | 13.6089 | 0 | 0 | 0 | 0 | 0.40145 | 0 | 0 | 3.1762 | 0 | 18.9797 | 0 | 0 | 0 | 0 | 0 | 0 | 0 | 0 | 0 | 0 | 0 | 0 | 0 | 0.45131 | 0 | 0.54519 | 0 | 2.6183 | 0 | 0.36871 | 0.6901 | 0 | 0 | 0 | 0 | 4.6736 | 0 | 0 | 0 | 0 | 0 | 0 | 0 | 0 | 0 | 0 | 0 | 0 | 0
7 | 5 | 12 | 4 | 1.7931 | 0 | 8.6613 | 0 | 0 | 0 | 0 | 0.38781 | 0 | 0 | 3.6249 | 0 | 14.4672 | 0 | 0 | 0 | 0 | 0 | 0 | 0 | 0 | 0 | 0 | 0 | 0 | 0 | 0.45131 | 0 | 0.54519 | 0 | 2.6369 | 0 | 0.42121 | 0.6901 | 0 | 0 | 0 | 0 | 4.7447 | 0 | 0 | 0 | 0 | 0 | 0 | 0 | 0 | 0 | 0 | 0 | 0 | 0
7 | 5 | 13 | 4 | 1.7931 | 0 | 13.6089 | 0 | 0 | 0 | 0 | 0.48149 | 0 | 0 | 3.1762 | 0 | 19.0597 | 0 | 0 | 0 | 0 | 0 | 0 | 0 | 0 | 0 | 0 | 0 | 0 | 0 | 0.45131 | 0 | 0.54519 | 0 | 3.444 | 0 | 0.36871 | 0.6901 | 0 | 0 | 0 | 0 | 5.4993 | 0 | 0 | 0 | 0 | 0 | 0 | 0 | 0 | 0 | 0 | 0 | 0 | 0
7 | 5 | 14 | 4 | 1.7931 | 0 | 13.6089 | 0 | 0 | 0 | 0 | 0.54192 | 0 | 0 | 3.1762 | 0 | 19.1201 | 0 | 0 | 0 | 0 | 0 | 0 | 0 | 0 | 0 | 0 | 0 | 0 | 0 | 0.45131 | 0 | 0.54519 | 0 | 3.9649 | 0 | 0.36871 | 0.6901 | 0 | 0 | 0 | 0 | 6.0202 | 0 | 0 | 0 | 0 | 0 | 0 | 0 | 0 | 0 | 0 | 0 | 0 | 0
7 | 5 | 15 | 4 | 1.7931 | 0 | 13.6089 | 0 | 0 | 0 | 0 | 0.57703 | 0 | 0 | 2.7275 | 0 | 18.7066 | 0 | 0 | 0 | 0 | 0 | 0 | 0 | 0 | 0 | 0 | 0 | 0 | 0 | 0.45131 | 0 | 0.54519 | 0 | 4.1242 | 0 | 0.31621 | 0.6901 | 0 | 0 | 0 | 0 | 6.127 | 0 | 0 | 0 | 0 | 0 | 0 | 0 | 0 | 0 | 0 | 0 | 0 | 0
7 | 5 | 16 | 4 | 1.7931 | 0 | 13.6089 | 0 | 0 | 0 | 0 | 0.60591 | 0 | 0 | 2.7275 | 0 | 18.7354 | 0 | 0 | 0 | 0 | 0 | 0 | 0 | 0 | 0 | 0 | 0 | 0 | 0 | 0.45131 | 0 | 0.54519 | 0 | 4.5403 | 0 | 0.31621 | 0.6901 | 0 | 0 | 0 | 0 | 6.5431 | 0 | 0 | 0 | 0 | 0 | 0 | 0 | 0 | 0 | 0 | 0 | 0 | 0
7 | 5 | 17 | 4 | 1.7931 | 0 | 13.6089 | 0 | 0 | 0 | 0 | 0.62731 | 0 | 0 | 3.9558 | 0 | 19.9851 | 0 | 0 | 0 | 0 | 0 | 0 | 0 | 0 | 0 | 0 | 0 | 0 | 0 | 0.45131 | 0 | 0.54519 | 0 | 4.7292 | 0 | 0.52621 | 0.6901 | 0 | 0 | 0 | 0 | 6.942 | 0 | 0 | 0 | 0 | 0 | 0 | 0 | 0 | 0 | 0 | 0 | 0 | 0
7 | 5 | 18 | 4 | 1.7931 | 0 | 9.8982 | 0 | 0 | 0 | 0 | 0.50862 | 0 | 0 | 3.9558 | 0 | 16.1558 | 0 | 0 | 0 | 0 | 0 | 0 | 0 | 0 | 0 | 0 | 0 | 0 | 0 | 0.45131 | 0 | 0.54519 | 0 | 3.9343 | 0 | 0.52621 | 0.6901 | 0 | 0 | 0 | 0 | 6.1471 | 0 | 0 | 0 | 0 | 0 | 0 | 0 | 0 | 0 | 0 | 0 | 0 | 0
7 | 5 | 19 | 4 | 1.7931 | 0 | 2.4769 | 0 | 0 | 0 | 0 | 0.31552 | 0 | 0 | 4.7375 | 0 | 9.3231 | 0 | 0 | 0 | 0 | 0 | 0 | 0 | 0 | 0 | 0 | 0 | 0 | 0 | 0.45131 | 0 | 0.88038 | 0 | 2.3851 | 0 | 0.42121 | 0.6901 | 0 | 0 | 0 | 0 | 4.8281 | 0 | 0 | 0 | 0 | 0 | 0 | 0 | 0 | 0 | 0 | 0 | 0 | 0
7 | 5 | 20 | 4 | 1.7931 | 0 | 2.4769 | 0 | 0 | 0 | 0 | 0.22381 | 0 | 0 | 3.1761 | 0 | 7.6699 | 0 | 0 | 0 | 0 | 0 | 0 | 0 | 0 | 0 | 0 | 0 | 0 | 0 | 0.45131 | 0 | 1.1038 | 0 | 1.628 | 0 | 0.36871 | 0.6901 | 0 | 0 | 0 | 0 | 4.2419 | 0 | 0 | 0 | 0 | 0 | 0 | 0 | 0 | 0 | 0 | 0 | 0 | 0
7 | 5 | 21 | 4 | 1.7931 | 0 | 2.4769 | 0 | 0 | 0 | 0 | 0.20199 | 0 | 0 | 3.9558 | 0 | 8.4278 | 0 | 0 | 0 | 0 | 0 | 0 | 0 | 0 | 0 | 0 | 0 | 0 | 0 | 0.45131 | 0 | 1.2156 | 0 | 1.4363 | 0 | 0.47371 | 0.6901 | 0 | 0 | 0 | 0 | 4.267 | 0 | 0 | 0 | 0 | 0 | 0 | 0 | 0 | 0 | 0 | 0 | 0 | 0
7 | 5 | 22 | 4 | 1.7931 | 0 | 2.4769 | 0 | 0 | 0 | 0 | 0.18467 | 0 | 0 | 2.8435 | 0 | 7.2982 | 0 | 0 | 0 | 0 | 0 | 0 | 0 | 0 | 0 | 0 | 0 | 0 | 0 | 0.45131 | 0 | 1.1038 | 0 | 1.2791 | 0 | 0.31621 | 0.6901 | 0 | 0 | 0 | 0 | 3.8406 | 0 | 0 | 0 | 0 | 0 | 0 | 0 | 0 | 0 | 0 | 0 | 0 | 0
7 | 5 | 23 | 4 | 1.7931 | 0 | 2.4769 | 0 | 0 | 0 | 0 | 0.18397 | 0 | 0 | 0.48401 | 0 | 4.938 | 0 | 0 | 0 | 0 | 0 | 0 | 0 | 0 | 0 | 0 | 0 | 0 | 0 | 0.45131 | 0 | 0.88038 | 0 | 1.2783 | 0 | 0.053706 | 0.6901 | 0 | 0 | 0 | 0 | 3.3538 | 0 | 0 | 0 | 0 | 0 | 0 | 0 | 0 | 0 | 0 | 0 | 0 | 0
7 | 5 | 24 | 4 | 1.7931 | 0 | 2.4769 | 0 | 0 | 0 | 0 | 0.17303 | 0 | 0 | 0.48405 | 0 | 4.9271 | 0 | 0 | 0 | 0 | 0 | 0 | 0 | 0 | 0 | 0 | 0 | 0 | 0 | 0.45131 | 0 | 0.54519 | 0 | 1.1775 | 0 | 0.053706 | 0.6901 | 0 | 0 | 0 | 0 | 2.9178 | 0 | 0 | 0 | 0 | 0 | 0 | 0 | 0 | 0 | 0 | 0 | 0 | 0
7 | 6 | 1 | 5 | 1.7931 | 0 | 2.4769 | 0 | 0 | 0 | 0 | 0.16533 | 0 | 0 | 0.48416 | 0 | 4.9195 | 0 | 0 | 0 | 0 | 0 | 0 | 0 | 0 | 0 | 0 | 0 | 0 | 0 | 0.45131 | 0 | 0.32173 | 0 | 1.1267 | 0 | 0.053706 | 0.6901 | 0 | 0 | 0 | 0 | 2.6435 | 0 | 0 | 0 | 0 | 0 | 0 | 0 | 0 | 0 | 0 | 0 | 0 | 0
7 | 6 | 2 | 5 | 1.7931 | 0 | 2.4769 | 0 | 0 | 0 | 0 | 0.15576 | 0 | 0 | 0.48427 | 0 | 4.91 | 0 | 0 | 0 | 0 | 0 | 0 | 0 | 0 | 0 | 0 | 0 | 0 | 0 | 0.45131 | 0 | 0.32173 | 0 | 1.0587 | 0 | 0.053706 | 0.6901 | 0 | 0 | 0 | 0 | 2.5755 | 0 | 0 | 0 | 0 | 0 | 0 | 0 | 0 | 0 | 0 | 0 | 0 | 0
7 | 6 | 3 | 5 | 1.7931 | 0 | 2.4769 | 0 | 0 | 0 | 0 | 0.15352 | 0 | 0 | 0.48433 | 0 | 4.9079 | 0 | 0 | 0 | 0 | 0 | 0 | 0 | 0 | 0 | 0 | 0 | 0 | 0 | 0.45131 | 0 | 0.32173 | 0 | 1.0284 | 0 | 0.053706 | 0.6901 | 0 | 0 | 0 | 0 | 2.5452 | 0 | 0 | 0 | 0 | 0 | 0 | 0 | 0 | 0 | 0 | 0 | 0 | 0
7 | 6 | 4 | 5 | 1.7931 | 0 | 2.4769 | 0 | 0 | 0 | 0 | 0.15489 | 0 | 0 | 0.48436 | 0 | 4.9093 | 0 | 0 | 0 | 0 | 0 | 0 | 0 | 0 | 0 | 0 | 0 | 0 | 0 | 0.45131 | 0 | 0.32173 | 0 | 1.0522 | 0 | 0.053706 | 0.6901 | 0 | 0 | 0 | 0 | 2.5691 | 0 | 0 | 0 | 0 | 0 | 0 | 0 | 0 | 0 | 0 | 0 | 0 | 0
7 | 6 | 5 | 5 | 1.7931 | 0 | 2.4769 | 0 | 0 | 0 | 0 | 0.14996 | 0 | 0 | 0.48437 | 0 | 4.9043 | 0 | 0 | 0 | 0 | 0 | 0 | 0 | 0 | 0 | 0 | 0 | 0 | 0 | 0.45131 | 0 | 0.32173 | 0 | 1.0068 | 0 | 0.053706 | 0.6901 | 0 | 0 | 0 | 0 | 2.5236 | 0 | 0 | 0 | 0 | 0 | 0 | 0 | 0 | 0 | 0 | 0 | 0 | 0
7 | 6 | 6 | 5 | 1.7931 | 0 | 2.4769 | 0 | 0 | 0 | 0 | 0.16187 | 0 | 0 | 2.7277 | 0 | 7.1596 | 0 | 0 | 0 | 0 | 0 | 0 | 0 | 0 | 0 | 0 | 0 | 0 | 0 | 0.45131 | 0 | 0.54519 | 0 | 1.074 | 0 | 0.31621 | 0.6901 | 0 | 0 | 0 | 0 | 3.0768 | 0 | 0 | 0 | 0 | 0 | 0 | 0 | 0 | 0 | 0 | 0 | 0 | 0
7 | 6 | 7 | 5 | 1.7931 | 0 | 2.4769 | 0 | 0 | 0 | 0 | 0.217 | 0 | 0 | 3.9559 | 0 | 8.4429 | 0 | 0 | 0 | 0 | 0 | 0 | 0 | 0 | 0 | 0 | 0 | 0 | 0 | 0.45131 | 0 | 0.71279 | 0 | 1.4692 | 0 | 0.52621 | 0.6901 | 0 | 0 | 0 | 0 | 3.8496 | 0 | 0 | 0 | 0 | 0 | 0 | 0 | 0 | 0 | 0 | 0 | 0 | 0
7 | 6 | 8 | 5 | 1.7931 | 0 | 13.6089 | 0 | 0 | 0 | 0 | 0.38562 | 0 | 0 | 4.1845 | 0 | 19.9722 | 0 | 0 | 0 | 0 | 0 | 0 | 0 | 0 | 0 | 0 | 0 | 0 | 0 | 0.45131 | 0 | 0.71279 | 0 | 2.7426 | 0 | 0.42121 | 0.6901 | 0 | 0 | 0 | 0 | 5.0179 | 0 | 0 | 0 | 0 | 0 | 0 | 0 | 0 | 0 | 0 | 0 | 0 | 0
7 | 6 | 9 | 5 | 1.7931 | 0 | 13.6089 | 0 | 0 | 0 | 0 | 0.46064 | 0 | 0 | 2.7274 | 0 | 18.5901 | 0 | 0 | 0 | 0 | 0 | 0 | 0 | 0 | 0 | 0 | 0 | 0 | 0 | 0.45131 | 0 | 0.71279 | 0 | 3.2558 | 0 | 0.31621 | 0.6901 | 0 | 0 | 0 | 0 | 5.4262 | 0 | 0 | 0 | 0 | 0 | 0 | 0 | 0 | 0 | 0 | 0 | 0 | 0
7 | 6 | 10 | 5 | 1.7931 | 0 | 13.6089 | 0 | 0 | 0 | 0 | 0.50358 | 0 | 0 | 2.7274 | 0 | 18.633 | 0 | 0 | 0 | 0 | 0 | 0 | 0 | 0 | 0 | 0 | 0 | 0 | 0 | 0.45131 | 0 | 0.71279 | 0 | 3.6631 | 0 | 0.31621 | 0.6901 | 0 | 0 | 0 | 0 | 5.8335 | 0 | 0 | 0 | 0 | 0 | 0 | 0 | 0 | 0 | 0 | 0 | 0 | 0
7 | 6 | 11 | 5 | 1.7931 | 0 | 13.6089 | 0 | 0 | 0 | 0 | 0.55277 | 0 | 0 | 3.176 | 0 | 19.1308 | 0 | 0 | 0 | 0 | 0 | 0 | 0 | 0 | 0 | 0 | 0 | 0 | 0 | 0.45131 | 0 | 0.54519 | 0 | 4.1151 | 0 | 0.36871 | 0.6901 | 0 | 0 | 0 | 0 | 6.1704 | 0 | 0 | 0 | 0 | 0 | 0 | 0 | 0 | 0 | 0 | 0 | 0 | 0
7 | 6 | 12 | 5 | 1.7931 | 0 | 8.6613 | 0 | 0 | 0 | 0 | 0.53827 | 0 | 0 | 3.6247 | 0 | 14.6174 | 0 | 0 | 0 | 0 | 0 | 0 | 0 | 0 | 0 | 0 | 0 | 0 | 0 | 0.45131 | 0 | 0.54519 | 0 | 4.0962 | 0 | 0.42121 | 0.6901 | 0 | 0 | 0 | 0 | 6.204 | 0 | 0 | 0 | 0 | 0 | 0 | 0 | 0 | 0 | 0 | 0 | 0 | 0
7 | 6 | 13 | 5 | 1.7931 | 0 | 13.6089 | 0 | 0 | 0 | 0 | 0.65252 | 0 | 0 | 3.176 | 0 | 19.2305 | 0 | 0 | 0 | 0 | 0 | 0 | 0 | 0 | 0 | 0 | 0 | 0 | 0 | 0.45131 | 0 | 0.54519 | 0 | 5.2736 | 0 | 0.36871 | 0.6901 | 0 | 0 | 0 | 0 | 7.3289 | 0 | 0 | 0 | 0 | 0 | 0 | 0 | 0 | 0 | 0 | 0 | 0 | 0
7 | 6 | 14 | 5 | 1.7931 | 0 | 13.6089 | 0 | 0 | 0 | 0 | 0.72534 | 0 | 0 | 3.1759 | 0 | 19.3033 | 0 | 0 | 0 | 0 | 0 | 0 | 0 | 0 | 0 | 0 | 0 | 0 | 0 | 0.45131 | 0 | 0.54519 | 0 | 6.2363 | 0 | 0.36871 | 0.6901 | 0 | 0 | 0 | 0 | 8.2917 | 0 | 0 | 0 | 0 | 0 | 0 | 0 | 0 | 0 | 0 | 0 | 0 | 0
7 | 6 | 15 | 5 | 1.7931 | 0 | 13.6089 | 0 | 0 | 0 | 0 | 0.78269 | 0 | 0 | 2.7273 | 0 | 18.912 | 0 | 0 | 0 | 0 | 0 | 0 | 0 | 0 | 0 | 0 | 0 | 0 | 0 | 0.45131 | 0 | 0.54519 | 0 | 6.6762 | 0 | 0.31621 | 0.6901 | 0 | 0 | 0 | 0 | 8.679 | 0 | 0 | 0 | 0 | 0 | 0 | 0 | 0 | 0 | 0 | 0 | 0 | 0
7 | 6 | 16 | 5 | 1.7931 | 0 | 13.6089 | 0 | 0 | 0 | 0 | 0.76706 | 0 | 0 | 2.7271 | 0 | 18.8962 | 0 | 0 | 0 | 0 | 0 | 0 | 0 | 0 | 0 | 0 | 0 | 0 | 0 | 0.45131 | 0 | 0.54519 | 0 | 6.5113 | 0 | 0.31621 | 0.6901 | 0 | 0 | 0 | 0 | 8.5141 | 0 | 0 | 0 | 0 | 0 | 0 | 0 | 0 | 0 | 0 | 0 | 0 | 0
7 | 6 | 17 | 5 | 1.7931 | 0 | 13.6089 | 0 | 0 | 0 | 0 | 0.78549 | 0 | 0 | 3.9556 | 0 | 20.1431 | 0 | 0 | 0 | 0 | 0 | 0 | 0 | 0 | 0 | 0 | 0 | 0 | 0 | 0.45131 | 0 | 0.54519 | 0 | 6.9258 | 0 | 0.52621 | 0.6901 | 0 | 0 | 0 | 0 | 9.1386 | 0 | 0 | 0 | 0 | 0 | 0 | 0 | 0 | 0 | 0 | 0 | 0 | 0
7 | 6 | 18 | 5 | 1.7931 | 0 | 9.8982 | 0 | 0 | 0 | 0 | 0.67621 | 0 | 0 | 3.9557 | 0 | 16.3232 | 0 | 0 | 0 | 0 | 0 | 0 | 0 | 0 | 0 | 0 | 0 | 0 | 0 | 0.45131 | 0 | 0.54519 | 0 | 6.0154 | 0 | 0.52621 | 0.6901 | 0 | 0 | 0 | 0 | 8.2282 | 0 | 0 | 0 | 0 | 0 | 0 | 0 | 0 | 0 | 0 | 0 | 0 | 0
7 | 6 | 19 | 5 | 1.7931 | 0 | 2.4769 | 0 | 0 | 0 | 0 | 0.50928 | 0 | 0 | 4.7369 | 0 | 9.5162 | 0 | 0 | 0 | 0 | 0 | 0 | 0 | 0 | 0 | 0 | 0 | 0 | 0 | 0.45131 | 0 | 0.88038 | 0 | 4.4576 | 0 | 0.42121 | 0.6901 | 0 | 0 | 0 | 0 | 6.9006 | 0 | 0 | 0 | 0 | 0 | 0 | 0 | 0 | 0 | 0 | 0 | 0 | 0
7 | 6 | 20 | 5 | 1.7931 | 0 | 2.4769 | 0 | 0 | 0 | 0 | 0.43042 | 0 | 0 | 3.1758 | 0 | 7.8762 | 0 | 0 | 0 | 0 | 0 | 0 | 0 | 0 | 0 | 0 | 0 | 0 | 0 | 0.45131 | 0 | 1.1038 | 0 | 3.604 | 0 | 0.36871 | 0.6901 | 0 | 0 | 0 | 0 | 6.218 | 0 | 0 | 0 | 0 | 0 | 0 | 0 | 0 | 0 | 0 | 0 | 0 | 0
7 | 6 | 21 | 5 | 1.7931 | 0 | 2.4769 | 0 | 0 | 0 | 0 | 0.39985 | 0 | 0 | 3.9556 | 0 | 8.6255 | 0 | 0 | 0 | 0 | 0 | 0 | 0 | 0 | 0 | 0 | 0 | 0 | 0 | 0.45131 | 0 | 1.2156 | 0 | 3.2659 | 0 | 0.47371 | 0.6901 | 0 | 0 | 0 | 0 | 6.0966 | 0 | 0 | 0 | 0 | 0 | 0 | 0 | 0 | 0 | 0 | 0 | 0 | 0
7 | 6 | 22 | 5 | 1.7931 | 0 | 2.4769 | 0 | 0 | 0 | 0 | 0.37171 | 0 | 0 | 2.843 | 0 | 7.4847 | 0 | 0 | 0 | 0 | 0 | 0 | 0 | 0 | 0 | 0 | 0 | 0 | 0 | 0.45131 | 0 | 1.1038 | 0 | 2.9026 | 0 | 0.31621 | 0.6901 | 0 | 0 | 0 | 0 | 5.464 | 0 | 0 | 0 | 0 | 0 | 0 | 0 | 0 | 0 | 0 | 0 | 0 | 0
7 | 6 | 23 | 5 | 1.7931 | 0 | 2.4769 | 0 | 0 | 0 | 0 | 0.35721 | 0 | 0 | 0.48361 | 0 | 5.1108 | 0 | 0 | 0 | 0 | 0 | 0 | 0 | 0 | 0 | 0 | 0 | 0 | 0 | 0.45131 | 0 | 0.88038 | 0 | 2.6942 | 0 | 0.053706 | 0.6901 | 0 | 0 | 0 | 0 | 4.7697 | 0 | 0 | 0 | 0 | 0 | 0 | 0 | 0 | 0 | 0 | 0 | 0 | 0
7 | 6 | 24 | 5 | 1.7931 | 0 | 2.4769 | 0 | 0 | 0 | 0 | 0.32991 | 0 | 0 | 0.48365 | 0 | 5.0836 | 0 | 0 | 0 | 0 | 0 | 0 | 0 | 0 | 0 | 0 | 0 | 0 | 0 | 0.45131 | 0 | 0.54519 | 0 | 2.2921 | 0 | 0.053706 | 0.6901 | 0 | 0 | 0 | 0 | 4.0324 | 0 | 0 | 0 | 0 | 0 | 0 | 0 | 0 | 0 | 0 | 0 | 0 | 0
7 | 7 | 1 | 6 | 1.7931 | 0 | 2.4769 | 0 | 0 | 0 | 0 | 0.31762 | 0 | 0 | 0.48376 | 0 | 5.0714 | 0 | 0 | 0 | 0 | 0 | 0 | 0 | 0 | 0 | 0 | 0 | 0 | 0 | 0.45131 | 0 | 0.32173 | 0 | 2.1352 | 0 | 0.053706 | 0.6901 | 0 | 0 | 0 | 0 | 3.6521 | 0 | 0 | 0 | 0 | 0 | 0 | 0 | 0 | 0 | 0 | 0 | 0 | 0
7 | 7 | 2 | 6 | 1.7931 | 0 | 2.4769 | 0 | 0 | 0 | 0 | 0.30125 | 0 | 0 | 0.48387 | 0 | 5.0551 | 0 | 0 | 0 | 0 | 0 | 0 | 0 | 0 | 0 | 0 | 0 | 0 | 0 | 0.45131 | 0 | 0.32173 | 0 | 2.003 | 0 | 0.053706 | 0.6901 | 0 | 0 | 0 | 0 | 3.5199 | 0 | 0 | 0 | 0 | 0 | 0 | 0 | 0 | 0 | 0 | 0 | 0 | 0
7 | 7 | 3 | 6 | 1.7931 | 0 | 2.4769 | 0 | 0 | 0 | 0 | 0.29761 | 0 | 0 | 0.48391 | 0 | 5.0515 | 0 | 0 | 0 | 0 | 0 | 0 | 0 | 0 | 0 | 0 | 0 | 0 | 0 | 0.45131 | 0 | 0.32173 | 0 | 1.9976 | 0 | 0.053706 | 0.6901 | 0 | 0 | 0 | 0 | 3.5145 | 0 | 0 | 0 | 0 | 0 | 0 | 0 | 0 | 0 | 0 | 0 | 0 | 0
7 | 7 | 4 | 6 | 1.7931 | 0 | 2.4769 | 0 | 0 | 0 | 0 | 0.2868 | 0 | 0 | 0.48392 | 0 | 5.0407 | 0 | 0 | 0 | 0 | 0 | 0 | 0 | 0 | 0 | 0 | 0 | 0 | 0 | 0.45131 | 0 | 0.32173 | 0 | 1.8435 | 0 | 0.053706 | 0.6901 | 0 | 0 | 0 | 0 | 3.3603 | 0 | 0 | 0 | 0 | 0 | 0 | 0 | 0 | 0 | 0 | 0 | 0 | 0
7 | 7 | 5 | 6 | 1.7931 | 0 | 2.4769 | 0 | 0 | 0 | 0 | 0.2915 | 0 | 0 | 0.48393 | 0 | 5.0454 | 0 | 0 | 0 | 0 | 0 | 0 | 0 | 0 | 0 | 0 | 0 | 0 | 0 | 0.45131 | 0 | 0.32173 | 0 | 1.8931 | 0 | 0.053706 | 0.6901 | 0 | 0 | 0 | 0 | 3.4099 | 0 | 0 | 0 | 0 | 0 | 0 | 0 | 0 | 0 | 0 | 0 | 0 | 0
7 | 7 | 6 | 6 | 1.7931 | 0 | 2.4769 | 0 | 0 | 0 | 0 | 0.29772 | 0 | 0 | 2.7272 | 0 | 7.2949 | 0 | 0 | 0 | 0 | 0 | 0 | 0 | 0 | 0 | 0 | 0 | 0 | 0 | 0.45131 | 0 | 0.54519 | 0 | 1.9361 | 0 | 0.31621 | 0.6901 | 0 | 0 | 0 | 0 | 3.9389 | 0 | 0 | 0 | 0 | 0 | 0 | 0 | 0 | 0 | 0 | 0 | 0 | 0
7 | 7 | 7 | 6 | 1.7931 | 0 | 2.4769 | 0 | 0 | 0 | 0 | 0.30418 | 0 | 0 | 3.9556 | 0 | 8.5298 | 0 | 0 | 0 | 0 | 0 | 0 | 0 | 0 | 0 | 0 | 0 | 0 | 0 | 0.45131 | 0 | 0.71279 | 0 | 1.9657 | 0 | 0.52621 | 0.6901 | 0 | 0 | 0 | 0 | 4.3461 | 0 | 0 | 0 | 0 | 0 | 0 | 0 | 0 | 0 | 0 | 0 | 0 | 0
7 | 7 | 8 | 6 | 1.7931 | 0 | 13.6089 | 0 | 0 | 0 | 0 | 0.45854 | 0 | 0 | 4.1838 | 0 | 20.0444 | 0 | 0 | 0 | 0 | 0 | 0 | 0 | 0 | 0 | 0 | 0 | 0 | 0 | 0.45131 | 0 | 0.71279 | 0 | 3.114 | 0 | 0.42121 | 0.6901 | 0 | 0 | 0 | 0 | 5.3894 | 0 | 0 | 0 | 0 | 0 | 0 | 0 | 0 | 0 | 0 | 0 | 0 | 0
7 | 7 | 9 | 6 | 1.7931 | 0 | 13.6089 | 0 | 0 | 0 | 0 | 0.51019 | 0 | 0 | 2.727 | 0 | 18.6392 | 0 | 0 | 0 | 0 | 0 | 0 | 0 | 0 | 0 | 0 | 0 | 0 | 0 | 0.45131 | 0 | 0.71279 | 0 | 3.6329 | 0 | 0.31621 | 0.6901 | 0 | 0 | 0 | 0 | 5.8033 | 0 | 0 | 0 | 0 | 0 | 0 | 0 | 0 | 0 | 0 | 0 | 0 | 0
7 | 7 | 10 | 6 | 1.7931 | 0 | 13.6089 | 0 | 0 | 0 | 0 | 0.63135 | 0 | 0 | 2.7269 | 0 | 18.7603 | 0 | 0 | 0 | 0 | 0 | 0 | 0 | 0 | 0 | 0 | 0 | 0 | 0 | 0.45131 | 0 | 0.71279 | 0 | 4.7173 | 0 | 0.31621 | 0.6901 | 0 | 0 | 0 | 0 | 6.8877 | 0 | 0 | 0 | 0 | 0 | 0 | 0 | 0 | 0 | 0 | 0 | 0 | 0
7 | 7 | 11 | 6 | 1.7931 | 0 | 13.6089 | 0 | 0 | 0 | 0 | 0.674 | 0 | 0 | 3.1755 | 0 | 19.2515 | 0 | 0 | 0 | 0 | 0 | 0 | 0 | 0 | 0 | 0 | 0 | 0 | 0 | 0.45131 | 0 | 0.54519 | 0 | 5.1079 | 0 | 0.36871 | 0.6901 | 0 | 0 | 0 | 0 | 7.1632 | 0 | 0 | 0 | 0 | 0 | 0 | 0 | 0 | 0 | 0 | 0 | 0 | 0
7 | 7 | 12 | 6 | 1.7931 | 0 | 8.6613 | 0 | 0 | 0 | 0 | 0.62091 | 0 | 0 | 3.6241 | 0 | 14.6995 | 0 | 0 | 0 | 0 | 0 | 0 | 0 | 0 | 0 | 0 | 0 | 0 | 0 | 0.45131 | 0 | 0.54519 | 0 | 4.6864 | 0 | 0.42121 | 0.6901 | 0 | 0 | 0 | 0 | 6.7942 | 0 | 0 | 0 | 0 | 0 | 0 | 0 | 0 | 0 | 0 | 0 | 0 | 0
7 | 7 | 13 | 6 | 1.7931 | 0 | 13.6089 | 0 | 0 | 0 | 0 | 0.73431 | 0 | 0 | 3.1755 | 0 | 19.3118 | 0 | 0 | 0 | 0 | 0 | 0 | 0 | 0 | 0 | 0 | 0 | 0 | 0 | 0.45131 | 0 | 0.54519 | 0 | 5.7756 | 0 | 0.36871 | 0.6901 | 0 | 0 | 0 | 0 | 7.8309 | 0 | 0 | 0 | 0 | 0 | 0 | 0 | 0 | 0 | 0 | 0 | 0 | 0
7 | 7 | 14 | 6 | 1.7931 | 0 | 13.6089 | 0 | 0 | 0 | 0 | 0.78559 | 0 | 0 | 3.1754 | 0 | 19.363 | 0 | 0 | 0 | 0 | 0 | 0 | 0 | 0 | 0 | 0 | 0 | 0 | 0 | 0.45131 | 0 | 0.54519 | 0 | 6.5313 | 0 | 0.36871 | 0.6901 | 0 | 0 | 0 | 0 | 8.5867 | 0 | 0 | 0 | 0 | 0 | 0 | 0 | 0 | 0 | 0 | 0 | 0 | 0
7 | 7 | 15 | 6 | 1.7931 | 0 | 13.6089 | 0 | 0 | 0 | 0 | 0.82277 | 0 | 0 | 2.7267 | 0 | 18.9515 | 0 | 0 | 0 | 0 | 0 | 0 | 0 | 0 | 0 | 0 | 0 | 0 | 0 | 0.45131 | 0 | 0.54519 | 0 | 7.0196 | 0 | 0.31621 | 0.6901 | 0 | 0 | 0 | 0 | 9.0224 | 0 | 0 | 0 | 0 | 0 | 0 | 0 | 0 | 0 | 0 | 0 | 0 | 0
7 | 7 | 16 | 6 | 1.7931 | 0 | 13.6089 | 0 | 0 | 0 | 0 | 0.8842 | 0 | 0 | 2.7267 | 0 | 19.0129 | 0 | 0 | 0 | 0 | 0 | 0 | 0 | 0 | 0 | 0 | 0 | 0 | 0 | 0.45131 | 0 | 0.54519 | 0 | 7.8766 | 0 | 0.31621 | 0.6901 | 0 | 0 | 0 | 0 | 9.8794 | 0 | 0 | 0 | 0 | 0 | 0 | 0 | 0 | 0 | 0 | 0 | 0 | 0
7 | 7 | 17 | 6 | 1.7931 | 0 | 13.6089 | 0 | 0 | 0 | 0 | 0.86459 | 0 | 0 | 3.9554 | 0 | 20.222 | 0 | 0 | 0 | 0 | 0 | 0 | 0 | 0 | 0 | 0 | 0 | 0 | 0 | 0.45131 | 0 | 0.54519 | 0 | 7.4398 | 0 | 0.52621 | 0.6901 | 0 | 0 | 0 | 0 | 9.6526 | 0 | 0 | 0 | 0 | 0 | 0 | 0 | 0 | 0 | 0 | 0 | 0 | 0
7 | 7 | 18 | 6 | 1.7931 | 0 | 9.8982 | 0 | 0 | 0 | 0 | 0.74053 | 0 | 0 | 3.9553 | 0 | 16.3872 | 0 | 0 | 0 | 0 | 0 | 0 | 0 | 0 | 0 | 0 | 0 | 0 | 0 | 0.45131 | 0 | 0.54519 | 0 | 6.2161 | 0 | 0.52621 | 0.6901 | 0 | 0 | 0 | 0 | 8.4289 | 0 | 0 | 0 | 0 | 0 | 0 | 0 | 0 | 0 | 0 | 0 | 0 | 0
7 | 7 | 19 | 6 | 1.7931 | 0 | 2.4769 | 0 | 0 | 0 | 0 | 0.57473 | 0 | 0 | 4.7356 | 0 | 9.5804 | 0 | 0 | 0 | 0 | 0 | 0 | 0 | 0 | 0 | 0 | 0 | 0 | 0 | 0.45131 | 0 | 0.88038 | 0 | 4.8218 | 0 | 0.42121 | 0.6901 | 0 | 0 | 0 | 0 | 7.2648 | 0 | 0 | 0 | 0 | 0 | 0 | 0 | 0 | 0 | 0 | 0 | 0 | 0
7 | 7 | 20 | 6 | 1.7931 | 0 | 2.4769 | 0 | 0 | 0 | 0 | 0.49404 | 0 | 0 | 3.1751 | 0 | 7.9392 | 0 | 0 | 0 | 0 | 0 | 0 | 0 | 0 | 0 | 0 | 0 | 0 | 0 | 0.45131 | 0 | 1.1038 | 0 | 3.9834 | 0 | 0.36871 | 0.6901 | 0 | 0 | 0 | 0 | 6.5974 | 0 | 0 | 0 | 0 | 0 | 0 | 0 | 0 | 0 | 0 | 0 | 0 | 0
7 | 7 | 21 | 6 | 1.7931 | 0 | 2.4769 | 0 | 0 | 0 | 0 | 0.45543 | 0 | 0 | 3.9553 | 0 | 8.6807 | 0 | 0 | 0 | 0 | 0 | 0 | 0 | 0 | 0 | 0 | 0 | 0 | 0 | 0.45131 | 0 | 1.2156 | 0 | 3.5499 | 0 | 0.47371 | 0.6901 | 0 | 0 | 0 | 0 | 6.3806 | 0 | 0 | 0 | 0 | 0 | 0 | 0 | 0 | 0 | 0 | 0 | 0 | 0
7 | 7 | 22 | 6 | 1.7931 | 0 | 2.4769 | 0 | 0 | 0 | 0 | 0.40603 | 0 | 0 | 2.842 | 0 | 7.518 | 0 | 0 | 0 | 0 | 0 | 0 | 0 | 0 | 0 | 0 | 0 | 0 | 0 | 0.45131 | 0 | 1.1038 | 0 | 2.9794 | 0 | 0.31621 | 0.6901 | 0 | 0 | 0 | 0 | 5.5408 | 0 | 0 | 0 | 0 | 0 | 0 | 0 | 0 | 0 | 0 | 0 | 0 | 0
7 | 7 | 23 | 6 | 1.7931 | 0 | 2.4769 | 0 | 0 | 0 | 0 | 0.37483 | 0 | 0 | 0.48297 | 0 | 5.1278 | 0 | 0 | 0 | 0 | 0 | 0 | 0 | 0 | 0 | 0 | 0 | 0 | 0 | 0.45131 | 0 | 0.88038 | 0 | 2.6374 | 0 | 0.053706 | 0.6901 | 0 | 0 | 0 | 0 | 4.7129 | 0 | 0 | 0 | 0 | 0 | 0 | 0 | 0 | 0 | 0 | 0 | 0 | 0
7 | 7 | 24 | 6 | 1.7931 | 0 | 2.4769 | 0 | 0 | 0 | 0 | 0.35717 | 0 | 0 | 0.48302 | 0 | 5.1102 | 0 | 0 | 0 | 0 | 0 | 0 | 0 | 0 | 0 | 0 | 0 | 0 | 0 | 0.45131 | 0 | 0.54519 | 0 | 2.4384 | 0 | 0.053706 | 0.6901 | 0 | 0 | 0 | 0 | 4.1787 | 0 | 0 | 0 | 0 | 0 | 0 | 0 | 0 | 0 | 0 | 0 | 0 | 0
7 | 8 | 1 | 7 | 1.7931 | 0 | 2.4769 | 0 | 0 | 0 | 0 | 0.35334 | 0 | 0 | 0.48313 | 0 | 5.1065 | 0 | 0 | 0 | 0 | 0 | 0 | 0 | 0 | 0 | 0 | 0 | 0 | 0 | 0.45131 | 0 | 0.32173 | 0 | 2.4666 | 0 | 0.053706 | 0.6901 | 0 | 0 | 0 | 0 | 3.9835 | 0 | 0 | 0 | 0 | 0 | 0 | 0 | 0 | 0 | 0 | 0 | 0 | 0
7 | 8 | 2 | 7 | 1.7931 | 0 | 2.4769 | 0 | 0 | 0 | 0 | 0.35955 | 0 | 0 | 0.48322 | 0 | 5.1128 | 0 | 0 | 0 | 0 | 0 | 0 | 0 | 0 | 0 | 0 | 0 | 0 | 0 | 0.45131 | 0 | 0.32173 | 0 | 2.5595 | 0 | 0.053706 | 0.6901 | 0 | 0 | 0 | 0 | 4.0764 | 0 | 0 | 0 | 0 | 0 | 0 | 0 | 0 | 0 | 0 | 0 | 0 | 0
7 | 8 | 3 | 7 | 1.7931 | 0 | 2.4769 | 0 | 0 | 0 | 0 | 0.35427 | 0 | 0 | 0.48326 | 0 | 5.1075 | 0 | 0 | 0 | 0 | 0 | 0 | 0 | 0 | 0 | 0 | 0 | 0 | 0 | 0.45131 | 0 | 0.32173 | 0 | 2.4306 | 0 | 0.053706 | 0.6901 | 0 | 0 | 0 | 0 | 3.9475 | 0 | 0 | 0 | 0 | 0 | 0 | 0 | 0 | 0 | 0 | 0 | 0 | 0
7 | 8 | 4 | 7 | 1.7931 | 0 | 2.4769 | 0 | 0 | 0 | 0 | 0.35231 | 0 | 0 | 0.48327 | 0 | 5.1056 | 0 | 0 | 0 | 0 | 0 | 0 | 0 | 0 | 0 | 0 | 0 | 0 | 0 | 0.45131 | 0 | 0.32173 | 0 | 2.2979 | 0 | 0.053706 | 0.6901 | 0 | 0 | 0 | 0 | 3.8148 | 0 | 0 | 0 | 0 | 0 | 0 | 0 | 0 | 0 | 0 | 0 | 0 | 0
7 | 8 | 5 | 7 | 1.7931 | 0 | 2.4769 | 0 | 0 | 0 | 0 | 0.32317 | 0 | 0 | 0.48326 | 0 | 5.0765 | 0 | 0 | 0 | 0 | 0 | 0 | 0 | 0 | 0 | 0 | 0 | 0 | 0 | 0.45131 | 0 | 0.32173 | 0 | 2.0231 | 0 | 0.053706 | 0.6901 | 0 | 0 | 0 | 0 | 3.54 | 0 | 0 | 0 | 0 | 0 | 0 | 0 | 0 | 0 | 0 | 0 | 0 | 0
7 | 8 | 6 | 7 | 1.7931 | 0 | 2.4769 | 0 | 0 | 0 | 0 | 0.34152 | 0 | 0 | 2.7266 | 0 | 7.3381 | 0 | 0 | 0 | 0 | 0 | 0 | 0 | 0 | 0 | 0 | 0 | 0 | 0 | 0.45131 | 0 | 0.54519 | 0 | 2.2944 | 0 | 0.31621 | 0.6901 | 0 | 0 | 0 | 0 | 4.2973 | 0 | 0 | 0 | 0 | 0 | 0 | 0 | 0 | 0 | 0 | 0 | 0 | 0
7 | 8 | 7 | 7 | 1.7931 | 0 | 2.4769 | 0 | 0 | 0 | 0 | 0.39459 | 0 | 0 | 3.9553 | 0 | 8.6199 | 0 | 0 | 0 | 0 | 0 | 0 | 0 | 0 | 0 | 0 | 0 | 0 | 0 | 0.45131 | 0 | 0.71279 | 0 | 2.766 | 0 | 0.52621 | 0.6901 | 0 | 0 | 0 | 0 | 5.1464 | 0 | 0 | 0 | 0 | 0 | 0 | 0 | 0 | 0 | 0 | 0 | 0 | 0
7 | 8 | 8 | 7 | 1.7931 | 0 | 13.6089 | 0 | 0 | 0 | 0 | 0.60533 | 0 | 0 | 4.1828 | 0 | 20.1902 | 0 | 0 | 0 | 0 | 0 | 0 | 0 | 0 | 0 | 0 | 0 | 0 | 0 | 0.45131 | 0 | 0.71279 | 0 | 4.4043 | 0 | 0.42121 | 0.6901 | 0 | 0 | 0 | 0 | 6.6797 | 0 | 0 | 0 | 0 | 0 | 0 | 0 | 0 | 0 | 0 | 0 | 0 | 0
7 | 8 | 9 | 7 | 1.7931 | 0 | 13.6089 | 0 | 0 | 0 | 0 | 0.66307 | 0 | 0 | 2.7263 | 0 | 18.7914 | 0 | 0 | 0 | 0 | 0 | 0 | 0 | 0 | 0 | 0 | 0 | 0 | 0 | 0.45131 | 0 | 0.71279 | 0 | 5.0631 | 0 | 0.31621 | 0.6901 | 0 | 0 | 0 | 0 | 7.2335 | 0 | 0 | 0 | 0 | 0 | 0 | 0 | 0 | 0 | 0 | 0 | 0 | 0
7 | 8 | 10 | 7 | 1.7931 | 0 | 13.6089 | 0 | 0 | 0 | 0 | 0.69935 | 0 | 0 | 2.7262 | 0 | 18.8276 | 0 | 0 | 0 | 0 | 0 | 0 | 0 | 0 | 0 | 0 | 0 | 0 | 0 | 0.45131 | 0 | 0.71279 | 0 | 5.5536 | 0 | 0.31621 | 0.6901 | 0 | 0 | 0 | 0 | 7.724 | 0 | 0 | 0 | 0 | 0 | 0 | 0 | 0 | 0 | 0 | 0 | 0 | 0
7 | 8 | 11 | 7 | 1.7931 | 0 | 13.6089 | 0 | 0 | 0 | 0 | 0.74264 | 0 | 0 | 3.1748 | 0 | 19.3195 | 0 | 0 | 0 | 0 | 0 | 0 | 0 | 0 | 0 | 0 | 0 | 0 | 0 | 0.45131 | 0 | 0.54519 | 0 | 6.278 | 0 | 0.36871 | 0.6901 | 0 | 0 | 0 | 0 | 8.3333 | 0 | 0 | 0 | 0 | 0 | 0 | 0 | 0 | 0 | 0 | 0 | 0 | 0
7 | 8 | 12 | 7 | 1.7931 | 0 | 8.6613 | 0 | 0 | 0 | 0 | 0.7774 | 0 | 0 | 3.6235 | 0 | 14.8553 | 0 | 0 | 0 | 0 | 0 | 0 | 0 | 0 | 0 | 0 | 0 | 0 | 0 | 0.45131 | 0 | 0.54519 | 0 | 7.1815 | 0 | 0.42121 | 0.6901 | 0 | 0 | 0 | 0 | 9.2893 | 0 | 0 | 0 | 0 | 0 | 0 | 0 | 0 | 0 | 0 | 0 | 0 | 0
7 | 8 | 13 | 7 | 1.7931 | 0 | 13.6089 | 0 | 0 | 0 | 0 | 0.89442 | 0 | 0 | 3.1747 | 0 | 19.4712 | 0 | 0 | 0 | 0 | 0 | 0 | 0 | 0 | 0 | 0 | 0 | 0 | 0 | 0.45131 | 0 | 0.54519 | 0 | 8.1878 | 0 | 0.36871 | 0.6901 | 0 | 0 | 0 | 0 | 10.2431 | 0 | 0 | 0 | 0 | 0 | 0 | 0 | 0 | 0 | 0 | 0 | 0 | 0
7 | 8 | 14 | 7 | 1.7931 | 0 | 13.6089 | 0 | 0 | 0 | 0 | 0.81036 | 0 | 0 | 3.1747 | 0 | 19.387 | 0 | 0 | 0 | 0 | 0 | 0 | 0 | 0 | 0 | 0 | 0 | 0 | 0 | 0.45131 | 0 | 0.54519 | 0 | 7.1043 | 0 | 0.36871 | 0.6901 | 0 | 0 | 0 | 0 | 9.1596 | 0 | 0 | 0 | 0 | 0 | 0 | 0 | 0 | 0 | 0 | 0 | 0 | 0
7 | 8 | 15 | 7 | 1.7931 | 0 | 13.6089 | 0 | 0 | 0 | 0 | 0.63546 | 0 | 0 | 2.726 | 0 | 18.7635 | 0 | 0 | 0 | 0 | 0 | 0 | 0 | 0 | 0 | 0 | 0 | 0 | 0 | 0.45131 | 0 | 0.54519 | 0 | 5.0646 | 0 | 0.31621 | 0.6901 | 0 | 0 | 0 | 0 | 7.0674 | 0 | 0 | 0 | 0 | 0 | 0 | 0 | 0 | 0 | 0 | 0 | 0 | 0
7 | 8 | 16 | 7 | 1.7931 | 0 | 13.6089 | 0 | 0 | 0 | 0 | 0.63528 | 0 | 0 | 2.7261 | 0 | 18.7634 | 0 | 0 | 0 | 0 | 0 | 0 | 0 | 0 | 0 | 0 | 0 | 0 | 0 | 0.45131 | 0 | 0.54519 | 0 | 4.9844 | 0 | 0.31621 | 0.6901 | 0 | 0 | 0 | 0 | 6.9872 | 0 | 0 | 0 | 0 | 0 | 0 | 0 | 0 | 0 | 0 | 0 | 0 | 0
7 | 8 | 17 | 7 | 1.7931 | 0 | 13.6089 | 0 | 0 | 0 | 0 | 0.62255 | 0 | 0 | 3.9552 | 0 | 19.9797 | 0 | 0 | 0 | 0 | 0 | 0 | 0 | 0 | 0 | 0 | 0 | 0 | 0 | 0.45131 | 0 | 0.54519 | 0 | 4.8347 | 0 | 0.52621 | 0.6901 | 0 | 0 | 0 | 0 | 7.0475 | 0 | 0 | 0 | 0 | 0 | 0 | 0 | 0 | 0 | 0 | 0 | 0 | 0
7 | 8 | 18 | 7 | 1.7931 | 0 | 9.8982 | 0 | 0 | 0 | 0 | 0.57134 | 0 | 0 | 3.9552 | 0 | 16.2179 | 0 | 0 | 0 | 0 | 0 | 0 | 0 | 0 | 0 | 0 | 0 | 0 | 0 | 0.45131 | 0 | 0.54519 | 0 | 4.1764 | 0 | 0.52621 | 0.6901 | 0 | 0 | 0 | 0 | 6.3892 | 0 | 0 | 0 | 0 | 0 | 0 | 0 | 0 | 0 | 0 | 0 | 0 | 0
7 | 8 | 19 | 7 | 1.7931 | 0 | 2.4769 | 0 | 0 | 0 | 0 | 0.41257 | 0 | 0 | 4.7349 | 0 | 9.4175 | 0 | 0 | 0 | 0 | 0 | 0 | 0 | 0 | 0 | 0 | 0 | 0 | 0 | 0.45131 | 0 | 0.88038 | 0 | 2.8956 | 0 | 0.42121 | 0.6901 | 0 | 0 | 0 | 0 | 5.3386 | 0 | 0 | 0 | 0 | 0 | 0 | 0 | 0 | 0 | 0 | 0 | 0 | 0
7 | 8 | 20 | 7 | 1.7931 | 0 | 2.4769 | 0 | 0 | 0 | 0 | 0.37209 | 0 | 0 | 3.1747 | 0 | 7.8169 | 0 | 0 | 0 | 0 | 0 | 0 | 0 | 0 | 0 | 0 | 0 | 0 | 0 | 0.45131 | 0 | 1.1038 | 0 | 2.6256 | 0 | 0.36871 | 0.6901 | 0 | 0 | 0 | 0 | 5.2396 | 0 | 0 | 0 | 0 | 0 | 0 | 0 | 0 | 0 | 0 | 0 | 0 | 0
7 | 8 | 21 | 7 | 1.7931 | 0 | 2.4769 | 0 | 0 | 0 | 0 | 0.34445 | 0 | 0 | 3.9551 | 0 | 8.5695 | 0 | 0 | 0 | 0 | 0 | 0 | 0 | 0 | 0 | 0 | 0 | 0 | 0 | 0.45131 | 0 | 1.2156 | 0 | 2.3799 | 0 | 0.47371 | 0.6901 | 0 | 0 | 0 | 0 | 5.2106 | 0 | 0 | 0 | 0 | 0 | 0 | 0 | 0 | 0 | 0 | 0 | 0 | 0
7 | 8 | 22 | 7 | 1.7931 | 0 | 2.4769 | 0 | 0 | 0 | 0 | 0.328 | 0 | 0 | 2.8414 | 0 | 7.4394 | 0 | 0 | 0 | 0 | 0 | 0 | 0 | 0 | 0 | 0 | 0 | 0 | 0 | 0.45131 | 0 | 1.1038 | 0 | 2.2417 | 0 | 0.31621 | 0.6901 | 0 | 0 | 0 | 0 | 4.8032 | 0 | 0 | 0 | 0 | 0 | 0 | 0 | 0 | 0 | 0 | 0 | 0 | 0
7 | 8 | 23 | 7 | 1.7931 | 0 | 2.4769 | 0 | 0 | 0 | 0 | 0.31791 | 0 | 0 | 0.48255 | 0 | 5.0705 | 0 | 0 | 0 | 0 | 0 | 0 | 0 | 0 | 0 | 0 | 0 | 0 | 0 | 0.45131 | 0 | 0.88038 | 0 | 2.1532 | 0 | 0.053706 | 0.6901 | 0 | 0 | 0 | 0 | 4.2287 | 0 | 0 | 0 | 0 | 0 | 0 | 0 | 0 | 0 | 0 | 0 | 0 | 0
7 | 8 | 24 | 7 | 1.7931 | 0 | 2.4769 | 0 | 0 | 0 | 0 | 0.28883 | 0 | 0 | 0.48258 | 0 | 5.0414 | 0 | 0 | 0 | 0 | 0 | 0 | 0 | 0 | 0 | 0 | 0 | 0 | 0 | 0.45131 | 0 | 0.54519 | 0 | 1.8747 | 0 | 0.053706 | 0.6901 | 0 | 0 | 0 | 0 | 3.6151 | 0 | 0 | 0 | 0 | 0 | 0 | 0 | 0 | 0 | 0 | 0 | 0 | 0
7 | 9 | 1 | 1 | 1.7931 | 0 | 2.4769 | 0 | 0 | 0 | 0 | 0.27272 | 0 | 0 | 0.48268 | 0 | 5.0254 | 0 | 0 | 0 | 0 | 0 | 0 | 0 | 0 | 0 | 0 | 0 | 0 | 0 | 0.45131 | 0 | 0.32173 | 0 | 1.78 | 0 | 0.053706 | 0.6901 | 0 | 0 | 0 | 0 | 3.2969 | 0 | 0 | 0 | 0 | 0 | 0 | 0 | 0 | 0 | 0 | 0 | 0 | 0
7 | 9 | 2 | 1 | 1.7931 | 0 | 2.4769 | 0 | 0 | 0 | 0 | 0.2674 | 0 | 0 | 0.4828 | 0 | 5.0202 | 0 | 0 | 0 | 0 | 0 | 0 | 0 | 0 | 0 | 0 | 0 | 0 | 0 | 0.45131 | 0 | 0.32173 | 0 | 1.7391 | 0 | 0.053706 | 0.6901 | 0 | 0 | 0 | 0 | 3.256 | 0 | 0 | 0 | 0 | 0 | 0 | 0 | 0 | 0 | 0 | 0 | 0 | 0
7 | 9 | 3 | 1 | 1.7931 | 0 | 2.4769 | 0 | 0 | 0 | 0 | 0.26233 | 0 | 0 | 0.48285 | 0 | 5.0152 | 0 | 0 | 0 | 0 | 0 | 0 | 0 | 0 | 0 | 0 | 0 | 0 | 0 | 0.45131 | 0 | 0.32173 | 0 | 1.6692 | 0 | 0.053706 | 0.6901 | 0 | 0 | 0 | 0 | 3.186 | 0 | 0 | 0 | 0 | 0 | 0 | 0 | 0 | 0 | 0 | 0 | 0 | 0
7 | 9 | 4 | 1 | 1.7931 | 0 | 2.4769 | 0 | 0 | 0 | 0 | 0.24729 | 0 | 0 | 0.48288 | 0 | 5.0002 | 0 | 0 | 0 | 0 | 0 | 0 | 0 | 0 | 0 | 0 | 0 | 0 | 0 | 0.45131 | 0 | 0.32173 | 0 | 1.5688 | 0 | 0.053706 | 0.6901 | 0 | 0 | 0 | 0 | 3.0857 | 0 | 0 | 0 | 0 | 0 | 0 | 0 | 0 | 0 | 0 | 0 | 0 | 0
7 | 9 | 5 | 1 | 1.7931 | 0 | 2.4769 | 0 | 0 | 0 | 0 | 0.24166 | 0 | 0 | 0.4829 | 0 | 4.9946 | 0 | 0 | 0 | 0 | 0 | 0 | 0 | 0 | 0 | 0 | 0 | 0 | 0 | 0.45131 | 0 | 0.32173 | 0 | 1.5459 | 0 | 0.053706 | 0.6901 | 0 | 0 | 0 | 0 | 3.0627 | 0 | 0 | 0 | 0 | 0 | 0 | 0 | 0 | 0 | 0 | 0 | 0 | 0
7 | 9 | 6 | 1 | 1.7931 | 0 | 2.4769 | 0 | 0 | 0 | 0 | 0.21617 | 0 | 0 | 2.7262 | 0 | 7.2124 | 0 | 0 | 0 | 0 | 0 | 0 | 0 | 0 | 0 | 0 | 0 | 0 | 0 | 0.45131 | 0 | 0.54519 | 0 | 1.3456 | 0 | 0.31621 | 0.6901 | 0 | 0 | 0 | 0 | 3.3484 | 0 | 0 | 0 | 0 | 0 | 0 | 0 | 0 | 0 | 0 | 0 | 0 | 0
7 | 9 | 7 | 1 | 1.7931 | 0 | 2.4769 | 0 | 0 | 0 | 0 | 0.21273 | 0 | 0 | 3.9552 | 0 | 8.4379 | 0 | 0 | 0 | 0 | 0 | 0 | 0 | 0 | 0 | 0 | 0 | 0 | 0 | 0.45131 | 0 | 0.71279 | 0 | 1.302 | 0 | 0.52621 | 0.6901 | 0 | 0 | 0 | 0 | 3.6824 | 0 | 0 | 0 | 0 | 0 | 0 | 0 | 0 | 0 | 0 | 0 | 0 | 0
7 | 9 | 8 | 1 | 1.7931 | 0 | 13.6089 | 0 | 0 | 0 | 0 | 0.38548 | 0 | 0 | 4.1824 | 0 | 19.9699 | 0 | 0 | 0 | 0 | 0 | 0 | 0 | 0 | 0 | 0 | 0 | 0 | 0 | 0.45131 | 0 | 0.71279 | 0 | 2.4765 | 0 | 0.42121 | 0.6901 | 0 | 0 | 0 | 0 | 4.7519 | 0 | 0 | 0 | 0 | 0 | 0 | 0 | 0 | 0 | 0 | 0 | 0 | 0
7 | 9 | 9 | 1 | 1.7931 | 0 | 13.6089 | 0 | 0 | 0 | 0 | 0.47176 | 0 | 0 | 2.7261 | 0 | 18.5998 | 0 | 0 | 0 | 0 | 0 | 0 | 0 | 0 | 0 | 0 | 0 | 0 | 0 | 0.45131 | 0 | 0.71279 | 0 | 3.2272 | 0 | 0.31621 | 0.6901 | 0 | 0 | 0 | 0 | 5.3976 | 0 | 0 | 0 | 0 | 0 | 0 | 0 | 0 | 0 | 0 | 0 | 0 | 0
7 | 9 | 10 | 1 | 1.7931 | 0 | 13.6089 | 0 | 0 | 0 | 0 | 0.52565 | 0 | 0 | 2.726 | 0 | 18.6537 | 0 | 0 | 0 | 0 | 0 | 0 | 0 | 0 | 0 | 0 | 0 | 0 | 0 | 0.45131 | 0 | 0.71279 | 0 | 3.848 | 0 | 0.31621 | 0.6901 | 0 | 0 | 0 | 0 | 6.0184 | 0 | 0 | 0 | 0 | 0 | 0 | 0 | 0 | 0 | 0 | 0 | 0 | 0
7 | 9 | 11 | 1 | 1.7931 | 0 | 13.6089 | 0 | 0 | 0 | 0 | 0.57717 | 0 | 0 | 3.1747 | 0 | 19.1538 | 0 | 0 | 0 | 0 | 0 | 0 | 0 | 0 | 0 | 0 | 0 | 0 | 0 | 0.45131 | 0 | 0.54519 | 0 | 4.5297 | 0 | 0.36871 | 0.6901 | 0 | 0 | 0 | 0 | 6.585 | 0 | 0 | 0 | 0 | 0 | 0 | 0 | 0 | 0 | 0 | 0 | 0 | 0
7 | 9 | 12 | 1 | 1.7931 | 0 | 8.6613 | 0 | 0 | 0 | 0 | 0.58083 | 0 | 0 | 3.6233 | 0 | 14.6586 | 0 | 0 | 0 | 0 | 0 | 0 | 0 | 0 | 0 | 0 | 0 | 0 | 0 | 0.45131 | 0 | 0.54519 | 0 | 4.7473 | 0 | 0.42121 | 0.6901 | 0 | 0 | 0 | 0 | 6.8551 | 0 | 0 | 0 | 0 | 0 | 0 | 0 | 0 | 0 | 0 | 0 | 0 | 0
7 | 9 | 13 | 1 | 1.7931 | 0 | 13.6089 | 0 | 0 | 0 | 0 | 0.70973 | 0 | 0 | 3.1746 | 0 | 19.2864 | 0 | 0 | 0 | 0 | 0 | 0 | 0 | 0 | 0 | 0 | 0 | 0 | 0 | 0.45131 | 0 | 0.54519 | 0 | 6.0691 | 0 | 0.36871 | 0.6901 | 0 | 0 | 0 | 0 | 8.1244 | 0 | 0 | 0 | 0 | 0 | 0 | 0 | 0 | 0 | 0 | 0 | 0 | 0
7 | 9 | 14 | 1 | 1.7931 | 0 | 13.6089 | 0 | 0 | 0 | 0 | 0.75314 | 0 | 0 | 3.1746 | 0 | 19.3297 | 0 | 0 | 0 | 0 | 0 | 0 | 0 | 0 | 0 | 0 | 0 | 0 | 0 | 0.45131 | 0 | 0.54519 | 0 | 6.5609 | 0 | 0.36871 | 0.6901 | 0 | 0 | 0 | 0 | 8.6162 | 0 | 0 | 0 | 0 | 0 | 0 | 0 | 0 | 0 | 0 | 0 | 0 | 0
7 | 9 | 15 | 1 | 1.7931 | 0 | 13.6089 | 0 | 0 | 0 | 0 | 0.8065 | 0 | 0 | 2.7259 | 0 | 18.9344 | 0 | 0 | 0 | 0 | 0 | 0 | 0 | 0 | 0 | 0 | 0 | 0 | 0 | 0.45131 | 0 | 0.54519 | 0 | 7.08 | 0 | 0.31621 | 0.6901 | 0 | 0 | 0 | 0 | 9.0828 | 0 | 0 | 0 | 0 | 0 | 0 | 0 | 0 | 0 | 0 | 0 | 0 | 0
7 | 9 | 16 | 1 | 1.7931 | 0 | 13.6089 | 0 | 0 | 0 | 0 | 0.80554 | 0 | 0 | 2.7258 | 0 | 18.9334 | 0 | 0 | 0 | 0 | 0 | 0 | 0 | 0 | 0 | 0 | 0 | 0 | 0 | 0.45131 | 0 | 0.54519 | 0 | 6.8348 | 0 | 0.31621 | 0.6901 | 0 | 0 | 0 | 0 | 8.8376 | 0 | 0 | 0 | 0 | 0 | 0 | 0 | 0 | 0 | 0 | 0 | 0 | 0
7 | 9 | 17 | 1 | 1.7931 | 0 | 13.6089 | 0 | 0 | 0 | 0 | 0.79115 | 0 | 0 | 3.955 | 0 | 20.1482 | 0 | 0 | 0 | 0 | 0 | 0 | 0 | 0 | 0 | 0 | 0 | 0 | 0 | 0.45131 | 0 | 0.54519 | 0 | 6.8458 | 0 | 0.52621 | 0.6901 | 0 | 0 | 0 | 0 | 9.0586 | 0 | 0 | 0 | 0 | 0 | 0 | 0 | 0 | 0 | 0 | 0 | 0 | 0
7 | 9 | 18 | 1 | 1.7931 | 0 | 9.8982 | 0 | 0 | 0 | 0 | 0.64846 | 0 | 0 | 3.955 | 0 | 16.2948 | 0 | 0 | 0 | 0 | 0 | 0 | 0 | 0 | 0 | 0 | 0 | 0 | 0 | 0.45131 | 0 | 0.54519 | 0 | 5.5714 | 0 | 0.52621 | 0.6901 | 0 | 0 | 0 | 0 | 7.7842 | 0 | 0 | 0 | 0 | 0 | 0 | 0 | 0 | 0 | 0 | 0 | 0 | 0
7 | 9 | 19 | 1 | 1.7931 | 0 | 2.4769 | 0 | 0 | 0 | 0 | 0.49625 | 0 | 0 | 4.7344 | 0 | 9.5007 | 0 | 0 | 0 | 0 | 0 | 0 | 0 | 0 | 0 | 0 | 0 | 0 | 0 | 0.45131 | 0 | 0.88038 | 0 | 4.2523 | 0 | 0.42121 | 0.6901 | 0 | 0 | 0 | 0 | 6.6953 | 0 | 0 | 0 | 0 | 0 | 0 | 0 | 0 | 0 | 0 | 0 | 0 | 0
7 | 9 | 20 | 1 | 1.7931 | 0 | 2.4769 | 0 | 0 | 0 | 0 | 0.43293 | 0 | 0 | 3.1746 | 0 | 7.8775 | 0 | 0 | 0 | 0 | 0 | 0 | 0 | 0 | 0 | 0 | 0 | 0 | 0 | 0.45131 | 0 | 1.1038 | 0 | 3.6345 | 0 | 0.36871 | 0.6901 | 0 | 0 | 0 | 0 | 6.2485 | 0 | 0 | 0 | 0 | 0 | 0 | 0 | 0 | 0 | 0 | 0 | 0 | 0
7 | 9 | 21 | 1 | 1.7931 | 0 | 2.4769 | 0 | 0 | 0 | 0 | 0.40018 | 0 | 0 | 3.955 | 0 | 8.6252 | 0 | 0 | 0 | 0 | 0 | 0 | 0 | 0 | 0 | 0 | 0 | 0 | 0 | 0.45131 | 0 | 1.2156 | 0 | 3.3414 | 0 | 0.47371 | 0.6901 | 0 | 0 | 0 | 0 | 6.1721 | 0 | 0 | 0 | 0 | 0 | 0 | 0 | 0 | 0 | 0 | 0 | 0 | 0
7 | 9 | 22 | 1 | 1.7931 | 0 | 2.4769 | 0 | 0 | 0 | 0 | 0.39041 | 0 | 0 | 2.8412 | 0 | 7.5016 | 0 | 0 | 0 | 0 | 0 | 0 | 0 | 0 | 0 | 0 | 0 | 0 | 0 | 0.45131 | 0 | 1.1038 | 0 | 3.241 | 0 | 0.31621 | 0.6901 | 0 | 0 | 0 | 0 | 5.8025 | 0 | 0 | 0 | 0 | 0 | 0 | 0 | 0 | 0 | 0 | 0 | 0 | 0
7 | 9 | 23 | 1 | 1.7931 | 0 | 2.4769 | 0 | 0 | 0 | 0 | 0.38164 | 0 | 0 | 0.48244 | 0 | 5.1341 | 0 | 0 | 0 | 0 | 0 | 0 | 0 | 0 | 0 | 0 | 0 | 0 | 0 | 0.45131 | 0 | 0.88038 | 0 | 3.0761 | 0 | 0.053706 | 0.6901 | 0 | 0 | 0 | 0 | 5.1516 | 0 | 0 | 0 | 0 | 0 | 0 | 0 | 0 | 0 | 0 | 0 | 0 | 0
7 | 9 | 24 | 1 | 1.7931 | 0 | 2.4769 | 0 | 0 | 0 | 0 | 0.36721 | 0 | 0 | 0.4825 | 0 | 5.1197 | 0 | 0 | 0 | 0 | 0 | 0 | 0 | 0 | 0 | 0 | 0 | 0 | 0 | 0.45131 | 0 | 0.54519 | 0 | 2.7923 | 0 | 0.053706 | 0.6901 | 0 | 0 | 0 | 0 | 4.5326 | 0 | 0 | 0 | 0 | 0 | 0 | 0 | 0 | 0 | 0 | 0 | 0 | 0
7 | 10 | 1 | 2 | 1.7931 | 0 | 2.4769 | 0 | 0 | 0 | 0 | 0.34353 | 0 | 0 | 0.4826 | 0 | 5.0961 | 0 | 0 | 0 | 0 | 0 | 0 | 0 | 0 | 0 | 0 | 0 | 0 | 0 | 0.45131 | 0 | 0.32173 | 0 | 2.5175 | 0 | 0.053706 | 0.6901 | 0 | 0 | 0 | 0 | 4.0343 | 0 | 0 | 0 | 0 | 0 | 0 | 0 | 0 | 0 | 0 | 0 | 0 | 0
7 | 10 | 2 | 2 | 1.7931 | 0 | 2.4769 | 0 | 0 | 0 | 0 | 0.31676 | 0 | 0 | 0.48272 | 0 | 5.0695 | 0 | 0 | 0 | 0 | 0 | 0 | 0 | 0 | 0 | 0 | 0 | 0 | 0 | 0.45131 | 0 | 0.32173 | 0 | 2.2486 | 0 | 0.053706 | 0.6901 | 0 | 0 | 0 | 0 | 3.7654 | 0 | 0 | 0 | 0 | 0 | 0 | 0 | 0 | 0 | 0 | 0 | 0 | 0
7 | 10 | 3 | 2 | 1.7931 | 0 | 2.4769 | 0 | 0 | 0 | 0 | 0.30482 | 0 | 0 | 0.48279 | 0 | 5.0576 | 0 | 0 | 0 | 0 | 0 | 0 | 0 | 0 | 0 | 0 | 0 | 0 | 0 | 0.45131 | 0 | 0.32173 | 0 | 2.1787 | 0 | 0.053706 | 0.6901 | 0 | 0 | 0 | 0 | 3.6955 | 0 | 0 | 0 | 0 | 0 | 0 | 0 | 0 | 0 | 0 | 0 | 0 | 0
7 | 10 | 4 | 2 | 1.7931 | 0 | 2.4769 | 0 | 0 | 0 | 0 | 0.28408 | 0 | 0 | 0.48283 | 0 | 5.0369 | 0 | 0 | 0 | 0 | 0 | 0 | 0 | 0 | 0 | 0 | 0 | 0 | 0 | 0.45131 | 0 | 0.32173 | 0 | 1.9761 | 0 | 0.053706 | 0.6901 | 0 | 0 | 0 | 0 | 3.4929 | 0 | 0 | 0 | 0 | 0 | 0 | 0 | 0 | 0 | 0 | 0 | 0 | 0
7 | 10 | 5 | 2 | 1.7931 | 0 | 2.4769 | 0 | 0 | 0 | 0 | 0.28121 | 0 | 0 | 0.48287 | 0 | 5.0341 | 0 | 0 | 0 | 0 | 0 | 0 | 0 | 0 | 0 | 0 | 0 | 0 | 0 | 0.45131 | 0 | 0.32173 | 0 | 1.9199 | 0 | 0.053706 | 0.6901 | 0 | 0 | 0 | 0 | 3.4367 | 0 | 0 | 0 | 0 | 0 | 0 | 0 | 0 | 0 | 0 | 0 | 0 | 0
7 | 10 | 6 | 2 | 1.7931 | 0 | 2.4769 | 0 | 0 | 0 | 0 | 0.26958 | 0 | 0 | 2.7262 | 0 | 7.2658 | 0 | 0 | 0 | 0 | 0 | 0 | 0 | 0 | 0 | 0 | 0 | 0 | 0 | 0.45131 | 0 | 0.54519 | 0 | 1.748 | 0 | 0.31621 | 0.6901 | 0 | 0 | 0 | 0 | 3.7508 | 0 | 0 | 0 | 0 | 0 | 0 | 0 | 0 | 0 | 0 | 0 | 0 | 0
7 | 10 | 7 | 2 | 1.7931 | 0 | 2.4769 | 0 | 0 | 0 | 0 | 0.27427 | 0 | 0 | 3.9552 | 0 | 8.4994 | 0 | 0 | 0 | 0 | 0 | 0 | 0 | 0 | 0 | 0 | 0 | 0 | 0 | 0.45131 | 0 | 0.71279 | 0 | 1.6955 | 0 | 0.52621 | 0.6901 | 0 | 0 | 0 | 0 | 4.0759 | 0 | 0 | 0 | 0 | 0 | 0 | 0 | 0 | 0 | 0 | 0 | 0 | 0
7 | 10 | 8 | 2 | 1.7931 | 0 | 13.6089 | 0 | 0 | 0 | 0 | 0.46524 | 0 | 0 | 4.1823 | 0 | 20.0496 | 0 | 0 | 0 | 0 | 0 | 0 | 0 | 0 | 0 | 0 | 0 | 0 | 0 | 0.45131 | 0 | 0.71279 | 0 | 2.9459 | 0 | 0.42121 | 0.6901 | 0 | 0 | 0 | 0 | 5.2213 | 0 | 0 | 0 | 0 | 0 | 0 | 0 | 0 | 0 | 0 | 0 | 0 | 0
7 | 10 | 9 | 2 | 1.7931 | 0 | 13.6089 | 0 | 0 | 0 | 0 | 0.54083 | 0 | 0 | 2.726 | 0 | 18.6688 | 0 | 0 | 0 | 0 | 0 | 0 | 0 | 0 | 0 | 0 | 0 | 0 | 0 | 0.45131 | 0 | 0.71279 | 0 | 3.5093 | 0 | 0.31621 | 0.6901 | 0 | 0 | 0 | 0 | 5.6796 | 0 | 0 | 0 | 0 | 0 | 0 | 0 | 0 | 0 | 0 | 0 | 0 | 0
7 | 10 | 10 | 2 | 1.7931 | 0 | 13.6089 | 0 | 0 | 0 | 0 | 0.5854 | 0 | 0 | 2.726 | 0 | 18.7134 | 0 | 0 | 0 | 0 | 0 | 0 | 0 | 0 | 0 | 0 | 0 | 0 | 0 | 0.45131 | 0 | 0.71279 | 0 | 3.8333 | 0 | 0.31621 | 0.6901 | 0 | 0 | 0 | 0 | 6.0037 | 0 | 0 | 0 | 0 | 0 | 0 | 0 | 0 | 0 | 0 | 0 | 0 | 0
7 | 10 | 11 | 2 | 1.7931 | 0 | 13.6089 | 0 | 0 | 0 | 0 | 0.62389 | 0 | 0 | 3.1746 | 0 | 19.2005 | 0 | 0 | 0 | 0 | 0 | 0 | 0 | 0 | 0 | 0 | 0 | 0 | 0 | 0.45131 | 0 | 0.54519 | 0 | 4.1567 | 0 | 0.36871 | 0.6901 | 0 | 0 | 0 | 0 | 6.2121 | 0 | 0 | 0 | 0 | 0 | 0 | 0 | 0 | 0 | 0 | 0 | 0 | 0
7 | 10 | 12 | 2 | 1.7931 | 0 | 8.6613 | 0 | 0 | 0 | 0 | 0.57257 | 0 | 0 | 3.6232 | 0 | 14.6502 | 0 | 0 | 0 | 0 | 0 | 0 | 0 | 0 | 0 | 0 | 0 | 0 | 0 | 0.45131 | 0 | 0.54519 | 0 | 3.8176 | 0 | 0.42121 | 0.6901 | 0 | 0 | 0 | 0 | 5.9254 | 0 | 0 | 0 | 0 | 0 | 0 | 0 | 0 | 0 | 0 | 0 | 0 | 0
7 | 10 | 13 | 2 | 1.7931 | 0 | 13.6089 | 0 | 0 | 0 | 0 | 0.66084 | 0 | 0 | 3.1745 | 0 | 19.2374 | 0 | 0 | 0 | 0 | 0 | 0 | 0 | 0 | 0 | 0 | 0 | 0 | 0 | 0.45131 | 0 | 0.54519 | 0 | 4.4401 | 0 | 0.36871 | 0.6901 | 0 | 0 | 0 | 0 | 6.4954 | 0 | 0 | 0 | 0 | 0 | 0 | 0 | 0 | 0 | 0 | 0 | 0 | 0
7 | 10 | 14 | 2 | 1.7931 | 0 | 13.6089 | 0 | 0 | 0 | 0 | 0.68981 | 0 | 0 | 3.1745 | 0 | 19.2663 | 0 | 0 | 0 | 0 | 0 | 0 | 0 | 0 | 0 | 0 | 0 | 0 | 0 | 0.45131 | 0 | 0.54519 | 0 | 4.7494 | 0 | 0.36871 | 0.6901 | 0 | 0 | 0 | 0 | 6.8047 | 0 | 0 | 0 | 0 | 0 | 0 | 0 | 0 | 0 | 0 | 0 | 0 | 0
7 | 10 | 15 | 2 | 1.7931 | 0 | 13.6089 | 0 | 0 | 0 | 0 | 0.71092 | 0 | 0 | 2.7258 | 0 | 18.8388 | 0 | 0 | 0 | 0 | 0 | 0 | 0 | 0 | 0 | 0 | 0 | 0 | 0 | 0.45131 | 0 | 0.54519 | 0 | 4.9364 | 0 | 0.31621 | 0.6901 | 0 | 0 | 0 | 0 | 6.9392 | 0 | 0 | 0 | 0 | 0 | 0 | 0 | 0 | 0 | 0 | 0 | 0 | 0
7 | 10 | 16 | 2 | 1.7931 | 0 | 13.6089 | 0 | 0 | 0 | 0 | 0.67948 | 0 | 0 | 2.7258 | 0 | 18.8073 | 0 | 0 | 0 | 0 | 0 | 0 | 0 | 0 | 0 | 0 | 0 | 0 | 0 | 0.45131 | 0 | 0.54519 | 0 | 4.9874 | 0 | 0.31621 | 0.6901 | 0 | 0 | 0 | 0 | 6.9902 | 0 | 0 | 0 | 0 | 0 | 0 | 0 | 0 | 0 | 0 | 0 | 0 | 0
7 | 10 | 17 | 2 | 1.7931 | 0 | 13.6089 | 0 | 0 | 0 | 0 | 0.73074 | 0 | 0 | 3.955 | 0 | 20.0877 | 0 | 0 | 0 | 0 | 0 | 0 | 0 | 0 | 0 | 0 | 0 | 0 | 0 | 0.45131 | 0 | 0.54519 | 0 | 5.5248 | 0 | 0.52621 | 0.6901 | 0 | 0 | 0 | 0 | 7.7376 | 0 | 0 | 0 | 0 | 0 | 0 | 0 | 0 | 0 | 0 | 0 | 0 | 0
7 | 10 | 18 | 2 | 1.7931 | 0 | 9.8982 | 0 | 0 | 0 | 0 | 0.63298 | 0 | 0 | 3.955 | 0 | 16.2793 | 0 | 0 | 0 | 0 | 0 | 0 | 0 | 0 | 0 | 0 | 0 | 0 | 0 | 0.45131 | 0 | 0.54519 | 0 | 4.7056 | 0 | 0.52621 | 0.6901 | 0 | 0 | 0 | 0 | 6.9184 | 0 | 0 | 0 | 0 | 0 | 0 | 0 | 0 | 0 | 0 | 0 | 0 | 0
7 | 10 | 19 | 2 | 1.7931 | 0 | 2.4769 | 0 | 0 | 0 | 0 | 0.47201 | 0 | 0 | 4.7341 | 0 | 9.4762 | 0 | 0 | 0 | 0 | 0 | 0 | 0 | 0 | 0 | 0 | 0 | 0 | 0 | 0.45131 | 0 | 0.88038 | 0 | 3.4392 | 0 | 0.42121 | 0.6901 | 0 | 0 | 0 | 0 | 5.8822 | 0 | 0 | 0 | 0 | 0 | 0 | 0 | 0 | 0 | 0 | 0 | 0 | 0
7 | 10 | 20 | 2 | 1.7931 | 0 | 2.4769 | 0 | 0 | 0 | 0 | 0.40068 | 0 | 0 | 3.1744 | 0 | 7.8451 | 0 | 0 | 0 | 0 | 0 | 0 | 0 | 0 | 0 | 0 | 0 | 0 | 0 | 0.45131 | 0 | 1.1038 | 0 | 2.8221 | 0 | 0.36871 | 0.6901 | 0 | 0 | 0 | 0 | 5.436 | 0 | 0 | 0 | 0 | 0 | 0 | 0 | 0 | 0 | 0 | 0 | 0 | 0
7 | 10 | 21 | 2 | 1.7931 | 0 | 2.4769 | 0 | 0 | 0 | 0 | 0.36328 | 0 | 0 | 3.9549 | 0 | 8.5882 | 0 | 0 | 0 | 0 | 0 | 0 | 0 | 0 | 0 | 0 | 0 | 0 | 0 | 0.45131 | 0 | 1.2156 | 0 | 2.4849 | 0 | 0.47371 | 0.6901 | 0 | 0 | 0 | 0 | 5.3156 | 0 | 0 | 0 | 0 | 0 | 0 | 0 | 0 | 0 | 0 | 0 | 0 | 0
7 | 10 | 22 | 2 | 1.7931 | 0 | 2.4769 | 0 | 0 | 0 | 0 | 0.34014 | 0 | 0 | 2.8409 | 0 | 7.4511 | 0 | 0 | 0 | 0 | 0 | 0 | 0 | 0 | 0 | 0 | 0 | 0 | 0 | 0.45131 | 0 | 1.1038 | 0 | 2.2947 | 0 | 0.31621 | 0.6901 | 0 | 0 | 0 | 0 | 4.8561 | 0 | 0 | 0 | 0 | 0 | 0 | 0 | 0 | 0 | 0 | 0 | 0 | 0
7 | 10 | 23 | 2 | 1.7931 | 0 | 2.4769 | 0 | 0 | 0 | 0 | 0.29899 | 0 | 0 | 0.48228 | 0 | 5.0513 | 0 | 0 | 0 | 0 | 0 | 0 | 0 | 0 | 0 | 0 | 0 | 0 | 0 | 0.45131 | 0 | 0.88038 | 0 | 1.8862 | 0 | 0.053706 | 0.6901 | 0 | 0 | 0 | 0 | 3.9617 | 0 | 0 | 0 | 0 | 0 | 0 | 0 | 0 | 0 | 0 | 0 | 0 | 0
7 | 10 | 24 | 2 | 1.7931 | 0 | 2.4769 | 0 | 0 | 0 | 0 | 0.26028 | 0 | 0 | 0.48236 | 0 | 5.0127 | 0 | 0 | 0 | 0 | 0 | 0 | 0 | 0 | 0 | 0 | 0 | 0 | 0 | 0.45131 | 0 | 0.54519 | 0 | 1.5334 | 0 | 0.053706 | 0.6901 | 0 | 0 | 0 | 0 | 3.2737 | 0 | 0 | 0 | 0 | 0 | 0 | 0 | 0 | 0 | 0 | 0 | 0 | 0
7 | 11 | 1 | 3 | 1.7931 | 0 | 2.4769 | 0 | 0 | 0 | 0 | 0.22641 | 0 | 0 | 0.48251 | 0 | 4.9789 | 0 | 0 | 0 | 0 | 0 | 0 | 0 | 0 | 0 | 0 | 0 | 0 | 0 | 0.45131 | 0 | 0.32173 | 0 | 1.2718 | 0 | 0.053706 | 0.6901 | 0 | 0 | 0 | 0 | 2.7887 | 0 | 0 | 0 | 0 | 0 | 0 | 0 | 0 | 0 | 0 | 0 | 0 | 0
7 | 11 | 2 | 3 | 1.7931 | 0 | 2.4769 | 0 | 0 | 0 | 0 | 0.21023 | 0 | 0 | 0.48267 | 0 | 4.9629 | 0 | 0 | 0 | 0 | 0 | 0 | 0 | 0 | 0 | 0 | 0 | 0 | 0 | 0.45131 | 0 | 0.32173 | 0 | 1.1404 | 0 | 0.053706 | 0.6901 | 0 | 0 | 0 | 0 | 2.6572 | 0 | 0 | 0 | 0 | 0 | 0 | 0 | 0 | 0 | 0 | 0 | 0 | 0
7 | 11 | 3 | 3 | 1.7931 | 0 | 2.4769 | 0 | 0 | 0 | 0 | 0.19842 | 0 | 0 | 0.48276 | 0 | 4.9512 | 0 | 0 | 0 | 0 | 0 | 0 | 0 | 0 | 0 | 0 | 0 | 0 | 0 | 0.45131 | 0 | 0.32173 | 0 | 1.0407 | 0 | 0.053706 | 0.6901 | 0 | 0 | 0 | 0 | 2.5575 | 0 | 0 | 0 | 0 | 0 | 0 | 0 | 0 | 0 | 0 | 0 | 0 | 0
7 | 11 | 4 | 3 | 1.7931 | 0 | 2.4769 | 0 | 0 | 0 | 0 | 0.17976 | 0 | 0 | 0.48281 | 0 | 4.9326 | 0 | 0 | 0 | 0 | 0 | 0 | 0 | 0 | 0 | 0 | 0 | 0 | 0 | 0.45131 | 0 | 0.32173 | 0 | 0.91692 | 0 | 0.053706 | 0.6901 | 0 | 0 | 0 | 0 | 2.4338 | 0 | 0 | 0 | 0 | 0 | 0 | 0 | 0 | 0 | 0 | 0 | 0 | 0
7 | 11 | 5 | 3 | 1.7931 | 0 | 2.4769 | 0 | 0 | 0 | 0 | 0.16812 | 0 | 0 | 0.48284 | 0 | 4.921 | 0 | 0 | 0 | 0 | 0 | 0 | 0 | 0 | 0 | 0 | 0 | 0 | 0 | 0.45131 | 0 | 0.32173 | 0 | 0.84163 | 0 | 0.053706 | 0.6901 | 0 | 0 | 0 | 0 | 2.3585 | 0 | 0 | 0 | 0 | 0 | 0 | 0 | 0 | 0 | 0 | 0 | 0 | 0
7 | 11 | 6 | 3 | 1.7931 | 0 | 2.4769 | 0 | 0 | 0 | 0 | 0.22696 | 0 | 0 | 2.7262 | 0 | 7.2231 | 0 | 0 | 0 | 0 | 0 | 0 | 0 | 0 | 0 | 0 | 0 | 0 | 0 | 0.45131 | 0 | 0.54519 | 0 | 1.1648 | 0 | 0.31621 | 0.6901 | 0 | 0 | 0 | 0 | 3.1676 | 0 | 0 | 0 | 0 | 0 | 0 | 0 | 0 | 0 | 0 | 0 | 0 | 0
7 | 11 | 7 | 3 | 1.7931 | 0 | 2.4769 | 0 | 0 | 0 | 0 | 0.28769 | 0 | 0 | 3.9551 | 0 | 8.5128 | 0 | 0 | 0 | 0 | 0 | 0 | 0 | 0 | 0 | 0 | 0 | 0 | 0 | 0.45131 | 0 | 0.71279 | 0 | 1.4652 | 0 | 0.52621 | 0.6901 | 0 | 0 | 0 | 0 | 3.8456 | 0 | 0 | 0 | 0 | 0 | 0 | 0 | 0 | 0 | 0 | 0 | 0 | 0
7 | 11 | 8 | 3 | 1.7931 | 0 | 13.6089 | 0 | 0 | 0 | 0 | 0.43808 | 0 | 0 | 4.1823 | 0 | 20.0224 | 0 | 0 | 0 | 0 | 0 | 0 | 0 | 0 | 0 | 0 | 0 | 0 | 0 | 0.45131 | 0 | 0.71279 | 0 | 2.2486 | 0 | 0.42121 | 0.6901 | 0 | 0 | 0 | 0 | 4.524 | 0 | 0 | 0 | 0 | 0 | 0 | 0 | 0 | 0 | 0 | 0 | 0 | 0
7 | 11 | 9 | 3 | 1.7931 | 0 | 13.6089 | 0 | 0 | 0 | 0 | 0.46159 | 0 | 0 | 2.726 | 0 | 18.5896 | 0 | 0 | 0 | 0 | 0 | 0 | 0 | 0 | 0 | 0 | 0 | 0 | 0 | 0.45131 | 0 | 0.71279 | 0 | 2.5837 | 0 | 0.31621 | 0.6901 | 0 | 0 | 0 | 0 | 4.7541 | 0 | 0 | 0 | 0 | 0 | 0 | 0 | 0 | 0 | 0 | 0 | 0 | 0
7 | 11 | 10 | 3 | 1.7931 | 0 | 13.6089 | 0 | 0 | 0 | 0 | 0.48201 | 0 | 0 | 2.726 | 0 | 18.61 | 0 | 0 | 0 | 0 | 0 | 0 | 0 | 0 | 0 | 0 | 0 | 0 | 0 | 0.45131 | 0 | 0.71279 | 0 | 2.7422 | 0 | 0.31621 | 0.6901 | 0 | 0 | 0 | 0 | 4.9126 | 0 | 0 | 0 | 0 | 0 | 0 | 0 | 0 | 0 | 0 | 0 | 0 | 0
7 | 11 | 11 | 3 | 1.7931 | 0 | 13.6089 | 0 | 0 | 0 | 0 | 0.48549 | 0 | 0 | 3.1746 | 0 | 19.0621 | 0 | 0 | 0 | 0 | 0 | 0 | 0 | 0 | 0 | 0 | 0 | 0 | 0 | 0.45131 | 0 | 0.54519 | 0 | 2.8455 | 0 | 0.36871 | 0.6901 | 0 | 0 | 0 | 0 | 4.9008 | 0 | 0 | 0 | 0 | 0 | 0 | 0 | 0 | 0 | 0 | 0 | 0 | 0
7 | 11 | 12 | 3 | 1.7931 | 0 | 8.6613 | 0 | 0 | 0 | 0 | 0.46757 | 0 | 0 | 3.6233 | 0 | 14.5453 | 0 | 0 | 0 | 0 | 0 | 0 | 0 | 0 | 0 | 0 | 0 | 0 | 0 | 0.45131 | 0 | 0.54519 | 0 | 2.7247 | 0 | 0.42121 | 0.6901 | 0 | 0 | 0 | 0 | 4.8325 | 0 | 0 | 0 | 0 | 0 | 0 | 0 | 0 | 0 | 0 | 0 | 0 | 0
7 | 11 | 13 | 3 | 1.7931 | 0 | 13.6089 | 0 | 0 | 0 | 0 | 0.55438 | 0 | 0 | 3.1746 | 0 | 19.131 | 0 | 0 | 0 | 0 | 0 | 0 | 0 | 0 | 0 | 0 | 0 | 0 | 0 | 0.45131 | 0 | 0.54519 | 0 | 3.2025 | 0 | 0.36871 | 0.6901 | 0 | 0 | 0 | 0 | 5.2578 | 0 | 0 | 0 | 0 | 0 | 0 | 0 | 0 | 0 | 0 | 0 | 0 | 0
7 | 11 | 14 | 3 | 1.7931 | 0 | 13.6089 | 0 | 0 | 0 | 0 | 0.5906 | 0 | 0 | 3.1746 | 0 | 19.1672 | 0 | 0 | 0 | 0 | 0 | 0 | 0 | 0 | 0 | 0 | 0 | 0 | 0 | 0.45131 | 0 | 0.54519 | 0 | 3.5583 | 0 | 0.36871 | 0.6901 | 0 | 0 | 0 | 0 | 5.6136 | 0 | 0 | 0 | 0 | 0 | 0 | 0 | 0 | 0 | 0 | 0 | 0 | 0
7 | 11 | 15 | 3 | 1.7931 | 0 | 13.6089 | 0 | 0 | 0 | 0 | 0.62405 | 0 | 0 | 2.7259 | 0 | 18.752 | 0 | 0 | 0 | 0 | 0 | 0 | 0 | 0 | 0 | 0 | 0 | 0 | 0 | 0.45131 | 0 | 0.54519 | 0 | 3.7627 | 0 | 0.31621 | 0.6901 | 0 | 0 | 0 | 0 | 5.7655 | 0 | 0 | 0 | 0 | 0 | 0 | 0 | 0 | 0 | 0 | 0 | 0 | 0
7 | 11 | 16 | 3 | 1.7931 | 0 | 13.6089 | 0 | 0 | 0 | 0 | 0.6574 | 0 | 0 | 2.726 | 0 | 18.7854 | 0 | 0 | 0 | 0 | 0 | 0 | 0 | 0 | 0 | 0 | 0 | 0 | 0 | 0.45131 | 0 | 0.54519 | 0 | 4.0187 | 0 | 0.31621 | 0.6901 | 0 | 0 | 0 | 0 | 6.0215 | 0 | 0 | 0 | 0 | 0 | 0 | 0 | 0 | 0 | 0 | 0 | 0 | 0
7 | 11 | 17 | 3 | 1.7931 | 0 | 13.6089 | 0 | 0 | 0 | 0 | 0.68176 | 0 | 0 | 3.9551 | 0 | 20.0388 | 0 | 0 | 0 | 0 | 0 | 0 | 0 | 0 | 0 | 0 | 0 | 0 | 0 | 0.45131 | 0 | 0.54519 | 0 | 4.2388 | 0 | 0.52621 | 0.6901 | 0 | 0 | 0 | 0 | 6.4516 | 0 | 0 | 0 | 0 | 0 | 0 | 0 | 0 | 0 | 0 | 0 | 0 | 0
7 | 11 | 18 | 3 | 1.7931 | 0 | 9.8982 | 0 | 0 | 0 | 0 | 0.56026 | 0 | 0 | 3.9551 | 0 | 16.2067 | 0 | 0 | 0 | 0 | 0 | 0 | 0 | 0 | 0 | 0 | 0 | 0 | 0 | 0.45131 | 0 | 0.54519 | 0 | 3.608 | 0 | 0.52621 | 0.6901 | 0 | 0 | 0 | 0 | 5.8208 | 0 | 0 | 0 | 0 | 0 | 0 | 0 | 0 | 0 | 0 | 0 | 0 | 0
7 | 11 | 19 | 3 | 1.7931 | 0 | 2.4769 | 0 | 0 | 0 | 0 | 0.38566 | 0 | 0 | 4.7345 | 0 | 9.3902 | 0 | 0 | 0 | 0 | 0 | 0 | 0 | 0 | 0 | 0 | 0 | 0 | 0 | 0.45131 | 0 | 0.88038 | 0 | 2.3492 | 0 | 0.42121 | 0.6901 | 0 | 0 | 0 | 0 | 4.7922 | 0 | 0 | 0 | 0 | 0 | 0 | 0 | 0 | 0 | 0 | 0 | 0 | 0
7 | 11 | 20 | 3 | 1.7931 | 0 | 2.4769 | 0 | 0 | 0 | 0 | 0.30525 | 0 | 0 | 3.1746 | 0 | 7.7499 | 0 | 0 | 0 | 0 | 0 | 0 | 0 | 0 | 0 | 0 | 0 | 0 | 0 | 0.45131 | 0 | 1.1038 | 0 | 1.7359 | 0 | 0.36871 | 0.6901 | 0 | 0 | 0 | 0 | 4.3499 | 0 | 0 | 0 | 0 | 0 | 0 | 0 | 0 | 0 | 0 | 0 | 0 | 0
7 | 11 | 21 | 3 | 1.7931 | 0 | 2.4769 | 0 | 0 | 0 | 0 | 0.25804 | 0 | 0 | 3.955 | 0 | 8.4831 | 0 | 0 | 0 | 0 | 0 | 0 | 0 | 0 | 0 | 0 | 0 | 0 | 0 | 0.45131 | 0 | 1.2156 | 0 | 1.4918 | 0 | 0.47371 | 0.6901 | 0 | 0 | 0 | 0 | 4.3225 | 0 | 0 | 0 | 0 | 0 | 0 | 0 | 0 | 0 | 0 | 0 | 0 | 0
7 | 11 | 22 | 3 | 1.7931 | 0 | 2.4769 | 0 | 0 | 0 | 0 | 0.23172 | 0 | 0 | 2.8412 | 0 | 7.343 | 0 | 0 | 0 | 0 | 0 | 0 | 0 | 0 | 0 | 0 | 0 | 0 | 0 | 0.45131 | 0 | 1.1038 | 0 | 1.3866 | 0 | 0.31621 | 0.6901 | 0 | 0 | 0 | 0 | 3.948 | 0 | 0 | 0 | 0 | 0 | 0 | 0 | 0 | 0 | 0 | 0 | 0 | 0
7 | 11 | 23 | 3 | 1.7931 | 0 | 2.4769 | 0 | 0 | 0 | 0 | 0.21909 | 0 | 0 | 0.48251 | 0 | 4.9716 | 0 | 0 | 0 | 0 | 0 | 0 | 0 | 0 | 0 | 0 | 0 | 0 | 0 | 0.45131 | 0 | 0.88038 | 0 | 1.2995 | 0 | 0.053706 | 0.6901 | 0 | 0 | 0 | 0 | 3.375 | 0 | 0 | 0 | 0 | 0 | 0 | 0 | 0 | 0 | 0 | 0 | 0 | 0
7 | 11 | 24 | 3 | 1.7931 | 0 | 2.4769 | 0 | 0 | 0 | 0 | 0.21084 | 0 | 0 | 0.48257 | 0 | 4.9634 | 0 | 0 | 0 | 0 | 0 | 0 | 0 | 0 | 0 | 0 | 0 | 0 | 0 | 0.45131 | 0 | 0.54519 | 0 | 1.2237 | 0 | 0.053706 | 0.6901 | 0 | 0 | 0 | 0 | 2.964 | 0 | 0 | 0 | 0 | 0 | 0 | 0 | 0 | 0 | 0 | 0 | 0 | 0
7 | 12 | 1 | 4 | 1.7931 | 0 | 2.4769 | 0 | 0 | 0 | 0 | 0.20125 | 0 | 0 | 0.48269 | 0 | 4.954 | 0 | 0 | 0 | 0 | 0 | 0 | 0 | 0 | 0 | 0 | 0 | 0 | 0 | 0.45131 | 0 | 0.32173 | 0 | 1.1447 | 0 | 0.053706 | 0.6901 | 0 | 0 | 0 | 0 | 2.6616 | 0 | 0 | 0 | 0 | 0 | 0 | 0 | 0 | 0 | 0 | 0 | 0 | 0
7 | 12 | 2 | 4 | 1.7931 | 0 | 2.4769 | 0 | 0 | 0 | 0 | 0.19419 | 0 | 0 | 0.48282 | 0 | 4.947 | 0 | 0 | 0 | 0 | 0 | 0 | 0 | 0 | 0 | 0 | 0 | 0 | 0 | 0.45131 | 0 | 0.32173 | 0 | 1.0928 | 0 | 0.053706 | 0.6901 | 0 | 0 | 0 | 0 | 2.6097 | 0 | 0 | 0 | 0 | 0 | 0 | 0 | 0 | 0 | 0 | 0 | 0 | 0
7 | 12 | 3 | 4 | 1.7931 | 0 | 2.4769 | 0 | 0 | 0 | 0 | 0.17741 | 0 | 0 | 0.4829 | 0 | 4.9303 | 0 | 0 | 0 | 0 | 0 | 0 | 0 | 0 | 0 | 0 | 0 | 0 | 0 | 0.45131 | 0 | 0.32173 | 0 | 0.96961 | 0 | 0.053706 | 0.6901 | 0 | 0 | 0 | 0 | 2.4865 | 0 | 0 | 0 | 0 | 0 | 0 | 0 | 0 | 0 | 0 | 0 | 0 | 0
7 | 12 | 4 | 4 | 1.7931 | 0 | 2.4769 | 0 | 0 | 0 | 0 | 0.17644 | 0 | 0 | 0.48295 | 0 | 4.9294 | 0 | 0 | 0 | 0 | 0 | 0 | 0 | 0 | 0 | 0 | 0 | 0 | 0 | 0.45131 | 0 | 0.32173 | 0 | 0.96138 | 0 | 0.053706 | 0.6901 | 0 | 0 | 0 | 0 | 2.4782 | 0 | 0 | 0 | 0 | 0 | 0 | 0 | 0 | 0 | 0 | 0 | 0 | 0
7 | 12 | 5 | 4 | 1.7931 | 0 | 2.4769 | 0 | 0 | 0 | 0 | 0.1692 | 0 | 0 | 0.48298 | 0 | 4.9222 | 0 | 0 | 0 | 0 | 0 | 0 | 0 | 0 | 0 | 0 | 0 | 0 | 0 | 0.45131 | 0 | 0.32173 | 0 | 0.90373 | 0 | 0.053706 | 0.6901 | 0 | 0 | 0 | 0 | 2.4206 | 0 | 0 | 0 | 0 | 0 | 0 | 0 | 0 | 0 | 0 | 0 | 0 | 0
7 | 12 | 6 | 4 | 1.7931 | 0 | 2.4769 | 0 | 0 | 0 | 0 | 0.18792 | 0 | 0 | 2.7263 | 0 | 7.1842 | 0 | 0 | 0 | 0 | 0 | 0 | 0 | 0 | 0 | 0 | 0 | 0 | 0 | 0.45131 | 0 | 0.54519 | 0 | 1.0064 | 0 | 0.31621 | 0.6901 | 0 | 0 | 0 | 0 | 3.0092 | 0 | 0 | 0 | 0 | 0 | 0 | 0 | 0 | 0 | 0 | 0 | 0 | 0
7 | 12 | 7 | 4 | 1.7931 | 0 | 2.4769 | 0 | 0 | 0 | 0 | 0.23358 | 0 | 0 | 3.9552 | 0 | 8.4588 | 0 | 0 | 0 | 0 | 0 | 0 | 0 | 0 | 0 | 0 | 0 | 0 | 0 | 0.45131 | 0 | 0.71279 | 0 | 1.2323 | 0 | 0.52621 | 0.6901 | 0 | 0 | 0 | 0 | 3.6127 | 0 | 0 | 0 | 0 | 0 | 0 | 0 | 0 | 0 | 0 | 0 | 0 | 0
7 | 12 | 8 | 4 | 1.7931 | 0 | 13.6089 | 0 | 0 | 0 | 0 | 0.4434 | 0 | 0 | 4.1825 | 0 | 20.0279 | 0 | 0 | 0 | 0 | 0 | 0 | 0 | 0 | 0 | 0 | 0 | 0 | 0 | 0.45131 | 0 | 0.71279 | 0 | 2.4789 | 0 | 0.42121 | 0.6901 | 0 | 0 | 0 | 0 | 4.7543 | 0 | 0 | 0 | 0 | 0 | 0 | 0 | 0 | 0 | 0 | 0 | 0 | 0
7 | 12 | 9 | 4 | 1.7931 | 0 | 13.6089 | 0 | 0 | 0 | 0 | 0.47525 | 0 | 0 | 2.7261 | 0 | 18.6034 | 0 | 0 | 0 | 0 | 0 | 0 | 0 | 0 | 0 | 0 | 0 | 0 | 0 | 0.45131 | 0 | 0.71279 | 0 | 2.8832 | 0 | 0.31621 | 0.6901 | 0 | 0 | 0 | 0 | 5.0536 | 0 | 0 | 0 | 0 | 0 | 0 | 0 | 0 | 0 | 0 | 0 | 0 | 0
7 | 12 | 10 | 4 | 1.7931 | 0 | 13.6089 | 0 | 0 | 0 | 0 | 0.4864 | 0 | 0 | 2.7261 | 0 | 18.6145 | 0 | 0 | 0 | 0 | 0 | 0 | 0 | 0 | 0 | 0 | 0 | 0 | 0 | 0.45131 | 0 | 0.71279 | 0 | 2.8697 | 0 | 0.31621 | 0.6901 | 0 | 0 | 0 | 0 | 5.0401 | 0 | 0 | 0 | 0 | 0 | 0 | 0 | 0 | 0 | 0 | 0 | 0 | 0
7 | 12 | 11 | 4 | 1.7931 | 0 | 13.6089 | 0 | 0 | 0 | 0 | 0.50404 | 0 | 0 | 3.1747 | 0 | 19.0808 | 0 | 0 | 0 | 0 | 0 | 0 | 0 | 0 | 0 | 0 | 0 | 0 | 0 | 0.45131 | 0 | 0.54519 | 0 | 3.1202 | 0 | 0.36871 | 0.6901 | 0 | 0 | 0 | 0 | 5.1755 | 0 | 0 | 0 | 0 | 0 | 0 | 0 | 0 | 0 | 0 | 0 | 0 | 0
7 | 12 | 12 | 4 | 1.7931 | 0 | 8.6613 | 0 | 0 | 0 | 0 | 0.46119 | 0 | 0 | 3.6234 | 0 | 14.5391 | 0 | 0 | 0 | 0 | 0 | 0 | 0 | 0 | 0 | 0 | 0 | 0 | 0 | 0.45131 | 0 | 0.54519 | 0 | 2.8091 | 0 | 0.42121 | 0.6901 | 0 | 0 | 0 | 0 | 4.9169 | 0 | 0 | 0 | 0 | 0 | 0 | 0 | 0 | 0 | 0 | 0 | 0 | 0
7 | 12 | 13 | 4 | 1.7931 | 0 | 13.6089 | 0 | 0 | 0 | 0 | 0.56149 | 0 | 0 | 3.1748 | 0 | 19.1383 | 0 | 0 | 0 | 0 | 0 | 0 | 0 | 0 | 0 | 0 | 0 | 0 | 0 | 0.45131 | 0 | 0.54519 | 0 | 3.4985 | 0 | 0.36871 | 0.6901 | 0 | 0 | 0 | 0 | 5.5538 | 0 | 0 | 0 | 0 | 0 | 0 | 0 | 0 | 0 | 0 | 0 | 0 | 0
7 | 12 | 14 | 4 | 1.7931 | 0 | 13.6089 | 0 | 0 | 0 | 0 | 0.59401 | 0 | 0 | 3.1747 | 0 | 19.1708 | 0 | 0 | 0 | 0 | 0 | 0 | 0 | 0 | 0 | 0 | 0 | 0 | 0 | 0.45131 | 0 | 0.54519 | 0 | 3.7795 | 0 | 0.36871 | 0.6901 | 0 | 0 | 0 | 0 | 5.8348 | 0 | 0 | 0 | 0 | 0 | 0 | 0 | 0 | 0 | 0 | 0 | 0 | 0
7 | 12 | 15 | 4 | 1.7931 | 0 | 13.6089 | 0 | 0 | 0 | 0 | 0.65645 | 0 | 0 | 2.7261 | 0 | 18.7846 | 0 | 0 | 0 | 0 | 0 | 0 | 0 | 0 | 0 | 0 | 0 | 0 | 0 | 0.45131 | 0 | 0.54519 | 0 | 4.3488 | 0 | 0.31621 | 0.6901 | 0 | 0 | 0 | 0 | 6.3516 | 0 | 0 | 0 | 0 | 0 | 0 | 0 | 0 | 0 | 0 | 0 | 0 | 0
7 | 12 | 16 | 4 | 1.7931 | 0 | 13.6089 | 0 | 0 | 0 | 0 | 0.73401 | 0 | 0 | 2.7261 | 0 | 18.8621 | 0 | 0 | 0 | 0 | 0 | 0 | 0 | 0 | 0 | 0 | 0 | 0 | 0 | 0.45131 | 0 | 0.54519 | 0 | 5.025 | 0 | 0.31621 | 0.6901 | 0 | 0 | 0 | 0 | 7.0278 | 0 | 0 | 0 | 0 | 0 | 0 | 0 | 0 | 0 | 0 | 0 | 0 | 0
7 | 12 | 17 | 4 | 1.7931 | 0 | 13.6089 | 0 | 0 | 0 | 0 | 0.72939 | 0 | 0 | 3.9551 | 0 | 20.0865 | 0 | 0 | 0 | 0 | 0 | 0 | 0 | 0 | 0 | 0 | 0 | 0 | 0 | 0.45131 | 0 | 0.54519 | 0 | 5.0014 | 0 | 0.52621 | 0.6901 | 0 | 0 | 0 | 0 | 7.2142 | 0 | 0 | 0 | 0 | 0 | 0 | 0 | 0 | 0 | 0 | 0 | 0 | 0
7 | 12 | 18 | 4 | 1.7931 | 0 | 9.8982 | 0 | 0 | 0 | 0 | 0.5889 | 0 | 0 | 3.9551 | 0 | 16.2354 | 0 | 0 | 0 | 0 | 0 | 0 | 0 | 0 | 0 | 0 | 0 | 0 | 0 | 0.45131 | 0 | 0.54519 | 0 | 4.139 | 0 | 0.52621 | 0.6901 | 0 | 0 | 0 | 0 | 6.3518 | 0 | 0 | 0 | 0 | 0 | 0 | 0 | 0 | 0 | 0 | 0 | 0 | 0
7 | 12 | 19 | 4 | 1.7931 | 0 | 2.4769 | 0 | 0 | 0 | 0 | 0.4358 | 0 | 0 | 4.7347 | 0 | 9.4406 | 0 | 0 | 0 | 0 | 0 | 0 | 0 | 0 | 0 | 0 | 0 | 0 | 0 | 0.45131 | 0 | 0.88038 | 0 | 3.1688 | 0 | 0.42121 | 0.6901 | 0 | 0 | 0 | 0 | 5.6118 | 0 | 0 | 0 | 0 | 0 | 0 | 0 | 0 | 0 | 0 | 0 | 0 | 0
7 | 12 | 20 | 4 | 1.7931 | 0 | 2.4769 | 0 | 0 | 0 | 0 | 0.34785 | 0 | 0 | 3.1747 | 0 | 7.7926 | 0 | 0 | 0 | 0 | 0 | 0 | 0 | 0 | 0 | 0 | 0 | 0 | 0 | 0.45131 | 0 | 1.1038 | 0 | 2.3876 | 0 | 0.36871 | 0.6901 | 0 | 0 | 0 | 0 | 5.0015 | 0 | 0 | 0 | 0 | 0 | 0 | 0 | 0 | 0 | 0 | 0 | 0 | 0
7 | 12 | 21 | 4 | 1.7931 | 0 | 2.4769 | 0 | 0 | 0 | 0 | 0.31474 | 0 | 0 | 3.9551 | 0 | 8.5398 | 0 | 0 | 0 | 0 | 0 | 0 | 0 | 0 | 0 | 0 | 0 | 0 | 0 | 0.45131 | 0 | 1.2156 | 0 | 2.071 | 0 | 0.47371 | 0.6901 | 0 | 0 | 0 | 0 | 4.9017 | 0 | 0 | 0 | 0 | 0 | 0 | 0 | 0 | 0 | 0 | 0 | 0 | 0
7 | 12 | 22 | 4 | 1.7931 | 0 | 2.4769 | 0 | 0 | 0 | 0 | 0.30394 | 0 | 0 | 2.8414 | 0 | 7.4154 | 0 | 0 | 0 | 0 | 0 | 0 | 0 | 0 | 0 | 0 | 0 | 0 | 0 | 0.45131 | 0 | 1.1038 | 0 | 1.986 | 0 | 0.31621 | 0.6901 | 0 | 0 | 0 | 0 | 4.5475 | 0 | 0 | 0 | 0 | 0 | 0 | 0 | 0 | 0 | 0 | 0 | 0 | 0
7 | 12 | 23 | 4 | 1.7931 | 0 | 2.4769 | 0 | 0 | 0 | 0 | 0.28991 | 0 | 0 | 0.48261 | 0 | 5.0425 | 0 | 0 | 0 | 0 | 0 | 0 | 0 | 0 | 0 | 0 | 0 | 0 | 0 | 0.45131 | 0 | 0.88038 | 0 | 1.8427 | 0 | 0.053706 | 0.6901 | 0 | 0 | 0 | 0 | 3.9182 | 0 | 0 | 0 | 0 | 0 | 0 | 0 | 0 | 0 | 0 | 0 | 0 | 0
7 | 12 | 24 | 4 | 1.7931 | 0 | 2.4769 | 0 | 0 | 0 | 0 | 0.2846 | 0 | 0 | 0.48265 | 0 | 5.0373 | 0 | 0 | 0 | 0 | 0 | 0 | 0 | 0 | 0 | 0 | 0 | 0 | 0 | 0.45131 | 0 | 0.54519 | 0 | 1.8007 | 0 | 0.053706 | 0.6901 | 0 | 0 | 0 | 0 | 3.541 | 0 | 0 | 0 | 0 | 0 | 0 | 0 | 0 | 0 | 0 | 0 | 0 | 0
7 | 13 | 1 | 5 | 1.7931 | 0 | 2.4769 | 0 | 0 | 0 | 0 | 0.26349 | 0 | 0 | 0.48276 | 0 | 5.0163 | 0 | 0 | 0 | 0 | 0 | 0 | 0 | 0 | 0 | 0 | 0 | 0 | 0 | 0.45131 | 0 | 0.32173 | 0 | 1.6238 | 0 | 0.053706 | 0.6901 | 0 | 0 | 0 | 0 | 3.1406 | 0 | 0 | 0 | 0 | 0 | 0 | 0 | 0 | 0 | 0 | 0 | 0 | 0
7 | 13 | 2 | 5 | 1.7931 | 0 | 2.4769 | 0 | 0 | 0 | 0 | 0.25071 | 0 | 0 | 0.48289 | 0 | 5.0036 | 0 | 0 | 0 | 0 | 0 | 0 | 0 | 0 | 0 | 0 | 0 | 0 | 0 | 0.45131 | 0 | 0.32173 | 0 | 1.5352 | 0 | 0.053706 | 0.6901 | 0 | 0 | 0 | 0 | 3.052 | 0 | 0 | 0 | 0 | 0 | 0 | 0 | 0 | 0 | 0 | 0 | 0 | 0
7 | 13 | 3 | 5 | 1.7931 | 0 | 2.4769 | 0 | 0 | 0 | 0 | 0.23986 | 0 | 0 | 0.48297 | 0 | 4.9928 | 0 | 0 | 0 | 0 | 0 | 0 | 0 | 0 | 0 | 0 | 0 | 0 | 0 | 0.45131 | 0 | 0.32173 | 0 | 1.4476 | 0 | 0.053706 | 0.6901 | 0 | 0 | 0 | 0 | 2.9645 | 0 | 0 | 0 | 0 | 0 | 0 | 0 | 0 | 0 | 0 | 0 | 0 | 0
7 | 13 | 4 | 5 | 1.7931 | 0 | 2.4769 | 0 | 0 | 0 | 0 | 0.23032 | 0 | 0 | 0.48301 | 0 | 4.9834 | 0 | 0 | 0 | 0 | 0 | 0 | 0 | 0 | 0 | 0 | 0 | 0 | 0 | 0.45131 | 0 | 0.32173 | 0 | 1.3649 | 0 | 0.053706 | 0.6901 | 0 | 0 | 0 | 0 | 2.8818 | 0 | 0 | 0 | 0 | 0 | 0 | 0 | 0 | 0 | 0 | 0 | 0 | 0
7 | 13 | 5 | 5 | 1.7931 | 0 | 2.4769 | 0 | 0 | 0 | 0 | 0.23229 | 0 | 0 | 0.48304 | 0 | 4.9854 | 0 | 0 | 0 | 0 | 0 | 0 | 0 | 0 | 0 | 0 | 0 | 0 | 0 | 0.45131 | 0 | 0.32173 | 0 | 1.3751 | 0 | 0.053706 | 0.6901 | 0 | 0 | 0 | 0 | 2.892 | 0 | 0 | 0 | 0 | 0 | 0 | 0 | 0 | 0 | 0 | 0 | 0 | 0
7 | 13 | 6 | 5 | 1.7931 | 0 | 2.4769 | 0 | 0 | 0 | 0 | 0.30192 | 0 | 0 | 2.7263 | 0 | 7.2983 | 0 | 0 | 0 | 0 | 0 | 0 | 0 | 0 | 0 | 0 | 0 | 0 | 0 | 0.45131 | 0 | 0.54519 | 0 | 1.8241 | 0 | 0.31621 | 0.6901 | 0 | 0 | 0 | 0 | 3.8269 | 0 | 0 | 0 | 0 | 0 | 0 | 0 | 0 | 0 | 0 | 0 | 0 | 0
7 | 13 | 7 | 5 | 1.7931 | 0 | 2.4769 | 0 | 0 | 0 | 0 | 0.36286 | 0 | 0 | 3.9552 | 0 | 8.5881 | 0 | 0 | 0 | 0 | 0 | 0 | 0 | 0 | 0 | 0 | 0 | 0 | 0 | 0.45131 | 0 | 0.71279 | 0 | 2.2693 | 0 | 0.52621 | 0.6901 | 0 | 0 | 0 | 0 | 4.6497 | 0 | 0 | 0 | 0 | 0 | 0 | 0 | 0 | 0 | 0 | 0 | 0 | 0
7 | 13 | 8 | 5 | 1.7931 | 0 | 13.6089 | 0 | 0 | 0 | 0 | 0.51665 | 0 | 0 | 4.1825 | 0 | 20.1012 | 0 | 0 | 0 | 0 | 0 | 0 | 0 | 0 | 0 | 0 | 0 | 0 | 0 | 0.45131 | 0 | 0.71279 | 0 | 3.2618 | 0 | 0.42121 | 0.6901 | 0 | 0 | 0 | 0 | 5.5371 | 0 | 0 | 0 | 0 | 0 | 0 | 0 | 0 | 0 | 0 | 0 | 0 | 0
7 | 13 | 9 | 5 | 1.7931 | 0 | 13.6089 | 0 | 0 | 0 | 0 | 0.55453 | 0 | 0 | 2.7261 | 0 | 18.6827 | 0 | 0 | 0 | 0 | 0 | 0 | 0 | 0 | 0 | 0 | 0 | 0 | 0 | 0.45131 | 0 | 0.71279 | 0 | 3.6677 | 0 | 0.31621 | 0.6901 | 0 | 0 | 0 | 0 | 5.8381 | 0 | 0 | 0 | 0 | 0 | 0 | 0 | 0 | 0 | 0 | 0 | 0 | 0
7 | 13 | 10 | 5 | 1.7931 | 0 | 13.6089 | 0 | 0 | 0 | 0 | 0.57326 | 0 | 0 | 2.7261 | 0 | 18.7013 | 0 | 0 | 0 | 0 | 0 | 0 | 0 | 0 | 0 | 0 | 0 | 0 | 0 | 0.45131 | 0 | 0.71279 | 0 | 3.9264 | 0 | 0.31621 | 0.6901 | 0 | 0 | 0 | 0 | 6.0968 | 0 | 0 | 0 | 0 | 0 | 0 | 0 | 0 | 0 | 0 | 0 | 0 | 0
7 | 13 | 11 | 5 | 1.7931 | 0 | 13.6089 | 0 | 0 | 0 | 0 | 0.61004 | 0 | 0 | 3.1747 | 0 | 19.1867 | 0 | 0 | 0 | 0 | 0 | 0 | 0 | 0 | 0 | 0 | 0 | 0 | 0 | 0.45131 | 0 | 0.54519 | 0 | 4.3245 | 0 | 0.36871 | 0.6901 | 0 | 0 | 0 | 0 | 6.3798 | 0 | 0 | 0 | 0 | 0 | 0 | 0 | 0 | 0 | 0 | 0 | 0 | 0
7 | 13 | 12 | 5 | 1.7931 | 0 | 8.6613 | 0 | 0 | 0 | 0 | 0.5895 | 0 | 0 | 3.6234 | 0 | 14.6673 | 0 | 0 | 0 | 0 | 0 | 0 | 0 | 0 | 0 | 0 | 0 | 0 | 0 | 0.45131 | 0 | 0.54519 | 0 | 4.195 | 0 | 0.42121 | 0.6901 | 0 | 0 | 0 | 0 | 6.3028 | 0 | 0 | 0 | 0 | 0 | 0 | 0 | 0 | 0 | 0 | 0 | 0 | 0
7 | 13 | 13 | 5 | 1.7931 | 0 | 13.6089 | 0 | 0 | 0 | 0 | 0.73514 | 0 | 0 | 3.1747 | 0 | 19.3118 | 0 | 0 | 0 | 0 | 0 | 0 | 0 | 0 | 0 | 0 | 0 | 0 | 0 | 0.45131 | 0 | 0.54519 | 0 | 5.6236 | 0 | 0.36871 | 0.6901 | 0 | 0 | 0 | 0 | 7.6789 | 0 | 0 | 0 | 0 | 0 | 0 | 0 | 0 | 0 | 0 | 0 | 0 | 0
7 | 13 | 14 | 5 | 1.7931 | 0 | 13.6089 | 0 | 0 | 0 | 0 | 0.79134 | 0 | 0 | 3.1746 | 0 | 19.368 | 0 | 0 | 0 | 0 | 0 | 0 | 0 | 0 | 0 | 0 | 0 | 0 | 0 | 0.45131 | 0 | 0.54519 | 0 | 6.2784 | 0 | 0.36871 | 0.6901 | 0 | 0 | 0 | 0 | 8.3337 | 0 | 0 | 0 | 0 | 0 | 0 | 0 | 0 | 0 | 0 | 0 | 0 | 0
7 | 13 | 15 | 5 | 1.7931 | 0 | 13.6089 | 0 | 0 | 0 | 0 | 0.78901 | 0 | 0 | 2.7258 | 0 | 18.9169 | 0 | 0 | 0 | 0 | 0 | 0 | 0 | 0 | 0 | 0 | 0 | 0 | 0 | 0.45131 | 0 | 0.54519 | 0 | 6.2525 | 0 | 0.31621 | 0.6901 | 0 | 0 | 0 | 0 | 8.2553 | 0 | 0 | 0 | 0 | 0 | 0 | 0 | 0 | 0 | 0 | 0 | 0 | 0
7 | 13 | 16 | 5 | 1.7931 | 0 | 13.6089 | 0 | 0 | 0 | 0 | 0.85718 | 0 | 0 | 2.7258 | 0 | 18.985 | 0 | 0 | 0 | 0 | 0 | 0 | 0 | 0 | 0 | 0 | 0 | 0 | 0 | 0.45131 | 0 | 0.54519 | 0 | 6.9984 | 0 | 0.31621 | 0.6901 | 0 | 0 | 0 | 0 | 9.0012 | 0 | 0 | 0 | 0 | 0 | 0 | 0 | 0 | 0 | 0 | 0 | 0 | 0
7 | 13 | 17 | 5 | 1.7931 | 0 | 13.6089 | 0 | 0 | 0 | 0 | 0.87487 | 0 | 0 | 3.955 | 0 | 20.2318 | 0 | 0 | 0 | 0 | 0 | 0 | 0 | 0 | 0 | 0 | 0 | 0 | 0 | 0.45131 | 0 | 0.54519 | 0 | 7.3124 | 0 | 0.52621 | 0.6901 | 0 | 0 | 0 | 0 | 9.5252 | 0 | 0 | 0 | 0 | 0 | 0 | 0 | 0 | 0 | 0 | 0 | 0 | 0
7 | 13 | 18 | 5 | 1.7931 | 0 | 9.8982 | 0 | 0 | 0 | 0 | 0.7564 | 0 | 0 | 3.955 | 0 | 16.4027 | 0 | 0 | 0 | 0 | 0 | 0 | 0 | 0 | 0 | 0 | 0 | 0 | 0 | 0.45131 | 0 | 0.54519 | 0 | 6.4087 | 0 | 0.52621 | 0.6901 | 0 | 0 | 0 | 0 | 8.6215 | 0 | 0 | 0 | 0 | 0 | 0 | 0 | 0 | 0 | 0 | 0 | 0 | 0
7 | 13 | 19 | 5 | 1.7931 | 0 | 2.4769 | 0 | 0 | 0 | 0 | 0.57256 | 0 | 0 | 4.7342 | 0 | 9.5768 | 0 | 0 | 0 | 0 | 0 | 0 | 0 | 0 | 0 | 0 | 0 | 0 | 0 | 0.45131 | 0 | 0.88038 | 0 | 4.6862 | 0 | 0.42121 | 0.6901 | 0 | 0 | 0 | 0 | 7.1292 | 0 | 0 | 0 | 0 | 0 | 0 | 0 | 0 | 0 | 0 | 0 | 0 | 0
7 | 13 | 20 | 5 | 1.7931 | 0 | 2.4769 | 0 | 0 | 0 | 0 | 0.47488 | 0 | 0 | 3.1745 | 0 | 7.9194 | 0 | 0 | 0 | 0 | 0 | 0 | 0 | 0 | 0 | 0 | 0 | 0 | 0 | 0.45131 | 0 | 1.1038 | 0 | 3.7492 | 0 | 0.36871 | 0.6901 | 0 | 0 | 0 | 0 | 6.3632 | 0 | 0 | 0 | 0 | 0 | 0 | 0 | 0 | 0 | 0 | 0 | 0 | 0
7 | 13 | 21 | 5 | 1.7931 | 0 | 2.4769 | 0 | 0 | 0 | 0 | 0.44551 | 0 | 0 | 3.955 | 0 | 8.6705 | 0 | 0 | 0 | 0 | 0 | 0 | 0 | 0 | 0 | 0 | 0 | 0 | 0 | 0.45131 | 0 | 1.2156 | 0 | 3.5093 | 0 | 0.47371 | 0.6901 | 0 | 0 | 0 | 0 | 6.34 | 0 | 0 | 0 | 0 | 0 | 0 | 0 | 0 | 0 | 0 | 0 | 0 | 0
7 | 13 | 22 | 5 | 1.7931 | 0 | 2.4769 | 0 | 0 | 0 | 0 | 0.42737 | 0 | 0 | 2.8411 | 0 | 7.5384 | 0 | 0 | 0 | 0 | 0 | 0 | 0 | 0 | 0 | 0 | 0 | 0 | 0 | 0.45131 | 0 | 1.1038 | 0 | 3.3492 | 0 | 0.31621 | 0.6901 | 0 | 0 | 0 | 0 | 5.9107 | 0 | 0 | 0 | 0 | 0 | 0 | 0 | 0 | 0 | 0 | 0 | 0 | 0
7 | 13 | 23 | 5 | 1.7931 | 0 | 2.4769 | 0 | 0 | 0 | 0 | 0.43227 | 0 | 0 | 0.48233 | 0 | 5.1846 | 0 | 0 | 0 | 0 | 0 | 0 | 0 | 0 | 0 | 0 | 0 | 0 | 0 | 0.45131 | 0 | 0.88038 | 0 | 3.4255 | 0 | 0.053706 | 0.6901 | 0 | 0 | 0 | 0 | 5.501 | 0 | 0 | 0 | 0 | 0 | 0 | 0 | 0 | 0 | 0 | 0 | 0 | 0
7 | 13 | 24 | 5 | 1.7931 | 0 | 2.4769 | 0 | 0 | 0 | 0 | 0.39239 | 0 | 0 | 0.48235 | 0 | 5.1448 | 0 | 0 | 0 | 0 | 0 | 0 | 0 | 0 | 0 | 0 | 0 | 0 | 0 | 0.45131 | 0 | 0.54519 | 0 | 2.8589 | 0 | 0.053706 | 0.6901 | 0 | 0 | 0 | 0 | 4.5992 | 0 | 0 | 0 | 0 | 0 | 0 | 0 | 0 | 0 | 0 | 0 | 0 | 0
7 | 14 | 1 | 6 | 1.7931 | 0 | 2.4769 | 0 | 0 | 0 | 0 | 0.37254 | 0 | 0 | 0.48248 | 0 | 5.125 | 0 | 0 | 0 | 0 | 0 | 0 | 0 | 0 | 0 | 0 | 0 | 0 | 0 | 0.45131 | 0 | 0.32173 | 0 | 2.5496 | 0 | 0.053706 | 0.6901 | 0 | 0 | 0 | 0 | 4.0665 | 0 | 0 | 0 | 0 | 0 | 0 | 0 | 0 | 0 | 0 | 0 | 0 | 0
7 | 14 | 2 | 6 | 1.7931 | 0 | 2.4769 | 0 | 0 | 0 | 0 | 0.35182 | 0 | 0 | 0.4826 | 0 | 5.1044 | 0 | 0 | 0 | 0 | 0 | 0 | 0 | 0 | 0 | 0 | 0 | 0 | 0 | 0.45131 | 0 | 0.32173 | 0 | 2.3076 | 0 | 0.053706 | 0.6901 | 0 | 0 | 0 | 0 | 3.8245 | 0 | 0 | 0 | 0 | 0 | 0 | 0 | 0 | 0 | 0 | 0 | 0 | 0
7 | 14 | 3 | 6 | 1.7931 | 0 | 2.4769 | 0 | 0 | 0 | 0 | 0.32645 | 0 | 0 | 0.48266 | 0 | 5.0791 | 0 | 0 | 0 | 0 | 0 | 0 | 0 | 0 | 0 | 0 | 0 | 0 | 0 | 0.45131 | 0 | 0.32173 | 0 | 2.1149 | 0 | 0.053706 | 0.6901 | 0 | 0 | 0 | 0 | 3.6317 | 0 | 0 | 0 | 0 | 0 | 0 | 0 | 0 | 0 | 0 | 0 | 0 | 0
7 | 14 | 4 | 6 | 1.7931 | 0 | 2.4769 | 0 | 0 | 0 | 0 | 0.31449 | 0 | 0 | 0.4827 | 0 | 5.0672 | 0 | 0 | 0 | 0 | 0 | 0 | 0 | 0 | 0 | 0 | 0 | 0 | 0 | 0.45131 | 0 | 0.32173 | 0 | 1.9978 | 0 | 0.053706 | 0.6901 | 0 | 0 | 0 | 0 | 3.5147 | 0 | 0 | 0 | 0 | 0 | 0 | 0 | 0 | 0 | 0 | 0 | 0 | 0
7 | 14 | 5 | 6 | 1.7931 | 0 | 2.4769 | 0 | 0 | 0 | 0 | 0.30149 | 0 | 0 | 0.48271 | 0 | 5.0542 | 0 | 0 | 0 | 0 | 0 | 0 | 0 | 0 | 0 | 0 | 0 | 0 | 0 | 0.45131 | 0 | 0.32173 | 0 | 1.8461 | 0 | 0.053706 | 0.6901 | 0 | 0 | 0 | 0 | 3.363 | 0 | 0 | 0 | 0 | 0 | 0 | 0 | 0 | 0 | 0 | 0 | 0 | 0
7 | 14 | 6 | 6 | 1.7931 | 0 | 2.4769 | 0 | 0 | 0 | 0 | 0.35431 | 0 | 0 | 2.726 | 0 | 7.3503 | 0 | 0 | 0 | 0 | 0 | 0 | 0 | 0 | 0 | 0 | 0 | 0 | 0 | 0.45131 | 0 | 0.54519 | 0 | 2.2142 | 0 | 0.31621 | 0.6901 | 0 | 0 | 0 | 0 | 4.217 | 0 | 0 | 0 | 0 | 0 | 0 | 0 | 0 | 0 | 0 | 0 | 0 | 0
7 | 14 | 7 | 6 | 1.7931 | 0 | 2.4769 | 0 | 0 | 0 | 0 | 0.41826 | 0 | 0 | 3.955 | 0 | 8.6433 | 0 | 0 | 0 | 0 | 0 | 0 | 0 | 0 | 0 | 0 | 0 | 0 | 0 | 0.45131 | 0 | 0.71279 | 0 | 2.6432 | 0 | 0.52621 | 0.6901 | 0 | 0 | 0 | 0 | 5.0236 | 0 | 0 | 0 | 0 | 0 | 0 | 0 | 0 | 0 | 0 | 0 | 0 | 0
7 | 14 | 8 | 6 | 1.7931 | 0 | 13.6089 | 0 | 0 | 0 | 0 | 0.59555 | 0 | 0 | 4.182 | 0 | 20.1796 | 0 | 0 | 0 | 0 | 0 | 0 | 0 | 0 | 0 | 0 | 0 | 0 | 0 | 0.45131 | 0 | 0.71279 | 0 | 3.8587 | 0 | 0.42121 | 0.6901 | 0 | 0 | 0 | 0 | 6.1341 | 0 | 0 | 0 | 0 | 0 | 0 | 0 | 0 | 0 | 0 | 0 | 0 | 0
7 | 14 | 9 | 6 | 1.7931 | 0 | 13.6089 | 0 | 0 | 0 | 0 | 0.6299 | 0 | 0 | 2.7258 | 0 | 18.7577 | 0 | 0 | 0 | 0 | 0 | 0 | 0 | 0 | 0 | 0 | 0 | 0 | 0 | 0.45131 | 0 | 0.71279 | 0 | 4.3129 | 0 | 0.31621 | 0.6901 | 0 | 0 | 0 | 0 | 6.4833 | 0 | 0 | 0 | 0 | 0 | 0 | 0 | 0 | 0 | 0 | 0 | 0 | 0
7 | 14 | 10 | 6 | 1.7931 | 0 | 13.6089 | 0 | 0 | 0 | 0 | 0.62931 | 0 | 0 | 2.7257 | 0 | 18.757 | 0 | 0 | 0 | 0 | 0 | 0 | 0 | 0 | 0 | 0 | 0 | 0 | 0 | 0.45131 | 0 | 0.71279 | 0 | 4.3685 | 0 | 0.31621 | 0.6901 | 0 | 0 | 0 | 0 | 6.5389 | 0 | 0 | 0 | 0 | 0 | 0 | 0 | 0 | 0 | 0 | 0 | 0 | 0
7 | 14 | 11 | 6 | 1.7931 | 0 | 13.6089 | 0 | 0 | 0 | 0 | 0.65315 | 0 | 0 | 3.1743 | 0 | 19.2295 | 0 | 0 | 0 | 0 | 0 | 0 | 0 | 0 | 0 | 0 | 0 | 0 | 0 | 0.45131 | 0 | 0.54519 | 0 | 4.6423 | 0 | 0.36871 | 0.6901 | 0 | 0 | 0 | 0 | 6.6976 | 0 | 0 | 0 | 0 | 0 | 0 | 0 | 0 | 0 | 0 | 0 | 0 | 0
7 | 14 | 12 | 6 | 1.7931 | 0 | 8.6613 | 0 | 0 | 0 | 0 | 0.56419 | 0 | 0 | 3.623 | 0 | 14.6416 | 0 | 0 | 0 | 0 | 0 | 0 | 0 | 0 | 0 | 0 | 0 | 0 | 0 | 0.45131 | 0 | 0.54519 | 0 | 3.9799 | 0 | 0.42121 | 0.6901 | 0 | 0 | 0 | 0 | 6.0877 | 0 | 0 | 0 | 0 | 0 | 0 | 0 | 0 | 0 | 0 | 0 | 0 | 0
7 | 14 | 13 | 6 | 1.7931 | 0 | 13.6089 | 0 | 0 | 0 | 0 | 0.60716 | 0 | 0 | 3.1744 | 0 | 19.1835 | 0 | 0 | 0 | 0 | 0 | 0 | 0 | 0 | 0 | 0 | 0 | 0 | 0 | 0.45131 | 0 | 0.54519 | 0 | 4.2539 | 0 | 0.36871 | 0.6901 | 0 | 0 | 0 | 0 | 6.3092 | 0 | 0 | 0 | 0 | 0 | 0 | 0 | 0 | 0 | 0 | 0 | 0 | 0
7 | 14 | 14 | 6 | 1.7931 | 0 | 13.6089 | 0 | 0 | 0 | 0 | 0.60843 | 0 | 0 | 3.1744 | 0 | 19.1848 | 0 | 0 | 0 | 0 | 0 | 0 | 0 | 0 | 0 | 0 | 0 | 0 | 0 | 0.45131 | 0 | 0.54519 | 0 | 4.4129 | 0 | 0.36871 | 0.6901 | 0 | 0 | 0 | 0 | 6.4682 | 0 | 0 | 0 | 0 | 0 | 0 | 0 | 0 | 0 | 0 | 0 | 0 | 0
7 | 14 | 15 | 6 | 1.7931 | 0 | 13.6089 | 0 | 0 | 0 | 0 | 0.60402 | 0 | 0 | 2.7257 | 0 | 18.7317 | 0 | 0 | 0 | 0 | 0 | 0 | 0 | 0 | 0 | 0 | 0 | 0 | 0 | 0.45131 | 0 | 0.54519 | 0 | 4.4692 | 0 | 0.31621 | 0.6901 | 0 | 0 | 0 | 0 | 6.472 | 0 | 0 | 0 | 0 | 0 | 0 | 0 | 0 | 0 | 0 | 0 | 0 | 0
7 | 14 | 16 | 6 | 1.7931 | 0 | 13.6089 | 0 | 0 | 0 | 0 | 0.5732 | 0 | 0 | 2.7257 | 0 | 18.7009 | 0 | 0 | 0 | 0 | 0 | 0 | 0 | 0 | 0 | 0 | 0 | 0 | 0 | 0.45131 | 0 | 0.54519 | 0 | 4.1905 | 0 | 0.31621 | 0.6901 | 0 | 0 | 0 | 0 | 6.1933 | 0 | 0 | 0 | 0 | 0 | 0 | 0 | 0 | 0 | 0 | 0 | 0 | 0
7 | 14 | 17 | 6 | 1.7931 | 0 | 13.6089 | 0 | 0 | 0 | 0 | 0.55512 | 0 | 0 | 3.955 | 0 | 19.9121 | 0 | 0 | 0 | 0 | 0 | 0 | 0 | 0 | 0 | 0 | 0 | 0 | 0 | 0.45131 | 0 | 0.54519 | 0 | 4.1109 | 0 | 0.52621 | 0.6901 | 0 | 0 | 0 | 0 | 6.3237 | 0 | 0 | 0 | 0 | 0 | 0 | 0 | 0 | 0 | 0 | 0 | 0 | 0
7 | 14 | 18 | 6 | 1.7931 | 0 | 9.8982 | 0 | 0 | 0 | 0 | 0.45621 | 0 | 0 | 3.955 | 0 | 16.1025 | 0 | 0 | 0 | 0 | 0 | 0 | 0 | 0 | 0 | 0 | 0 | 0 | 0 | 0.45131 | 0 | 0.54519 | 0 | 3.255 | 0 | 0.52621 | 0.6901 | 0 | 0 | 0 | 0 | 5.4678 | 0 | 0 | 0 | 0 | 0 | 0 | 0 | 0 | 0 | 0 | 0 | 0 | 0
7 | 14 | 19 | 6 | 1.7931 | 0 | 2.4769 | 0 | 0 | 0 | 0 | 0.33036 | 0 | 0 | 4.7341 | 0 | 9.3345 | 0 | 0 | 0 | 0 | 0 | 0 | 0 | 0 | 0 | 0 | 0 | 0 | 0 | 0.45131 | 0 | 0.88038 | 0 | 2.2446 | 0 | 0.42121 | 0.6901 | 0 | 0 | 0 | 0 | 4.6876 | 0 | 0 | 0 | 0 | 0 | 0 | 0 | 0 | 0 | 0 | 0 | 0 | 0
7 | 14 | 20 | 6 | 1.7931 | 0 | 2.4769 | 0 | 0 | 0 | 0 | 0.27338 | 0 | 0 | 3.1744 | 0 | 7.7178 | 0 | 0 | 0 | 0 | 0 | 0 | 0 | 0 | 0 | 0 | 0 | 0 | 0 | 0.45131 | 0 | 1.1038 | 0 | 1.7722 | 0 | 0.36871 | 0.6901 | 0 | 0 | 0 | 0 | 4.3861 | 0 | 0 | 0 | 0 | 0 | 0 | 0 | 0 | 0 | 0 | 0 | 0 | 0
7 | 14 | 21 | 6 | 1.7931 | 0 | 2.4769 | 0 | 0 | 0 | 0 | 0.25361 | 0 | 0 | 3.9549 | 0 | 8.4785 | 0 | 0 | 0 | 0 | 0 | 0 | 0 | 0 | 0 | 0 | 0 | 0 | 0 | 0.45131 | 0 | 1.2156 | 0 | 1.6194 | 0 | 0.47371 | 0.6901 | 0 | 0 | 0 | 0 | 4.4501 | 0 | 0 | 0 | 0 | 0 | 0 | 0 | 0 | 0 | 0 | 0 | 0 | 0
7 | 14 | 22 | 6 | 1.7931 | 0 | 2.4769 | 0 | 0 | 0 | 0 | 0.22574 | 0 | 0 | 2.8409 | 0 | 7.3366 | 0 | 0 | 0 | 0 | 0 | 0 | 0 | 0 | 0 | 0 | 0 | 0 | 0 | 0.45131 | 0 | 1.1038 | 0 | 1.4132 | 0 | 0.31621 | 0.6901 | 0 | 0 | 0 | 0 | 3.9747 | 0 | 0 | 0 | 0 | 0 | 0 | 0 | 0 | 0 | 0 | 0 | 0 | 0
7 | 14 | 23 | 6 | 1.7931 | 0 | 2.4769 | 0 | 0 | 0 | 0 | 0.19653 | 0 | 0 | 0.48225 | 0 | 4.9488 | 0 | 0 | 0 | 0 | 0 | 0 | 0 | 0 | 0 | 0 | 0 | 0 | 0 | 0.45131 | 0 | 0.88038 | 0 | 1.2185 | 0 | 0.053706 | 0.6901 | 0 | 0 | 0 | 0 | 3.294 | 0 | 0 | 0 | 0 | 0 | 0 | 0 | 0 | 0 | 0 | 0 | 0 | 0
7 | 14 | 24 | 6 | 1.7931 | 0 | 2.4769 | 0 | 0 | 0 | 0 | 0.18824 | 0 | 0 | 0.48233 | 0 | 4.9406 | 0 | 0 | 0 | 0 | 0 | 0 | 0 | 0 | 0 | 0 | 0 | 0 | 0 | 0.45131 | 0 | 0.54519 | 0 | 1.1628 | 0 | 0.053706 | 0.6901 | 0 | 0 | 0 | 0 | 2.9031 | 0 | 0 | 0 | 0 | 0 | 0 | 0 | 0 | 0 | 0 | 0 | 0 | 0
7 | 15 | 1 | 7 | 1.7931 | 0 | 2.4769 | 0 | 0 | 0 | 0 | 0.14733 | 0 | 0 | 0.48245 | 0 | 4.8998 | 0 | 0 | 0 | 0 | 0 | 0 | 0 | 0 | 0 | 0 | 0 | 0 | 0 | 0.45131 | 0 | 0.32173 | 0 | 0.88299 | 0 | 0.053706 | 0.6901 | 0 | 0 | 0 | 0 | 2.3998 | 0 | 0 | 0 | 0 | 0 | 0 | 0 | 0 | 0 | 0 | 0 | 0 | 0
7 | 15 | 2 | 7 | 1.7931 | 0 | 2.4769 | 0 | 0 | 0 | 0 | 0.12745 | 0 | 0 | 0.48269 | 0 | 4.8802 | 0 | 0 | 0 | 0 | 0 | 0 | 0 | 0 | 0 | 0 | 0 | 0 | 0 | 0.45131 | 0 | 0.32173 | 0 | 0.77273 | 0 | 0.053706 | 0.6901 | 0 | 0 | 0 | 0 | 2.2896 | 0 | 0 | 0 | 0 | 0 | 0 | 0 | 0 | 0 | 0 | 0 | 0 | 0
7 | 15 | 3 | 7 | 1.7931 | 0 | 2.4769 | 0 | 0 | 0 | 0 | 0.11746 | 0 | 0 | 0.48276 | 0 | 4.8702 | 0 | 0 | 0 | 0 | 0 | 0 | 0 | 0 | 0 | 0 | 0 | 0 | 0 | 0.45131 | 0 | 0.32173 | 0 | 0.70992 | 0 | 0.053706 | 0.6901 | 0 | 0 | 0 | 0 | 2.2268 | 0 | 0 | 0 | 0 | 0 | 0 | 0 | 0 | 0 | 0 | 0 | 0 | 0
7 | 15 | 4 | 7 | 1.7931 | 0 | 2.4769 | 0 | 0 | 0 | 0 | 0.082703 | 0 | 0 | 0.48281 | 0 | 4.8355 | 0 | 0 | 0 | 0 | 0 | 0 | 0 | 0 | 0 | 0 | 0 | 0 | 0 | 0.45131 | 0 | 0.32173 | 0 | 0.47315 | 0 | 0.053706 | 0.6901 | 0 | 0 | 0 | 0 | 1.99 | 0 | 0 | 0 | 0 | 0 | 0 | 0 | 0 | 0 | 0 | 0 | 0 | 0
7 | 15 | 5 | 7 | 1.7931 | 0 | 2.4769 | 0 | 0 | 0 | 0 | 0.085131 | 0 | 0 | 0.48288 | 0 | 4.838 | 0 | 0 | 0 | 0 | 0 | 0 | 0 | 0 | 0 | 0 | 0 | 0 | 0 | 0.45131 | 0 | 0.32173 | 0 | 0.48766 | 0 | 0.053706 | 0.6901 | 0 | 0 | 0 | 0 | 2.0045 | 0 | 0 | 0 | 0 | 0 | 0 | 0 | 0 | 0 | 0 | 0 | 0 | 0
7 | 15 | 6 | 7 | 1.7931 | 0 | 2.4769 | 0 | 0 | 0 | 0 | 0.079549 | 0 | 0 | 2.7262 | 0 | 7.0758 | 0 | 0 | 0 | 0 | 0 | 0 | 0 | 0 | 0 | 0 | 0 | 0 | 0 | 0.45131 | 0 | 0.54519 | 0 | 0.44268 | 0 | 0.31621 | 0.6901 | 0 | 0 | 0 | 0 | 2.4455 | 0 | 0 | 0 | 0 | 0 | 0 | 0 | 0 | 0 | 0 | 0 | 0 | 0
7 | 15 | 7 | 7 | 1.7931 | 0 | 2.4769 | 0 | 0 | 0 | 0 | 0.088894 | 0 | 0 | 3.9552 | 0 | 8.3141 | 0 | 0 | 0 | 0 | 0 | 0 | 0 | 0 | 0 | 0 | 0 | 0 | 0 | 0.45131 | 0 | 0.71279 | 0 | 0.48659 | 0 | 0.52621 | 0.6901 | 0 | 0 | 0 | 0 | 2.867 | 0 | 0 | 0 | 0 | 0 | 0 | 0 | 0 | 0 | 0 | 0 | 0 | 0
7 | 15 | 8 | 7 | 1.7931 | 0 | 13.6089 | 0 | 0 | 0 | 0 | 0.23803 | 0 | 0 | 4.1824 | 0 | 19.8224 | 0 | 0 | 0 | 0 | 0 | 0 | 0 | 0 | 0 | 0 | 0 | 0 | 0 | 0.45131 | 0 | 0.71279 | 0 | 1.416 | 0 | 0.42121 | 0.6901 | 0 | 0 | 0 | 0 | 3.6914 | 0 | 0 | 0 | 0 | 0 | 0 | 0 | 0 | 0 | 0 | 0 | 0 | 0
7 | 15 | 9 | 7 | 1.7931 | 0 | 13.6089 | 0 | 0 | 0 | 0 | 0.26732 | 0 | 0 | 2.7261 | 0 | 18.3954 | 0 | 0 | 0 | 0 | 0 | 0 | 0 | 0 | 0 | 0 | 0 | 0 | 0 | 0.45131 | 0 | 0.71279 | 0 | 1.629 | 0 | 0.31621 | 0.6901 | 0 | 0 | 0 | 0 | 3.7994 | 0 | 0 | 0 | 0 | 0 | 0 | 0 | 0 | 0 | 0 | 0 | 0 | 0
7 | 15 | 10 | 7 | 1.7931 | 0 | 13.6089 | 0 | 0 | 0 | 0 | 0.27762 | 0 | 0 | 2.726 | 0 | 18.4057 | 0 | 0 | 0 | 0 | 0 | 0 | 0 | 0 | 0 | 0 | 0 | 0 | 0 | 0.45131 | 0 | 0.71279 | 0 | 1.6816 | 0 | 0.31621 | 0.6901 | 0 | 0 | 0 | 0 | 3.852 | 0 | 0 | 0 | 0 | 0 | 0 | 0 | 0 | 0 | 0 | 0 | 0 | 0
7 | 15 | 11 | 7 | 1.7931 | 0 | 13.6089 | 0 | 0 | 0 | 0 | 0.2963 | 0 | 0 | 3.1747 | 0 | 18.873 | 0 | 0 | 0 | 0 | 0 | 0 | 0 | 0 | 0 | 0 | 0 | 0 | 0 | 0.45131 | 0 | 0.54519 | 0 | 1.8072 | 0 | 0.36871 | 0.6901 | 0 | 0 | 0 | 0 | 3.8625 | 0 | 0 | 0 | 0 | 0 | 0 | 0 | 0 | 0 | 0 | 0 | 0 | 0
7 | 15 | 12 | 7 | 1.7931 | 0 | 8.6613 | 0 | 0 | 0 | 0 | 0.26603 | 0 | 0 | 3.6234 | 0 | 14.3439 | 0 | 0 | 0 | 0 | 0 | 0 | 0 | 0 | 0 | 0 | 0 | 0 | 0 | 0.45131 | 0 | 0.54519 | 0 | 1.6251 | 0 | 0.42121 | 0.6901 | 0 | 0 | 0 | 0 | 3.7329 | 0 | 0 | 0 | 0 | 0 | 0 | 0 | 0 | 0 | 0 | 0 | 0 | 0
7 | 15 | 13 | 7 | 1.7931 | 0 | 13.6089 | 0 | 0 | 0 | 0 | 0.32427 | 0 | 0 | 3.1748 | 0 | 18.9011 | 0 | 0 | 0 | 0 | 0 | 0 | 0 | 0 | 0 | 0 | 0 | 0 | 0 | 0.45131 | 0 | 0.54519 | 0 | 2.0042 | 0 | 0.36871 | 0.6901 | 0 | 0 | 0 | 0 | 4.0596 | 0 | 0 | 0 | 0 | 0 | 0 | 0 | 0 | 0 | 0 | 0 | 0 | 0
7 | 15 | 14 | 7 | 1.7931 | 0 | 13.6089 | 0 | 0 | 0 | 0 | 0.35135 | 0 | 0 | 3.1748 | 0 | 18.9282 | 0 | 0 | 0 | 0 | 0 | 0 | 0 | 0 | 0 | 0 | 0 | 0 | 0 | 0.45131 | 0 | 0.54519 | 0 | 2.2306 | 0 | 0.36871 | 0.6901 | 0 | 0 | 0 | 0 | 4.2859 | 0 | 0 | 0 | 0 | 0 | 0 | 0 | 0 | 0 | 0 | 0 | 0 | 0
7 | 15 | 15 | 7 | 1.7931 | 0 | 13.6089 | 0 | 0 | 0 | 0 | 0.3719 | 0 | 0 | 2.7262 | 0 | 18.5001 | 0 | 0 | 0 | 0 | 0 | 0 | 0 | 0 | 0 | 0 | 0 | 0 | 0 | 0.45131 | 0 | 0.54519 | 0 | 2.4179 | 0 | 0.31621 | 0.6901 | 0 | 0 | 0 | 0 | 4.4207 | 0 | 0 | 0 | 0 | 0 | 0 | 0 | 0 | 0 | 0 | 0 | 0 | 0
7 | 15 | 16 | 7 | 1.7931 | 0 | 13.6089 | 0 | 0 | 0 | 0 | 0.52034 | 0 | 0 | 2.7262 | 0 | 18.6485 | 0 | 0 | 0 | 0 | 0 | 0 | 0 | 0 | 0 | 0 | 0 | 0 | 0 | 0.45131 | 0 | 0.54519 | 0 | 3.5529 | 0 | 0.31621 | 0.6901 | 0 | 0 | 0 | 0 | 5.5557 | 0 | 0 | 0 | 0 | 0 | 0 | 0 | 0 | 0 | 0 | 0 | 0 | 0
7 | 15 | 17 | 7 | 1.7931 | 0 | 13.6089 | 0 | 0 | 0 | 0 | 0.49875 | 0 | 0 | 3.9552 | 0 | 19.8559 | 0 | 0 | 0 | 0 | 0 | 0 | 0 | 0 | 0 | 0 | 0 | 0 | 0 | 0.45131 | 0 | 0.54519 | 0 | 3.2515 | 0 | 0.52621 | 0.6901 | 0 | 0 | 0 | 0 | 5.4643 | 0 | 0 | 0 | 0 | 0 | 0 | 0 | 0 | 0 | 0 | 0 | 0 | 0
7 | 15 | 18 | 7 | 1.7931 | 0 | 9.8982 | 0 | 0 | 0 | 0 | 0.41095 | 0 | 0 | 3.9552 | 0 | 16.0575 | 0 | 0 | 0 | 0 | 0 | 0 | 0 | 0 | 0 | 0 | 0 | 0 | 0 | 0.45131 | 0 | 0.54519 | 0 | 2.8352 | 0 | 0.52621 | 0.6901 | 0 | 0 | 0 | 0 | 5.048 | 0 | 0 | 0 | 0 | 0 | 0 | 0 | 0 | 0 | 0 | 0 | 0 | 0
7 | 15 | 19 | 7 | 1.7931 | 0 | 2.4769 | 0 | 0 | 0 | 0 | 0.23967 | 0 | 0 | 4.7351 | 0 | 9.2448 | 0 | 0 | 0 | 0 | 0 | 0 | 0 | 0 | 0 | 0 | 0 | 0 | 0 | 0.45131 | 0 | 0.88038 | 0 | 1.5814 | 0 | 0.42121 | 0.6901 | 0 | 0 | 0 | 0 | 4.0244 | 0 | 0 | 0 | 0 | 0 | 0 | 0 | 0 | 0 | 0 | 0 | 0 | 0
7 | 15 | 20 | 7 | 1.7931 | 0 | 2.4769 | 0 | 0 | 0 | 0 | 0.17162 | 0 | 0 | 3.1749 | 0 | 7.6166 | 0 | 0 | 0 | 0 | 0 | 0 | 0 | 0 | 0 | 0 | 0 | 0 | 0 | 0.45131 | 0 | 1.1038 | 0 | 1.0687 | 0 | 0.36871 | 0.6901 | 0 | 0 | 0 | 0 | 3.6827 | 0 | 0 | 0 | 0 | 0 | 0 | 0 | 0 | 0 | 0 | 0 | 0 | 0
7 | 15 | 21 | 7 | 1.7931 | 0 | 2.4769 | 0 | 0 | 0 | 0 | 0.13915 | 0 | 0 | 3.9552 | 0 | 8.3643 | 0 | 0 | 0 | 0 | 0 | 0 | 0 | 0 | 0 | 0 | 0 | 0 | 0 | 0.45131 | 0 | 1.2156 | 0 | 0.863 | 0 | 0.47371 | 0.6901 | 0 | 0 | 0 | 0 | 3.6937 | 0 | 0 | 0 | 0 | 0 | 0 | 0 | 0 | 0 | 0 | 0 | 0 | 0
7 | 15 | 22 | 7 | 1.7931 | 0 | 2.4769 | 0 | 0 | 0 | 0 | 0.11511 | 0 | 0 | 2.8417 | 0 | 7.2268 | 0 | 0 | 0 | 0 | 0 | 0 | 0 | 0 | 0 | 0 | 0 | 0 | 0 | 0.45131 | 0 | 1.1038 | 0 | 0.70527 | 0 | 0.31621 | 0.6901 | 0 | 0 | 0 | 0 | 3.2667 | 0 | 0 | 0 | 0 | 0 | 0 | 0 | 0 | 0 | 0 | 0 | 0 | 0
7 | 15 | 23 | 7 | 1.7931 | 0 | 2.4769 | 0 | 0 | 0 | 0 | 0.11045 | 0 | 0 | 0.48284 | 0 | 4.8633 | 0 | 0 | 0 | 0 | 0 | 0 | 0 | 0 | 0 | 0 | 0 | 0 | 0 | 0.45131 | 0 | 0.88038 | 0 | 0.67055 | 0 | 0.053706 | 0.6901 | 0 | 0 | 0 | 0 | 2.746 | 0 | 0 | 0 | 0 | 0 | 0 | 0 | 0 | 0 | 0 | 0 | 0 | 0
7 | 15 | 24 | 7 | 1.7931 | 0 | 2.4769 | 0 | 0 | 0 | 0 | 0.10166 | 0 | 0 | 0.48291 | 0 | 4.8546 | 0 | 0 | 0 | 0 | 0 | 0 | 0 | 0 | 0 | 0 | 0 | 0 | 0 | 0.45131 | 0 | 0.54519 | 0 | 0.60723 | 0 | 0.053706 | 0.6901 | 0 | 0 | 0 | 0 | 2.3475 | 0 | 0 | 0 | 0 | 0 | 0 | 0 | 0 | 0 | 0 | 0 | 0 | 0
7 | 16 | 1 | 1 | 1.7931 | 0 | 2.4769 | 0 | 0 | 0 | 0 | 0.107 | 0 | 0 | 0.48305 | 0 | 4.8601 | 0 | 0 | 0 | 0 | 0 | 0 | 0 | 0 | 0 | 0 | 0 | 0 | 0 | 0.45131 | 0 | 0.32173 | 0 | 0.64215 | 0 | 0.053706 | 0.6901 | 0 | 0 | 0 | 0 | 2.159 | 0 | 0 | 0 | 0 | 0 | 0 | 0 | 0 | 0 | 0 | 0 | 0 | 0
7 | 16 | 2 | 1 | 1.7931 | 0 | 2.4769 | 0 | 0 | 0 | 0 | 0.078294 | 0 | 0 | 0.48318 | 0 | 4.8315 | 0 | 0 | 0 | 0 | 0 | 0 | 0 | 0 | 0 | 0 | 0 | 0 | 0 | 0.45131 | 0 | 0.32173 | 0 | 0.44013 | 0 | 0.053706 | 0.6901 | 0 | 0 | 0 | 0 | 1.957 | 0 | 0 | 0 | 0 | 0 | 0 | 0 | 0 | 0 | 0 | 0 | 0 | 0
7 | 16 | 3 | 1 | 1.7931 | 0 | 2.4769 | 0 | 0 | 0 | 0 | 0.062268 | 0 | 0 | 0.48329 | 0 | 4.8156 | 0 | 0 | 0 | 0 | 0 | 0 | 0 | 0 | 0 | 0 | 0 | 0 | 0 | 0.45131 | 0 | 0.32173 | 0 | 0.3414 | 0 | 0.053706 | 0.6901 | 0 | 0 | 0 | 0 | 1.8582 | 0 | 0 | 0 | 0 | 0 | 0 | 0 | 0 | 0 | 0 | 0 | 0 | 0
7 | 16 | 4 | 1 | 1.7931 | 0 | 2.4769 | 0 | 0 | 0 | 0 | 0.049682 | 0 | 0 | 0.48337 | 0 | 4.8031 | 0 | 0 | 0 | 0 | 0 | 0 | 0 | 0 | 0 | 0 | 0 | 0 | 0 | 0.45131 | 0 | 0.32173 | 0 | 0.25751 | 0 | 0.053706 | 0.6901 | 0 | 0 | 0 | 0 | 1.7744 | 0 | 0 | 0 | 0 | 0 | 0 | 0 | 0 | 0 | 0 | 0 | 0 | 0
7 | 16 | 5 | 1 | 1.7931 | 0 | 2.4769 | 0 | 0 | 0 | 0 | 0.059676 | 0 | 0 | 0.48344 | 0 | 4.8131 | 0 | 0 | 0 | 0 | 0 | 0 | 0 | 0 | 0 | 0 | 0 | 0 | 0 | 0.45131 | 0 | 0.32173 | 0 | 0.31297 | 0 | 0.053706 | 0.6901 | 0 | 0 | 0 | 0 | 1.8298 | 0 | 0 | 0 | 0 | 0 | 0 | 0 | 0 | 0 | 0 | 0 | 0 | 0
7 | 16 | 6 | 1 | 1.7931 | 0 | 2.4769 | 0 | 0 | 0 | 0 | 0.045026 | 0 | 0 | 2.7268 | 0 | 7.0418 | 0 | 0 | 0 | 0 | 0 | 0 | 0 | 0 | 0 | 0 | 0 | 0 | 0 | 0.45131 | 0 | 0.54519 | 0 | 0.21066 | 0 | 0.31621 | 0.6901 | 0 | 0 | 0 | 0 | 2.2135 | 0 | 0 | 0 | 0 | 0 | 0 | 0 | 0 | 0 | 0 | 0 | 0 | 0
7 | 16 | 7 | 1 | 1.7931 | 0 | 2.4769 | 0 | 0 | 0 | 0 | 0.067636 | 0 | 0 | 3.9554 | 0 | 8.2931 | 0 | 0 | 0 | 0 | 0 | 0 | 0 | 0 | 0 | 0 | 0 | 0 | 0 | 0.45131 | 0 | 0.71279 | 0 | 0.33687 | 0 | 0.52621 | 0.6901 | 0 | 0 | 0 | 0 | 2.7173 | 0 | 0 | 0 | 0 | 0 | 0 | 0 | 0 | 0 | 0 | 0 | 0 | 0
7 | 16 | 8 | 1 | 1.7931 | 0 | 13.6089 | 0 | 0 | 0 | 0 | 0.25662 | 0 | 0 | 4.1833 | 0 | 19.8419 | 0 | 0 | 0 | 0 | 0 | 0 | 0 | 0 | 0 | 0 | 0 | 0 | 0 | 0.45131 | 0 | 0.71279 | 0 | 1.4792 | 0 | 0.42121 | 0.6901 | 0 | 0 | 0 | 0 | 3.7546 | 0 | 0 | 0 | 0 | 0 | 0 | 0 | 0 | 0 | 0 | 0 | 0 | 0
7 | 16 | 9 | 1 | 1.7931 | 0 | 13.6089 | 0 | 0 | 0 | 0 | 0.30213 | 0 | 0 | 2.7266 | 0 | 18.4308 | 0 | 0 | 0 | 0 | 0 | 0 | 0 | 0 | 0 | 0 | 0 | 0 | 0 | 0.45131 | 0 | 0.71279 | 0 | 1.9605 | 0 | 0.31621 | 0.6901 | 0 | 0 | 0 | 0 | 4.1308 | 0 | 0 | 0 | 0 | 0 | 0 | 0 | 0 | 0 | 0 | 0 | 0 | 0
7 | 16 | 10 | 1 | 1.7931 | 0 | 13.6089 | 0 | 0 | 0 | 0 | 0.37645 | 0 | 0 | 2.7266 | 0 | 18.5051 | 0 | 0 | 0 | 0 | 0 | 0 | 0 | 0 | 0 | 0 | 0 | 0 | 0 | 0.45131 | 0 | 0.71279 | 0 | 2.5712 | 0 | 0.31621 | 0.6901 | 0 | 0 | 0 | 0 | 4.7416 | 0 | 0 | 0 | 0 | 0 | 0 | 0 | 0 | 0 | 0 | 0 | 0 | 0
7 | 16 | 11 | 1 | 1.7931 | 0 | 13.6089 | 0 | 0 | 0 | 0 | 0.42811 | 0 | 0 | 3.1752 | 0 | 19.0054 | 0 | 0 | 0 | 0 | 0 | 0 | 0 | 0 | 0 | 0 | 0 | 0 | 0 | 0.45131 | 0 | 0.54519 | 0 | 2.9802 | 0 | 0.36871 | 0.6901 | 0 | 0 | 0 | 0 | 5.0355 | 0 | 0 | 0 | 0 | 0 | 0 | 0 | 0 | 0 | 0 | 0 | 0 | 0
7 | 16 | 12 | 1 | 1.7931 | 0 | 8.6613 | 0 | 0 | 0 | 0 | 0.37391 | 0 | 0 | 3.6239 | 0 | 14.4523 | 0 | 0 | 0 | 0 | 0 | 0 | 0 | 0 | 0 | 0 | 0 | 0 | 0 | 0.45131 | 0 | 0.54519 | 0 | 2.5944 | 0 | 0.42121 | 0.6901 | 0 | 0 | 0 | 0 | 4.7022 | 0 | 0 | 0 | 0 | 0 | 0 | 0 | 0 | 0 | 0 | 0 | 0 | 0
7 | 16 | 13 | 1 | 1.7931 | 0 | 13.6089 | 0 | 0 | 0 | 0 | 0.41655 | 0 | 0 | 3.1753 | 0 | 18.9938 | 0 | 0 | 0 | 0 | 0 | 0 | 0 | 0 | 0 | 0 | 0 | 0 | 0 | 0.45131 | 0 | 0.54519 | 0 | 2.8569 | 0 | 0.36871 | 0.6901 | 0 | 0 | 0 | 0 | 4.9122 | 0 | 0 | 0 | 0 | 0 | 0 | 0 | 0 | 0 | 0 | 0 | 0 | 0
7 | 16 | 14 | 1 | 1.7931 | 0 | 13.6089 | 0 | 0 | 0 | 0 | 0.42208 | 0 | 0 | 3.1753 | 0 | 18.9994 | 0 | 0 | 0 | 0 | 0 | 0 | 0 | 0 | 0 | 0 | 0 | 0 | 0 | 0.45131 | 0 | 0.54519 | 0 | 2.8912 | 0 | 0.36871 | 0.6901 | 0 | 0 | 0 | 0 | 4.9465 | 0 | 0 | 0 | 0 | 0 | 0 | 0 | 0 | 0 | 0 | 0 | 0 | 0
7 | 16 | 15 | 1 | 1.7931 | 0 | 13.6089 | 0 | 0 | 0 | 0 | 0.50444 | 0 | 0 | 2.7267 | 0 | 18.6331 | 0 | 0 | 0 | 0 | 0 | 0 | 0 | 0 | 0 | 0 | 0 | 0 | 0 | 0.45131 | 0 | 0.54519 | 0 | 3.4869 | 0 | 0.31621 | 0.6901 | 0 | 0 | 0 | 0 | 5.4897 | 0 | 0 | 0 | 0 | 0 | 0 | 0 | 0 | 0 | 0 | 0 | 0 | 0
7 | 16 | 16 | 1 | 1.7931 | 0 | 13.6089 | 0 | 0 | 0 | 0 | 0.54656 | 0 | 0 | 2.7267 | 0 | 18.6753 | 0 | 0 | 0 | 0 | 0 | 0 | 0 | 0 | 0 | 0 | 0 | 0 | 0 | 0.45131 | 0 | 0.54519 | 0 | 3.8204 | 0 | 0.31621 | 0.6901 | 0 | 0 | 0 | 0 | 5.8232 | 0 | 0 | 0 | 0 | 0 | 0 | 0 | 0 | 0 | 0 | 0 | 0 | 0
7 | 16 | 17 | 1 | 1.7931 | 0 | 13.6089 | 0 | 0 | 0 | 0 | 0.52862 | 0 | 0 | 3.9554 | 0 | 19.8861 | 0 | 0 | 0 | 0 | 0 | 0 | 0 | 0 | 0 | 0 | 0 | 0 | 0 | 0.45131 | 0 | 0.54519 | 0 | 3.7729 | 0 | 0.52621 | 0.6901 | 0 | 0 | 0 | 0 | 5.9857 | 0 | 0 | 0 | 0 | 0 | 0 | 0 | 0 | 0 | 0 | 0 | 0 | 0
7 | 16 | 18 | 1 | 1.7931 | 0 | 9.8982 | 0 | 0 | 0 | 0 | 0.4325 | 0 | 0 | 3.9554 | 0 | 16.0793 | 0 | 0 | 0 | 0 | 0 | 0 | 0 | 0 | 0 | 0 | 0 | 0 | 0 | 0.45131 | 0 | 0.54519 | 0 | 3.1657 | 0 | 0.52621 | 0.6901 | 0 | 0 | 0 | 0 | 5.3785 | 0 | 0 | 0 | 0 | 0 | 0 | 0 | 0 | 0 | 0 | 0 | 0 | 0
7 | 16 | 19 | 1 | 1.7931 | 0 | 2.4769 | 0 | 0 | 0 | 0 | 0.29886 | 0 | 0 | 4.736 | 0 | 9.3049 | 0 | 0 | 0 | 0 | 0 | 0 | 0 | 0 | 0 | 0 | 0 | 0 | 0 | 0.45131 | 0 | 0.88038 | 0 | 2.0852 | 0 | 0.42121 | 0.6901 | 0 | 0 | 0 | 0 | 4.5282 | 0 | 0 | 0 | 0 | 0 | 0 | 0 | 0 | 0 | 0 | 0 | 0 | 0
7 | 16 | 20 | 1 | 1.7931 | 0 | 2.4769 | 0 | 0 | 0 | 0 | 0.23726 | 0 | 0 | 3.1754 | 0 | 7.6826 | 0 | 0 | 0 | 0 | 0 | 0 | 0 | 0 | 0 | 0 | 0 | 0 | 0 | 0.45131 | 0 | 1.1038 | 0 | 1.5656 | 0 | 0.36871 | 0.6901 | 0 | 0 | 0 | 0 | 4.1796 | 0 | 0 | 0 | 0 | 0 | 0 | 0 | 0 | 0 | 0 | 0 | 0 | 0
7 | 16 | 21 | 1 | 1.7931 | 0 | 2.4769 | 0 | 0 | 0 | 0 | 0.19976 | 0 | 0 | 3.9554 | 0 | 8.4252 | 0 | 0 | 0 | 0 | 0 | 0 | 0 | 0 | 0 | 0 | 0 | 0 | 0 | 0.45131 | 0 | 1.2156 | 0 | 1.26 | 0 | 0.47371 | 0.6901 | 0 | 0 | 0 | 0 | 4.0907 | 0 | 0 | 0 | 0 | 0 | 0 | 0 | 0 | 0 | 0 | 0 | 0 | 0
7 | 16 | 22 | 1 | 1.7931 | 0 | 2.4769 | 0 | 0 | 0 | 0 | 0.1879 | 0 | 0 | 2.8424 | 0 | 7.3003 | 0 | 0 | 0 | 0 | 0 | 0 | 0 | 0 | 0 | 0 | 0 | 0 | 0 | 0.45131 | 0 | 1.1038 | 0 | 1.1507 | 0 | 0.31621 | 0.6901 | 0 | 0 | 0 | 0 | 3.7121 | 0 | 0 | 0 | 0 | 0 | 0 | 0 | 0 | 0 | 0 | 0 | 0 | 0
7 | 16 | 23 | 1 | 1.7931 | 0 | 2.4769 | 0 | 0 | 0 | 0 | 0.18668 | 0 | 0 | 0.48325 | 0 | 4.9399 | 0 | 0 | 0 | 0 | 0 | 0 | 0 | 0 | 0 | 0 | 0 | 0 | 0 | 0.45131 | 0 | 0.88038 | 0 | 1.1074 | 0 | 0.053706 | 0.6901 | 0 | 0 | 0 | 0 | 3.1829 | 0 | 0 | 0 | 0 | 0 | 0 | 0 | 0 | 0 | 0 | 0 | 0 | 0
7 | 16 | 24 | 1 | 1.7931 | 0 | 2.4769 | 0 | 0 | 0 | 0 | 0.17498 | 0 | 0 | 0.4833 | 0 | 4.9283 | 0 | 0 | 0 | 0 | 0 | 0 | 0 | 0 | 0 | 0 | 0 | 0 | 0 | 0.45131 | 0 | 0.54519 | 0 | 1.0058 | 0 | 0.053706 | 0.6901 | 0 | 0 | 0 | 0 | 2.7462 | 0 | 0 | 0 | 0 | 0 | 0 | 0 | 0 | 0 | 0 | 0 | 0 | 0
7 | 17 | 1 | 2 | 1.7931 | 0 | 2.4769 | 0 | 0 | 0 | 0 | 0.15297 | 0 | 0 | 0.48341 | 0 | 4.9064 | 0 | 0 | 0 | 0 | 0 | 0 | 0 | 0 | 0 | 0 | 0 | 0 | 0 | 0.45131 | 0 | 0.32173 | 0 | 0.88137 | 0 | 0.053706 | 0.6901 | 0 | 0 | 0 | 0 | 2.3982 | 0 | 0 | 0 | 0 | 0 | 0 | 0 | 0 | 0 | 0 | 0 | 0 | 0
7 | 17 | 2 | 2 | 1.7931 | 0 | 2.4769 | 0 | 0 | 0 | 0 | 0.15287 | 0 | 0 | 0.48355 | 0 | 4.9064 | 0 | 0 | 0 | 0 | 0 | 0 | 0 | 0 | 0 | 0 | 0 | 0 | 0 | 0.45131 | 0 | 0.32173 | 0 | 0.91467 | 0 | 0.053706 | 0.6901 | 0 | 0 | 0 | 0 | 2.4315 | 0 | 0 | 0 | 0 | 0 | 0 | 0 | 0 | 0 | 0 | 0 | 0 | 0
7 | 17 | 3 | 2 | 1.7931 | 0 | 2.4769 | 0 | 0 | 0 | 0 | 0.1361 | 0 | 0 | 0.48362 | 0 | 4.8897 | 0 | 0 | 0 | 0 | 0 | 0 | 0 | 0 | 0 | 0 | 0 | 0 | 0 | 0.45131 | 0 | 0.32173 | 0 | 0.77566 | 0 | 0.053706 | 0.6901 | 0 | 0 | 0 | 0 | 2.2925 | 0 | 0 | 0 | 0 | 0 | 0 | 0 | 0 | 0 | 0 | 0 | 0 | 0
7 | 17 | 4 | 2 | 1.7931 | 0 | 2.4769 | 0 | 0 | 0 | 0 | 0.1285 | 0 | 0 | 0.48367 | 0 | 4.8822 | 0 | 0 | 0 | 0 | 0 | 0 | 0 | 0 | 0 | 0 | 0 | 0 | 0 | 0.45131 | 0 | 0.32173 | 0 | 0.71987 | 0 | 0.053706 | 0.6901 | 0 | 0 | 0 | 0 | 2.2367 | 0 | 0 | 0 | 0 | 0 | 0 | 0 | 0 | 0 | 0 | 0 | 0 | 0
7 | 17 | 5 | 2 | 1.7931 | 0 | 2.4769 | 0 | 0 | 0 | 0 | 0.11902 | 0 | 0 | 0.4837 | 0 | 4.8727 | 0 | 0 | 0 | 0 | 0 | 0 | 0 | 0 | 0 | 0 | 0 | 0 | 0 | 0.45131 | 0 | 0.32173 | 0 | 0.64732 | 0 | 0.053706 | 0.6901 | 0 | 0 | 0 | 0 | 2.1642 | 0 | 0 | 0 | 0 | 0 | 0 | 0 | 0 | 0 | 0 | 0 | 0 | 0
7 | 17 | 6 | 2 | 1.7931 | 0 | 2.4769 | 0 | 0 | 0 | 0 | 0.16532 | 0 | 0 | 2.727 | 0 | 7.1624 | 0 | 0 | 0 | 0 | 0 | 0 | 0 | 0 | 0 | 0 | 0 | 0 | 0 | 0.45131 | 0 | 0.54519 | 0 | 0.95065 | 0 | 0.31621 | 0.6901 | 0 | 0 | 0 | 0 | 2.9535 | 0 | 0 | 0 | 0 | 0 | 0 | 0 | 0 | 0 | 0 | 0 | 0 | 0
7 | 17 | 7 | 2 | 1.7931 | 0 | 2.4769 | 0 | 0 | 0 | 0 | 0.24668 | 0 | 0 | 3.9556 | 0 | 8.4723 | 0 | 0 | 0 | 0 | 0 | 0 | 0 | 0 | 0 | 0 | 0 | 0 | 0 | 0.45131 | 0 | 0.71279 | 0 | 1.4149 | 0 | 0.52621 | 0.6901 | 0 | 0 | 0 | 0 | 3.7953 | 0 | 0 | 0 | 0 | 0 | 0 | 0 | 0 | 0 | 0 | 0 | 0 | 0
7 | 17 | 8 | 2 | 1.7931 | 0 | 13.6089 | 0 | 0 | 0 | 0 | 0.41084 | 0 | 0 | 4.1836 | 0 | 19.9964 | 0 | 0 | 0 | 0 | 0 | 0 | 0 | 0 | 0 | 0 | 0 | 0 | 0 | 0.45131 | 0 | 0.71279 | 0 | 2.3986 | 0 | 0.42121 | 0.6901 | 0 | 0 | 0 | 0 | 4.6741 | 0 | 0 | 0 | 0 | 0 | 0 | 0 | 0 | 0 | 0 | 0 | 0 | 0
7 | 17 | 9 | 2 | 1.7931 | 0 | 13.6089 | 0 | 0 | 0 | 0 | 0.44768 | 0 | 0 | 2.7268 | 0 | 18.5765 | 0 | 0 | 0 | 0 | 0 | 0 | 0 | 0 | 0 | 0 | 0 | 0 | 0 | 0.45131 | 0 | 0.71279 | 0 | 2.8267 | 0 | 0.31621 | 0.6901 | 0 | 0 | 0 | 0 | 4.9971 | 0 | 0 | 0 | 0 | 0 | 0 | 0 | 0 | 0 | 0 | 0 | 0 | 0
7 | 17 | 10 | 2 | 1.7931 | 0 | 13.6089 | 0 | 0 | 0 | 0 | 0.47057 | 0 | 0 | 2.7268 | 0 | 18.5994 | 0 | 0 | 0 | 0 | 0 | 0 | 0 | 0 | 0 | 0 | 0 | 0 | 0 | 0.45131 | 0 | 0.71279 | 0 | 3.0383 | 0 | 0.31621 | 0.6901 | 0 | 0 | 0 | 0 | 5.2087 | 0 | 0 | 0 | 0 | 0 | 0 | 0 | 0 | 0 | 0 | 0 | 0 | 0
7 | 17 | 11 | 2 | 1.7931 | 0 | 13.6089 | 0 | 0 | 0 | 0 | 0.47833 | 0 | 0 | 3.1754 | 0 | 19.0558 | 0 | 0 | 0 | 0 | 0 | 0 | 0 | 0 | 0 | 0 | 0 | 0 | 0 | 0.45131 | 0 | 0.54519 | 0 | 3.099 | 0 | 0.36871 | 0.6901 | 0 | 0 | 0 | 0 | 5.1543 | 0 | 0 | 0 | 0 | 0 | 0 | 0 | 0 | 0 | 0 | 0 | 0 | 0
7 | 17 | 12 | 2 | 1.7931 | 0 | 8.6613 | 0 | 0 | 0 | 0 | 0.4402 | 0 | 0 | 3.6241 | 0 | 14.5187 | 0 | 0 | 0 | 0 | 0 | 0 | 0 | 0 | 0 | 0 | 0 | 0 | 0 | 0.45131 | 0 | 0.54519 | 0 | 2.8803 | 0 | 0.42121 | 0.6901 | 0 | 0 | 0 | 0 | 4.9882 | 0 | 0 | 0 | 0 | 0 | 0 | 0 | 0 | 0 | 0 | 0 | 0 | 0
7 | 17 | 13 | 2 | 1.7931 | 0 | 13.6089 | 0 | 0 | 0 | 0 | 0.53601 | 0 | 0 | 3.1754 | 0 | 19.1135 | 0 | 0 | 0 | 0 | 0 | 0 | 0 | 0 | 0 | 0 | 0 | 0 | 0 | 0.45131 | 0 | 0.54519 | 0 | 3.5703 | 0 | 0.36871 | 0.6901 | 0 | 0 | 0 | 0 | 5.6256 | 0 | 0 | 0 | 0 | 0 | 0 | 0 | 0 | 0 | 0 | 0 | 0 | 0
7 | 17 | 14 | 2 | 1.7931 | 0 | 13.6089 | 0 | 0 | 0 | 0 | 0.60598 | 0 | 0 | 3.1754 | 0 | 19.1834 | 0 | 0 | 0 | 0 | 0 | 0 | 0 | 0 | 0 | 0 | 0 | 0 | 0 | 0.45131 | 0 | 0.54519 | 0 | 4.3171 | 0 | 0.36871 | 0.6901 | 0 | 0 | 0 | 0 | 6.3725 | 0 | 0 | 0 | 0 | 0 | 0 | 0 | 0 | 0 | 0 | 0 | 0 | 0
7 | 17 | 15 | 2 | 1.7931 | 0 | 13.6089 | 0 | 0 | 0 | 0 | 0.59668 | 0 | 0 | 2.7268 | 0 | 18.7255 | 0 | 0 | 0 | 0 | 0 | 0 | 0 | 0 | 0 | 0 | 0 | 0 | 0 | 0.45131 | 0 | 0.54519 | 0 | 3.9932 | 0 | 0.31621 | 0.6901 | 0 | 0 | 0 | 0 | 5.996 | 0 | 0 | 0 | 0 | 0 | 0 | 0 | 0 | 0 | 0 | 0 | 0 | 0
7 | 17 | 16 | 2 | 1.7931 | 0 | 13.6089 | 0 | 0 | 0 | 0 | 0.6008 | 0 | 0 | 2.7268 | 0 | 18.7296 | 0 | 0 | 0 | 0 | 0 | 0 | 0 | 0 | 0 | 0 | 0 | 0 | 0 | 0.45131 | 0 | 0.54519 | 0 | 4.3034 | 0 | 0.31621 | 0.6901 | 0 | 0 | 0 | 0 | 6.3062 | 0 | 0 | 0 | 0 | 0 | 0 | 0 | 0 | 0 | 0 | 0 | 0 | 0
7 | 17 | 17 | 2 | 1.7931 | 0 | 13.6089 | 0 | 0 | 0 | 0 | 0.62222 | 0 | 0 | 3.9555 | 0 | 19.9797 | 0 | 0 | 0 | 0 | 0 | 0 | 0 | 0 | 0 | 0 | 0 | 0 | 0 | 0.45131 | 0 | 0.54519 | 0 | 4.3585 | 0 | 0.52621 | 0.6901 | 0 | 0 | 0 | 0 | 6.5713 | 0 | 0 | 0 | 0 | 0 | 0 | 0 | 0 | 0 | 0 | 0 | 0 | 0
7 | 17 | 18 | 2 | 1.7931 | 0 | 9.8982 | 0 | 0 | 0 | 0 | 0.5098 | 0 | 0 | 3.9555 | 0 | 16.1566 | 0 | 0 | 0 | 0 | 0 | 0 | 0 | 0 | 0 | 0 | 0 | 0 | 0 | 0.45131 | 0 | 0.54519 | 0 | 3.689 | 0 | 0.52621 | 0.6901 | 0 | 0 | 0 | 0 | 5.9018 | 0 | 0 | 0 | 0 | 0 | 0 | 0 | 0 | 0 | 0 | 0 | 0 | 0
7 | 17 | 19 | 2 | 1.7931 | 0 | 2.4769 | 0 | 0 | 0 | 0 | 0.35919 | 0 | 0 | 4.7361 | 0 | 9.3653 | 0 | 0 | 0 | 0 | 0 | 0 | 0 | 0 | 0 | 0 | 0 | 0 | 0 | 0.45131 | 0 | 0.88038 | 0 | 2.5368 | 0 | 0.42121 | 0.6901 | 0 | 0 | 0 | 0 | 4.9798 | 0 | 0 | 0 | 0 | 0 | 0 | 0 | 0 | 0 | 0 | 0 | 0 | 0
7 | 17 | 20 | 2 | 1.7931 | 0 | 2.4769 | 0 | 0 | 0 | 0 | 0.29134 | 0 | 0 | 3.1754 | 0 | 7.7367 | 0 | 0 | 0 | 0 | 0 | 0 | 0 | 0 | 0 | 0 | 0 | 0 | 0 | 0.45131 | 0 | 1.1038 | 0 | 1.9715 | 0 | 0.36871 | 0.6901 | 0 | 0 | 0 | 0 | 4.5855 | 0 | 0 | 0 | 0 | 0 | 0 | 0 | 0 | 0 | 0 | 0 | 0 | 0
7 | 17 | 21 | 2 | 1.7931 | 0 | 2.4769 | 0 | 0 | 0 | 0 | 0.26062 | 0 | 0 | 3.9554 | 0 | 8.486 | 0 | 0 | 0 | 0 | 0 | 0 | 0 | 0 | 0 | 0 | 0 | 0 | 0 | 0.45131 | 0 | 1.2156 | 0 | 1.7804 | 0 | 0.47371 | 0.6901 | 0 | 0 | 0 | 0 | 4.6111 | 0 | 0 | 0 | 0 | 0 | 0 | 0 | 0 | 0 | 0 | 0 | 0 | 0
7 | 17 | 22 | 2 | 1.7931 | 0 | 2.4769 | 0 | 0 | 0 | 0 | 0.24704 | 0 | 0 | 2.8424 | 0 | 7.3594 | 0 | 0 | 0 | 0 | 0 | 0 | 0 | 0 | 0 | 0 | 0 | 0 | 0 | 0.45131 | 0 | 1.1038 | 0 | 1.6583 | 0 | 0.31621 | 0.6901 | 0 | 0 | 0 | 0 | 4.2198 | 0 | 0 | 0 | 0 | 0 | 0 | 0 | 0 | 0 | 0 | 0 | 0 | 0
7 | 17 | 23 | 2 | 1.7931 | 0 | 2.4769 | 0 | 0 | 0 | 0 | 0.23963 | 0 | 0 | 0.48324 | 0 | 4.9929 | 0 | 0 | 0 | 0 | 0 | 0 | 0 | 0 | 0 | 0 | 0 | 0 | 0 | 0.45131 | 0 | 0.88038 | 0 | 1.5774 | 0 | 0.053706 | 0.6901 | 0 | 0 | 0 | 0 | 3.6528 | 0 | 0 | 0 | 0 | 0 | 0 | 0 | 0 | 0 | 0 | 0 | 0 | 0
7 | 17 | 24 | 2 | 1.7931 | 0 | 2.4769 | 0 | 0 | 0 | 0 | 0.22429 | 0 | 0 | 0.48329 | 0 | 4.9776 | 0 | 0 | 0 | 0 | 0 | 0 | 0 | 0 | 0 | 0 | 0 | 0 | 0 | 0.45131 | 0 | 0.54519 | 0 | 1.4726 | 0 | 0.053706 | 0.6901 | 0 | 0 | 0 | 0 | 3.213 | 0 | 0 | 0 | 0 | 0 | 0 | 0 | 0 | 0 | 0 | 0 | 0 | 0
7 | 18 | 1 | 3 | 1.7931 | 0 | 2.4769 | 0 | 0 | 0 | 0 | 0.22004 | 0 | 0 | 0.4834 | 0 | 4.9735 | 0 | 0 | 0 | 0 | 0 | 0 | 0 | 0 | 0 | 0 | 0 | 0 | 0 | 0.45131 | 0 | 0.32173 | 0 | 1.4548 | 0 | 0.053706 | 0.6901 | 0 | 0 | 0 | 0 | 2.9717 | 0 | 0 | 0 | 0 | 0 | 0 | 0 | 0 | 0 | 0 | 0 | 0 | 0
7 | 18 | 2 | 3 | 1.7931 | 0 | 2.4769 | 0 | 0 | 0 | 0 | 0.20262 | 0 | 0 | 0.48352 | 0 | 4.9562 | 0 | 0 | 0 | 0 | 0 | 0 | 0 | 0 | 0 | 0 | 0 | 0 | 0 | 0.45131 | 0 | 0.32173 | 0 | 1.2844 | 0 | 0.053706 | 0.6901 | 0 | 0 | 0 | 0 | 2.8013 | 0 | 0 | 0 | 0 | 0 | 0 | 0 | 0 | 0 | 0 | 0 | 0 | 0
7 | 18 | 3 | 3 | 1.7931 | 0 | 2.4769 | 0 | 0 | 0 | 0 | 0.19196 | 0 | 0 | 0.48359 | 0 | 4.9456 | 0 | 0 | 0 | 0 | 0 | 0 | 0 | 0 | 0 | 0 | 0 | 0 | 0 | 0.45131 | 0 | 0.32173 | 0 | 1.2149 | 0 | 0.053706 | 0.6901 | 0 | 0 | 0 | 0 | 2.7318 | 0 | 0 | 0 | 0 | 0 | 0 | 0 | 0 | 0 | 0 | 0 | 0 | 0
7 | 18 | 4 | 3 | 1.7931 | 0 | 2.4769 | 0 | 0 | 0 | 0 | 0.18445 | 0 | 0 | 0.48363 | 0 | 4.9381 | 0 | 0 | 0 | 0 | 0 | 0 | 0 | 0 | 0 | 0 | 0 | 0 | 0 | 0.45131 | 0 | 0.32173 | 0 | 1.1914 | 0 | 0.053706 | 0.6901 | 0 | 0 | 0 | 0 | 2.7082 | 0 | 0 | 0 | 0 | 0 | 0 | 0 | 0 | 0 | 0 | 0 | 0 | 0
7 | 18 | 5 | 3 | 1.7931 | 0 | 2.4769 | 0 | 0 | 0 | 0 | 0.178 | 0 | 0 | 0.48366 | 0 | 4.9317 | 0 | 0 | 0 | 0 | 0 | 0 | 0 | 0 | 0 | 0 | 0 | 0 | 0 | 0.45131 | 0 | 0.32173 | 0 | 1.1709 | 0 | 0.053706 | 0.6901 | 0 | 0 | 0 | 0 | 2.6877 | 0 | 0 | 0 | 0 | 0 | 0 | 0 | 0 | 0 | 0 | 0 | 0 | 0
7 | 18 | 6 | 3 | 1.7931 | 0 | 2.4769 | 0 | 0 | 0 | 0 | 0.1776 | 0 | 0 | 2.727 | 0 | 7.1746 | 0 | 0 | 0 | 0 | 0 | 0 | 0 | 0 | 0 | 0 | 0 | 0 | 0 | 0.45131 | 0 | 0.54519 | 0 | 1.157 | 0 | 0.31621 | 0.6901 | 0 | 0 | 0 | 0 | 3.1598 | 0 | 0 | 0 | 0 | 0 | 0 | 0 | 0 | 0 | 0 | 0 | 0 | 0
7 | 18 | 7 | 3 | 1.7931 | 0 | 2.4769 | 0 | 0 | 0 | 0 | 0.16999 | 0 | 0 | 3.9555 | 0 | 8.3956 | 0 | 0 | 0 | 0 | 0 | 0 | 0 | 0 | 0 | 0 | 0 | 0 | 0 | 0.45131 | 0 | 0.71279 | 0 | 1.0602 | 0 | 0.52621 | 0.6901 | 0 | 0 | 0 | 0 | 3.4406 | 0 | 0 | 0 | 0 | 0 | 0 | 0 | 0 | 0 | 0 | 0 | 0 | 0
7 | 18 | 8 | 3 | 1.7931 | 0 | 13.6089 | 0 | 0 | 0 | 0 | 0.2683 | 0 | 0 | 4.1835 | 0 | 19.8538 | 0 | 0 | 0 | 0 | 0 | 0 | 0 | 0 | 0 | 0 | 0 | 0 | 0 | 0.45131 | 0 | 0.71279 | 0 | 1.7087 | 0 | 0.42121 | 0.6901 | 0 | 0 | 0 | 0 | 3.9841 | 0 | 0 | 0 | 0 | 0 | 0 | 0 | 0 | 0 | 0 | 0 | 0 | 0
7 | 18 | 9 | 3 | 1.7931 | 0 | 13.6089 | 0 | 0 | 0 | 0 | 0.28062 | 0 | 0 | 2.7268 | 0 | 18.4094 | 0 | 0 | 0 | 0 | 0 | 0 | 0 | 0 | 0 | 0 | 0 | 0 | 0 | 0.45131 | 0 | 0.71279 | 0 | 1.8653 | 0 | 0.31621 | 0.6901 | 0 | 0 | 0 | 0 | 4.0357 | 0 | 0 | 0 | 0 | 0 | 0 | 0 | 0 | 0 | 0 | 0 | 0 | 0
7 | 18 | 10 | 3 | 1.7931 | 0 | 13.6089 | 0 | 0 | 0 | 0 | 0.29789 | 0 | 0 | 2.7268 | 0 | 18.4267 | 0 | 0 | 0 | 0 | 0 | 0 | 0 | 0 | 0 | 0 | 0 | 0 | 0 | 0.45131 | 0 | 0.71279 | 0 | 1.9842 | 0 | 0.31621 | 0.6901 | 0 | 0 | 0 | 0 | 4.1546 | 0 | 0 | 0 | 0 | 0 | 0 | 0 | 0 | 0 | 0 | 0 | 0 | 0
7 | 18 | 11 | 3 | 1.7931 | 0 | 13.6089 | 0 | 0 | 0 | 0 | 0.3175 | 0 | 0 | 3.1755 | 0 | 18.895 | 0 | 0 | 0 | 0 | 0 | 0 | 0 | 0 | 0 | 0 | 0 | 0 | 0 | 0.45131 | 0 | 0.54519 | 0 | 2.0709 | 0 | 0.36871 | 0.6901 | 0 | 0 | 0 | 0 | 4.1262 | 0 | 0 | 0 | 0 | 0 | 0 | 0 | 0 | 0 | 0 | 0 | 0 | 0
7 | 18 | 12 | 3 | 1.7931 | 0 | 8.6613 | 0 | 0 | 0 | 0 | 0.2818 | 0 | 0 | 3.6242 | 0 | 14.3604 | 0 | 0 | 0 | 0 | 0 | 0 | 0 | 0 | 0 | 0 | 0 | 0 | 0 | 0.45131 | 0 | 0.54519 | 0 | 1.7833 | 0 | 0.42121 | 0.6901 | 0 | 0 | 0 | 0 | 3.8912 | 0 | 0 | 0 | 0 | 0 | 0 | 0 | 0 | 0 | 0 | 0 | 0 | 0
7 | 18 | 13 | 3 | 1.7931 | 0 | 13.6089 | 0 | 0 | 0 | 0 | 0.34388 | 0 | 0 | 3.1755 | 0 | 18.9214 | 0 | 0 | 0 | 0 | 0 | 0 | 0 | 0 | 0 | 0 | 0 | 0 | 0 | 0.45131 | 0 | 0.54519 | 0 | 2.193 | 0 | 0.36871 | 0.6901 | 0 | 0 | 0 | 0 | 4.2483 | 0 | 0 | 0 | 0 | 0 | 0 | 0 | 0 | 0 | 0 | 0 | 0 | 0
7 | 18 | 14 | 3 | 1.7931 | 0 | 13.6089 | 0 | 0 | 0 | 0 | 0.36897 | 0 | 0 | 3.1755 | 0 | 18.9465 | 0 | 0 | 0 | 0 | 0 | 0 | 0 | 0 | 0 | 0 | 0 | 0 | 0 | 0.45131 | 0 | 0.54519 | 0 | 2.3889 | 0 | 0.36871 | 0.6901 | 0 | 0 | 0 | 0 | 4.4442 | 0 | 0 | 0 | 0 | 0 | 0 | 0 | 0 | 0 | 0 | 0 | 0 | 0
7 | 18 | 15 | 3 | 1.7931 | 0 | 13.6089 | 0 | 0 | 0 | 0 | 0.42601 | 0 | 0 | 2.7269 | 0 | 18.5549 | 0 | 0 | 0 | 0 | 0 | 0 | 0 | 0 | 0 | 0 | 0 | 0 | 0 | 0.45131 | 0 | 0.54519 | 0 | 2.8125 | 0 | 0.31621 | 0.6901 | 0 | 0 | 0 | 0 | 4.8153 | 0 | 0 | 0 | 0 | 0 | 0 | 0 | 0 | 0 | 0 | 0 | 0 | 0
7 | 18 | 16 | 3 | 1.7931 | 0 | 13.6089 | 0 | 0 | 0 | 0 | 0.38487 | 0 | 0 | 2.7269 | 0 | 18.5138 | 0 | 0 | 0 | 0 | 0 | 0 | 0 | 0 | 0 | 0 | 0 | 0 | 0 | 0.45131 | 0 | 0.54519 | 0 | 2.5652 | 0 | 0.31621 | 0.6901 | 0 | 0 | 0 | 0 | 4.568 | 0 | 0 | 0 | 0 | 0 | 0 | 0 | 0 | 0 | 0 | 0 | 0 | 0
7 | 18 | 17 | 3 | 1.7931 | 0 | 13.6089 | 0 | 0 | 0 | 0 | 0.38029 | 0 | 0 | 3.9555 | 0 | 19.7378 | 0 | 0 | 0 | 0 | 0 | 0 | 0 | 0 | 0 | 0 | 0 | 0 | 0 | 0.45131 | 0 | 0.54519 | 0 | 2.6111 | 0 | 0.52621 | 0.6901 | 0 | 0 | 0 | 0 | 4.8239 | 0 | 0 | 0 | 0 | 0 | 0 | 0 | 0 | 0 | 0 | 0 | 0 | 0
7 | 18 | 18 | 3 | 1.7931 | 0 | 9.8982 | 0 | 0 | 0 | 0 | 0.32355 | 0 | 0 | 3.9555 | 0 | 15.9704 | 0 | 0 | 0 | 0 | 0 | 0 | 0 | 0 | 0 | 0 | 0 | 0 | 0 | 0.45131 | 0 | 0.54519 | 0 | 2.1883 | 0 | 0.52621 | 0.6901 | 0 | 0 | 0 | 0 | 4.4011 | 0 | 0 | 0 | 0 | 0 | 0 | 0 | 0 | 0 | 0 | 0 | 0 | 0
7 | 18 | 19 | 3 | 1.7931 | 0 | 2.4769 | 0 | 0 | 0 | 0 | 0.19874 | 0 | 0 | 4.7364 | 0 | 9.2051 | 0 | 0 | 0 | 0 | 0 | 0 | 0 | 0 | 0 | 0 | 0 | 0 | 0 | 0.45131 | 0 | 0.88038 | 0 | 1.2631 | 0 | 0.42121 | 0.6901 | 0 | 0 | 0 | 0 | 3.7061 | 0 | 0 | 0 | 0 | 0 | 0 | 0 | 0 | 0 | 0 | 0 | 0 | 0
7 | 18 | 20 | 3 | 1.7931 | 0 | 2.4769 | 0 | 0 | 0 | 0 | 0.13997 | 0 | 0 | 3.1755 | 0 | 7.5855 | 0 | 0 | 0 | 0 | 0 | 0 | 0 | 0 | 0 | 0 | 0 | 0 | 0 | 0.45131 | 0 | 1.1038 | 0 | 0.8243 | 0 | 0.36871 | 0.6901 | 0 | 0 | 0 | 0 | 3.4383 | 0 | 0 | 0 | 0 | 0 | 0 | 0 | 0 | 0 | 0 | 0 | 0 | 0
7 | 18 | 21 | 3 | 1.7931 | 0 | 2.4769 | 0 | 0 | 0 | 0 | 0.12894 | 0 | 0 | 3.9555 | 0 | 8.3544 | 0 | 0 | 0 | 0 | 0 | 0 | 0 | 0 | 0 | 0 | 0 | 0 | 0 | 0.45131 | 0 | 1.2156 | 0 | 0.76098 | 0 | 0.47371 | 0.6901 | 0 | 0 | 0 | 0 | 3.5917 | 0 | 0 | 0 | 0 | 0 | 0 | 0 | 0 | 0 | 0 | 0 | 0 | 0
7 | 18 | 22 | 3 | 1.7931 | 0 | 2.4769 | 0 | 0 | 0 | 0 | 0.129 | 0 | 0 | 2.8426 | 0 | 7.2416 | 0 | 0 | 0 | 0 | 0 | 0 | 0 | 0 | 0 | 0 | 0 | 0 | 0 | 0.45131 | 0 | 1.1038 | 0 | 0.76181 | 0 | 0.31621 | 0.6901 | 0 | 0 | 0 | 0 | 3.3233 | 0 | 0 | 0 | 0 | 0 | 0 | 0 | 0 | 0 | 0 | 0 | 0 | 0
7 | 18 | 23 | 3 | 1.7931 | 0 | 2.4769 | 0 | 0 | 0 | 0 | 0.12243 | 0 | 0 | 0.48338 | 0 | 4.8758 | 0 | 0 | 0 | 0 | 0 | 0 | 0 | 0 | 0 | 0 | 0 | 0 | 0 | 0.45131 | 0 | 0.88038 | 0 | 0.70344 | 0 | 0.053706 | 0.6901 | 0 | 0 | 0 | 0 | 2.7789 | 0 | 0 | 0 | 0 | 0 | 0 | 0 | 0 | 0 | 0 | 0 | 0 | 0
7 | 18 | 24 | 3 | 1.7931 | 0 | 2.4769 | 0 | 0 | 0 | 0 | 0.11334 | 0 | 0 | 0.48343 | 0 | 4.8668 | 0 | 0 | 0 | 0 | 0 | 0 | 0 | 0 | 0 | 0 | 0 | 0 | 0 | 0.45131 | 0 | 0.54519 | 0 | 0.65672 | 0 | 0.053706 | 0.6901 | 0 | 0 | 0 | 0 | 2.397 | 0 | 0 | 0 | 0 | 0 | 0 | 0 | 0 | 0 | 0 | 0 | 0 | 0
7 | 19 | 1 | 4 | 1.7931 | 0 | 2.4769 | 0 | 0 | 0 | 0 | 0.13153 | 0 | 0 | 0.48355 | 0 | 4.8851 | 0 | 0 | 0 | 0 | 0 | 0 | 0 | 0 | 0 | 0 | 0 | 0 | 0 | 0.45131 | 0 | 0.32173 | 0 | 0.75722 | 0 | 0.053706 | 0.6901 | 0 | 0 | 0 | 0 | 2.2741 | 0 | 0 | 0 | 0 | 0 | 0 | 0 | 0 | 0 | 0 | 0 | 0 | 0
7 | 19 | 2 | 4 | 1.7931 | 0 | 2.4769 | 0 | 0 | 0 | 0 | 0.10021 | 0 | 0 | 0.48365 | 0 | 4.8539 | 0 | 0 | 0 | 0 | 0 | 0 | 0 | 0 | 0 | 0 | 0 | 0 | 0 | 0.45131 | 0 | 0.32173 | 0 | 0.53526 | 0 | 0.053706 | 0.6901 | 0 | 0 | 0 | 0 | 2.0521 | 0 | 0 | 0 | 0 | 0 | 0 | 0 | 0 | 0 | 0 | 0 | 0 | 0
7 | 19 | 3 | 4 | 1.7931 | 0 | 2.4769 | 0 | 0 | 0 | 0 | 0.095087 | 0 | 0 | 0.48374 | 0 | 4.8488 | 0 | 0 | 0 | 0 | 0 | 0 | 0 | 0 | 0 | 0 | 0 | 0 | 0 | 0.45131 | 0 | 0.32173 | 0 | 0.52832 | 0 | 0.053706 | 0.6901 | 0 | 0 | 0 | 0 | 2.0452 | 0 | 0 | 0 | 0 | 0 | 0 | 0 | 0 | 0 | 0 | 0 | 0 | 0
7 | 19 | 4 | 4 | 1.7931 | 0 | 2.4769 | 0 | 0 | 0 | 0 | 0.10832 | 0 | 0 | 0.4838 | 0 | 4.8621 | 0 | 0 | 0 | 0 | 0 | 0 | 0 | 0 | 0 | 0 | 0 | 0 | 0 | 0.45131 | 0 | 0.32173 | 0 | 0.59437 | 0 | 0.053706 | 0.6901 | 0 | 0 | 0 | 0 | 2.1112 | 0 | 0 | 0 | 0 | 0 | 0 | 0 | 0 | 0 | 0 | 0 | 0 | 0
7 | 19 | 5 | 4 | 1.7931 | 0 | 2.4769 | 0 | 0 | 0 | 0 | 0.081737 | 0 | 0 | 0.48382 | 0 | 4.8356 | 0 | 0 | 0 | 0 | 0 | 0 | 0 | 0 | 0 | 0 | 0 | 0 | 0 | 0.45131 | 0 | 0.32173 | 0 | 0.43021 | 0 | 0.053706 | 0.6901 | 0 | 0 | 0 | 0 | 1.9471 | 0 | 0 | 0 | 0 | 0 | 0 | 0 | 0 | 0 | 0 | 0 | 0 | 0
7 | 19 | 6 | 4 | 1.7931 | 0 | 2.4769 | 0 | 0 | 0 | 0 | 0.079689 | 0 | 0 | 2.7272 | 0 | 7.0769 | 0 | 0 | 0 | 0 | 0 | 0 | 0 | 0 | 0 | 0 | 0 | 0 | 0 | 0.45131 | 0 | 0.54519 | 0 | 0.44589 | 0 | 0.31621 | 0.6901 | 0 | 0 | 0 | 0 | 2.4487 | 0 | 0 | 0 | 0 | 0 | 0 | 0 | 0 | 0 | 0 | 0 | 0 | 0
7 | 19 | 7 | 4 | 1.7931 | 0 | 2.4769 | 0 | 0 | 0 | 0 | 0.079896 | 0 | 0 | 3.9556 | 0 | 8.3056 | 0 | 0 | 0 | 0 | 0 | 0 | 0 | 0 | 0 | 0 | 0 | 0 | 0 | 0.45131 | 0 | 0.71279 | 0 | 0.45426 | 0 | 0.52621 | 0.6901 | 0 | 0 | 0 | 0 | 2.8347 | 0 | 0 | 0 | 0 | 0 | 0 | 0 | 0 | 0 | 0 | 0 | 0 | 0
7 | 19 | 8 | 4 | 1.7931 | 0 | 13.6089 | 0 | 0 | 0 | 0 | 0.25425 | 0 | 0 | 4.1839 | 0 | 19.8401 | 0 | 0 | 0 | 0 | 0 | 0 | 0 | 0 | 0 | 0 | 0 | 0 | 0 | 0.45131 | 0 | 0.71279 | 0 | 1.5527 | 0 | 0.42121 | 0.6901 | 0 | 0 | 0 | 0 | 3.8281 | 0 | 0 | 0 | 0 | 0 | 0 | 0 | 0 | 0 | 0 | 0 | 0 | 0
7 | 19 | 9 | 4 | 1.7931 | 0 | 13.6089 | 0 | 0 | 0 | 0 | 0.28252 | 0 | 0 | 2.7271 | 0 | 18.4116 | 0 | 0 | 0 | 0 | 0 | 0 | 0 | 0 | 0 | 0 | 0 | 0 | 0 | 0.45131 | 0 | 0.71279 | 0 | 1.731 | 0 | 0.31621 | 0.6901 | 0 | 0 | 0 | 0 | 3.9015 | 0 | 0 | 0 | 0 | 0 | 0 | 0 | 0 | 0 | 0 | 0 | 0 | 0
7 | 19 | 10 | 4 | 1.7931 | 0 | 13.6089 | 0 | 0 | 0 | 0 | 0.33029 | 0 | 0 | 2.727 | 0 | 18.4593 | 0 | 0 | 0 | 0 | 0 | 0 | 0 | 0 | 0 | 0 | 0 | 0 | 0 | 0.45131 | 0 | 0.71279 | 0 | 2.1732 | 0 | 0.31621 | 0.6901 | 0 | 0 | 0 | 0 | 4.3436 | 0 | 0 | 0 | 0 | 0 | 0 | 0 | 0 | 0 | 0 | 0 | 0 | 0
7 | 19 | 11 | 4 | 1.7931 | 0 | 13.6089 | 0 | 0 | 0 | 0 | 0.34915 | 0 | 0 | 3.1757 | 0 | 18.9269 | 0 | 0 | 0 | 0 | 0 | 0 | 0 | 0 | 0 | 0 | 0 | 0 | 0 | 0.45131 | 0 | 0.54519 | 0 | 2.1808 | 0 | 0.36871 | 0.6901 | 0 | 0 | 0 | 0 | 4.236 | 0 | 0 | 0 | 0 | 0 | 0 | 0 | 0 | 0 | 0 | 0 | 0 | 0
7 | 19 | 12 | 4 | 1.7931 | 0 | 8.6613 | 0 | 0 | 0 | 0 | 0.32695 | 0 | 0 | 3.6244 | 0 | 14.4058 | 0 | 0 | 0 | 0 | 0 | 0 | 0 | 0 | 0 | 0 | 0 | 0 | 0 | 0.45131 | 0 | 0.54519 | 0 | 2.1971 | 0 | 0.42121 | 0.6901 | 0 | 0 | 0 | 0 | 4.3049 | 0 | 0 | 0 | 0 | 0 | 0 | 0 | 0 | 0 | 0 | 0 | 0 | 0
7 | 19 | 13 | 4 | 1.7931 | 0 | 13.6089 | 0 | 0 | 0 | 0 | 0.39886 | 0 | 0 | 3.1758 | 0 | 18.9766 | 0 | 0 | 0 | 0 | 0 | 0 | 0 | 0 | 0 | 0 | 0 | 0 | 0 | 0.45131 | 0 | 0.54519 | 0 | 2.7553 | 0 | 0.36871 | 0.6901 | 0 | 0 | 0 | 0 | 4.8106 | 0 | 0 | 0 | 0 | 0 | 0 | 0 | 0 | 0 | 0 | 0 | 0 | 0
7 | 19 | 14 | 4 | 1.7931 | 0 | 13.6089 | 0 | 0 | 0 | 0 | 0.47698 | 0 | 0 | 3.1758 | 0 | 19.0548 | 0 | 0 | 0 | 0 | 0 | 0 | 0 | 0 | 0 | 0 | 0 | 0 | 0 | 0.45131 | 0 | 0.54519 | 0 | 3.2798 | 0 | 0.36871 | 0.6901 | 0 | 0 | 0 | 0 | 5.3351 | 0 | 0 | 0 | 0 | 0 | 0 | 0 | 0 | 0 | 0 | 0 | 0 | 0
7 | 19 | 15 | 4 | 1.7931 | 0 | 13.6089 | 0 | 0 | 0 | 0 | 0.57391 | 0 | 0 | 2.7271 | 0 | 18.703 | 0 | 0 | 0 | 0 | 0 | 0 | 0 | 0 | 0 | 0 | 0 | 0 | 0 | 0.45131 | 0 | 0.54519 | 0 | 4.5646 | 0 | 0.31621 | 0.6901 | 0 | 0 | 0 | 0 | 6.5674 | 0 | 0 | 0 | 0 | 0 | 0 | 0 | 0 | 0 | 0 | 0 | 0 | 0
7 | 19 | 16 | 4 | 1.7931 | 0 | 13.6089 | 0 | 0 | 0 | 0 | 0.62636 | 0 | 0 | 2.7271 | 0 | 18.7555 | 0 | 0 | 0 | 0 | 0 | 0 | 0 | 0 | 0 | 0 | 0 | 0 | 0 | 0.45131 | 0 | 0.54519 | 0 | 5.1472 | 0 | 0.31621 | 0.6901 | 0 | 0 | 0 | 0 | 7.15 | 0 | 0 | 0 | 0 | 0 | 0 | 0 | 0 | 0 | 0 | 0 | 0 | 0
7 | 19 | 17 | 4 | 1.7931 | 0 | 13.6089 | 0 | 0 | 0 | 0 | 0.64199 | 0 | 0 | 3.9556 | 0 | 19.9996 | 0 | 0 | 0 | 0 | 0 | 0 | 0 | 0 | 0 | 0 | 0 | 0 | 0 | 0.45131 | 0 | 0.54519 | 0 | 5.3628 | 0 | 0.52621 | 0.6901 | 0 | 0 | 0 | 0 | 7.5756 | 0 | 0 | 0 | 0 | 0 | 0 | 0 | 0 | 0 | 0 | 0 | 0 | 0
7 | 19 | 18 | 4 | 1.7931 | 0 | 9.8982 | 0 | 0 | 0 | 0 | 0.50989 | 0 | 0 | 3.9556 | 0 | 16.1569 | 0 | 0 | 0 | 0 | 0 | 0 | 0 | 0 | 0 | 0 | 0 | 0 | 0 | 0.45131 | 0 | 0.54519 | 0 | 4.2158 | 0 | 0.52621 | 0.6901 | 0 | 0 | 0 | 0 | 6.4286 | 0 | 0 | 0 | 0 | 0 | 0 | 0 | 0 | 0 | 0 | 0 | 0 | 0
7 | 19 | 19 | 4 | 1.7931 | 0 | 2.4769 | 0 | 0 | 0 | 0 | 0.34724 | 0 | 0 | 4.7368 | 0 | 9.3541 | 0 | 0 | 0 | 0 | 0 | 0 | 0 | 0 | 0 | 0 | 0 | 0 | 0 | 0.45131 | 0 | 0.88038 | 0 | 2.8548 | 0 | 0.42121 | 0.6901 | 0 | 0 | 0 | 0 | 5.2978 | 0 | 0 | 0 | 0 | 0 | 0 | 0 | 0 | 0 | 0 | 0 | 0 | 0
7 | 19 | 20 | 4 | 1.7931 | 0 | 2.4769 | 0 | 0 | 0 | 0 | 0.25477 | 0 | 0 | 3.1757 | 0 | 7.7005 | 0 | 0 | 0 | 0 | 0 | 0 | 0 | 0 | 0 | 0 | 0 | 0 | 0 | 0.45131 | 0 | 1.1038 | 0 | 1.9492 | 0 | 0.36871 | 0.6901 | 0 | 0 | 0 | 0 | 4.5632 | 0 | 0 | 0 | 0 | 0 | 0 | 0 | 0 | 0 | 0 | 0 | 0 | 0
7 | 19 | 21 | 4 | 1.7931 | 0 | 2.4769 | 0 | 0 | 0 | 0 | 0.21805 | 0 | 0 | 3.9556 | 0 | 8.4437 | 0 | 0 | 0 | 0 | 0 | 0 | 0 | 0 | 0 | 0 | 0 | 0 | 0 | 0.45131 | 0 | 1.2156 | 0 | 1.6306 | 0 | 0.47371 | 0.6901 | 0 | 0 | 0 | 0 | 4.4613 | 0 | 0 | 0 | 0 | 0 | 0 | 0 | 0 | 0 | 0 | 0 | 0 | 0
7 | 19 | 22 | 4 | 1.7931 | 0 | 2.4769 | 0 | 0 | 0 | 0 | 0.20582 | 0 | 0 | 2.843 | 0 | 7.3188 | 0 | 0 | 0 | 0 | 0 | 0 | 0 | 0 | 0 | 0 | 0 | 0 | 0 | 0.45131 | 0 | 1.1038 | 0 | 1.5283 | 0 | 0.31621 | 0.6901 | 0 | 0 | 0 | 0 | 4.0897 | 0 | 0 | 0 | 0 | 0 | 0 | 0 | 0 | 0 | 0 | 0 | 0 | 0
7 | 19 | 23 | 4 | 1.7931 | 0 | 2.4769 | 0 | 0 | 0 | 0 | 0.20132 | 0 | 0 | 0.48367 | 0 | 4.955 | 0 | 0 | 0 | 0 | 0 | 0 | 0 | 0 | 0 | 0 | 0 | 0 | 0 | 0.45131 | 0 | 0.88038 | 0 | 1.4761 | 0 | 0.053706 | 0.6901 | 0 | 0 | 0 | 0 | 3.5516 | 0 | 0 | 0 | 0 | 0 | 0 | 0 | 0 | 0 | 0 | 0 | 0 | 0
7 | 19 | 24 | 4 | 1.7931 | 0 | 2.4769 | 0 | 0 | 0 | 0 | 0.19972 | 0 | 0 | 0.48372 | 0 | 4.9535 | 0 | 0 | 0 | 0 | 0 | 0 | 0 | 0 | 0 | 0 | 0 | 0 | 0 | 0.45131 | 0 | 0.54519 | 0 | 1.4423 | 0 | 0.053706 | 0.6901 | 0 | 0 | 0 | 0 | 3.1826 | 0 | 0 | 0 | 0 | 0 | 0 | 0 | 0 | 0 | 0 | 0 | 0 | 0
7 | 20 | 1 | 5 | 1.7931 | 0 | 2.4769 | 0 | 0 | 0 | 0 | 0.1959 | 0 | 0 | 0.48384 | 0 | 4.9497 | 0 | 0 | 0 | 0 | 0 | 0 | 0 | 0 | 0 | 0 | 0 | 0 | 0 | 0.45131 | 0 | 0.32173 | 0 | 1.4042 | 0 | 0.053706 | 0.6901 | 0 | 0 | 0 | 0 | 2.921 | 0 | 0 | 0 | 0 | 0 | 0 | 0 | 0 | 0 | 0 | 0 | 0 | 0
7 | 20 | 2 | 5 | 1.7931 | 0 | 2.4769 | 0 | 0 | 0 | 0 | 0.19967 | 0 | 0 | 0.48395 | 0 | 4.9536 | 0 | 0 | 0 | 0 | 0 | 0 | 0 | 0 | 0 | 0 | 0 | 0 | 0 | 0.45131 | 0 | 0.32173 | 0 | 1.3508 | 0 | 0.053706 | 0.6901 | 0 | 0 | 0 | 0 | 2.8677 | 0 | 0 | 0 | 0 | 0 | 0 | 0 | 0 | 0 | 0 | 0 | 0 | 0
7 | 20 | 3 | 5 | 1.7931 | 0 | 2.4769 | 0 | 0 | 0 | 0 | 0.17917 | 0 | 0 | 0.48401 | 0 | 4.9332 | 0 | 0 | 0 | 0 | 0 | 0 | 0 | 0 | 0 | 0 | 0 | 0 | 0 | 0.45131 | 0 | 0.32173 | 0 | 1.1585 | 0 | 0.053706 | 0.6901 | 0 | 0 | 0 | 0 | 2.6754 | 0 | 0 | 0 | 0 | 0 | 0 | 0 | 0 | 0 | 0 | 0 | 0 | 0
7 | 20 | 4 | 5 | 1.7931 | 0 | 2.4769 | 0 | 0 | 0 | 0 | 0.19441 | 0 | 0 | 0.48405 | 0 | 4.9485 | 0 | 0 | 0 | 0 | 0 | 0 | 0 | 0 | 0 | 0 | 0 | 0 | 0 | 0.45131 | 0 | 0.32173 | 0 | 1.2723 | 0 | 0.053706 | 0.6901 | 0 | 0 | 0 | 0 | 2.7892 | 0 | 0 | 0 | 0 | 0 | 0 | 0 | 0 | 0 | 0 | 0 | 0 | 0
7 | 20 | 5 | 5 | 1.7931 | 0 | 2.4769 | 0 | 0 | 0 | 0 | 0.1932 | 0 | 0 | 0.48406 | 0 | 4.9473 | 0 | 0 | 0 | 0 | 0 | 0 | 0 | 0 | 0 | 0 | 0 | 0 | 0 | 0.45131 | 0 | 0.32173 | 0 | 1.1922 | 0 | 0.053706 | 0.6901 | 0 | 0 | 0 | 0 | 2.7091 | 0 | 0 | 0 | 0 | 0 | 0 | 0 | 0 | 0 | 0 | 0 | 0 | 0
7 | 20 | 6 | 5 | 1.7931 | 0 | 2.4769 | 0 | 0 | 0 | 0 | 0.21866 | 0 | 0 | 2.7274 | 0 | 7.216 | 0 | 0 | 0 | 0 | 0 | 0 | 0 | 0 | 0 | 0 | 0 | 0 | 0 | 0.45131 | 0 | 0.54519 | 0 | 1.383 | 0 | 0.31621 | 0.6901 | 0 | 0 | 0 | 0 | 3.3858 | 0 | 0 | 0 | 0 | 0 | 0 | 0 | 0 | 0 | 0 | 0 | 0 | 0
7 | 20 | 7 | 5 | 1.7931 | 0 | 2.4769 | 0 | 0 | 0 | 0 | 0.25796 | 0 | 0 | 3.9557 | 0 | 8.4837 | 0 | 0 | 0 | 0 | 0 | 0 | 0 | 0 | 0 | 0 | 0 | 0 | 0 | 0.45131 | 0 | 0.71279 | 0 | 1.7042 | 0 | 0.52621 | 0.6901 | 0 | 0 | 0 | 0 | 4.0846 | 0 | 0 | 0 | 0 | 0 | 0 | 0 | 0 | 0 | 0 | 0 | 0 | 0
7 | 20 | 8 | 5 | 1.7931 | 0 | 13.6089 | 0 | 0 | 0 | 0 | 0.44937 | 0 | 0 | 4.1841 | 0 | 20.0355 | 0 | 0 | 0 | 0 | 0 | 0 | 0 | 0 | 0 | 0 | 0 | 0 | 0 | 0.45131 | 0 | 0.71279 | 0 | 2.9999 | 0 | 0.42121 | 0.6901 | 0 | 0 | 0 | 0 | 5.2753 | 0 | 0 | 0 | 0 | 0 | 0 | 0 | 0 | 0 | 0 | 0 | 0 | 0
7 | 20 | 9 | 5 | 1.7931 | 0 | 13.6089 | 0 | 0 | 0 | 0 | 0.50695 | 0 | 0 | 2.7272 | 0 | 18.6361 | 0 | 0 | 0 | 0 | 0 | 0 | 0 | 0 | 0 | 0 | 0 | 0 | 0 | 0.45131 | 0 | 0.71279 | 0 | 3.6133 | 0 | 0.31621 | 0.6901 | 0 | 0 | 0 | 0 | 5.7837 | 0 | 0 | 0 | 0 | 0 | 0 | 0 | 0 | 0 | 0 | 0 | 0 | 0
7 | 20 | 10 | 5 | 1.7931 | 0 | 13.6089 | 0 | 0 | 0 | 0 | 0.52948 | 0 | 0 | 2.7271 | 0 | 18.6586 | 0 | 0 | 0 | 0 | 0 | 0 | 0 | 0 | 0 | 0 | 0 | 0 | 0 | 0.45131 | 0 | 0.71279 | 0 | 3.9116 | 0 | 0.31621 | 0.6901 | 0 | 0 | 0 | 0 | 6.082 | 0 | 0 | 0 | 0 | 0 | 0 | 0 | 0 | 0 | 0 | 0 | 0 | 0
7 | 20 | 11 | 5 | 1.7931 | 0 | 13.6089 | 0 | 0 | 0 | 0 | 0.58341 | 0 | 0 | 3.1757 | 0 | 19.1612 | 0 | 0 | 0 | 0 | 0 | 0 | 0 | 0 | 0 | 0 | 0 | 0 | 0 | 0.45131 | 0 | 0.54519 | 0 | 4.5744 | 0 | 0.36871 | 0.6901 | 0 | 0 | 0 | 0 | 6.6297 | 0 | 0 | 0 | 0 | 0 | 0 | 0 | 0 | 0 | 0 | 0 | 0 | 0
7 | 20 | 12 | 5 | 1.7931 | 0 | 8.6613 | 0 | 0 | 0 | 0 | 0.55259 | 0 | 0 | 3.6244 | 0 | 14.6314 | 0 | 0 | 0 | 0 | 0 | 0 | 0 | 0 | 0 | 0 | 0 | 0 | 0 | 0.45131 | 0 | 0.54519 | 0 | 4.4629 | 0 | 0.42121 | 0.6901 | 0 | 0 | 0 | 0 | 6.5707 | 0 | 0 | 0 | 0 | 0 | 0 | 0 | 0 | 0 | 0 | 0 | 0 | 0
7 | 20 | 13 | 5 | 1.7931 | 0 | 13.6089 | 0 | 0 | 0 | 0 | 0.65189 | 0 | 0 | 3.1757 | 0 | 19.2296 | 0 | 0 | 0 | 0 | 0 | 0 | 0 | 0 | 0 | 0 | 0 | 0 | 0 | 0.45131 | 0 | 0.54519 | 0 | 5.198 | 0 | 0.36871 | 0.6901 | 0 | 0 | 0 | 0 | 7.2533 | 0 | 0 | 0 | 0 | 0 | 0 | 0 | 0 | 0 | 0 | 0 | 0 | 0
7 | 20 | 14 | 5 | 1.7931 | 0 | 13.6089 | 0 | 0 | 0 | 0 | 0.70742 | 0 | 0 | 3.1757 | 0 | 19.2851 | 0 | 0 | 0 | 0 | 0 | 0 | 0 | 0 | 0 | 0 | 0 | 0 | 0 | 0.45131 | 0 | 0.54519 | 0 | 5.8517 | 0 | 0.36871 | 0.6901 | 0 | 0 | 0 | 0 | 7.907 | 0 | 0 | 0 | 0 | 0 | 0 | 0 | 0 | 0 | 0 | 0 | 0 | 0
7 | 20 | 15 | 5 | 1.7931 | 0 | 13.6089 | 0 | 0 | 0 | 0 | 0.73677 | 0 | 0 | 2.7269 | 0 | 18.8657 | 0 | 0 | 0 | 0 | 0 | 0 | 0 | 0 | 0 | 0 | 0 | 0 | 0 | 0.45131 | 0 | 0.54519 | 0 | 6.1687 | 0 | 0.31621 | 0.6901 | 0 | 0 | 0 | 0 | 8.1715 | 0 | 0 | 0 | 0 | 0 | 0 | 0 | 0 | 0 | 0 | 0 | 0 | 0
7 | 20 | 16 | 5 | 1.7931 | 0 | 13.6089 | 0 | 0 | 0 | 0 | 0.8025 | 0 | 0 | 2.7269 | 0 | 18.9314 | 0 | 0 | 0 | 0 | 0 | 0 | 0 | 0 | 0 | 0 | 0 | 0 | 0 | 0.45131 | 0 | 0.54519 | 0 | 6.7985 | 0 | 0.31621 | 0.6901 | 0 | 0 | 0 | 0 | 8.8013 | 0 | 0 | 0 | 0 | 0 | 0 | 0 | 0 | 0 | 0 | 0 | 0 | 0
7 | 20 | 17 | 5 | 1.7931 | 0 | 13.6089 | 0 | 0 | 0 | 0 | 0.8282 | 0 | 0 | 3.9556 | 0 | 20.1858 | 0 | 0 | 0 | 0 | 0 | 0 | 0 | 0 | 0 | 0 | 0 | 0 | 0 | 0.45131 | 0 | 0.54519 | 0 | 7.0579 | 0 | 0.52621 | 0.6901 | 0 | 0 | 0 | 0 | 9.2707 | 0 | 0 | 0 | 0 | 0 | 0 | 0 | 0 | 0 | 0 | 0 | 0 | 0
7 | 20 | 18 | 5 | 1.7931 | 0 | 9.8982 | 0 | 0 | 0 | 0 | 0.70196 | 0 | 0 | 3.9556 | 0 | 16.3489 | 0 | 0 | 0 | 0 | 0 | 0 | 0 | 0 | 0 | 0 | 0 | 0 | 0 | 0.45131 | 0 | 0.54519 | 0 | 5.9853 | 0 | 0.52621 | 0.6901 | 0 | 0 | 0 | 0 | 8.1981 | 0 | 0 | 0 | 0 | 0 | 0 | 0 | 0 | 0 | 0 | 0 | 0 | 0
7 | 20 | 19 | 5 | 1.7931 | 0 | 2.4769 | 0 | 0 | 0 | 0 | 0.5063 | 0 | 0 | 4.7364 | 0 | 9.5128 | 0 | 0 | 0 | 0 | 0 | 0 | 0 | 0 | 0 | 0 | 0 | 0 | 0 | 0.45131 | 0 | 0.88038 | 0 | 4.3384 | 0 | 0.42121 | 0.6901 | 0 | 0 | 0 | 0 | 6.7814 | 0 | 0 | 0 | 0 | 0 | 0 | 0 | 0 | 0 | 0 | 0 | 0 | 0
7 | 20 | 20 | 5 | 1.7931 | 0 | 2.4769 | 0 | 0 | 0 | 0 | 0.43143 | 0 | 0 | 3.1755 | 0 | 7.877 | 0 | 0 | 0 | 0 | 0 | 0 | 0 | 0 | 0 | 0 | 0 | 0 | 0 | 0.45131 | 0 | 1.1038 | 0 | 3.6817 | 0 | 0.36871 | 0.6901 | 0 | 0 | 0 | 0 | 6.2956 | 0 | 0 | 0 | 0 | 0 | 0 | 0 | 0 | 0 | 0 | 0 | 0 | 0
7 | 20 | 21 | 5 | 1.7931 | 0 | 2.4769 | 0 | 0 | 0 | 0 | 0.39521 | 0 | 0 | 3.9555 | 0 | 8.6207 | 0 | 0 | 0 | 0 | 0 | 0 | 0 | 0 | 0 | 0 | 0 | 0 | 0 | 0.45131 | 0 | 1.2156 | 0 | 3.3189 | 0 | 0.47371 | 0.6901 | 0 | 0 | 0 | 0 | 6.1496 | 0 | 0 | 0 | 0 | 0 | 0 | 0 | 0 | 0 | 0 | 0 | 0 | 0
7 | 20 | 22 | 5 | 1.7931 | 0 | 2.4769 | 0 | 0 | 0 | 0 | 0.38246 | 0 | 0 | 2.8426 | 0 | 7.4951 | 0 | 0 | 0 | 0 | 0 | 0 | 0 | 0 | 0 | 0 | 0 | 0 | 0 | 0.45131 | 0 | 1.1038 | 0 | 3.1928 | 0 | 0.31621 | 0.6901 | 0 | 0 | 0 | 0 | 5.7542 | 0 | 0 | 0 | 0 | 0 | 0 | 0 | 0 | 0 | 0 | 0 | 0 | 0
7 | 20 | 23 | 5 | 1.7931 | 0 | 2.4769 | 0 | 0 | 0 | 0 | 0.36987 | 0 | 0 | 0.48337 | 0 | 5.1233 | 0 | 0 | 0 | 0 | 0 | 0 | 0 | 0 | 0 | 0 | 0 | 0 | 0 | 0.45131 | 0 | 0.88038 | 0 | 3.0376 | 0 | 0.053706 | 0.6901 | 0 | 0 | 0 | 0 | 5.1131 | 0 | 0 | 0 | 0 | 0 | 0 | 0 | 0 | 0 | 0 | 0 | 0 | 0
7 | 20 | 24 | 5 | 1.7931 | 0 | 2.4769 | 0 | 0 | 0 | 0 | 0.35631 | 0 | 0 | 0.4834 | 0 | 5.1097 | 0 | 0 | 0 | 0 | 0 | 0 | 0 | 0 | 0 | 0 | 0 | 0 | 0 | 0.45131 | 0 | 0.54519 | 0 | 2.8556 | 0 | 0.053706 | 0.6901 | 0 | 0 | 0 | 0 | 4.5959 | 0 | 0 | 0 | 0 | 0 | 0 | 0 | 0 | 0 | 0 | 0 | 0 | 0
7 | 21 | 1 | 6 | 1.7931 | 0 | 2.4769 | 0 | 0 | 0 | 0 | 0.34118 | 0 | 0 | 0.48349 | 0 | 5.0947 | 0 | 0 | 0 | 0 | 0 | 0 | 0 | 0 | 0 | 0 | 0 | 0 | 0 | 0.45131 | 0 | 0.32173 | 0 | 2.6789 | 0 | 0.053706 | 0.6901 | 0 | 0 | 0 | 0 | 4.1957 | 0 | 0 | 0 | 0 | 0 | 0 | 0 | 0 | 0 | 0 | 0 | 0 | 0
7 | 21 | 2 | 6 | 1.7931 | 0 | 2.4769 | 0 | 0 | 0 | 0 | 0.32789 | 0 | 0 | 0.48359 | 0 | 5.0815 | 0 | 0 | 0 | 0 | 0 | 0 | 0 | 0 | 0 | 0 | 0 | 0 | 0 | 0.45131 | 0 | 0.32173 | 0 | 2.5873 | 0 | 0.053706 | 0.6901 | 0 | 0 | 0 | 0 | 4.1041 | 0 | 0 | 0 | 0 | 0 | 0 | 0 | 0 | 0 | 0 | 0 | 0 | 0
7 | 21 | 3 | 6 | 1.7931 | 0 | 2.4769 | 0 | 0 | 0 | 0 | 0.32245 | 0 | 0 | 0.48364 | 0 | 5.0761 | 0 | 0 | 0 | 0 | 0 | 0 | 0 | 0 | 0 | 0 | 0 | 0 | 0 | 0.45131 | 0 | 0.32173 | 0 | 2.4905 | 0 | 0.053706 | 0.6901 | 0 | 0 | 0 | 0 | 4.0073 | 0 | 0 | 0 | 0 | 0 | 0 | 0 | 0 | 0 | 0 | 0 | 0 | 0
7 | 21 | 4 | 6 | 1.7931 | 0 | 2.4769 | 0 | 0 | 0 | 0 | 0.31102 | 0 | 0 | 0.48367 | 0 | 5.0647 | 0 | 0 | 0 | 0 | 0 | 0 | 0 | 0 | 0 | 0 | 0 | 0 | 0 | 0.45131 | 0 | 0.32173 | 0 | 2.3319 | 0 | 0.053706 | 0.6901 | 0 | 0 | 0 | 0 | 3.8488 | 0 | 0 | 0 | 0 | 0 | 0 | 0 | 0 | 0 | 0 | 0 | 0 | 0
7 | 21 | 5 | 6 | 1.7931 | 0 | 2.4769 | 0 | 0 | 0 | 0 | 0.30306 | 0 | 0 | 0.48367 | 0 | 5.0568 | 0 | 0 | 0 | 0 | 0 | 0 | 0 | 0 | 0 | 0 | 0 | 0 | 0 | 0.45131 | 0 | 0.32173 | 0 | 2.2226 | 0 | 0.053706 | 0.6901 | 0 | 0 | 0 | 0 | 3.7394 | 0 | 0 | 0 | 0 | 0 | 0 | 0 | 0 | 0 | 0 | 0 | 0 | 0
7 | 21 | 6 | 6 | 1.7931 | 0 | 2.4769 | 0 | 0 | 0 | 0 | 0.3234 | 0 | 0 | 2.727 | 0 | 7.3204 | 0 | 0 | 0 | 0 | 0 | 0 | 0 | 0 | 0 | 0 | 0 | 0 | 0 | 0.45131 | 0 | 0.54519 | 0 | 2.382 | 0 | 0.31621 | 0.6901 | 0 | 0 | 0 | 0 | 4.3848 | 0 | 0 | 0 | 0 | 0 | 0 | 0 | 0 | 0 | 0 | 0 | 0 | 0
7 | 21 | 7 | 6 | 1.7931 | 0 | 2.4769 | 0 | 0 | 0 | 0 | 0.33331 | 0 | 0 | 3.9555 | 0 | 8.5588 | 0 | 0 | 0 | 0 | 0 | 0 | 0 | 0 | 0 | 0 | 0 | 0 | 0 | 0.45131 | 0 | 0.71279 | 0 | 2.502 | 0 | 0.52621 | 0.6901 | 0 | 0 | 0 | 0 | 4.8824 | 0 | 0 | 0 | 0 | 0 | 0 | 0 | 0 | 0 | 0 | 0 | 0 | 0
7 | 21 | 8 | 6 | 1.7931 | 0 | 13.6089 | 0 | 0 | 0 | 0 | 0.55163 | 0 | 0 | 4.1834 | 0 | 20.1371 | 0 | 0 | 0 | 0 | 0 | 0 | 0 | 0 | 0 | 0 | 0 | 0 | 0 | 0.45131 | 0 | 0.71279 | 0 | 4.2414 | 0 | 0.42121 | 0.6901 | 0 | 0 | 0 | 0 | 6.5168 | 0 | 0 | 0 | 0 | 0 | 0 | 0 | 0 | 0 | 0 | 0 | 0 | 0
7 | 21 | 9 | 6 | 1.7931 | 0 | 13.6089 | 0 | 0 | 0 | 0 | 0.64618 | 0 | 0 | 2.7267 | 0 | 18.7749 | 0 | 0 | 0 | 0 | 0 | 0 | 0 | 0 | 0 | 0 | 0 | 0 | 0 | 0.45131 | 0 | 0.71279 | 0 | 5.1956 | 0 | 0.31621 | 0.6901 | 0 | 0 | 0 | 0 | 7.3661 | 0 | 0 | 0 | 0 | 0 | 0 | 0 | 0 | 0 | 0 | 0 | 0 | 0
7 | 21 | 10 | 6 | 1.7931 | 0 | 13.6089 | 0 | 0 | 0 | 0 | 0.69865 | 0 | 0 | 2.7266 | 0 | 18.8273 | 0 | 0 | 0 | 0 | 0 | 0 | 0 | 0 | 0 | 0 | 0 | 0 | 0 | 0.45131 | 0 | 0.71279 | 0 | 5.9214 | 0 | 0.31621 | 0.6901 | 0 | 0 | 0 | 0 | 8.0918 | 0 | 0 | 0 | 0 | 0 | 0 | 0 | 0 | 0 | 0 | 0 | 0 | 0
7 | 21 | 11 | 6 | 1.7931 | 0 | 13.6089 | 0 | 0 | 0 | 0 | 0.73858 | 0 | 0 | 3.1752 | 0 | 19.3158 | 0 | 0 | 0 | 0 | 0 | 0 | 0 | 0 | 0 | 0 | 0 | 0 | 0 | 0.45131 | 0 | 0.54519 | 0 | 6.2271 | 0 | 0.36871 | 0.6901 | 0 | 0 | 0 | 0 | 8.2824 | 0 | 0 | 0 | 0 | 0 | 0 | 0 | 0 | 0 | 0 | 0 | 0 | 0
7 | 21 | 12 | 6 | 1.7931 | 0 | 8.6613 | 0 | 0 | 0 | 0 | 0.68076 | 0 | 0 | 3.6239 | 0 | 14.7591 | 0 | 0 | 0 | 0 | 0 | 0 | 0 | 0 | 0 | 0 | 0 | 0 | 0 | 0.45131 | 0 | 0.54519 | 0 | 5.8084 | 0 | 0.42121 | 0.6901 | 0 | 0 | 0 | 0 | 7.9162 | 0 | 0 | 0 | 0 | 0 | 0 | 0 | 0 | 0 | 0 | 0 | 0 | 0
7 | 21 | 13 | 6 | 1.7931 | 0 | 13.6089 | 0 | 0 | 0 | 0 | 0.75818 | 0 | 0 | 3.1751 | 0 | 19.3353 | 0 | 0 | 0 | 0 | 0 | 0 | 0 | 0 | 0 | 0 | 0 | 0 | 0 | 0.45131 | 0 | 0.54519 | 0 | 6.4892 | 0 | 0.36871 | 0.6901 | 0 | 0 | 0 | 0 | 8.5445 | 0 | 0 | 0 | 0 | 0 | 0 | 0 | 0 | 0 | 0 | 0 | 0 | 0
7 | 21 | 14 | 6 | 1.7931 | 0 | 13.6089 | 0 | 0 | 0 | 0 | 0.79453 | 0 | 0 | 3.1751 | 0 | 19.3716 | 0 | 0 | 0 | 0 | 0 | 0 | 0 | 0 | 0 | 0 | 0 | 0 | 0 | 0.45131 | 0 | 0.54519 | 0 | 6.9804 | 0 | 0.36871 | 0.6901 | 0 | 0 | 0 | 0 | 9.0357 | 0 | 0 | 0 | 0 | 0 | 0 | 0 | 0 | 0 | 0 | 0 | 0 | 0
7 | 21 | 15 | 6 | 1.7931 | 0 | 13.6089 | 0 | 0 | 0 | 0 | 0.89252 | 0 | 0 | 2.7264 | 0 | 19.0209 | 0 | 0 | 0 | 0 | 0 | 0 | 0 | 0 | 0 | 0 | 0 | 0 | 0 | 0.45131 | 0 | 0.54519 | 0 | 7.8975 | 0 | 0.31621 | 0.6901 | 0 | 0 | 0 | 0 | 9.9003 | 0 | 0 | 0 | 0 | 0 | 0 | 0 | 0 | 0 | 0 | 0 | 0 | 0
7 | 21 | 16 | 6 | 1.7931 | 0 | 13.6089 | 0 | 0 | 0 | 0 | 0.89205 | 0 | 0 | 2.7264 | 0 | 19.0204 | 0 | 0 | 0 | 0 | 0 | 0 | 0 | 0 | 0 | 0 | 0 | 0 | 0 | 0.45131 | 0 | 0.54519 | 0 | 7.8314 | 0 | 0.31621 | 0.6901 | 0 | 0 | 0 | 0 | 9.8342 | 0 | 0 | 0 | 0 | 0 | 0 | 0 | 0 | 0 | 0 | 0 | 0 | 0
7 | 21 | 17 | 6 | 1.7931 | 0 | 13.6089 | 0 | 0 | 0 | 0 | 0.91617 | 0 | 0 | 3.9553 | 0 | 20.2734 | 0 | 0 | 0 | 0 | 0 | 0 | 0 | 0 | 0 | 0 | 0 | 0 | 0 | 0.45131 | 0 | 0.54519 | 0 | 8.2686 | 0 | 0.52621 | 0.6901 | 0 | 0 | 0 | 0 | 10.4814 | 0 | 0 | 0 | 0 | 0 | 0 | 0 | 0 | 0 | 0 | 0 | 0 | 0
7 | 21 | 18 | 6 | 1.7931 | 0 | 9.8982 | 0 | 0 | 0 | 0 | 0.8011 | 0 | 0 | 3.9552 | 0 | 16.4477 | 0 | 0 | 0 | 0 | 0 | 0 | 0 | 0 | 0 | 0 | 0 | 0 | 0 | 0.45131 | 0 | 0.54519 | 0 | 7.3183 | 0 | 0.52621 | 0.6901 | 0 | 0 | 0 | 0 | 9.5311 | 0 | 0 | 0 | 0 | 0 | 0 | 0 | 0 | 0 | 0 | 0 | 0 | 0
7 | 21 | 19 | 6 | 1.7931 | 0 | 2.4769 | 0 | 0 | 0 | 0 | 0.58837 | 0 | 0 | 4.7352 | 0 | 9.5936 | 0 | 0 | 0 | 0 | 0 | 0 | 0 | 0 | 0 | 0 | 0 | 0 | 0 | 0.45131 | 0 | 0.88038 | 0 | 5.2357 | 0 | 0.42121 | 0.6901 | 0 | 0 | 0 | 0 | 7.6787 | 0 | 0 | 0 | 0 | 0 | 0 | 0 | 0 | 0 | 0 | 0 | 0 | 0
7 | 21 | 20 | 6 | 1.7931 | 0 | 2.4769 | 0 | 0 | 0 | 0 | 0.49136 | 0 | 0 | 3.1749 | 0 | 7.9363 | 0 | 0 | 0 | 0 | 0 | 0 | 0 | 0 | 0 | 0 | 0 | 0 | 0 | 0.45131 | 0 | 1.1038 | 0 | 4.1464 | 0 | 0.36871 | 0.6901 | 0 | 0 | 0 | 0 | 6.7603 | 0 | 0 | 0 | 0 | 0 | 0 | 0 | 0 | 0 | 0 | 0 | 0 | 0
7 | 21 | 21 | 6 | 1.7931 | 0 | 2.4769 | 0 | 0 | 0 | 0 | 0.4355 | 0 | 0 | 3.9552 | 0 | 8.6607 | 0 | 0 | 0 | 0 | 0 | 0 | 0 | 0 | 0 | 0 | 0 | 0 | 0 | 0.45131 | 0 | 1.2156 | 0 | 3.609 | 0 | 0.47371 | 0.6901 | 0 | 0 | 0 | 0 | 6.4397 | 0 | 0 | 0 | 0 | 0 | 0 | 0 | 0 | 0 | 0 | 0 | 0 | 0
7 | 21 | 22 | 6 | 1.7931 | 0 | 2.4769 | 0 | 0 | 0 | 0 | 0.40799 | 0 | 0 | 2.8417 | 0 | 7.5197 | 0 | 0 | 0 | 0 | 0 | 0 | 0 | 0 | 0 | 0 | 0 | 0 | 0 | 0.45131 | 0 | 1.1038 | 0 | 3.272 | 0 | 0.31621 | 0.6901 | 0 | 0 | 0 | 0 | 5.8335 | 0 | 0 | 0 | 0 | 0 | 0 | 0 | 0 | 0 | 0 | 0 | 0 | 0
7 | 21 | 23 | 6 | 1.7931 | 0 | 2.4769 | 0 | 0 | 0 | 0 | 0.39869 | 0 | 0 | 0.4828 | 0 | 5.1515 | 0 | 0 | 0 | 0 | 0 | 0 | 0 | 0 | 0 | 0 | 0 | 0 | 0 | 0.45131 | 0 | 0.88038 | 0 | 3.2265 | 0 | 0.053706 | 0.6901 | 0 | 0 | 0 | 0 | 5.302 | 0 | 0 | 0 | 0 | 0 | 0 | 0 | 0 | 0 | 0 | 0 | 0 | 0
7 | 21 | 24 | 6 | 1.7931 | 0 | 2.4769 | 0 | 0 | 0 | 0 | 0.3971 | 0 | 0 | 0.48281 | 0 | 5.1499 | 0 | 0 | 0 | 0 | 0 | 0 | 0 | 0 | 0 | 0 | 0 | 0 | 0 | 0.45131 | 0 | 0.54519 | 0 | 3.265 | 0 | 0.053706 | 0.6901 | 0 | 0 | 0 | 0 | 5.0053 | 0 | 0 | 0 | 0 | 0 | 0 | 0 | 0 | 0 | 0 | 0 | 0 | 0
7 | 22 | 1 | 7 | 1.7931 | 0 | 2.4769 | 0 | 0 | 0 | 0 | 0.38342 | 0 | 0 | 0.4829 | 0 | 5.1363 | 0 | 0 | 0 | 0 | 0 | 0 | 0 | 0 | 0 | 0 | 0 | 0 | 0 | 0.45131 | 0 | 0.32173 | 0 | 3.1382 | 0 | 0.053706 | 0.6901 | 0 | 0 | 0 | 0 | 4.6551 | 0 | 0 | 0 | 0 | 0 | 0 | 0 | 0 | 0 | 0 | 0 | 0 | 0
7 | 22 | 2 | 7 | 1.7931 | 0 | 2.4769 | 0 | 0 | 0 | 0 | 0.37772 | 0 | 0 | 0.483 | 0 | 5.1307 | 0 | 0 | 0 | 0 | 0 | 0 | 0 | 0 | 0 | 0 | 0 | 0 | 0 | 0.45131 | 0 | 0.32173 | 0 | 3.0985 | 0 | 0.053706 | 0.6901 | 0 | 0 | 0 | 0 | 4.6153 | 0 | 0 | 0 | 0 | 0 | 0 | 0 | 0 | 0 | 0 | 0 | 0 | 0
7 | 22 | 3 | 7 | 1.7931 | 0 | 2.4769 | 0 | 0 | 0 | 0 | 0.3739 | 0 | 0 | 0.48304 | 0 | 5.127 | 0 | 0 | 0 | 0 | 0 | 0 | 0 | 0 | 0 | 0 | 0 | 0 | 0 | 0.45131 | 0 | 0.32173 | 0 | 3.0711 | 0 | 0.053706 | 0.6901 | 0 | 0 | 0 | 0 | 4.5879 | 0 | 0 | 0 | 0 | 0 | 0 | 0 | 0 | 0 | 0 | 0 | 0 | 0
7 | 22 | 4 | 7 | 1.7931 | 0 | 2.4769 | 0 | 0 | 0 | 0 | 0.36653 | 0 | 0 | 0.48306 | 0 | 5.1196 | 0 | 0 | 0 | 0 | 0 | 0 | 0 | 0 | 0 | 0 | 0 | 0 | 0 | 0.45131 | 0 | 0.32173 | 0 | 2.9854 | 0 | 0.053706 | 0.6901 | 0 | 0 | 0 | 0 | 4.5023 | 0 | 0 | 0 | 0 | 0 | 0 | 0 | 0 | 0 | 0 | 0 | 0 | 0
7 | 22 | 5 | 7 | 1.7931 | 0 | 2.4769 | 0 | 0 | 0 | 0 | 0.35012 | 0 | 0 | 0.48306 | 0 | 5.1032 | 0 | 0 | 0 | 0 | 0 | 0 | 0 | 0 | 0 | 0 | 0 | 0 | 0 | 0.45131 | 0 | 0.32173 | 0 | 2.7702 | 0 | 0.053706 | 0.6901 | 0 | 0 | 0 | 0 | 4.287 | 0 | 0 | 0 | 0 | 0 | 0 | 0 | 0 | 0 | 0 | 0 | 0 | 0
7 | 22 | 6 | 7 | 1.7931 | 0 | 2.4769 | 0 | 0 | 0 | 0 | 0.34232 | 0 | 0 | 2.7264 | 0 | 7.3387 | 0 | 0 | 0 | 0 | 0 | 0 | 0 | 0 | 0 | 0 | 0 | 0 | 0 | 0.45131 | 0 | 0.54519 | 0 | 2.7495 | 0 | 0.31621 | 0.6901 | 0 | 0 | 0 | 0 | 4.7523 | 0 | 0 | 0 | 0 | 0 | 0 | 0 | 0 | 0 | 0 | 0 | 0 | 0
7 | 22 | 7 | 7 | 1.7931 | 0 | 2.4769 | 0 | 0 | 0 | 0 | 0.36623 | 0 | 0 | 3.9552 | 0 | 8.5915 | 0 | 0 | 0 | 0 | 0 | 0 | 0 | 0 | 0 | 0 | 0 | 0 | 0 | 0.45131 | 0 | 0.71279 | 0 | 2.9912 | 0 | 0.52621 | 0.6901 | 0 | 0 | 0 | 0 | 5.3716 | 0 | 0 | 0 | 0 | 0 | 0 | 0 | 0 | 0 | 0 | 0 | 0 | 0
7 | 22 | 8 | 7 | 1.7931 | 0 | 13.6089 | 0 | 0 | 0 | 0 | 0.52671 | 0 | 0 | 4.1826 | 0 | 20.1113 | 0 | 0 | 0 | 0 | 0 | 0 | 0 | 0 | 0 | 0 | 0 | 0 | 0 | 0.45131 | 0 | 0.71279 | 0 | 4.3189 | 0 | 0.42121 | 0.6901 | 0 | 0 | 0 | 0 | 6.5942 | 0 | 0 | 0 | 0 | 0 | 0 | 0 | 0 | 0 | 0 | 0 | 0 | 0
7 | 22 | 9 | 7 | 1.7931 | 0 | 13.6089 | 0 | 0 | 0 | 0 | 0.5702 | 0 | 0 | 2.7261 | 0 | 18.6983 | 0 | 0 | 0 | 0 | 0 | 0 | 0 | 0 | 0 | 0 | 0 | 0 | 0 | 0.45131 | 0 | 0.71279 | 0 | 4.7913 | 0 | 0.31621 | 0.6901 | 0 | 0 | 0 | 0 | 6.9617 | 0 | 0 | 0 | 0 | 0 | 0 | 0 | 0 | 0 | 0 | 0 | 0 | 0
7 | 22 | 10 | 7 | 1.7931 | 0 | 13.6089 | 0 | 0 | 0 | 0 | 0.61091 | 0 | 0 | 2.7261 | 0 | 18.739 | 0 | 0 | 0 | 0 | 0 | 0 | 0 | 0 | 0 | 0 | 0 | 0 | 0 | 0.45131 | 0 | 0.71279 | 0 | 5.2316 | 0 | 0.31621 | 0.6901 | 0 | 0 | 0 | 0 | 7.402 | 0 | 0 | 0 | 0 | 0 | 0 | 0 | 0 | 0 | 0 | 0 | 0 | 0
7 | 22 | 11 | 7 | 1.7931 | 0 | 13.6089 | 0 | 0 | 0 | 0 | 0.63367 | 0 | 0 | 3.1747 | 0 | 19.2104 | 0 | 0 | 0 | 0 | 0 | 0 | 0 | 0 | 0 | 0 | 0 | 0 | 0 | 0.45131 | 0 | 0.54519 | 0 | 5.4923 | 0 | 0.36871 | 0.6901 | 0 | 0 | 0 | 0 | 7.5476 | 0 | 0 | 0 | 0 | 0 | 0 | 0 | 0 | 0 | 0 | 0 | 0 | 0
7 | 22 | 12 | 7 | 1.7931 | 0 | 8.6613 | 0 | 0 | 0 | 0 | 0.67946 | 0 | 0 | 3.6233 | 0 | 14.7573 | 0 | 0 | 0 | 0 | 0 | 0 | 0 | 0 | 0 | 0 | 0 | 0 | 0 | 0.45131 | 0 | 0.54519 | 0 | 5.9853 | 0 | 0.42121 | 0.6901 | 0 | 0 | 0 | 0 | 8.0931 | 0 | 0 | 0 | 0 | 0 | 0 | 0 | 0 | 0 | 0 | 0 | 0 | 0
7 | 22 | 13 | 7 | 1.7931 | 0 | 13.6089 | 0 | 0 | 0 | 0 | 0.79481 | 0 | 0 | 3.1746 | 0 | 19.3714 | 0 | 0 | 0 | 0 | 0 | 0 | 0 | 0 | 0 | 0 | 0 | 0 | 0 | 0.45131 | 0 | 0.54519 | 0 | 6.9973 | 0 | 0.36871 | 0.6901 | 0 | 0 | 0 | 0 | 9.0526 | 0 | 0 | 0 | 0 | 0 | 0 | 0 | 0 | 0 | 0 | 0 | 0 | 0
7 | 22 | 14 | 7 | 1.7931 | 0 | 13.6089 | 0 | 0 | 0 | 0 | 0.79767 | 0 | 0 | 3.1746 | 0 | 19.3743 | 0 | 0 | 0 | 0 | 0 | 0 | 0 | 0 | 0 | 0 | 0 | 0 | 0 | 0.45131 | 0 | 0.54519 | 0 | 7.1731 | 0 | 0.36871 | 0.6901 | 0 | 0 | 0 | 0 | 9.2284 | 0 | 0 | 0 | 0 | 0 | 0 | 0 | 0 | 0 | 0 | 0 | 0 | 0
7 | 22 | 15 | 7 | 1.7931 | 0 | 13.6089 | 0 | 0 | 0 | 0 | 0.89809 | 0 | 0 | 2.7259 | 0 | 19.026 | 0 | 0 | 0 | 0 | 0 | 0 | 0 | 0 | 0 | 0 | 0 | 0 | 0 | 0.45131 | 0 | 0.54519 | 0 | 8.0496 | 0 | 0.31621 | 0.6901 | 0 | 0 | 0 | 0 | 10.0524 | 0 | 0 | 0 | 0 | 0 | 0 | 0 | 0 | 0 | 0 | 0 | 0 | 0
7 | 22 | 16 | 7 | 1.7931 | 0 | 13.6089 | 0 | 0 | 0 | 0 | 0.91761 | 0 | 0 | 2.7259 | 0 | 19.0455 | 0 | 0 | 0 | 0 | 0 | 0 | 0 | 0 | 0 | 0 | 0 | 0 | 0 | 0.45131 | 0 | 0.54519 | 0 | 8.0413 | 0 | 0.31621 | 0.6901 | 0 | 0 | 0 | 0 | 10.0441 | 0 | 0 | 0 | 0 | 0 | 0 | 0 | 0 | 0 | 0 | 0 | 0 | 0
7 | 22 | 17 | 7 | 1.7931 | 0 | 13.6089 | 0 | 0 | 0 | 0 | 0.9052 | 0 | 0 | 3.955 | 0 | 20.2622 | 0 | 0 | 0 | 0 | 0 | 0 | 0 | 0 | 0 | 0 | 0 | 0 | 0 | 0.45131 | 0 | 0.54519 | 0 | 7.799 | 0 | 0.52621 | 0.6901 | 0 | 0 | 0 | 0 | 10.0118 | 0 | 0 | 0 | 0 | 0 | 0 | 0 | 0 | 0 | 0 | 0 | 0 | 0
7 | 22 | 18 | 7 | 1.7931 | 0 | 9.8982 | 0 | 0 | 0 | 0 | 0.76767 | 0 | 0 | 3.955 | 0 | 16.414 | 0 | 0 | 0 | 0 | 0 | 0 | 0 | 0 | 0 | 0 | 0 | 0 | 0 | 0.45131 | 0 | 0.54519 | 0 | 6.6823 | 0 | 0.52621 | 0.6901 | 0 | 0 | 0 | 0 | 8.8951 | 0 | 0 | 0 | 0 | 0 | 0 | 0 | 0 | 0 | 0 | 0 | 0 | 0
7 | 22 | 19 | 7 | 1.7931 | 0 | 2.4769 | 0 | 0 | 0 | 0 | 0.57345 | 0 | 0 | 4.7344 | 0 | 9.5778 | 0 | 0 | 0 | 0 | 0 | 0 | 0 | 0 | 0 | 0 | 0 | 0 | 0 | 0.45131 | 0 | 0.88038 | 0 | 4.8425 | 0 | 0.42121 | 0.6901 | 0 | 0 | 0 | 0 | 7.2855 | 0 | 0 | 0 | 0 | 0 | 0 | 0 | 0 | 0 | 0 | 0 | 0 | 0
7 | 22 | 20 | 7 | 1.7931 | 0 | 2.4769 | 0 | 0 | 0 | 0 | 0.47687 | 0 | 0 | 3.1745 | 0 | 7.9214 | 0 | 0 | 0 | 0 | 0 | 0 | 0 | 0 | 0 | 0 | 0 | 0 | 0 | 0.45131 | 0 | 1.1038 | 0 | 4.0134 | 0 | 0.36871 | 0.6901 | 0 | 0 | 0 | 0 | 6.6273 | 0 | 0 | 0 | 0 | 0 | 0 | 0 | 0 | 0 | 0 | 0 | 0 | 0
7 | 22 | 21 | 7 | 1.7931 | 0 | 2.4769 | 0 | 0 | 0 | 0 | 0.43976 | 0 | 0 | 3.955 | 0 | 8.6647 | 0 | 0 | 0 | 0 | 0 | 0 | 0 | 0 | 0 | 0 | 0 | 0 | 0 | 0.45131 | 0 | 1.2156 | 0 | 3.6247 | 0 | 0.47371 | 0.6901 | 0 | 0 | 0 | 0 | 6.4554 | 0 | 0 | 0 | 0 | 0 | 0 | 0 | 0 | 0 | 0 | 0 | 0 | 0
7 | 22 | 22 | 7 | 1.7931 | 0 | 2.4769 | 0 | 0 | 0 | 0 | 0.40862 | 0 | 0 | 2.8411 | 0 | 7.5197 | 0 | 0 | 0 | 0 | 0 | 0 | 0 | 0 | 0 | 0 | 0 | 0 | 0 | 0.45131 | 0 | 1.1038 | 0 | 3.2778 | 0 | 0.31621 | 0.6901 | 0 | 0 | 0 | 0 | 5.8393 | 0 | 0 | 0 | 0 | 0 | 0 | 0 | 0 | 0 | 0 | 0 | 0 | 0
7 | 22 | 23 | 7 | 1.7931 | 0 | 2.4769 | 0 | 0 | 0 | 0 | 0.39233 | 0 | 0 | 0.48238 | 0 | 5.1447 | 0 | 0 | 0 | 0 | 0 | 0 | 0 | 0 | 0 | 0 | 0 | 0 | 0 | 0.45131 | 0 | 0.88038 | 0 | 3.1754 | 0 | 0.053706 | 0.6901 | 0 | 0 | 0 | 0 | 5.2509 | 0 | 0 | 0 | 0 | 0 | 0 | 0 | 0 | 0 | 0 | 0 | 0 | 0
7 | 22 | 24 | 7 | 1.7931 | 0 | 2.4769 | 0 | 0 | 0 | 0 | 0.37482 | 0 | 0 | 0.4824 | 0 | 5.1272 | 0 | 0 | 0 | 0 | 0 | 0 | 0 | 0 | 0 | 0 | 0 | 0 | 0 | 0.45131 | 0 | 0.54519 | 0 | 2.9399 | 0 | 0.053706 | 0.6901 | 0 | 0 | 0 | 0 | 4.6802 | 0 | 0 | 0 | 0 | 0 | 0 | 0 | 0 | 0 | 0 | 0 | 0 | 0
7 | 23 | 1 | 1 | 1.7931 | 0 | 2.4769 | 0 | 0 | 0 | 0 | 0.3452 | 0 | 0 | 0.48253 | 0 | 5.0977 | 0 | 0 | 0 | 0 | 0 | 0 | 0 | 0 | 0 | 0 | 0 | 0 | 0 | 0.45131 | 0 | 0.32173 | 0 | 2.5742 | 0 | 0.053706 | 0.6901 | 0 | 0 | 0 | 0 | 4.091 | 0 | 0 | 0 | 0 | 0 | 0 | 0 | 0 | 0 | 0 | 0 | 0 | 0
7 | 23 | 2 | 1 | 1.7931 | 0 | 2.4769 | 0 | 0 | 0 | 0 | 0.32551 | 0 | 0 | 0.48266 | 0 | 5.0782 | 0 | 0 | 0 | 0 | 0 | 0 | 0 | 0 | 0 | 0 | 0 | 0 | 0 | 0.45131 | 0 | 0.32173 | 0 | 2.4367 | 0 | 0.053706 | 0.6901 | 0 | 0 | 0 | 0 | 3.9536 | 0 | 0 | 0 | 0 | 0 | 0 | 0 | 0 | 0 | 0 | 0 | 0 | 0
7 | 23 | 3 | 1 | 1.7931 | 0 | 2.4769 | 0 | 0 | 0 | 0 | 0.33023 | 0 | 0 | 0.48273 | 0 | 5.083 | 0 | 0 | 0 | 0 | 0 | 0 | 0 | 0 | 0 | 0 | 0 | 0 | 0 | 0.45131 | 0 | 0.32173 | 0 | 2.4705 | 0 | 0.053706 | 0.6901 | 0 | 0 | 0 | 0 | 3.9873 | 0 | 0 | 0 | 0 | 0 | 0 | 0 | 0 | 0 | 0 | 0 | 0 | 0
7 | 23 | 4 | 1 | 1.7931 | 0 | 2.4769 | 0 | 0 | 0 | 0 | 0.31188 | 0 | 0 | 0.48276 | 0 | 5.0647 | 0 | 0 | 0 | 0 | 0 | 0 | 0 | 0 | 0 | 0 | 0 | 0 | 0 | 0.45131 | 0 | 0.32173 | 0 | 2.2392 | 0 | 0.053706 | 0.6901 | 0 | 0 | 0 | 0 | 3.7561 | 0 | 0 | 0 | 0 | 0 | 0 | 0 | 0 | 0 | 0 | 0 | 0 | 0
7 | 23 | 5 | 1 | 1.7931 | 0 | 2.4769 | 0 | 0 | 0 | 0 | 0.30799 | 0 | 0 | 0.48278 | 0 | 5.0608 | 0 | 0 | 0 | 0 | 0 | 0 | 0 | 0 | 0 | 0 | 0 | 0 | 0 | 0.45131 | 0 | 0.32173 | 0 | 2.2272 | 0 | 0.053706 | 0.6901 | 0 | 0 | 0 | 0 | 3.7441 | 0 | 0 | 0 | 0 | 0 | 0 | 0 | 0 | 0 | 0 | 0 | 0 | 0
7 | 23 | 6 | 1 | 1.7931 | 0 | 2.4769 | 0 | 0 | 0 | 0 | 0.28899 | 0 | 0 | 2.7261 | 0 | 7.2851 | 0 | 0 | 0 | 0 | 0 | 0 | 0 | 0 | 0 | 0 | 0 | 0 | 0 | 0.45131 | 0 | 0.54519 | 0 | 2.1065 | 0 | 0.31621 | 0.6901 | 0 | 0 | 0 | 0 | 4.1094 | 0 | 0 | 0 | 0 | 0 | 0 | 0 | 0 | 0 | 0 | 0 | 0 | 0
7 | 23 | 7 | 1 | 1.7931 | 0 | 2.4769 | 0 | 0 | 0 | 0 | 0.29009 | 0 | 0 | 3.9551 | 0 | 8.5152 | 0 | 0 | 0 | 0 | 0 | 0 | 0 | 0 | 0 | 0 | 0 | 0 | 0 | 0.45131 | 0 | 0.71279 | 0 | 2.1103 | 0 | 0.52621 | 0.6901 | 0 | 0 | 0 | 0 | 4.4907 | 0 | 0 | 0 | 0 | 0 | 0 | 0 | 0 | 0 | 0 | 0 | 0 | 0
7 | 23 | 8 | 1 | 1.7931 | 0 | 13.6089 | 0 | 0 | 0 | 0 | 0.43022 | 0 | 0 | 4.1822 | 0 | 20.0144 | 0 | 0 | 0 | 0 | 0 | 0 | 0 | 0 | 0 | 0 | 0 | 0 | 0 | 0.45131 | 0 | 0.71279 | 0 | 3.1741 | 0 | 0.42121 | 0.6901 | 0 | 0 | 0 | 0 | 5.4495 | 0 | 0 | 0 | 0 | 0 | 0 | 0 | 0 | 0 | 0 | 0 | 0 | 0
7 | 23 | 9 | 1 | 1.7931 | 0 | 13.6089 | 0 | 0 | 0 | 0 | 0.47003 | 0 | 0 | 2.7259 | 0 | 18.5979 | 0 | 0 | 0 | 0 | 0 | 0 | 0 | 0 | 0 | 0 | 0 | 0 | 0 | 0.45131 | 0 | 0.71279 | 0 | 3.5029 | 0 | 0.31621 | 0.6901 | 0 | 0 | 0 | 0 | 5.6733 | 0 | 0 | 0 | 0 | 0 | 0 | 0 | 0 | 0 | 0 | 0 | 0 | 0
7 | 23 | 10 | 1 | 1.7931 | 0 | 13.6089 | 0 | 0 | 0 | 0 | 0.50294 | 0 | 0 | 2.7258 | 0 | 18.6308 | 0 | 0 | 0 | 0 | 0 | 0 | 0 | 0 | 0 | 0 | 0 | 0 | 0 | 0.45131 | 0 | 0.71279 | 0 | 3.7405 | 0 | 0.31621 | 0.6901 | 0 | 0 | 0 | 0 | 5.9109 | 0 | 0 | 0 | 0 | 0 | 0 | 0 | 0 | 0 | 0 | 0 | 0 | 0
7 | 23 | 11 | 1 | 1.7931 | 0 | 13.6089 | 0 | 0 | 0 | 0 | 0.53777 | 0 | 0 | 3.1745 | 0 | 19.1142 | 0 | 0 | 0 | 0 | 0 | 0 | 0 | 0 | 0 | 0 | 0 | 0 | 0 | 0.45131 | 0 | 0.54519 | 0 | 4.2259 | 0 | 0.36871 | 0.6901 | 0 | 0 | 0 | 0 | 6.2812 | 0 | 0 | 0 | 0 | 0 | 0 | 0 | 0 | 0 | 0 | 0 | 0 | 0
7 | 23 | 12 | 1 | 1.7931 | 0 | 8.6613 | 0 | 0 | 0 | 0 | 0.56247 | 0 | 0 | 3.6231 | 0 | 14.64 | 0 | 0 | 0 | 0 | 0 | 0 | 0 | 0 | 0 | 0 | 0 | 0 | 0 | 0.45131 | 0 | 0.54519 | 0 | 4.7166 | 0 | 0.42121 | 0.6901 | 0 | 0 | 0 | 0 | 6.8245 | 0 | 0 | 0 | 0 | 0 | 0 | 0 | 0 | 0 | 0 | 0 | 0 | 0
7 | 23 | 13 | 1 | 1.7931 | 0 | 13.6089 | 0 | 0 | 0 | 0 | 0.59914 | 0 | 0 | 3.1744 | 0 | 19.1755 | 0 | 0 | 0 | 0 | 0 | 0 | 0 | 0 | 0 | 0 | 0 | 0 | 0 | 0.45131 | 0 | 0.54519 | 0 | 4.7731 | 0 | 0.36871 | 0.6901 | 0 | 0 | 0 | 0 | 6.8285 | 0 | 0 | 0 | 0 | 0 | 0 | 0 | 0 | 0 | 0 | 0 | 0 | 0
7 | 23 | 14 | 1 | 1.7931 | 0 | 13.6089 | 0 | 0 | 0 | 0 | 0.62313 | 0 | 0 | 3.1744 | 0 | 19.1996 | 0 | 0 | 0 | 0 | 0 | 0 | 0 | 0 | 0 | 0 | 0 | 0 | 0 | 0.45131 | 0 | 0.54519 | 0 | 5.0642 | 0 | 0.36871 | 0.6901 | 0 | 0 | 0 | 0 | 7.1195 | 0 | 0 | 0 | 0 | 0 | 0 | 0 | 0 | 0 | 0 | 0 | 0 | 0
7 | 23 | 15 | 1 | 1.7931 | 0 | 13.6089 | 0 | 0 | 0 | 0 | 0.54255 | 0 | 0 | 2.7258 | 0 | 18.6703 | 0 | 0 | 0 | 0 | 0 | 0 | 0 | 0 | 0 | 0 | 0 | 0 | 0 | 0.45131 | 0 | 0.54519 | 0 | 3.955 | 0 | 0.31621 | 0.6901 | 0 | 0 | 0 | 0 | 5.9578 | 0 | 0 | 0 | 0 | 0 | 0 | 0 | 0 | 0 | 0 | 0 | 0 | 0
7 | 23 | 16 | 1 | 1.7931 | 0 | 13.6089 | 0 | 0 | 0 | 0 | 0.49205 | 0 | 0 | 2.7258 | 0 | 18.6199 | 0 | 0 | 0 | 0 | 0 | 0 | 0 | 0 | 0 | 0 | 0 | 0 | 0 | 0.45131 | 0 | 0.54519 | 0 | 3.4809 | 0 | 0.31621 | 0.6901 | 0 | 0 | 0 | 0 | 5.4837 | 0 | 0 | 0 | 0 | 0 | 0 | 0 | 0 | 0 | 0 | 0 | 0 | 0
7 | 23 | 17 | 1 | 1.7931 | 0 | 13.6089 | 0 | 0 | 0 | 0 | 0.48838 | 0 | 0 | 3.955 | 0 | 19.8454 | 0 | 0 | 0 | 0 | 0 | 0 | 0 | 0 | 0 | 0 | 0 | 0 | 0 | 0.45131 | 0 | 0.54519 | 0 | 3.5284 | 0 | 0.52621 | 0.6901 | 0 | 0 | 0 | 0 | 5.7412 | 0 | 0 | 0 | 0 | 0 | 0 | 0 | 0 | 0 | 0 | 0 | 0 | 0
7 | 23 | 18 | 1 | 1.7931 | 0 | 9.8982 | 0 | 0 | 0 | 0 | 0.428 | 0 | 0 | 3.955 | 0 | 16.0744 | 0 | 0 | 0 | 0 | 0 | 0 | 0 | 0 | 0 | 0 | 0 | 0 | 0 | 0.45131 | 0 | 0.54519 | 0 | 3.229 | 0 | 0.52621 | 0.6901 | 0 | 0 | 0 | 0 | 5.4419 | 0 | 0 | 0 | 0 | 0 | 0 | 0 | 0 | 0 | 0 | 0 | 0 | 0
7 | 23 | 19 | 1 | 1.7931 | 0 | 2.4769 | 0 | 0 | 0 | 0 | 0.32217 | 0 | 0 | 4.7344 | 0 | 9.3266 | 0 | 0 | 0 | 0 | 0 | 0 | 0 | 0 | 0 | 0 | 0 | 0 | 0 | 0.45131 | 0 | 0.88038 | 0 | 2.4577 | 0 | 0.42121 | 0.6901 | 0 | 0 | 0 | 0 | 4.9007 | 0 | 0 | 0 | 0 | 0 | 0 | 0 | 0 | 0 | 0 | 0 | 0 | 0
7 | 23 | 20 | 1 | 1.7931 | 0 | 2.4769 | 0 | 0 | 0 | 0 | 0.29382 | 0 | 0 | 3.1745 | 0 | 7.7384 | 0 | 0 | 0 | 0 | 0 | 0 | 0 | 0 | 0 | 0 | 0 | 0 | 0 | 0.45131 | 0 | 1.1038 | 0 | 2.1366 | 0 | 0.36871 | 0.6901 | 0 | 0 | 0 | 0 | 4.7506 | 0 | 0 | 0 | 0 | 0 | 0 | 0 | 0 | 0 | 0 | 0 | 0 | 0
7 | 23 | 21 | 1 | 1.7931 | 0 | 2.4769 | 0 | 0 | 0 | 0 | 0.26242 | 0 | 0 | 3.955 | 0 | 8.4874 | 0 | 0 | 0 | 0 | 0 | 0 | 0 | 0 | 0 | 0 | 0 | 0 | 0 | 0.45131 | 0 | 1.2156 | 0 | 1.7912 | 0 | 0.47371 | 0.6901 | 0 | 0 | 0 | 0 | 4.6219 | 0 | 0 | 0 | 0 | 0 | 0 | 0 | 0 | 0 | 0 | 0 | 0 | 0
7 | 23 | 22 | 1 | 1.7931 | 0 | 2.4769 | 0 | 0 | 0 | 0 | 0.25073 | 0 | 0 | 2.8411 | 0 | 7.3618 | 0 | 0 | 0 | 0 | 0 | 0 | 0 | 0 | 0 | 0 | 0 | 0 | 0 | 0.45131 | 0 | 1.1038 | 0 | 1.6838 | 0 | 0.31621 | 0.6901 | 0 | 0 | 0 | 0 | 4.2453 | 0 | 0 | 0 | 0 | 0 | 0 | 0 | 0 | 0 | 0 | 0 | 0 | 0
7 | 23 | 23 | 1 | 1.7931 | 0 | 2.4769 | 0 | 0 | 0 | 0 | 0.24771 | 0 | 0 | 0.48235 | 0 | 5.0001 | 0 | 0 | 0 | 0 | 0 | 0 | 0 | 0 | 0 | 0 | 0 | 0 | 0 | 0.45131 | 0 | 0.88038 | 0 | 1.6789 | 0 | 0.053706 | 0.6901 | 0 | 0 | 0 | 0 | 3.7544 | 0 | 0 | 0 | 0 | 0 | 0 | 0 | 0 | 0 | 0 | 0 | 0 | 0
7 | 23 | 24 | 1 | 1.7931 | 0 | 2.4769 | 0 | 0 | 0 | 0 | 0.2321 | 0 | 0 | 0.4824 | 0 | 4.9845 | 0 | 0 | 0 | 0 | 0 | 0 | 0 | 0 | 0 | 0 | 0 | 0 | 0 | 0.45131 | 0 | 0.54519 | 0 | 1.5534 | 0 | 0.053706 | 0.6901 | 0 | 0 | 0 | 0 | 3.2938 | 0 | 0 | 0 | 0 | 0 | 0 | 0 | 0 | 0 | 0 | 0 | 0 | 0
7 | 24 | 1 | 2 | 1.7931 | 0 | 2.4769 | 0 | 0 | 0 | 0 | 0.23195 | 0 | 0 | 0.48251 | 0 | 4.9845 | 0 | 0 | 0 | 0 | 0 | 0 | 0 | 0 | 0 | 0 | 0 | 0 | 0 | 0.45131 | 0 | 0.32173 | 0 | 1.4963 | 0 | 0.053706 | 0.6901 | 0 | 0 | 0 | 0 | 3.0132 | 0 | 0 | 0 | 0 | 0 | 0 | 0 | 0 | 0 | 0 | 0 | 0 | 0
7 | 24 | 2 | 2 | 1.7931 | 0 | 2.4769 | 0 | 0 | 0 | 0 | 0.21497 | 0 | 0 | 0.48263 | 0 | 4.9676 | 0 | 0 | 0 | 0 | 0 | 0 | 0 | 0 | 0 | 0 | 0 | 0 | 0 | 0.45131 | 0 | 0.32173 | 0 | 1.3436 | 0 | 0.053706 | 0.6901 | 0 | 0 | 0 | 0 | 2.8604 | 0 | 0 | 0 | 0 | 0 | 0 | 0 | 0 | 0 | 0 | 0 | 0 | 0
7 | 24 | 3 | 2 | 1.7931 | 0 | 2.4769 | 0 | 0 | 0 | 0 | 0.22056 | 0 | 0 | 0.4827 | 0 | 4.9733 | 0 | 0 | 0 | 0 | 0 | 0 | 0 | 0 | 0 | 0 | 0 | 0 | 0 | 0.45131 | 0 | 0.32173 | 0 | 1.346 | 0 | 0.053706 | 0.6901 | 0 | 0 | 0 | 0 | 2.8628 | 0 | 0 | 0 | 0 | 0 | 0 | 0 | 0 | 0 | 0 | 0 | 0 | 0
7 | 24 | 4 | 2 | 1.7931 | 0 | 2.4769 | 0 | 0 | 0 | 0 | 0.2098 | 0 | 0 | 0.48272 | 0 | 4.9625 | 0 | 0 | 0 | 0 | 0 | 0 | 0 | 0 | 0 | 0 | 0 | 0 | 0 | 0.45131 | 0 | 0.32173 | 0 | 1.2038 | 0 | 0.053706 | 0.6901 | 0 | 0 | 0 | 0 | 2.7206 | 0 | 0 | 0 | 0 | 0 | 0 | 0 | 0 | 0 | 0 | 0 | 0 | 0
7 | 24 | 5 | 2 | 1.7931 | 0 | 2.4769 | 0 | 0 | 0 | 0 | 0.19964 | 0 | 0 | 0.48274 | 0 | 4.9524 | 0 | 0 | 0 | 0 | 0 | 0 | 0 | 0 | 0 | 0 | 0 | 0 | 0 | 0.45131 | 0 | 0.32173 | 0 | 1.1158 | 0 | 0.053706 | 0.6901 | 0 | 0 | 0 | 0 | 2.6327 | 0 | 0 | 0 | 0 | 0 | 0 | 0 | 0 | 0 | 0 | 0 | 0 | 0
7 | 24 | 6 | 2 | 1.7931 | 0 | 2.4769 | 0 | 0 | 0 | 0 | 0.19431 | 0 | 0 | 2.726 | 0 | 7.1904 | 0 | 0 | 0 | 0 | 0 | 0 | 0 | 0 | 0 | 0 | 0 | 0 | 0 | 0.45131 | 0 | 0.54519 | 0 | 1.111 | 0 | 0.31621 | 0.6901 | 0 | 0 | 0 | 0 | 3.1138 | 0 | 0 | 0 | 0 | 0 | 0 | 0 | 0 | 0 | 0 | 0 | 0 | 0
7 | 24 | 7 | 2 | 1.7931 | 0 | 2.4769 | 0 | 0 | 0 | 0 | 0.24346 | 0 | 0 | 3.9551 | 0 | 8.4686 | 0 | 0 | 0 | 0 | 0 | 0 | 0 | 0 | 0 | 0 | 0 | 0 | 0 | 0.45131 | 0 | 0.71279 | 0 | 1.4533 | 0 | 0.52621 | 0.6901 | 0 | 0 | 0 | 0 | 3.8338 | 0 | 0 | 0 | 0 | 0 | 0 | 0 | 0 | 0 | 0 | 0 | 0 | 0
7 | 24 | 8 | 2 | 1.7931 | 0 | 13.6089 | 0 | 0 | 0 | 0 | 0.43026 | 0 | 0 | 4.1822 | 0 | 20.0145 | 0 | 0 | 0 | 0 | 0 | 0 | 0 | 0 | 0 | 0 | 0 | 0 | 0 | 0.45131 | 0 | 0.71279 | 0 | 2.6241 | 0 | 0.42121 | 0.6901 | 0 | 0 | 0 | 0 | 4.8995 | 0 | 0 | 0 | 0 | 0 | 0 | 0 | 0 | 0 | 0 | 0 | 0 | 0
7 | 24 | 9 | 2 | 1.7931 | 0 | 13.6089 | 0 | 0 | 0 | 0 | 0.41431 | 0 | 0 | 2.726 | 0 | 18.5423 | 0 | 0 | 0 | 0 | 0 | 0 | 0 | 0 | 0 | 0 | 0 | 0 | 0 | 0.45131 | 0 | 0.71279 | 0 | 2.5911 | 0 | 0.31621 | 0.6901 | 0 | 0 | 0 | 0 | 4.7615 | 0 | 0 | 0 | 0 | 0 | 0 | 0 | 0 | 0 | 0 | 0 | 0 | 0
7 | 24 | 10 | 2 | 1.7931 | 0 | 13.6089 | 0 | 0 | 0 | 0 | 0.47826 | 0 | 0 | 2.7259 | 0 | 18.6062 | 0 | 0 | 0 | 0 | 0 | 0 | 0 | 0 | 0 | 0 | 0 | 0 | 0 | 0.45131 | 0 | 0.71279 | 0 | 3.1595 | 0 | 0.31621 | 0.6901 | 0 | 0 | 0 | 0 | 5.3299 | 0 | 0 | 0 | 0 | 0 | 0 | 0 | 0 | 0 | 0 | 0 | 0 | 0
7 | 24 | 11 | 2 | 1.7931 | 0 | 13.6089 | 0 | 0 | 0 | 0 | 0.50687 | 0 | 0 | 3.1746 | 0 | 19.0835 | 0 | 0 | 0 | 0 | 0 | 0 | 0 | 0 | 0 | 0 | 0 | 0 | 0 | 0.45131 | 0 | 0.54519 | 0 | 3.3991 | 0 | 0.36871 | 0.6901 | 0 | 0 | 0 | 0 | 5.4544 | 0 | 0 | 0 | 0 | 0 | 0 | 0 | 0 | 0 | 0 | 0 | 0 | 0
7 | 24 | 12 | 2 | 1.7931 | 0 | 8.6613 | 0 | 0 | 0 | 0 | 0.50882 | 0 | 0 | 3.6233 | 0 | 14.5866 | 0 | 0 | 0 | 0 | 0 | 0 | 0 | 0 | 0 | 0 | 0 | 0 | 0 | 0.45131 | 0 | 0.54519 | 0 | 3.396 | 0 | 0.42121 | 0.6901 | 0 | 0 | 0 | 0 | 5.5038 | 0 | 0 | 0 | 0 | 0 | 0 | 0 | 0 | 0 | 0 | 0 | 0 | 0
7 | 24 | 13 | 2 | 1.7931 | 0 | 13.6089 | 0 | 0 | 0 | 0 | 0.56782 | 0 | 0 | 3.1747 | 0 | 19.1445 | 0 | 0 | 0 | 0 | 0 | 0 | 0 | 0 | 0 | 0 | 0 | 0 | 0 | 0.45131 | 0 | 0.54519 | 0 | 3.7281 | 0 | 0.36871 | 0.6901 | 0 | 0 | 0 | 0 | 5.7834 | 0 | 0 | 0 | 0 | 0 | 0 | 0 | 0 | 0 | 0 | 0 | 0 | 0
7 | 24 | 14 | 2 | 1.7931 | 0 | 13.6089 | 0 | 0 | 0 | 0 | 0.62569 | 0 | 0 | 3.1747 | 0 | 19.2024 | 0 | 0 | 0 | 0 | 0 | 0 | 0 | 0 | 0 | 0 | 0 | 0 | 0 | 0.45131 | 0 | 0.54519 | 0 | 4.7609 | 0 | 0.36871 | 0.6901 | 0 | 0 | 0 | 0 | 6.8162 | 0 | 0 | 0 | 0 | 0 | 0 | 0 | 0 | 0 | 0 | 0 | 0 | 0
7 | 24 | 15 | 2 | 1.7931 | 0 | 13.6089 | 0 | 0 | 0 | 0 | 0.6931 | 0 | 0 | 2.726 | 0 | 18.8211 | 0 | 0 | 0 | 0 | 0 | 0 | 0 | 0 | 0 | 0 | 0 | 0 | 0 | 0.45131 | 0 | 0.54519 | 0 | 5.4302 | 0 | 0.31621 | 0.6901 | 0 | 0 | 0 | 0 | 7.433 | 0 | 0 | 0 | 0 | 0 | 0 | 0 | 0 | 0 | 0 | 0 | 0 | 0
7 | 24 | 16 | 2 | 1.7931 | 0 | 13.6089 | 0 | 0 | 0 | 0 | 0.73743 | 0 | 0 | 2.726 | 0 | 18.8654 | 0 | 0 | 0 | 0 | 0 | 0 | 0 | 0 | 0 | 0 | 0 | 0 | 0 | 0.45131 | 0 | 0.54519 | 0 | 5.7614 | 0 | 0.31621 | 0.6901 | 0 | 0 | 0 | 0 | 7.7642 | 0 | 0 | 0 | 0 | 0 | 0 | 0 | 0 | 0 | 0 | 0 | 0 | 0
7 | 24 | 17 | 2 | 1.7931 | 0 | 13.6089 | 0 | 0 | 0 | 0 | 0.7484 | 0 | 0 | 3.9551 | 0 | 20.1055 | 0 | 0 | 0 | 0 | 0 | 0 | 0 | 0 | 0 | 0 | 0 | 0 | 0 | 0.45131 | 0 | 0.54519 | 0 | 5.8491 | 0 | 0.52621 | 0.6901 | 0 | 0 | 0 | 0 | 8.0619 | 0 | 0 | 0 | 0 | 0 | 0 | 0 | 0 | 0 | 0 | 0 | 0 | 0
7 | 24 | 18 | 2 | 1.7931 | 0 | 9.8982 | 0 | 0 | 0 | 0 | 0.58832 | 0 | 0 | 3.9551 | 0 | 16.2348 | 0 | 0 | 0 | 0 | 0 | 0 | 0 | 0 | 0 | 0 | 0 | 0 | 0 | 0.45131 | 0 | 0.54519 | 0 | 4.5827 | 0 | 0.52621 | 0.6901 | 0 | 0 | 0 | 0 | 6.7955 | 0 | 0 | 0 | 0 | 0 | 0 | 0 | 0 | 0 | 0 | 0 | 0 | 0
7 | 24 | 19 | 2 | 1.7931 | 0 | 2.4769 | 0 | 0 | 0 | 0 | 0.4189 | 0 | 0 | 4.7347 | 0 | 9.4236 | 0 | 0 | 0 | 0 | 0 | 0 | 0 | 0 | 0 | 0 | 0 | 0 | 0 | 0.45131 | 0 | 0.88038 | 0 | 3.2423 | 0 | 0.42121 | 0.6901 | 0 | 0 | 0 | 0 | 5.6853 | 0 | 0 | 0 | 0 | 0 | 0 | 0 | 0 | 0 | 0 | 0 | 0 | 0
7 | 24 | 20 | 2 | 1.7931 | 0 | 2.4769 | 0 | 0 | 0 | 0 | 0.32699 | 0 | 0 | 3.1747 | 0 | 7.7717 | 0 | 0 | 0 | 0 | 0 | 0 | 0 | 0 | 0 | 0 | 0 | 0 | 0 | 0.45131 | 0 | 1.1038 | 0 | 2.4294 | 0 | 0.36871 | 0.6901 | 0 | 0 | 0 | 0 | 5.0433 | 0 | 0 | 0 | 0 | 0 | 0 | 0 | 0 | 0 | 0 | 0 | 0 | 0
7 | 24 | 21 | 2 | 1.7931 | 0 | 2.4769 | 0 | 0 | 0 | 0 | 0.30034 | 0 | 0 | 3.9551 | 0 | 8.5254 | 0 | 0 | 0 | 0 | 0 | 0 | 0 | 0 | 0 | 0 | 0 | 0 | 0 | 0.45131 | 0 | 1.2156 | 0 | 2.1608 | 0 | 0.47371 | 0.6901 | 0 | 0 | 0 | 0 | 4.9915 | 0 | 0 | 0 | 0 | 0 | 0 | 0 | 0 | 0 | 0 | 0 | 0 | 0
7 | 24 | 22 | 2 | 1.7931 | 0 | 2.4769 | 0 | 0 | 0 | 0 | 0.2769 | 0 | 0 | 2.8414 | 0 | 7.3883 | 0 | 0 | 0 | 0 | 0 | 0 | 0 | 0 | 0 | 0 | 0 | 0 | 0 | 0.45131 | 0 | 1.1038 | 0 | 1.922 | 0 | 0.31621 | 0.6901 | 0 | 0 | 0 | 0 | 4.4834 | 0 | 0 | 0 | 0 | 0 | 0 | 0 | 0 | 0 | 0 | 0 | 0 | 0
7 | 24 | 23 | 2 | 1.7931 | 0 | 2.4769 | 0 | 0 | 0 | 0 | 0.27188 | 0 | 0 | 0.48259 | 0 | 5.0245 | 0 | 0 | 0 | 0 | 0 | 0 | 0 | 0 | 0 | 0 | 0 | 0 | 0 | 0.45131 | 0 | 0.88038 | 0 | 1.9241 | 0 | 0.053706 | 0.6901 | 0 | 0 | 0 | 0 | 3.9996 | 0 | 0 | 0 | 0 | 0 | 0 | 0 | 0 | 0 | 0 | 0 | 0 | 0
7 | 24 | 24 | 2 | 1.7931 | 0 | 2.4769 | 0 | 0 | 0 | 0 | 0.26799 | 0 | 0 | 0.48263 | 0 | 5.0206 | 0 | 0 | 0 | 0 | 0 | 0 | 0 | 0 | 0 | 0 | 0 | 0 | 0 | 0.45131 | 0 | 0.54519 | 0 | 1.8398 | 0 | 0.053706 | 0.6901 | 0 | 0 | 0 | 0 | 3.5801 | 0 | 0 | 0 | 0 | 0 | 0 | 0 | 0 | 0 | 0 | 0 | 0 | 0
7 | 25 | 1 | 3 | 1.7931 | 0 | 2.4769 | 0 | 0 | 0 | 0 | 0.25911 | 0 | 0 | 0.48275 | 0 | 5.0119 | 0 | 0 | 0 | 0 | 0 | 0 | 0 | 0 | 0 | 0 | 0 | 0 | 0 | 0.45131 | 0 | 0.32173 | 0 | 1.7188 | 0 | 0.053706 | 0.6901 | 0 | 0 | 0 | 0 | 3.2357 | 0 | 0 | 0 | 0 | 0 | 0 | 0 | 0 | 0 | 0 | 0 | 0 | 0
7 | 25 | 2 | 3 | 1.7931 | 0 | 2.4769 | 0 | 0 | 0 | 0 | 0.25225 | 0 | 0 | 0.48286 | 0 | 5.0051 | 0 | 0 | 0 | 0 | 0 | 0 | 0 | 0 | 0 | 0 | 0 | 0 | 0 | 0.45131 | 0 | 0.32173 | 0 | 1.6932 | 0 | 0.053706 | 0.6901 | 0 | 0 | 0 | 0 | 3.2101 | 0 | 0 | 0 | 0 | 0 | 0 | 0 | 0 | 0 | 0 | 0 | 0 | 0
7 | 25 | 3 | 3 | 1.7931 | 0 | 2.4769 | 0 | 0 | 0 | 0 | 0.25591 | 0 | 0 | 0.48292 | 0 | 5.0088 | 0 | 0 | 0 | 0 | 0 | 0 | 0 | 0 | 0 | 0 | 0 | 0 | 0 | 0.45131 | 0 | 0.32173 | 0 | 1.6552 | 0 | 0.053706 | 0.6901 | 0 | 0 | 0 | 0 | 3.172 | 0 | 0 | 0 | 0 | 0 | 0 | 0 | 0 | 0 | 0 | 0 | 0 | 0
7 | 25 | 4 | 3 | 1.7931 | 0 | 2.4769 | 0 | 0 | 0 | 0 | 0.23126 | 0 | 0 | 0.48295 | 0 | 4.9842 | 0 | 0 | 0 | 0 | 0 | 0 | 0 | 0 | 0 | 0 | 0 | 0 | 0 | 0.45131 | 0 | 0.32173 | 0 | 1.4482 | 0 | 0.053706 | 0.6901 | 0 | 0 | 0 | 0 | 2.965 | 0 | 0 | 0 | 0 | 0 | 0 | 0 | 0 | 0 | 0 | 0 | 0 | 0
7 | 25 | 5 | 3 | 1.7931 | 0 | 2.4769 | 0 | 0 | 0 | 0 | 0.22409 | 0 | 0 | 0.48297 | 0 | 4.9771 | 0 | 0 | 0 | 0 | 0 | 0 | 0 | 0 | 0 | 0 | 0 | 0 | 0 | 0.45131 | 0 | 0.32173 | 0 | 1.4729 | 0 | 0.053706 | 0.6901 | 0 | 0 | 0 | 0 | 2.9898 | 0 | 0 | 0 | 0 | 0 | 0 | 0 | 0 | 0 | 0 | 0 | 0 | 0
7 | 25 | 6 | 3 | 1.7931 | 0 | 2.4769 | 0 | 0 | 0 | 0 | 0.26014 | 0 | 0 | 2.7263 | 0 | 7.2564 | 0 | 0 | 0 | 0 | 0 | 0 | 0 | 0 | 0 | 0 | 0 | 0 | 0 | 0.45131 | 0 | 0.54519 | 0 | 1.7245 | 0 | 0.31621 | 0.6901 | 0 | 0 | 0 | 0 | 3.7273 | 0 | 0 | 0 | 0 | 0 | 0 | 0 | 0 | 0 | 0 | 0 | 0 | 0
7 | 25 | 7 | 3 | 1.7931 | 0 | 2.4769 | 0 | 0 | 0 | 0 | 0.31741 | 0 | 0 | 3.9552 | 0 | 8.5426 | 0 | 0 | 0 | 0 | 0 | 0 | 0 | 0 | 0 | 0 | 0 | 0 | 0 | 0.45131 | 0 | 0.71279 | 0 | 2.0584 | 0 | 0.52621 | 0.6901 | 0 | 0 | 0 | 0 | 4.4388 | 0 | 0 | 0 | 0 | 0 | 0 | 0 | 0 | 0 | 0 | 0 | 0 | 0
7 | 25 | 8 | 3 | 1.7931 | 0 | 13.6089 | 0 | 0 | 0 | 0 | 0.49111 | 0 | 0 | 4.1825 | 0 | 20.0756 | 0 | 0 | 0 | 0 | 0 | 0 | 0 | 0 | 0 | 0 | 0 | 0 | 0 | 0.45131 | 0 | 0.71279 | 0 | 3.2733 | 0 | 0.42121 | 0.6901 | 0 | 0 | 0 | 0 | 5.5487 | 0 | 0 | 0 | 0 | 0 | 0 | 0 | 0 | 0 | 0 | 0 | 0 | 0
7 | 25 | 9 | 3 | 1.7931 | 0 | 13.6089 | 0 | 0 | 0 | 0 | 0.54097 | 0 | 0 | 2.7261 | 0 | 18.6691 | 0 | 0 | 0 | 0 | 0 | 0 | 0 | 0 | 0 | 0 | 0 | 0 | 0 | 0.45131 | 0 | 0.71279 | 0 | 3.8205 | 0 | 0.31621 | 0.6901 | 0 | 0 | 0 | 0 | 5.9909 | 0 | 0 | 0 | 0 | 0 | 0 | 0 | 0 | 0 | 0 | 0 | 0 | 0
7 | 25 | 10 | 3 | 1.7931 | 0 | 13.6089 | 0 | 0 | 0 | 0 | 0.58302 | 0 | 0 | 2.726 | 0 | 18.7111 | 0 | 0 | 0 | 0 | 0 | 0 | 0 | 0 | 0 | 0 | 0 | 0 | 0 | 0.45131 | 0 | 0.71279 | 0 | 4.3368 | 0 | 0.31621 | 0.6901 | 0 | 0 | 0 | 0 | 6.5072 | 0 | 0 | 0 | 0 | 0 | 0 | 0 | 0 | 0 | 0 | 0 | 0 | 0
7 | 25 | 11 | 3 | 1.7931 | 0 | 13.6089 | 0 | 0 | 0 | 0 | 0.62432 | 0 | 0 | 3.1746 | 0 | 19.201 | 0 | 0 | 0 | 0 | 0 | 0 | 0 | 0 | 0 | 0 | 0 | 0 | 0 | 0.45131 | 0 | 0.54519 | 0 | 4.7942 | 0 | 0.36871 | 0.6901 | 0 | 0 | 0 | 0 | 6.8495 | 0 | 0 | 0 | 0 | 0 | 0 | 0 | 0 | 0 | 0 | 0 | 0 | 0
7 | 25 | 12 | 3 | 1.7931 | 0 | 8.6613 | 0 | 0 | 0 | 0 | 0.59623 | 0 | 0 | 3.6233 | 0 | 14.674 | 0 | 0 | 0 | 0 | 0 | 0 | 0 | 0 | 0 | 0 | 0 | 0 | 0 | 0.45131 | 0 | 0.54519 | 0 | 4.5741 | 0 | 0.42121 | 0.6901 | 0 | 0 | 0 | 0 | 6.6819 | 0 | 0 | 0 | 0 | 0 | 0 | 0 | 0 | 0 | 0 | 0 | 0 | 0
7 | 25 | 13 | 3 | 1.7931 | 0 | 13.6089 | 0 | 0 | 0 | 0 | 0.69003 | 0 | 0 | 3.1746 | 0 | 19.2667 | 0 | 0 | 0 | 0 | 0 | 0 | 0 | 0 | 0 | 0 | 0 | 0 | 0 | 0.45131 | 0 | 0.54519 | 0 | 5.1753 | 0 | 0.36871 | 0.6901 | 0 | 0 | 0 | 0 | 7.2306 | 0 | 0 | 0 | 0 | 0 | 0 | 0 | 0 | 0 | 0 | 0 | 0 | 0
7 | 25 | 14 | 3 | 1.7931 | 0 | 13.6089 | 0 | 0 | 0 | 0 | 0.70812 | 0 | 0 | 3.1746 | 0 | 19.2848 | 0 | 0 | 0 | 0 | 0 | 0 | 0 | 0 | 0 | 0 | 0 | 0 | 0 | 0.45131 | 0 | 0.54519 | 0 | 5.3056 | 0 | 0.36871 | 0.6901 | 0 | 0 | 0 | 0 | 7.3609 | 0 | 0 | 0 | 0 | 0 | 0 | 0 | 0 | 0 | 0 | 0 | 0 | 0
7 | 25 | 15 | 3 | 1.7931 | 0 | 13.6089 | 0 | 0 | 0 | 0 | 0.67656 | 0 | 0 | 2.726 | 0 | 18.8045 | 0 | 0 | 0 | 0 | 0 | 0 | 0 | 0 | 0 | 0 | 0 | 0 | 0 | 0.45131 | 0 | 0.54519 | 0 | 4.8152 | 0 | 0.31621 | 0.6901 | 0 | 0 | 0 | 0 | 6.818 | 0 | 0 | 0 | 0 | 0 | 0 | 0 | 0 | 0 | 0 | 0 | 0 | 0
7 | 25 | 16 | 3 | 1.7931 | 0 | 13.6089 | 0 | 0 | 0 | 0 | 0.75252 | 0 | 0 | 2.726 | 0 | 18.8805 | 0 | 0 | 0 | 0 | 0 | 0 | 0 | 0 | 0 | 0 | 0 | 0 | 0 | 0.45131 | 0 | 0.54519 | 0 | 5.8135 | 0 | 0.31621 | 0.6901 | 0 | 0 | 0 | 0 | 7.8163 | 0 | 0 | 0 | 0 | 0 | 0 | 0 | 0 | 0 | 0 | 0 | 0 | 0
7 | 25 | 17 | 3 | 1.7931 | 0 | 13.6089 | 0 | 0 | 0 | 0 | 0.67684 | 0 | 0 | 3.9551 | 0 | 20.0339 | 0 | 0 | 0 | 0 | 0 | 0 | 0 | 0 | 0 | 0 | 0 | 0 | 0 | 0.45131 | 0 | 0.54519 | 0 | 4.96 | 0 | 0.52621 | 0.6901 | 0 | 0 | 0 | 0 | 7.1729 | 0 | 0 | 0 | 0 | 0 | 0 | 0 | 0 | 0 | 0 | 0 | 0 | 0
7 | 25 | 18 | 3 | 1.7931 | 0 | 9.8982 | 0 | 0 | 0 | 0 | 0.55887 | 0 | 0 | 3.9551 | 0 | 16.2053 | 0 | 0 | 0 | 0 | 0 | 0 | 0 | 0 | 0 | 0 | 0 | 0 | 0 | 0.45131 | 0 | 0.54519 | 0 | 4.1509 | 0 | 0.52621 | 0.6901 | 0 | 0 | 0 | 0 | 6.3637 | 0 | 0 | 0 | 0 | 0 | 0 | 0 | 0 | 0 | 0 | 0 | 0 | 0
7 | 25 | 19 | 3 | 1.7931 | 0 | 2.4769 | 0 | 0 | 0 | 0 | 0.41235 | 0 | 0 | 4.7346 | 0 | 9.4169 | 0 | 0 | 0 | 0 | 0 | 0 | 0 | 0 | 0 | 0 | 0 | 0 | 0 | 0.45131 | 0 | 0.88038 | 0 | 2.9881 | 0 | 0.42121 | 0.6901 | 0 | 0 | 0 | 0 | 5.4311 | 0 | 0 | 0 | 0 | 0 | 0 | 0 | 0 | 0 | 0 | 0 | 0 | 0
7 | 25 | 20 | 3 | 1.7931 | 0 | 2.4769 | 0 | 0 | 0 | 0 | 0.35004 | 0 | 0 | 3.1746 | 0 | 7.7947 | 0 | 0 | 0 | 0 | 0 | 0 | 0 | 0 | 0 | 0 | 0 | 0 | 0 | 0.45131 | 0 | 1.1038 | 0 | 2.358 | 0 | 0.36871 | 0.6901 | 0 | 0 | 0 | 0 | 4.9719 | 0 | 0 | 0 | 0 | 0 | 0 | 0 | 0 | 0 | 0 | 0 | 0 | 0
7 | 25 | 21 | 3 | 1.7931 | 0 | 2.4769 | 0 | 0 | 0 | 0 | 0.31005 | 0 | 0 | 3.955 | 0 | 8.5351 | 0 | 0 | 0 | 0 | 0 | 0 | 0 | 0 | 0 | 0 | 0 | 0 | 0 | 0.45131 | 0 | 1.2156 | 0 | 1.9795 | 0 | 0.47371 | 0.6901 | 0 | 0 | 0 | 0 | 4.8102 | 0 | 0 | 0 | 0 | 0 | 0 | 0 | 0 | 0 | 0 | 0 | 0 | 0
7 | 25 | 22 | 3 | 1.7931 | 0 | 2.4769 | 0 | 0 | 0 | 0 | 0.29585 | 0 | 0 | 2.8413 | 0 | 7.4072 | 0 | 0 | 0 | 0 | 0 | 0 | 0 | 0 | 0 | 0 | 0 | 0 | 0 | 0.45131 | 0 | 1.1038 | 0 | 1.8835 | 0 | 0.31621 | 0.6901 | 0 | 0 | 0 | 0 | 4.445 | 0 | 0 | 0 | 0 | 0 | 0 | 0 | 0 | 0 | 0 | 0 | 0 | 0
7 | 25 | 23 | 3 | 1.7931 | 0 | 2.4769 | 0 | 0 | 0 | 0 | 0.27392 | 0 | 0 | 0.4825 | 0 | 5.0264 | 0 | 0 | 0 | 0 | 0 | 0 | 0 | 0 | 0 | 0 | 0 | 0 | 0 | 0.45131 | 0 | 0.88038 | 0 | 1.7512 | 0 | 0.053706 | 0.6901 | 0 | 0 | 0 | 0 | 3.8268 | 0 | 0 | 0 | 0 | 0 | 0 | 0 | 0 | 0 | 0 | 0 | 0 | 0
7 | 25 | 24 | 3 | 1.7931 | 0 | 2.4769 | 0 | 0 | 0 | 0 | 0.27085 | 0 | 0 | 0.48255 | 0 | 5.0234 | 0 | 0 | 0 | 0 | 0 | 0 | 0 | 0 | 0 | 0 | 0 | 0 | 0 | 0.45131 | 0 | 0.54519 | 0 | 1.7634 | 0 | 0.053706 | 0.6901 | 0 | 0 | 0 | 0 | 3.5037 | 0 | 0 | 0 | 0 | 0 | 0 | 0 | 0 | 0 | 0 | 0 | 0 | 0
7 | 26 | 1 | 4 | 1.7931 | 0 | 2.4769 | 0 | 0 | 0 | 0 | 0.25978 | 0 | 0 | 0.48266 | 0 | 5.0125 | 0 | 0 | 0 | 0 | 0 | 0 | 0 | 0 | 0 | 0 | 0 | 0 | 0 | 0.45131 | 0 | 0.32173 | 0 | 1.6206 | 0 | 0.053706 | 0.6901 | 0 | 0 | 0 | 0 | 3.1375 | 0 | 0 | 0 | 0 | 0 | 0 | 0 | 0 | 0 | 0 | 0 | 0 | 0
7 | 26 | 2 | 4 | 1.7931 | 0 | 2.4769 | 0 | 0 | 0 | 0 | 0.24639 | 0 | 0 | 0.48277 | 0 | 4.9992 | 0 | 0 | 0 | 0 | 0 | 0 | 0 | 0 | 0 | 0 | 0 | 0 | 0 | 0.45131 | 0 | 0.32173 | 0 | 1.5188 | 0 | 0.053706 | 0.6901 | 0 | 0 | 0 | 0 | 3.0357 | 0 | 0 | 0 | 0 | 0 | 0 | 0 | 0 | 0 | 0 | 0 | 0 | 0
7 | 26 | 3 | 4 | 1.7931 | 0 | 2.4769 | 0 | 0 | 0 | 0 | 0.23871 | 0 | 0 | 0.48283 | 0 | 4.9916 | 0 | 0 | 0 | 0 | 0 | 0 | 0 | 0 | 0 | 0 | 0 | 0 | 0 | 0.45131 | 0 | 0.32173 | 0 | 1.4635 | 0 | 0.053706 | 0.6901 | 0 | 0 | 0 | 0 | 2.9804 | 0 | 0 | 0 | 0 | 0 | 0 | 0 | 0 | 0 | 0 | 0 | 0 | 0
7 | 26 | 4 | 4 | 1.7931 | 0 | 2.4769 | 0 | 0 | 0 | 0 | 0.22886 | 0 | 0 | 0.48286 | 0 | 4.9817 | 0 | 0 | 0 | 0 | 0 | 0 | 0 | 0 | 0 | 0 | 0 | 0 | 0 | 0.45131 | 0 | 0.32173 | 0 | 1.4013 | 0 | 0.053706 | 0.6901 | 0 | 0 | 0 | 0 | 2.9181 | 0 | 0 | 0 | 0 | 0 | 0 | 0 | 0 | 0 | 0 | 0 | 0 | 0
7 | 26 | 5 | 4 | 1.7931 | 0 | 2.4769 | 0 | 0 | 0 | 0 | 0.22588 | 0 | 0 | 0.48289 | 0 | 4.9788 | 0 | 0 | 0 | 0 | 0 | 0 | 0 | 0 | 0 | 0 | 0 | 0 | 0 | 0.45131 | 0 | 0.32173 | 0 | 1.3951 | 0 | 0.053706 | 0.6901 | 0 | 0 | 0 | 0 | 2.9119 | 0 | 0 | 0 | 0 | 0 | 0 | 0 | 0 | 0 | 0 | 0 | 0 | 0
7 | 26 | 6 | 4 | 1.7931 | 0 | 2.4769 | 0 | 0 | 0 | 0 | 0.22215 | 0 | 0 | 2.7262 | 0 | 7.2184 | 0 | 0 | 0 | 0 | 0 | 0 | 0 | 0 | 0 | 0 | 0 | 0 | 0 | 0.45131 | 0 | 0.54519 | 0 | 1.3674 | 0 | 0.31621 | 0.6901 | 0 | 0 | 0 | 0 | 3.3702 | 0 | 0 | 0 | 0 | 0 | 0 | 0 | 0 | 0 | 0 | 0 | 0 | 0
7 | 26 | 7 | 4 | 1.7931 | 0 | 2.4769 | 0 | 0 | 0 | 0 | 0.24221 | 0 | 0 | 3.9551 | 0 | 8.4674 | 0 | 0 | 0 | 0 | 0 | 0 | 0 | 0 | 0 | 0 | 0 | 0 | 0 | 0.45131 | 0 | 0.71279 | 0 | 1.4806 | 0 | 0.52621 | 0.6901 | 0 | 0 | 0 | 0 | 3.861 | 0 | 0 | 0 | 0 | 0 | 0 | 0 | 0 | 0 | 0 | 0 | 0 | 0
7 | 26 | 8 | 4 | 1.7931 | 0 | 13.6089 | 0 | 0 | 0 | 0 | 0.42246 | 0 | 0 | 4.1823 | 0 | 20.0068 | 0 | 0 | 0 | 0 | 0 | 0 | 0 | 0 | 0 | 0 | 0 | 0 | 0 | 0.45131 | 0 | 0.71279 | 0 | 2.7264 | 0 | 0.42121 | 0.6901 | 0 | 0 | 0 | 0 | 5.0018 | 0 | 0 | 0 | 0 | 0 | 0 | 0 | 0 | 0 | 0 | 0 | 0 | 0
7 | 26 | 9 | 4 | 1.7931 | 0 | 13.6089 | 0 | 0 | 0 | 0 | 0.45734 | 0 | 0 | 2.726 | 0 | 18.5854 | 0 | 0 | 0 | 0 | 0 | 0 | 0 | 0 | 0 | 0 | 0 | 0 | 0 | 0.45131 | 0 | 0.71279 | 0 | 3.0655 | 0 | 0.31621 | 0.6901 | 0 | 0 | 0 | 0 | 5.2359 | 0 | 0 | 0 | 0 | 0 | 0 | 0 | 0 | 0 | 0 | 0 | 0 | 0
7 | 26 | 10 | 4 | 1.7931 | 0 | 13.6089 | 0 | 0 | 0 | 0 | 0.48961 | 0 | 0 | 2.726 | 0 | 18.6176 | 0 | 0 | 0 | 0 | 0 | 0 | 0 | 0 | 0 | 0 | 0 | 0 | 0 | 0.45131 | 0 | 0.71279 | 0 | 3.417 | 0 | 0.31621 | 0.6901 | 0 | 0 | 0 | 0 | 5.5874 | 0 | 0 | 0 | 0 | 0 | 0 | 0 | 0 | 0 | 0 | 0 | 0 | 0
7 | 26 | 11 | 4 | 1.7931 | 0 | 13.6089 | 0 | 0 | 0 | 0 | 0.535 | 0 | 0 | 3.1746 | 0 | 19.1116 | 0 | 0 | 0 | 0 | 0 | 0 | 0 | 0 | 0 | 0 | 0 | 0 | 0 | 0.45131 | 0 | 0.54519 | 0 | 3.8594 | 0 | 0.36871 | 0.6901 | 0 | 0 | 0 | 0 | 5.9147 | 0 | 0 | 0 | 0 | 0 | 0 | 0 | 0 | 0 | 0 | 0 | 0 | 0
7 | 26 | 12 | 4 | 1.7931 | 0 | 8.6613 | 0 | 0 | 0 | 0 | 0.52259 | 0 | 0 | 3.6233 | 0 | 14.6003 | 0 | 0 | 0 | 0 | 0 | 0 | 0 | 0 | 0 | 0 | 0 | 0 | 0 | 0.45131 | 0 | 0.54519 | 0 | 3.8387 | 0 | 0.42121 | 0.6901 | 0 | 0 | 0 | 0 | 5.9465 | 0 | 0 | 0 | 0 | 0 | 0 | 0 | 0 | 0 | 0 | 0 | 0 | 0
7 | 26 | 13 | 4 | 1.7931 | 0 | 13.6089 | 0 | 0 | 0 | 0 | 0.64944 | 0 | 0 | 3.1746 | 0 | 19.2261 | 0 | 0 | 0 | 0 | 0 | 0 | 0 | 0 | 0 | 0 | 0 | 0 | 0 | 0.45131 | 0 | 0.54519 | 0 | 4.9366 | 0 | 0.36871 | 0.6901 | 0 | 0 | 0 | 0 | 6.9919 | 0 | 0 | 0 | 0 | 0 | 0 | 0 | 0 | 0 | 0 | 0 | 0 | 0
7 | 26 | 14 | 4 | 1.7931 | 0 | 13.6089 | 0 | 0 | 0 | 0 | 0.67635 | 0 | 0 | 3.1746 | 0 | 19.2529 | 0 | 0 | 0 | 0 | 0 | 0 | 0 | 0 | 0 | 0 | 0 | 0 | 0 | 0.45131 | 0 | 0.54519 | 0 | 5.2058 | 0 | 0.36871 | 0.6901 | 0 | 0 | 0 | 0 | 7.2611 | 0 | 0 | 0 | 0 | 0 | 0 | 0 | 0 | 0 | 0 | 0 | 0 | 0
7 | 26 | 15 | 4 | 1.7931 | 0 | 13.6089 | 0 | 0 | 0 | 0 | 0.69301 | 0 | 0 | 2.7259 | 0 | 18.8209 | 0 | 0 | 0 | 0 | 0 | 0 | 0 | 0 | 0 | 0 | 0 | 0 | 0 | 0.45131 | 0 | 0.54519 | 0 | 5.2478 | 0 | 0.31621 | 0.6901 | 0 | 0 | 0 | 0 | 7.2506 | 0 | 0 | 0 | 0 | 0 | 0 | 0 | 0 | 0 | 0 | 0 | 0 | 0
7 | 26 | 16 | 4 | 1.7931 | 0 | 13.6089 | 0 | 0 | 0 | 0 | 0.5743 | 0 | 0 | 2.7259 | 0 | 18.7022 | 0 | 0 | 0 | 0 | 0 | 0 | 0 | 0 | 0 | 0 | 0 | 0 | 0 | 0.45131 | 0 | 0.54519 | 0 | 4.2823 | 0 | 0.31621 | 0.6901 | 0 | 0 | 0 | 0 | 6.2851 | 0 | 0 | 0 | 0 | 0 | 0 | 0 | 0 | 0 | 0 | 0 | 0 | 0
7 | 26 | 17 | 4 | 1.7931 | 0 | 13.6089 | 0 | 0 | 0 | 0 | 0.51941 | 0 | 0 | 3.9551 | 0 | 19.8765 | 0 | 0 | 0 | 0 | 0 | 0 | 0 | 0 | 0 | 0 | 0 | 0 | 0 | 0.45131 | 0 | 0.54519 | 0 | 3.998 | 0 | 0.52621 | 0.6901 | 0 | 0 | 0 | 0 | 6.2108 | 0 | 0 | 0 | 0 | 0 | 0 | 0 | 0 | 0 | 0 | 0 | 0 | 0
7 | 26 | 18 | 4 | 1.7931 | 0 | 9.8982 | 0 | 0 | 0 | 0 | 0.4597 | 0 | 0 | 3.9551 | 0 | 16.1061 | 0 | 0 | 0 | 0 | 0 | 0 | 0 | 0 | 0 | 0 | 0 | 0 | 0 | 0.45131 | 0 | 0.54519 | 0 | 3.4347 | 0 | 0.52621 | 0.6901 | 0 | 0 | 0 | 0 | 5.6475 | 0 | 0 | 0 | 0 | 0 | 0 | 0 | 0 | 0 | 0 | 0 | 0 | 0
7 | 26 | 19 | 4 | 1.7931 | 0 | 2.4769 | 0 | 0 | 0 | 0 | 0.31073 | 0 | 0 | 4.7347 | 0 | 9.3154 | 0 | 0 | 0 | 0 | 0 | 0 | 0 | 0 | 0 | 0 | 0 | 0 | 0 | 0.45131 | 0 | 0.88038 | 0 | 2.2003 | 0 | 0.42121 | 0.6901 | 0 | 0 | 0 | 0 | 4.6433 | 0 | 0 | 0 | 0 | 0 | 0 | 0 | 0 | 0 | 0 | 0 | 0 | 0
7 | 26 | 20 | 4 | 1.7931 | 0 | 2.4769 | 0 | 0 | 0 | 0 | 0.27577 | 0 | 0 | 3.1747 | 0 | 7.7205 | 0 | 0 | 0 | 0 | 0 | 0 | 0 | 0 | 0 | 0 | 0 | 0 | 0 | 0.45131 | 0 | 1.1038 | 0 | 1.8765 | 0 | 0.36871 | 0.6901 | 0 | 0 | 0 | 0 | 4.4904 | 0 | 0 | 0 | 0 | 0 | 0 | 0 | 0 | 0 | 0 | 0 | 0 | 0
7 | 26 | 21 | 4 | 1.7931 | 0 | 2.4769 | 0 | 0 | 0 | 0 | 0.24419 | 0 | 0 | 3.955 | 0 | 8.4693 | 0 | 0 | 0 | 0 | 0 | 0 | 0 | 0 | 0 | 0 | 0 | 0 | 0 | 0.45131 | 0 | 1.2156 | 0 | 1.62 | 0 | 0.47371 | 0.6901 | 0 | 0 | 0 | 0 | 4.4507 | 0 | 0 | 0 | 0 | 0 | 0 | 0 | 0 | 0 | 0 | 0 | 0 | 0
7 | 26 | 22 | 4 | 1.7931 | 0 | 2.4769 | 0 | 0 | 0 | 0 | 0.23484 | 0 | 0 | 2.8413 | 0 | 7.3462 | 0 | 0 | 0 | 0 | 0 | 0 | 0 | 0 | 0 | 0 | 0 | 0 | 0 | 0.45131 | 0 | 1.1038 | 0 | 1.5382 | 0 | 0.31621 | 0.6901 | 0 | 0 | 0 | 0 | 4.0997 | 0 | 0 | 0 | 0 | 0 | 0 | 0 | 0 | 0 | 0 | 0 | 0 | 0
7 | 26 | 23 | 4 | 1.7931 | 0 | 2.4769 | 0 | 0 | 0 | 0 | 0.22164 | 0 | 0 | 0.48256 | 0 | 4.9742 | 0 | 0 | 0 | 0 | 0 | 0 | 0 | 0 | 0 | 0 | 0 | 0 | 0 | 0.45131 | 0 | 0.88038 | 0 | 1.4028 | 0 | 0.053706 | 0.6901 | 0 | 0 | 0 | 0 | 3.4783 | 0 | 0 | 0 | 0 | 0 | 0 | 0 | 0 | 0 | 0 | 0 | 0 | 0
7 | 26 | 24 | 4 | 1.7931 | 0 | 2.4769 | 0 | 0 | 0 | 0 | 0.21127 | 0 | 0 | 0.48261 | 0 | 4.9639 | 0 | 0 | 0 | 0 | 0 | 0 | 0 | 0 | 0 | 0 | 0 | 0 | 0 | 0.45131 | 0 | 0.54519 | 0 | 1.3552 | 0 | 0.053706 | 0.6901 | 0 | 0 | 0 | 0 | 3.0955 | 0 | 0 | 0 | 0 | 0 | 0 | 0 | 0 | 0 | 0 | 0 | 0 | 0
7 | 27 | 1 | 5 | 1.7931 | 0 | 2.4769 | 0 | 0 | 0 | 0 | 0.20787 | 0 | 0 | 0.48273 | 0 | 4.9606 | 0 | 0 | 0 | 0 | 0 | 0 | 0 | 0 | 0 | 0 | 0 | 0 | 0 | 0.45131 | 0 | 0.32173 | 0 | 1.3262 | 0 | 0.053706 | 0.6901 | 0 | 0 | 0 | 0 | 2.843 | 0 | 0 | 0 | 0 | 0 | 0 | 0 | 0 | 0 | 0 | 0 | 0 | 0
7 | 27 | 2 | 5 | 1.7931 | 0 | 2.4769 | 0 | 0 | 0 | 0 | 0.20363 | 0 | 0 | 0.48285 | 0 | 4.9565 | 0 | 0 | 0 | 0 | 0 | 0 | 0 | 0 | 0 | 0 | 0 | 0 | 0 | 0.45131 | 0 | 0.32173 | 0 | 1.2579 | 0 | 0.053706 | 0.6901 | 0 | 0 | 0 | 0 | 2.7748 | 0 | 0 | 0 | 0 | 0 | 0 | 0 | 0 | 0 | 0 | 0 | 0 | 0
7 | 27 | 3 | 5 | 1.7931 | 0 | 2.4769 | 0 | 0 | 0 | 0 | 0.19421 | 0 | 0 | 0.48291 | 0 | 4.9471 | 0 | 0 | 0 | 0 | 0 | 0 | 0 | 0 | 0 | 0 | 0 | 0 | 0 | 0.45131 | 0 | 0.32173 | 0 | 1.1786 | 0 | 0.053706 | 0.6901 | 0 | 0 | 0 | 0 | 2.6955 | 0 | 0 | 0 | 0 | 0 | 0 | 0 | 0 | 0 | 0 | 0 | 0 | 0
7 | 27 | 4 | 5 | 1.7931 | 0 | 2.4769 | 0 | 0 | 0 | 0 | 0.18363 | 0 | 0 | 0.48295 | 0 | 4.9366 | 0 | 0 | 0 | 0 | 0 | 0 | 0 | 0 | 0 | 0 | 0 | 0 | 0 | 0.45131 | 0 | 0.32173 | 0 | 1.1199 | 0 | 0.053706 | 0.6901 | 0 | 0 | 0 | 0 | 2.6367 | 0 | 0 | 0 | 0 | 0 | 0 | 0 | 0 | 0 | 0 | 0 | 0 | 0
7 | 27 | 5 | 5 | 1.7931 | 0 | 2.4769 | 0 | 0 | 0 | 0 | 0.17549 | 0 | 0 | 0.48298 | 0 | 4.9285 | 0 | 0 | 0 | 0 | 0 | 0 | 0 | 0 | 0 | 0 | 0 | 0 | 0 | 0.45131 | 0 | 0.32173 | 0 | 1.075 | 0 | 0.053706 | 0.6901 | 0 | 0 | 0 | 0 | 2.5918 | 0 | 0 | 0 | 0 | 0 | 0 | 0 | 0 | 0 | 0 | 0 | 0 | 0
7 | 27 | 6 | 5 | 1.7931 | 0 | 2.4769 | 0 | 0 | 0 | 0 | 0.17418 | 0 | 0 | 2.7263 | 0 | 7.1705 | 0 | 0 | 0 | 0 | 0 | 0 | 0 | 0 | 0 | 0 | 0 | 0 | 0 | 0.45131 | 0 | 0.54519 | 0 | 1.054 | 0 | 0.31621 | 0.6901 | 0 | 0 | 0 | 0 | 3.0568 | 0 | 0 | 0 | 0 | 0 | 0 | 0 | 0 | 0 | 0 | 0 | 0 | 0
7 | 27 | 7 | 5 | 1.7931 | 0 | 2.4769 | 0 | 0 | 0 | 0 | 0.16836 | 0 | 0 | 3.9552 | 0 | 8.3936 | 0 | 0 | 0 | 0 | 0 | 0 | 0 | 0 | 0 | 0 | 0 | 0 | 0 | 0.45131 | 0 | 0.71279 | 0 | 1.0005 | 0 | 0.52621 | 0.6901 | 0 | 0 | 0 | 0 | 3.3809 | 0 | 0 | 0 | 0 | 0 | 0 | 0 | 0 | 0 | 0 | 0 | 0 | 0
7 | 27 | 8 | 5 | 1.7931 | 0 | 13.6089 | 0 | 0 | 0 | 0 | 0.36108 | 0 | 0 | 4.1826 | 0 | 19.9457 | 0 | 0 | 0 | 0 | 0 | 0 | 0 | 0 | 0 | 0 | 0 | 0 | 0 | 0.45131 | 0 | 0.71279 | 0 | 2.2395 | 0 | 0.42121 | 0.6901 | 0 | 0 | 0 | 0 | 4.5149 | 0 | 0 | 0 | 0 | 0 | 0 | 0 | 0 | 0 | 0 | 0 | 0 | 0
7 | 27 | 9 | 5 | 1.7931 | 0 | 13.6089 | 0 | 0 | 0 | 0 | 0.42601 | 0 | 0 | 2.7262 | 0 | 18.5542 | 0 | 0 | 0 | 0 | 0 | 0 | 0 | 0 | 0 | 0 | 0 | 0 | 0 | 0.45131 | 0 | 0.71279 | 0 | 2.7544 | 0 | 0.31621 | 0.6901 | 0 | 0 | 0 | 0 | 4.9248 | 0 | 0 | 0 | 0 | 0 | 0 | 0 | 0 | 0 | 0 | 0 | 0 | 0
7 | 27 | 10 | 5 | 1.7931 | 0 | 13.6089 | 0 | 0 | 0 | 0 | 0.46228 | 0 | 0 | 2.7262 | 0 | 18.5904 | 0 | 0 | 0 | 0 | 0 | 0 | 0 | 0 | 0 | 0 | 0 | 0 | 0 | 0.45131 | 0 | 0.71279 | 0 | 2.9419 | 0 | 0.31621 | 0.6901 | 0 | 0 | 0 | 0 | 5.1123 | 0 | 0 | 0 | 0 | 0 | 0 | 0 | 0 | 0 | 0 | 0 | 0 | 0
7 | 27 | 11 | 5 | 1.7931 | 0 | 13.6089 | 0 | 0 | 0 | 0 | 0.48007 | 0 | 0 | 3.1748 | 0 | 19.0569 | 0 | 0 | 0 | 0 | 0 | 0 | 0 | 0 | 0 | 0 | 0 | 0 | 0 | 0.45131 | 0 | 0.54519 | 0 | 3.0835 | 0 | 0.36871 | 0.6901 | 0 | 0 | 0 | 0 | 5.1388 | 0 | 0 | 0 | 0 | 0 | 0 | 0 | 0 | 0 | 0 | 0 | 0 | 0
7 | 27 | 12 | 5 | 1.7931 | 0 | 8.6613 | 0 | 0 | 0 | 0 | 0.45969 | 0 | 0 | 3.6235 | 0 | 14.5376 | 0 | 0 | 0 | 0 | 0 | 0 | 0 | 0 | 0 | 0 | 0 | 0 | 0 | 0.45131 | 0 | 0.54519 | 0 | 2.9433 | 0 | 0.42121 | 0.6901 | 0 | 0 | 0 | 0 | 5.0511 | 0 | 0 | 0 | 0 | 0 | 0 | 0 | 0 | 0 | 0 | 0 | 0 | 0
7 | 27 | 13 | 5 | 1.7931 | 0 | 13.6089 | 0 | 0 | 0 | 0 | 0.56638 | 0 | 0 | 3.1749 | 0 | 19.1432 | 0 | 0 | 0 | 0 | 0 | 0 | 0 | 0 | 0 | 0 | 0 | 0 | 0 | 0.45131 | 0 | 0.54519 | 0 | 3.5915 | 0 | 0.36871 | 0.6901 | 0 | 0 | 0 | 0 | 5.6468 | 0 | 0 | 0 | 0 | 0 | 0 | 0 | 0 | 0 | 0 | 0 | 0 | 0
7 | 27 | 14 | 5 | 1.7931 | 0 | 13.6089 | 0 | 0 | 0 | 0 | 0.54049 | 0 | 0 | 3.1749 | 0 | 19.1174 | 0 | 0 | 0 | 0 | 0 | 0 | 0 | 0 | 0 | 0 | 0 | 0 | 0 | 0.45131 | 0 | 0.54519 | 0 | 3.6217 | 0 | 0.36871 | 0.6901 | 0 | 0 | 0 | 0 | 5.677 | 0 | 0 | 0 | 0 | 0 | 0 | 0 | 0 | 0 | 0 | 0 | 0 | 0
7 | 27 | 15 | 5 | 1.7931 | 0 | 13.6089 | 0 | 0 | 0 | 0 | 0.51178 | 0 | 0 | 2.7262 | 0 | 18.64 | 0 | 0 | 0 | 0 | 0 | 0 | 0 | 0 | 0 | 0 | 0 | 0 | 0 | 0.45131 | 0 | 0.54519 | 0 | 3.4794 | 0 | 0.31621 | 0.6901 | 0 | 0 | 0 | 0 | 5.4822 | 0 | 0 | 0 | 0 | 0 | 0 | 0 | 0 | 0 | 0 | 0 | 0 | 0
7 | 27 | 16 | 5 | 1.7931 | 0 | 13.6089 | 0 | 0 | 0 | 0 | 0.49091 | 0 | 0 | 2.7262 | 0 | 18.6191 | 0 | 0 | 0 | 0 | 0 | 0 | 0 | 0 | 0 | 0 | 0 | 0 | 0 | 0.45131 | 0 | 0.54519 | 0 | 3.3553 | 0 | 0.31621 | 0.6901 | 0 | 0 | 0 | 0 | 5.3581 | 0 | 0 | 0 | 0 | 0 | 0 | 0 | 0 | 0 | 0 | 0 | 0 | 0
7 | 27 | 17 | 5 | 1.7931 | 0 | 13.6089 | 0 | 0 | 0 | 0 | 0.48371 | 0 | 0 | 3.9552 | 0 | 19.8409 | 0 | 0 | 0 | 0 | 0 | 0 | 0 | 0 | 0 | 0 | 0 | 0 | 0 | 0.45131 | 0 | 0.54519 | 0 | 3.412 | 0 | 0.52621 | 0.6901 | 0 | 0 | 0 | 0 | 5.6248 | 0 | 0 | 0 | 0 | 0 | 0 | 0 | 0 | 0 | 0 | 0 | 0 | 0
7 | 27 | 18 | 5 | 1.7931 | 0 | 9.8982 | 0 | 0 | 0 | 0 | 0.39775 | 0 | 0 | 3.9552 | 0 | 16.0443 | 0 | 0 | 0 | 0 | 0 | 0 | 0 | 0 | 0 | 0 | 0 | 0 | 0 | 0.45131 | 0 | 0.54519 | 0 | 2.8554 | 0 | 0.52621 | 0.6901 | 0 | 0 | 0 | 0 | 5.0682 | 0 | 0 | 0 | 0 | 0 | 0 | 0 | 0 | 0 | 0 | 0 | 0 | 0
7 | 27 | 19 | 5 | 1.7931 | 0 | 2.4769 | 0 | 0 | 0 | 0 | 0.27942 | 0 | 0 | 4.7351 | 0 | 9.2846 | 0 | 0 | 0 | 0 | 0 | 0 | 0 | 0 | 0 | 0 | 0 | 0 | 0 | 0.45131 | 0 | 0.88038 | 0 | 1.9844 | 0 | 0.42121 | 0.6901 | 0 | 0 | 0 | 0 | 4.4274 | 0 | 0 | 0 | 0 | 0 | 0 | 0 | 0 | 0 | 0 | 0 | 0 | 0
7 | 27 | 20 | 5 | 1.7931 | 0 | 2.4769 | 0 | 0 | 0 | 0 | 0.23307 | 0 | 0 | 3.1749 | 0 | 7.678 | 0 | 0 | 0 | 0 | 0 | 0 | 0 | 0 | 0 | 0 | 0 | 0 | 0 | 0.45131 | 0 | 1.1038 | 0 | 1.594 | 0 | 0.36871 | 0.6901 | 0 | 0 | 0 | 0 | 4.208 | 0 | 0 | 0 | 0 | 0 | 0 | 0 | 0 | 0 | 0 | 0 | 0 | 0
7 | 27 | 21 | 5 | 1.7931 | 0 | 2.4769 | 0 | 0 | 0 | 0 | 0.21417 | 0 | 0 | 3.9552 | 0 | 8.4394 | 0 | 0 | 0 | 0 | 0 | 0 | 0 | 0 | 0 | 0 | 0 | 0 | 0 | 0.45131 | 0 | 1.2156 | 0 | 1.4577 | 0 | 0.47371 | 0.6901 | 0 | 0 | 0 | 0 | 4.2884 | 0 | 0 | 0 | 0 | 0 | 0 | 0 | 0 | 0 | 0 | 0 | 0 | 0
7 | 27 | 22 | 5 | 1.7931 | 0 | 2.4769 | 0 | 0 | 0 | 0 | 0.19447 | 0 | 0 | 2.8418 | 0 | 7.3062 | 0 | 0 | 0 | 0 | 0 | 0 | 0 | 0 | 0 | 0 | 0 | 0 | 0 | 0.45131 | 0 | 1.1038 | 0 | 1.3283 | 0 | 0.31621 | 0.6901 | 0 | 0 | 0 | 0 | 3.8897 | 0 | 0 | 0 | 0 | 0 | 0 | 0 | 0 | 0 | 0 | 0 | 0 | 0
7 | 27 | 23 | 5 | 1.7931 | 0 | 2.4769 | 0 | 0 | 0 | 0 | 0.18091 | 0 | 0 | 0.48285 | 0 | 4.9338 | 0 | 0 | 0 | 0 | 0 | 0 | 0 | 0 | 0 | 0 | 0 | 0 | 0 | 0.45131 | 0 | 0.88038 | 0 | 1.1632 | 0 | 0.053706 | 0.6901 | 0 | 0 | 0 | 0 | 3.2387 | 0 | 0 | 0 | 0 | 0 | 0 | 0 | 0 | 0 | 0 | 0 | 0 | 0
7 | 27 | 24 | 5 | 1.7931 | 0 | 2.4769 | 0 | 0 | 0 | 0 | 0.18381 | 0 | 0 | 0.48291 | 0 | 4.9367 | 0 | 0 | 0 | 0 | 0 | 0 | 0 | 0 | 0 | 0 | 0 | 0 | 0 | 0.45131 | 0 | 0.54519 | 0 | 1.1855 | 0 | 0.053706 | 0.6901 | 0 | 0 | 0 | 0 | 2.9258 | 0 | 0 | 0 | 0 | 0 | 0 | 0 | 0 | 0 | 0 | 0 | 0 | 0
7 | 28 | 1 | 6 | 1.7931 | 0 | 2.4769 | 0 | 0 | 0 | 0 | 0.1796 | 0 | 0 | 0.48302 | 0 | 4.9326 | 0 | 0 | 0 | 0 | 0 | 0 | 0 | 0 | 0 | 0 | 0 | 0 | 0 | 0.45131 | 0 | 0.32173 | 0 | 1.2694 | 0 | 0.053706 | 0.6901 | 0 | 0 | 0 | 0 | 2.7862 | 0 | 0 | 0 | 0 | 0 | 0 | 0 | 0 | 0 | 0 | 0 | 0 | 0
7 | 28 | 2 | 6 | 1.7931 | 0 | 2.4769 | 0 | 0 | 0 | 0 | 0.17825 | 0 | 0 | 0.48314 | 0 | 4.9314 | 0 | 0 | 0 | 0 | 0 | 0 | 0 | 0 | 0 | 0 | 0 | 0 | 0 | 0.45131 | 0 | 0.32173 | 0 | 1.31 | 0 | 0.053706 | 0.6901 | 0 | 0 | 0 | 0 | 2.8269 | 0 | 0 | 0 | 0 | 0 | 0 | 0 | 0 | 0 | 0 | 0 | 0 | 0
7 | 28 | 3 | 6 | 1.7931 | 0 | 2.4769 | 0 | 0 | 0 | 0 | 0.1685 | 0 | 0 | 0.48322 | 0 | 4.9217 | 0 | 0 | 0 | 0 | 0 | 0 | 0 | 0 | 0 | 0 | 0 | 0 | 0 | 0.45131 | 0 | 0.32173 | 0 | 1.2188 | 0 | 0.053706 | 0.6901 | 0 | 0 | 0 | 0 | 2.7356 | 0 | 0 | 0 | 0 | 0 | 0 | 0 | 0 | 0 | 0 | 0 | 0 | 0
7 | 28 | 4 | 6 | 1.7931 | 0 | 2.4769 | 0 | 0 | 0 | 0 | 0.17687 | 0 | 0 | 0.48327 | 0 | 4.9302 | 0 | 0 | 0 | 0 | 0 | 0 | 0 | 0 | 0 | 0 | 0 | 0 | 0 | 0.45131 | 0 | 0.32173 | 0 | 1.238 | 0 | 0.053706 | 0.6901 | 0 | 0 | 0 | 0 | 2.7548 | 0 | 0 | 0 | 0 | 0 | 0 | 0 | 0 | 0 | 0 | 0 | 0 | 0
7 | 28 | 5 | 6 | 1.7931 | 0 | 2.4769 | 0 | 0 | 0 | 0 | 0.1565 | 0 | 0 | 0.4833 | 0 | 4.9098 | 0 | 0 | 0 | 0 | 0 | 0 | 0 | 0 | 0 | 0 | 0 | 0 | 0 | 0.45131 | 0 | 0.32173 | 0 | 1.0655 | 0 | 0.053706 | 0.6901 | 0 | 0 | 0 | 0 | 2.5824 | 0 | 0 | 0 | 0 | 0 | 0 | 0 | 0 | 0 | 0 | 0 | 0 | 0
7 | 28 | 6 | 6 | 1.7931 | 0 | 2.4769 | 0 | 0 | 0 | 0 | 0.16257 | 0 | 0 | 2.7266 | 0 | 7.1592 | 0 | 0 | 0 | 0 | 0 | 0 | 0 | 0 | 0 | 0 | 0 | 0 | 0 | 0.45131 | 0 | 0.54519 | 0 | 1.1108 | 0 | 0.31621 | 0.6901 | 0 | 0 | 0 | 0 | 3.1136 | 0 | 0 | 0 | 0 | 0 | 0 | 0 | 0 | 0 | 0 | 0 | 0 | 0
7 | 28 | 7 | 6 | 1.7931 | 0 | 2.4769 | 0 | 0 | 0 | 0 | 0.17122 | 0 | 0 | 3.9554 | 0 | 8.3966 | 0 | 0 | 0 | 0 | 0 | 0 | 0 | 0 | 0 | 0 | 0 | 0 | 0 | 0.45131 | 0 | 0.71279 | 0 | 1.1763 | 0 | 0.52621 | 0.6901 | 0 | 0 | 0 | 0 | 3.5567 | 0 | 0 | 0 | 0 | 0 | 0 | 0 | 0 | 0 | 0 | 0 | 0 | 0
7 | 28 | 8 | 6 | 1.7931 | 0 | 13.6089 | 0 | 0 | 0 | 0 | 0.3883 | 0 | 0 | 4.183 | 0 | 19.9734 | 0 | 0 | 0 | 0 | 0 | 0 | 0 | 0 | 0 | 0 | 0 | 0 | 0 | 0.45131 | 0 | 0.71279 | 0 | 2.8636 | 0 | 0.42121 | 0.6901 | 0 | 0 | 0 | 0 | 5.1391 | 0 | 0 | 0 | 0 | 0 | 0 | 0 | 0 | 0 | 0 | 0 | 0 | 0
7 | 28 | 9 | 6 | 1.7931 | 0 | 13.6089 | 0 | 0 | 0 | 0 | 0.40415 | 0 | 0 | 2.7265 | 0 | 18.5326 | 0 | 0 | 0 | 0 | 0 | 0 | 0 | 0 | 0 | 0 | 0 | 0 | 0 | 0.45131 | 0 | 0.71279 | 0 | 3.0503 | 0 | 0.31621 | 0.6901 | 0 | 0 | 0 | 0 | 5.2207 | 0 | 0 | 0 | 0 | 0 | 0 | 0 | 0 | 0 | 0 | 0 | 0 | 0
7 | 28 | 10 | 6 | 1.7931 | 0 | 13.6089 | 0 | 0 | 0 | 0 | 0.47719 | 0 | 0 | 2.7265 | 0 | 18.6057 | 0 | 0 | 0 | 0 | 0 | 0 | 0 | 0 | 0 | 0 | 0 | 0 | 0 | 0.45131 | 0 | 0.71279 | 0 | 3.7078 | 0 | 0.31621 | 0.6901 | 0 | 0 | 0 | 0 | 5.8782 | 0 | 0 | 0 | 0 | 0 | 0 | 0 | 0 | 0 | 0 | 0 | 0 | 0
7 | 28 | 11 | 6 | 1.7931 | 0 | 13.6089 | 0 | 0 | 0 | 0 | 0.52068 | 0 | 0 | 3.1751 | 0 | 19.0978 | 0 | 0 | 0 | 0 | 0 | 0 | 0 | 0 | 0 | 0 | 0 | 0 | 0 | 0.45131 | 0 | 0.54519 | 0 | 4.1812 | 0 | 0.36871 | 0.6901 | 0 | 0 | 0 | 0 | 6.2365 | 0 | 0 | 0 | 0 | 0 | 0 | 0 | 0 | 0 | 0 | 0 | 0 | 0
7 | 28 | 12 | 6 | 1.7931 | 0 | 8.6613 | 0 | 0 | 0 | 0 | 0.49432 | 0 | 0 | 3.6237 | 0 | 14.5725 | 0 | 0 | 0 | 0 | 0 | 0 | 0 | 0 | 0 | 0 | 0 | 0 | 0 | 0.45131 | 0 | 0.54519 | 0 | 3.9974 | 0 | 0.42121 | 0.6901 | 0 | 0 | 0 | 0 | 6.1052 | 0 | 0 | 0 | 0 | 0 | 0 | 0 | 0 | 0 | 0 | 0 | 0 | 0
7 | 28 | 13 | 6 | 1.7931 | 0 | 13.6089 | 0 | 0 | 0 | 0 | 0.46808 | 0 | 0 | 3.1751 | 0 | 19.0452 | 0 | 0 | 0 | 0 | 0 | 0 | 0 | 0 | 0 | 0 | 0 | 0 | 0 | 0.45131 | 0 | 0.54519 | 0 | 3.6185 | 0 | 0.36871 | 0.6901 | 0 | 0 | 0 | 0 | 5.6738 | 0 | 0 | 0 | 0 | 0 | 0 | 0 | 0 | 0 | 0 | 0 | 0 | 0
7 | 28 | 14 | 6 | 1.7931 | 0 | 13.6089 | 0 | 0 | 0 | 0 | 0.48286 | 0 | 0 | 3.1752 | 0 | 19.06 | 0 | 0 | 0 | 0 | 0 | 0 | 0 | 0 | 0 | 0 | 0 | 0 | 0 | 0.45131 | 0 | 0.54519 | 0 | 3.8837 | 0 | 0.36871 | 0.6901 | 0 | 0 | 0 | 0 | 5.939 | 0 | 0 | 0 | 0 | 0 | 0 | 0 | 0 | 0 | 0 | 0 | 0 | 0
7 | 28 | 15 | 6 | 1.7931 | 0 | 13.6089 | 0 | 0 | 0 | 0 | 0.50758 | 0 | 0 | 2.7265 | 0 | 18.6361 | 0 | 0 | 0 | 0 | 0 | 0 | 0 | 0 | 0 | 0 | 0 | 0 | 0 | 0.45131 | 0 | 0.54519 | 0 | 4.1669 | 0 | 0.31621 | 0.6901 | 0 | 0 | 0 | 0 | 6.1697 | 0 | 0 | 0 | 0 | 0 | 0 | 0 | 0 | 0 | 0 | 0 | 0 | 0
7 | 28 | 16 | 6 | 1.7931 | 0 | 13.6089 | 0 | 0 | 0 | 0 | 0.59683 | 0 | 0 | 2.7265 | 0 | 18.7254 | 0 | 0 | 0 | 0 | 0 | 0 | 0 | 0 | 0 | 0 | 0 | 0 | 0 | 0.45131 | 0 | 0.54519 | 0 | 4.9139 | 0 | 0.31621 | 0.6901 | 0 | 0 | 0 | 0 | 6.9167 | 0 | 0 | 0 | 0 | 0 | 0 | 0 | 0 | 0 | 0 | 0 | 0 | 0
7 | 28 | 17 | 6 | 1.7931 | 0 | 13.6089 | 0 | 0 | 0 | 0 | 0.57803 | 0 | 0 | 3.9553 | 0 | 19.9354 | 0 | 0 | 0 | 0 | 0 | 0 | 0 | 0 | 0 | 0 | 0 | 0 | 0 | 0.45131 | 0 | 0.54519 | 0 | 4.7313 | 0 | 0.52621 | 0.6901 | 0 | 0 | 0 | 0 | 6.9441 | 0 | 0 | 0 | 0 | 0 | 0 | 0 | 0 | 0 | 0 | 0 | 0 | 0
7 | 28 | 18 | 6 | 1.7931 | 0 | 9.8982 | 0 | 0 | 0 | 0 | 0.47782 | 0 | 0 | 3.9554 | 0 | 16.1245 | 0 | 0 | 0 | 0 | 0 | 0 | 0 | 0 | 0 | 0 | 0 | 0 | 0 | 0.45131 | 0 | 0.54519 | 0 | 3.8449 | 0 | 0.52621 | 0.6901 | 0 | 0 | 0 | 0 | 6.0578 | 0 | 0 | 0 | 0 | 0 | 0 | 0 | 0 | 0 | 0 | 0 | 0 | 0
7 | 28 | 19 | 6 | 1.7931 | 0 | 2.4769 | 0 | 0 | 0 | 0 | 0.3335 | 0 | 0 | 4.7357 | 0 | 9.3392 | 0 | 0 | 0 | 0 | 0 | 0 | 0 | 0 | 0 | 0 | 0 | 0 | 0 | 0.45131 | 0 | 0.88038 | 0 | 2.4524 | 0 | 0.42121 | 0.6901 | 0 | 0 | 0 | 0 | 4.8955 | 0 | 0 | 0 | 0 | 0 | 0 | 0 | 0 | 0 | 0 | 0 | 0 | 0
7 | 28 | 20 | 6 | 1.7931 | 0 | 2.4769 | 0 | 0 | 0 | 0 | 0.25691 | 0 | 0 | 3.1752 | 0 | 7.7021 | 0 | 0 | 0 | 0 | 0 | 0 | 0 | 0 | 0 | 0 | 0 | 0 | 0 | 0.45131 | 0 | 1.1038 | 0 | 1.7716 | 0 | 0.36871 | 0.6901 | 0 | 0 | 0 | 0 | 4.3855 | 0 | 0 | 0 | 0 | 0 | 0 | 0 | 0 | 0 | 0 | 0 | 0 | 0
7 | 28 | 21 | 6 | 1.7931 | 0 | 2.4769 | 0 | 0 | 0 | 0 | 0.20711 | 0 | 0 | 3.9553 | 0 | 8.4324 | 0 | 0 | 0 | 0 | 0 | 0 | 0 | 0 | 0 | 0 | 0 | 0 | 0 | 0.45131 | 0 | 1.2156 | 0 | 1.3383 | 0 | 0.47371 | 0.6901 | 0 | 0 | 0 | 0 | 4.169 | 0 | 0 | 0 | 0 | 0 | 0 | 0 | 0 | 0 | 0 | 0 | 0 | 0
7 | 28 | 22 | 6 | 1.7931 | 0 | 2.4769 | 0 | 0 | 0 | 0 | 0.18741 | 0 | 0 | 2.8421 | 0 | 7.2995 | 0 | 0 | 0 | 0 | 0 | 0 | 0 | 0 | 0 | 0 | 0 | 0 | 0 | 0.45131 | 0 | 1.1038 | 0 | 1.2272 | 0 | 0.31621 | 0.6901 | 0 | 0 | 0 | 0 | 3.7887 | 0 | 0 | 0 | 0 | 0 | 0 | 0 | 0 | 0 | 0 | 0 | 0 | 0
7 | 28 | 23 | 6 | 1.7931 | 0 | 2.4769 | 0 | 0 | 0 | 0 | 0.19259 | 0 | 0 | 0.48309 | 0 | 4.9457 | 0 | 0 | 0 | 0 | 0 | 0 | 0 | 0 | 0 | 0 | 0 | 0 | 0 | 0.45131 | 0 | 0.88038 | 0 | 1.2581 | 0 | 0.053706 | 0.6901 | 0 | 0 | 0 | 0 | 3.3336 | 0 | 0 | 0 | 0 | 0 | 0 | 0 | 0 | 0 | 0 | 0 | 0 | 0
7 | 28 | 24 | 6 | 1.7931 | 0 | 2.4769 | 0 | 0 | 0 | 0 | 0.17739 | 0 | 0 | 0.48314 | 0 | 4.9306 | 0 | 0 | 0 | 0 | 0 | 0 | 0 | 0 | 0 | 0 | 0 | 0 | 0 | 0.45131 | 0 | 0.54519 | 0 | 1.077 | 0 | 0.053706 | 0.6901 | 0 | 0 | 0 | 0 | 2.8173 | 0 | 0 | 0 | 0 | 0 | 0 | 0 | 0 | 0 | 0 | 0 | 0 | 0
7 | 29 | 1 | 7 | 1.7931 | 0 | 2.4769 | 0 | 0 | 0 | 0 | 0.15182 | 0 | 0 | 0.48326 | 0 | 4.9051 | 0 | 0 | 0 | 0 | 0 | 0 | 0 | 0 | 0 | 0 | 0 | 0 | 0 | 0.45131 | 0 | 0.32173 | 0 | 0.88739 | 0 | 0.053706 | 0.6901 | 0 | 0 | 0 | 0 | 2.4042 | 0 | 0 | 0 | 0 | 0 | 0 | 0 | 0 | 0 | 0 | 0 | 0 | 0
7 | 29 | 2 | 7 | 1.7931 | 0 | 2.4769 | 0 | 0 | 0 | 0 | 0.14136 | 0 | 0 | 0.4834 | 0 | 4.8948 | 0 | 0 | 0 | 0 | 0 | 0 | 0 | 0 | 0 | 0 | 0 | 0 | 0 | 0.45131 | 0 | 0.32173 | 0 | 0.82612 | 0 | 0.053706 | 0.6901 | 0 | 0 | 0 | 0 | 2.343 | 0 | 0 | 0 | 0 | 0 | 0 | 0 | 0 | 0 | 0 | 0 | 0 | 0
7 | 29 | 3 | 7 | 1.7931 | 0 | 2.4769 | 0 | 0 | 0 | 0 | 0.1287 | 0 | 0 | 0.48348 | 0 | 4.8822 | 0 | 0 | 0 | 0 | 0 | 0 | 0 | 0 | 0 | 0 | 0 | 0 | 0 | 0.45131 | 0 | 0.32173 | 0 | 0.73406 | 0 | 0.053706 | 0.6901 | 0 | 0 | 0 | 0 | 2.2509 | 0 | 0 | 0 | 0 | 0 | 0 | 0 | 0 | 0 | 0 | 0 | 0 | 0
7 | 29 | 4 | 7 | 1.7931 | 0 | 2.4769 | 0 | 0 | 0 | 0 | 0.11971 | 0 | 0 | 0.48354 | 0 | 4.8733 | 0 | 0 | 0 | 0 | 0 | 0 | 0 | 0 | 0 | 0 | 0 | 0 | 0 | 0.45131 | 0 | 0.32173 | 0 | 0.68058 | 0 | 0.053706 | 0.6901 | 0 | 0 | 0 | 0 | 2.1974 | 0 | 0 | 0 | 0 | 0 | 0 | 0 | 0 | 0 | 0 | 0 | 0 | 0
7 | 29 | 5 | 7 | 1.7931 | 0 | 2.4769 | 0 | 0 | 0 | 0 | 0.11898 | 0 | 0 | 0.48358 | 0 | 4.8726 | 0 | 0 | 0 | 0 | 0 | 0 | 0 | 0 | 0 | 0 | 0 | 0 | 0 | 0.45131 | 0 | 0.32173 | 0 | 0.67114 | 0 | 0.053706 | 0.6901 | 0 | 0 | 0 | 0 | 2.188 | 0 | 0 | 0 | 0 | 0 | 0 | 0 | 0 | 0 | 0 | 0 | 0 | 0
7 | 29 | 6 | 7 | 1.7931 | 0 | 2.4769 | 0 | 0 | 0 | 0 | 0.12941 | 0 | 0 | 2.7269 | 0 | 7.1263 | 0 | 0 | 0 | 0 | 0 | 0 | 0 | 0 | 0 | 0 | 0 | 0 | 0 | 0.45131 | 0 | 0.54519 | 0 | 0.70814 | 0 | 0.31621 | 0.6901 | 0 | 0 | 0 | 0 | 2.7109 | 0 | 0 | 0 | 0 | 0 | 0 | 0 | 0 | 0 | 0 | 0 | 0 | 0
7 | 29 | 7 | 7 | 1.7931 | 0 | 2.4769 | 0 | 0 | 0 | 0 | 0.14741 | 0 | 0 | 3.9555 | 0 | 8.3729 | 0 | 0 | 0 | 0 | 0 | 0 | 0 | 0 | 0 | 0 | 0 | 0 | 0 | 0.45131 | 0 | 0.71279 | 0 | 0.82037 | 0 | 0.52621 | 0.6901 | 0 | 0 | 0 | 0 | 3.2008 | 0 | 0 | 0 | 0 | 0 | 0 | 0 | 0 | 0 | 0 | 0 | 0 | 0
7 | 29 | 8 | 7 | 1.7931 | 0 | 13.6089 | 0 | 0 | 0 | 0 | 0.32563 | 0 | 0 | 4.1834 | 0 | 19.9111 | 0 | 0 | 0 | 0 | 0 | 0 | 0 | 0 | 0 | 0 | 0 | 0 | 0 | 0.45131 | 0 | 0.71279 | 0 | 2.0168 | 0 | 0.42121 | 0.6901 | 0 | 0 | 0 | 0 | 4.2922 | 0 | 0 | 0 | 0 | 0 | 0 | 0 | 0 | 0 | 0 | 0 | 0 | 0
7 | 29 | 9 | 7 | 1.7931 | 0 | 13.6089 | 0 | 0 | 0 | 0 | 0.34879 | 0 | 0 | 2.7267 | 0 | 18.4775 | 0 | 0 | 0 | 0 | 0 | 0 | 0 | 0 | 0 | 0 | 0 | 0 | 0 | 0.45131 | 0 | 0.71279 | 0 | 2.1965 | 0 | 0.31621 | 0.6901 | 0 | 0 | 0 | 0 | 4.3669 | 0 | 0 | 0 | 0 | 0 | 0 | 0 | 0 | 0 | 0 | 0 | 0 | 0
7 | 29 | 10 | 7 | 1.7931 | 0 | 13.6089 | 0 | 0 | 0 | 0 | 0.41632 | 0 | 0 | 2.7267 | 0 | 18.5451 | 0 | 0 | 0 | 0 | 0 | 0 | 0 | 0 | 0 | 0 | 0 | 0 | 0 | 0.45131 | 0 | 0.71279 | 0 | 2.6299 | 0 | 0.31621 | 0.6901 | 0 | 0 | 0 | 0 | 4.8003 | 0 | 0 | 0 | 0 | 0 | 0 | 0 | 0 | 0 | 0 | 0 | 0 | 0
7 | 29 | 11 | 7 | 1.7931 | 0 | 13.6089 | 0 | 0 | 0 | 0 | 0.44839 | 0 | 0 | 3.1754 | 0 | 19.0258 | 0 | 0 | 0 | 0 | 0 | 0 | 0 | 0 | 0 | 0 | 0 | 0 | 0 | 0.45131 | 0 | 0.54519 | 0 | 2.8661 | 0 | 0.36871 | 0.6901 | 0 | 0 | 0 | 0 | 4.9215 | 0 | 0 | 0 | 0 | 0 | 0 | 0 | 0 | 0 | 0 | 0 | 0 | 0
7 | 29 | 12 | 7 | 1.7931 | 0 | 8.6613 | 0 | 0 | 0 | 0 | 0.38039 | 0 | 0 | 3.6241 | 0 | 14.4589 | 0 | 0 | 0 | 0 | 0 | 0 | 0 | 0 | 0 | 0 | 0 | 0 | 0 | 0.45131 | 0 | 0.54519 | 0 | 2.4274 | 0 | 0.42121 | 0.6901 | 0 | 0 | 0 | 0 | 4.5352 | 0 | 0 | 0 | 0 | 0 | 0 | 0 | 0 | 0 | 0 | 0 | 0 | 0
7 | 29 | 13 | 7 | 1.7931 | 0 | 13.6089 | 0 | 0 | 0 | 0 | 0.45943 | 0 | 0 | 3.1754 | 0 | 19.0369 | 0 | 0 | 0 | 0 | 0 | 0 | 0 | 0 | 0 | 0 | 0 | 0 | 0 | 0.45131 | 0 | 0.54519 | 0 | 2.9728 | 0 | 0.36871 | 0.6901 | 0 | 0 | 0 | 0 | 5.0282 | 0 | 0 | 0 | 0 | 0 | 0 | 0 | 0 | 0 | 0 | 0 | 0 | 0
7 | 29 | 14 | 7 | 1.7931 | 0 | 13.6089 | 0 | 0 | 0 | 0 | 0.49578 | 0 | 0 | 3.1754 | 0 | 19.0732 | 0 | 0 | 0 | 0 | 0 | 0 | 0 | 0 | 0 | 0 | 0 | 0 | 0 | 0.45131 | 0 | 0.54519 | 0 | 3.4204 | 0 | 0.36871 | 0.6901 | 0 | 0 | 0 | 0 | 5.4757 | 0 | 0 | 0 | 0 | 0 | 0 | 0 | 0 | 0 | 0 | 0 | 0 | 0
7 | 29 | 15 | 7 | 1.7931 | 0 | 13.6089 | 0 | 0 | 0 | 0 | 0.53378 | 0 | 0 | 2.7268 | 0 | 18.6626 | 0 | 0 | 0 | 0 | 0 | 0 | 0 | 0 | 0 | 0 | 0 | 0 | 0 | 0.45131 | 0 | 0.54519 | 0 | 3.8121 | 0 | 0.31621 | 0.6901 | 0 | 0 | 0 | 0 | 5.8149 | 0 | 0 | 0 | 0 | 0 | 0 | 0 | 0 | 0 | 0 | 0 | 0 | 0
7 | 29 | 16 | 7 | 1.7931 | 0 | 13.6089 | 0 | 0 | 0 | 0 | 0.58808 | 0 | 0 | 2.7268 | 0 | 18.7169 | 0 | 0 | 0 | 0 | 0 | 0 | 0 | 0 | 0 | 0 | 0 | 0 | 0 | 0.45131 | 0 | 0.54519 | 0 | 4.4231 | 0 | 0.31621 | 0.6901 | 0 | 0 | 0 | 0 | 6.4259 | 0 | 0 | 0 | 0 | 0 | 0 | 0 | 0 | 0 | 0 | 0 | 0 | 0
7 | 29 | 17 | 7 | 1.7931 | 0 | 13.6089 | 0 | 0 | 0 | 0 | 0.56499 | 0 | 0 | 3.9555 | 0 | 19.9225 | 0 | 0 | 0 | 0 | 0 | 0 | 0 | 0 | 0 | 0 | 0 | 0 | 0 | 0.45131 | 0 | 0.54519 | 0 | 4.0583 | 0 | 0.52621 | 0.6901 | 0 | 0 | 0 | 0 | 6.2711 | 0 | 0 | 0 | 0 | 0 | 0 | 0 | 0 | 0 | 0 | 0 | 0 | 0
7 | 29 | 18 | 7 | 1.7931 | 0 | 9.8982 | 0 | 0 | 0 | 0 | 0.45463 | 0 | 0 | 3.9555 | 0 | 16.1015 | 0 | 0 | 0 | 0 | 0 | 0 | 0 | 0 | 0 | 0 | 0 | 0 | 0 | 0.45131 | 0 | 0.54519 | 0 | 3.2107 | 0 | 0.52621 | 0.6901 | 0 | 0 | 0 | 0 | 5.4235 | 0 | 0 | 0 | 0 | 0 | 0 | 0 | 0 | 0 | 0 | 0 | 0 | 0
7 | 29 | 19 | 7 | 1.7931 | 0 | 2.4769 | 0 | 0 | 0 | 0 | 0.28747 | 0 | 0 | 4.7362 | 0 | 9.2937 | 0 | 0 | 0 | 0 | 0 | 0 | 0 | 0 | 0 | 0 | 0 | 0 | 0 | 0.45131 | 0 | 0.88038 | 0 | 1.963 | 0 | 0.42121 | 0.6901 | 0 | 0 | 0 | 0 | 4.406 | 0 | 0 | 0 | 0 | 0 | 0 | 0 | 0 | 0 | 0 | 0 | 0 | 0
7 | 29 | 20 | 7 | 1.7931 | 0 | 2.4769 | 0 | 0 | 0 | 0 | 0.21512 | 0 | 0 | 3.1754 | 0 | 7.6606 | 0 | 0 | 0 | 0 | 0 | 0 | 0 | 0 | 0 | 0 | 0 | 0 | 0 | 0.45131 | 0 | 1.1038 | 0 | 1.4483 | 0 | 0.36871 | 0.6901 | 0 | 0 | 0 | 0 | 4.0622 | 0 | 0 | 0 | 0 | 0 | 0 | 0 | 0 | 0 | 0 | 0 | 0 | 0
7 | 29 | 21 | 7 | 1.7931 | 0 | 2.4769 | 0 | 0 | 0 | 0 | 0.19295 | 0 | 0 | 3.9554 | 0 | 8.4184 | 0 | 0 | 0 | 0 | 0 | 0 | 0 | 0 | 0 | 0 | 0 | 0 | 0 | 0.45131 | 0 | 1.2156 | 0 | 1.3418 | 0 | 0.47371 | 0.6901 | 0 | 0 | 0 | 0 | 4.1725 | 0 | 0 | 0 | 0 | 0 | 0 | 0 | 0 | 0 | 0 | 0 | 0 | 0
7 | 29 | 22 | 7 | 1.7931 | 0 | 2.4769 | 0 | 0 | 0 | 0 | 0.18255 | 0 | 0 | 2.8425 | 0 | 7.2951 | 0 | 0 | 0 | 0 | 0 | 0 | 0 | 0 | 0 | 0 | 0 | 0 | 0 | 0.45131 | 0 | 1.1038 | 0 | 1.2652 | 0 | 0.31621 | 0.6901 | 0 | 0 | 0 | 0 | 3.8266 | 0 | 0 | 0 | 0 | 0 | 0 | 0 | 0 | 0 | 0 | 0 | 0 | 0
7 | 29 | 23 | 7 | 1.7931 | 0 | 2.4769 | 0 | 0 | 0 | 0 | 0.17527 | 0 | 0 | 0.48334 | 0 | 4.9286 | 0 | 0 | 0 | 0 | 0 | 0 | 0 | 0 | 0 | 0 | 0 | 0 | 0 | 0.45131 | 0 | 0.88038 | 0 | 1.183 | 0 | 0.053706 | 0.6901 | 0 | 0 | 0 | 0 | 3.2585 | 0 | 0 | 0 | 0 | 0 | 0 | 0 | 0 | 0 | 0 | 0 | 0 | 0
7 | 29 | 24 | 7 | 1.7931 | 0 | 2.4769 | 0 | 0 | 0 | 0 | 0.16425 | 0 | 0 | 0.4834 | 0 | 4.9177 | 0 | 0 | 0 | 0 | 0 | 0 | 0 | 0 | 0 | 0 | 0 | 0 | 0 | 0.45131 | 0 | 0.54519 | 0 | 1.0719 | 0 | 0.053706 | 0.6901 | 0 | 0 | 0 | 0 | 2.8122 | 0 | 0 | 0 | 0 | 0 | 0 | 0 | 0 | 0 | 0 | 0 | 0 | 0
7 | 30 | 1 | 1 | 1.7931 | 0 | 2.4769 | 0 | 0 | 0 | 0 | 0.16202 | 0 | 0 | 0.48352 | 0 | 4.9156 | 0 | 0 | 0 | 0 | 0 | 0 | 0 | 0 | 0 | 0 | 0 | 0 | 0 | 0.45131 | 0 | 0.32173 | 0 | 1.0638 | 0 | 0.053706 | 0.6901 | 0 | 0 | 0 | 0 | 2.5806 | 0 | 0 | 0 | 0 | 0 | 0 | 0 | 0 | 0 | 0 | 0 | 0 | 0
7 | 30 | 2 | 1 | 1.7931 | 0 | 2.4769 | 0 | 0 | 0 | 0 | 0.14956 | 0 | 0 | 0.48364 | 0 | 4.9032 | 0 | 0 | 0 | 0 | 0 | 0 | 0 | 0 | 0 | 0 | 0 | 0 | 0 | 0.45131 | 0 | 0.32173 | 0 | 1.0101 | 0 | 0.053706 | 0.6901 | 0 | 0 | 0 | 0 | 2.5269 | 0 | 0 | 0 | 0 | 0 | 0 | 0 | 0 | 0 | 0 | 0 | 0 | 0
7 | 30 | 3 | 1 | 1.7931 | 0 | 2.4769 | 0 | 0 | 0 | 0 | 0.15765 | 0 | 0 | 0.48372 | 0 | 4.9114 | 0 | 0 | 0 | 0 | 0 | 0 | 0 | 0 | 0 | 0 | 0 | 0 | 0 | 0.45131 | 0 | 0.32173 | 0 | 1.0938 | 0 | 0.053706 | 0.6901 | 0 | 0 | 0 | 0 | 2.6107 | 0 | 0 | 0 | 0 | 0 | 0 | 0 | 0 | 0 | 0 | 0 | 0 | 0
7 | 30 | 4 | 1 | 1.7931 | 0 | 2.4769 | 0 | 0 | 0 | 0 | 0.14438 | 0 | 0 | 0.48376 | 0 | 4.8982 | 0 | 0 | 0 | 0 | 0 | 0 | 0 | 0 | 0 | 0 | 0 | 0 | 0 | 0.45131 | 0 | 0.32173 | 0 | 0.97515 | 0 | 0.053706 | 0.6901 | 0 | 0 | 0 | 0 | 2.492 | 0 | 0 | 0 | 0 | 0 | 0 | 0 | 0 | 0 | 0 | 0 | 0 | 0
7 | 30 | 5 | 1 | 1.7931 | 0 | 2.4769 | 0 | 0 | 0 | 0 | 0.15002 | 0 | 0 | 0.48379 | 0 | 4.9038 | 0 | 0 | 0 | 0 | 0 | 0 | 0 | 0 | 0 | 0 | 0 | 0 | 0 | 0.45131 | 0 | 0.32173 | 0 | 0.99733 | 0 | 0.053706 | 0.6901 | 0 | 0 | 0 | 0 | 2.5142 | 0 | 0 | 0 | 0 | 0 | 0 | 0 | 0 | 0 | 0 | 0 | 0 | 0
7 | 30 | 6 | 1 | 1.7931 | 0 | 2.4769 | 0 | 0 | 0 | 0 | 0.13595 | 0 | 0 | 2.7271 | 0 | 7.1331 | 0 | 0 | 0 | 0 | 0 | 0 | 0 | 0 | 0 | 0 | 0 | 0 | 0 | 0.45131 | 0 | 0.54519 | 0 | 0.86083 | 0 | 0.31621 | 0.6901 | 0 | 0 | 0 | 0 | 2.8636 | 0 | 0 | 0 | 0 | 0 | 0 | 0 | 0 | 0 | 0 | 0 | 0 | 0
7 | 30 | 7 | 1 | 1.7931 | 0 | 2.4769 | 0 | 0 | 0 | 0 | 0.15778 | 0 | 0 | 3.9556 | 0 | 8.3834 | 0 | 0 | 0 | 0 | 0 | 0 | 0 | 0 | 0 | 0 | 0 | 0 | 0 | 0.45131 | 0 | 0.71279 | 0 | 0.96806 | 0 | 0.52621 | 0.6901 | 0 | 0 | 0 | 0 | 3.3485 | 0 | 0 | 0 | 0 | 0 | 0 | 0 | 0 | 0 | 0 | 0 | 0 | 0
7 | 30 | 8 | 1 | 1.7931 | 0 | 13.6089 | 0 | 0 | 0 | 0 | 0.38852 | 0 | 0 | 4.1837 | 0 | 19.9743 | 0 | 0 | 0 | 0 | 0 | 0 | 0 | 0 | 0 | 0 | 0 | 0 | 0 | 0.45131 | 0 | 0.71279 | 0 | 2.5065 | 0 | 0.42121 | 0.6901 | 0 | 0 | 0 | 0 | 4.7819 | 0 | 0 | 0 | 0 | 0 | 0 | 0 | 0 | 0 | 0 | 0 | 0 | 0
7 | 30 | 9 | 1 | 1.7931 | 0 | 13.6089 | 0 | 0 | 0 | 0 | 0.37976 | 0 | 0 | 2.7269 | 0 | 18.5087 | 0 | 0 | 0 | 0 | 0 | 0 | 0 | 0 | 0 | 0 | 0 | 0 | 0 | 0.45131 | 0 | 0.71279 | 0 | 2.6353 | 0 | 0.31621 | 0.6901 | 0 | 0 | 0 | 0 | 4.8057 | 0 | 0 | 0 | 0 | 0 | 0 | 0 | 0 | 0 | 0 | 0 | 0 | 0
7 | 30 | 10 | 1 | 1.7931 | 0 | 13.6089 | 0 | 0 | 0 | 0 | 0.43066 | 0 | 0 | 2.7269 | 0 | 18.5596 | 0 | 0 | 0 | 0 | 0 | 0 | 0 | 0 | 0 | 0 | 0 | 0 | 0 | 0.45131 | 0 | 0.71279 | 0 | 3.1069 | 0 | 0.31621 | 0.6901 | 0 | 0 | 0 | 0 | 5.2773 | 0 | 0 | 0 | 0 | 0 | 0 | 0 | 0 | 0 | 0 | 0 | 0 | 0
7 | 30 | 11 | 1 | 1.7931 | 0 | 13.6089 | 0 | 0 | 0 | 0 | 0.4636 | 0 | 0 | 3.1755 | 0 | 19.0411 | 0 | 0 | 0 | 0 | 0 | 0 | 0 | 0 | 0 | 0 | 0 | 0 | 0 | 0.45131 | 0 | 0.54519 | 0 | 3.5813 | 0 | 0.36871 | 0.6901 | 0 | 0 | 0 | 0 | 5.6366 | 0 | 0 | 0 | 0 | 0 | 0 | 0 | 0 | 0 | 0 | 0 | 0 | 0
7 | 30 | 12 | 1 | 1.7931 | 0 | 8.6613 | 0 | 0 | 0 | 0 | 0.49578 | 0 | 0 | 3.6241 | 0 | 14.5744 | 0 | 0 | 0 | 0 | 0 | 0 | 0 | 0 | 0 | 0 | 0 | 0 | 0 | 0.45131 | 0 | 0.54519 | 0 | 4.1266 | 0 | 0.42121 | 0.6901 | 0 | 0 | 0 | 0 | 6.2344 | 0 | 0 | 0 | 0 | 0 | 0 | 0 | 0 | 0 | 0 | 0 | 0 | 0
7 | 30 | 13 | 1 | 1.7931 | 0 | 13.6089 | 0 | 0 | 0 | 0 | 0.63328 | 0 | 0 | 3.1754 | 0 | 19.2107 | 0 | 0 | 0 | 0 | 0 | 0 | 0 | 0 | 0 | 0 | 0 | 0 | 0 | 0.45131 | 0 | 0.54519 | 0 | 5.3515 | 0 | 0.36871 | 0.6901 | 0 | 0 | 0 | 0 | 7.4069 | 0 | 0 | 0 | 0 | 0 | 0 | 0 | 0 | 0 | 0 | 0 | 0 | 0
7 | 30 | 14 | 1 | 1.7931 | 0 | 13.6089 | 0 | 0 | 0 | 0 | 0.6752 | 0 | 0 | 3.1754 | 0 | 19.2526 | 0 | 0 | 0 | 0 | 0 | 0 | 0 | 0 | 0 | 0 | 0 | 0 | 0 | 0.45131 | 0 | 0.54519 | 0 | 5.7226 | 0 | 0.36871 | 0.6901 | 0 | 0 | 0 | 0 | 7.7779 | 0 | 0 | 0 | 0 | 0 | 0 | 0 | 0 | 0 | 0 | 0 | 0 | 0
7 | 30 | 15 | 1 | 1.7931 | 0 | 13.6089 | 0 | 0 | 0 | 0 | 0.69521 | 0 | 0 | 2.7267 | 0 | 18.824 | 0 | 0 | 0 | 0 | 0 | 0 | 0 | 0 | 0 | 0 | 0 | 0 | 0 | 0.45131 | 0 | 0.54519 | 0 | 5.8366 | 0 | 0.31621 | 0.6901 | 0 | 0 | 0 | 0 | 7.8394 | 0 | 0 | 0 | 0 | 0 | 0 | 0 | 0 | 0 | 0 | 0 | 0 | 0
7 | 30 | 16 | 1 | 1.7931 | 0 | 13.6089 | 0 | 0 | 0 | 0 | 0.73204 | 0 | 0 | 2.7268 | 0 | 18.8608 | 0 | 0 | 0 | 0 | 0 | 0 | 0 | 0 | 0 | 0 | 0 | 0 | 0 | 0.45131 | 0 | 0.54519 | 0 | 6.1424 | 0 | 0.31621 | 0.6901 | 0 | 0 | 0 | 0 | 8.1452 | 0 | 0 | 0 | 0 | 0 | 0 | 0 | 0 | 0 | 0 | 0 | 0 | 0
7 | 30 | 17 | 1 | 1.7931 | 0 | 13.6089 | 0 | 0 | 0 | 0 | 0.72713 | 0 | 0 | 3.9554 | 0 | 20.0846 | 0 | 0 | 0 | 0 | 0 | 0 | 0 | 0 | 0 | 0 | 0 | 0 | 0 | 0.45131 | 0 | 0.54519 | 0 | 6.0314 | 0 | 0.52621 | 0.6901 | 0 | 0 | 0 | 0 | 8.2442 | 0 | 0 | 0 | 0 | 0 | 0 | 0 | 0 | 0 | 0 | 0 | 0 | 0
7 | 30 | 18 | 1 | 1.7931 | 0 | 9.8982 | 0 | 0 | 0 | 0 | 0.594 | 0 | 0 | 3.9555 | 0 | 16.2408 | 0 | 0 | 0 | 0 | 0 | 0 | 0 | 0 | 0 | 0 | 0 | 0 | 0 | 0.45131 | 0 | 0.54519 | 0 | 4.825 | 0 | 0.52621 | 0.6901 | 0 | 0 | 0 | 0 | 7.0378 | 0 | 0 | 0 | 0 | 0 | 0 | 0 | 0 | 0 | 0 | 0 | 0 | 0
7 | 30 | 19 | 1 | 1.7931 | 0 | 2.4769 | 0 | 0 | 0 | 0 | 0.39607 | 0 | 0 | 4.7361 | 0 | 9.4022 | 0 | 0 | 0 | 0 | 0 | 0 | 0 | 0 | 0 | 0 | 0 | 0 | 0 | 0.45131 | 0 | 0.88038 | 0 | 3.1133 | 0 | 0.42121 | 0.6901 | 0 | 0 | 0 | 0 | 5.5563 | 0 | 0 | 0 | 0 | 0 | 0 | 0 | 0 | 0 | 0 | 0 | 0 | 0
7 | 30 | 20 | 1 | 1.7931 | 0 | 2.4769 | 0 | 0 | 0 | 0 | 0.30523 | 0 | 0 | 3.1754 | 0 | 7.7507 | 0 | 0 | 0 | 0 | 0 | 0 | 0 | 0 | 0 | 0 | 0 | 0 | 0 | 0.45131 | 0 | 1.1038 | 0 | 2.2915 | 0 | 0.36871 | 0.6901 | 0 | 0 | 0 | 0 | 4.9055 | 0 | 0 | 0 | 0 | 0 | 0 | 0 | 0 | 0 | 0 | 0 | 0 | 0
7 | 30 | 21 | 1 | 1.7931 | 0 | 2.4769 | 0 | 0 | 0 | 0 | 0.26368 | 0 | 0 | 3.9554 | 0 | 8.4891 | 0 | 0 | 0 | 0 | 0 | 0 | 0 | 0 | 0 | 0 | 0 | 0 | 0 | 0.45131 | 0 | 1.2156 | 0 | 1.8984 | 0 | 0.47371 | 0.6901 | 0 | 0 | 0 | 0 | 4.7291 | 0 | 0 | 0 | 0 | 0 | 0 | 0 | 0 | 0 | 0 | 0 | 0 | 0
7 | 30 | 22 | 1 | 1.7931 | 0 | 2.4769 | 0 | 0 | 0 | 0 | 0.24417 | 0 | 0 | 2.8425 | 0 | 7.3567 | 0 | 0 | 0 | 0 | 0 | 0 | 0 | 0 | 0 | 0 | 0 | 0 | 0 | 0.45131 | 0 | 1.1038 | 0 | 1.7181 | 0 | 0.31621 | 0.6901 | 0 | 0 | 0 | 0 | 4.2795 | 0 | 0 | 0 | 0 | 0 | 0 | 0 | 0 | 0 | 0 | 0 | 0 | 0
7 | 30 | 23 | 1 | 1.7931 | 0 | 2.4769 | 0 | 0 | 0 | 0 | 0.23859 | 0 | 0 | 0.48336 | 0 | 4.992 | 0 | 0 | 0 | 0 | 0 | 0 | 0 | 0 | 0 | 0 | 0 | 0 | 0 | 0.45131 | 0 | 0.88038 | 0 | 1.65 | 0 | 0.053706 | 0.6901 | 0 | 0 | 0 | 0 | 3.7255 | 0 | 0 | 0 | 0 | 0 | 0 | 0 | 0 | 0 | 0 | 0 | 0 | 0
7 | 30 | 24 | 1 | 1.7931 | 0 | 2.4769 | 0 | 0 | 0 | 0 | 0.2369 | 0 | 0 | 0.48341 | 0 | 4.9903 | 0 | 0 | 0 | 0 | 0 | 0 | 0 | 0 | 0 | 0 | 0 | 0 | 0 | 0.45131 | 0 | 0.54519 | 0 | 1.639 | 0 | 0.053706 | 0.6901 | 0 | 0 | 0 | 0 | 3.3793 | 0 | 0 | 0 | 0 | 0 | 0 | 0 | 0 | 0 | 0 | 0 | 0 | 0
7 | 31 | 1 | 2 | 1.7931 | 0 | 2.4769 | 0 | 0 | 0 | 0 | 0.24126 | 0 | 0 | 0.48351 | 0 | 4.9948 | 0 | 0 | 0 | 0 | 0 | 0 | 0 | 0 | 0 | 0 | 0 | 0 | 0 | 0.45131 | 0 | 0.32173 | 0 | 1.6287 | 0 | 0.053706 | 0.6901 | 0 | 0 | 0 | 0 | 3.1455 | 0 | 0 | 0 | 0 | 0 | 0 | 0 | 0 | 0 | 0 | 0 | 0 | 0
7 | 31 | 2 | 2 | 1.7931 | 0 | 2.4769 | 0 | 0 | 0 | 0 | 0.23565 | 0 | 0 | 0.48362 | 0 | 4.9893 | 0 | 0 | 0 | 0 | 0 | 0 | 0 | 0 | 0 | 0 | 0 | 0 | 0 | 0.45131 | 0 | 0.32173 | 0 | 1.5386 | 0 | 0.053706 | 0.6901 | 0 | 0 | 0 | 0 | 3.0554 | 0 | 0 | 0 | 0 | 0 | 0 | 0 | 0 | 0 | 0 | 0 | 0 | 0
7 | 31 | 3 | 2 | 1.7931 | 0 | 2.4769 | 0 | 0 | 0 | 0 | 0.23066 | 0 | 0 | 0.48368 | 0 | 4.9844 | 0 | 0 | 0 | 0 | 0 | 0 | 0 | 0 | 0 | 0 | 0 | 0 | 0 | 0.45131 | 0 | 0.32173 | 0 | 1.4837 | 0 | 0.053706 | 0.6901 | 0 | 0 | 0 | 0 | 3.0006 | 0 | 0 | 0 | 0 | 0 | 0 | 0 | 0 | 0 | 0 | 0 | 0 | 0
7 | 31 | 4 | 2 | 1.7931 | 0 | 2.4769 | 0 | 0 | 0 | 0 | 0.21781 | 0 | 0 | 0.4837 | 0 | 4.9715 | 0 | 0 | 0 | 0 | 0 | 0 | 0 | 0 | 0 | 0 | 0 | 0 | 0 | 0.45131 | 0 | 0.32173 | 0 | 1.3944 | 0 | 0.053706 | 0.6901 | 0 | 0 | 0 | 0 | 2.9112 | 0 | 0 | 0 | 0 | 0 | 0 | 0 | 0 | 0 | 0 | 0 | 0 | 0
7 | 31 | 5 | 2 | 1.7931 | 0 | 2.4769 | 0 | 0 | 0 | 0 | 0.22294 | 0 | 0 | 0.48372 | 0 | 4.9767 | 0 | 0 | 0 | 0 | 0 | 0 | 0 | 0 | 0 | 0 | 0 | 0 | 0 | 0.45131 | 0 | 0.32173 | 0 | 1.4346 | 0 | 0.053706 | 0.6901 | 0 | 0 | 0 | 0 | 2.9515 | 0 | 0 | 0 | 0 | 0 | 0 | 0 | 0 | 0 | 0 | 0 | 0 | 0
7 | 31 | 6 | 2 | 1.7931 | 0 | 2.4769 | 0 | 0 | 0 | 0 | 0.21914 | 0 | 0 | 2.727 | 0 | 7.2162 | 0 | 0 | 0 | 0 | 0 | 0 | 0 | 0 | 0 | 0 | 0 | 0 | 0 | 0.45131 | 0 | 0.54519 | 0 | 1.3356 | 0 | 0.31621 | 0.6901 | 0 | 0 | 0 | 0 | 3.3384 | 0 | 0 | 0 | 0 | 0 | 0 | 0 | 0 | 0 | 0 | 0 | 0 | 0
7 | 31 | 7 | 2 | 1.7931 | 0 | 2.4769 | 0 | 0 | 0 | 0 | 0.20527 | 0 | 0 | 3.9556 | 0 | 8.4308 | 0 | 0 | 0 | 0 | 0 | 0 | 0 | 0 | 0 | 0 | 0 | 0 | 0 | 0.45131 | 0 | 0.71279 | 0 | 1.1663 | 0 | 0.52621 | 0.6901 | 0 | 0 | 0 | 0 | 3.5467 | 0 | 0 | 0 | 0 | 0 | 0 | 0 | 0 | 0 | 0 | 0 | 0 | 0
7 | 31 | 8 | 2 | 1.7931 | 0 | 13.6089 | 0 | 0 | 0 | 0 | 0.33941 | 0 | 0 | 4.1836 | 0 | 19.925 | 0 | 0 | 0 | 0 | 0 | 0 | 0 | 0 | 0 | 0 | 0 | 0 | 0 | 0.45131 | 0 | 0.71279 | 0 | 1.9861 | 0 | 0.42121 | 0.6901 | 0 | 0 | 0 | 0 | 4.2615 | 0 | 0 | 0 | 0 | 0 | 0 | 0 | 0 | 0 | 0 | 0 | 0 | 0
7 | 31 | 9 | 2 | 1.7931 | 0 | 13.6089 | 0 | 0 | 0 | 0 | 0.37593 | 0 | 0 | 2.7268 | 0 | 18.5048 | 0 | 0 | 0 | 0 | 0 | 0 | 0 | 0 | 0 | 0 | 0 | 0 | 0 | 0.45131 | 0 | 0.71279 | 0 | 2.3354 | 0 | 0.31621 | 0.6901 | 0 | 0 | 0 | 0 | 4.5058 | 0 | 0 | 0 | 0 | 0 | 0 | 0 | 0 | 0 | 0 | 0 | 0 | 0
7 | 31 | 10 | 2 | 1.7931 | 0 | 13.6089 | 0 | 0 | 0 | 0 | 0.41061 | 0 | 0 | 2.7268 | 0 | 18.5394 | 0 | 0 | 0 | 0 | 0 | 0 | 0 | 0 | 0 | 0 | 0 | 0 | 0 | 0.45131 | 0 | 0.71279 | 0 | 2.6264 | 0 | 0.31621 | 0.6901 | 0 | 0 | 0 | 0 | 4.7968 | 0 | 0 | 0 | 0 | 0 | 0 | 0 | 0 | 0 | 0 | 0 | 0 | 0
7 | 31 | 11 | 2 | 1.7931 | 0 | 13.6089 | 0 | 0 | 0 | 0 | 0.44144 | 0 | 0 | 3.1754 | 0 | 19.0189 | 0 | 0 | 0 | 0 | 0 | 0 | 0 | 0 | 0 | 0 | 0 | 0 | 0 | 0.45131 | 0 | 0.54519 | 0 | 2.9237 | 0 | 0.36871 | 0.6901 | 0 | 0 | 0 | 0 | 4.979 | 0 | 0 | 0 | 0 | 0 | 0 | 0 | 0 | 0 | 0 | 0 | 0 | 0
7 | 31 | 12 | 2 | 1.7931 | 0 | 8.6613 | 0 | 0 | 0 | 0 | 0.44312 | 0 | 0 | 3.6241 | 0 | 14.5217 | 0 | 0 | 0 | 0 | 0 | 0 | 0 | 0 | 0 | 0 | 0 | 0 | 0 | 0.45131 | 0 | 0.54519 | 0 | 2.975 | 0 | 0.42121 | 0.6901 | 0 | 0 | 0 | 0 | 5.0828 | 0 | 0 | 0 | 0 | 0 | 0 | 0 | 0 | 0 | 0 | 0 | 0 | 0
7 | 31 | 13 | 2 | 1.7931 | 0 | 13.6089 | 0 | 0 | 0 | 0 | 0.50946 | 0 | 0 | 3.1755 | 0 | 19.0869 | 0 | 0 | 0 | 0 | 0 | 0 | 0 | 0 | 0 | 0 | 0 | 0 | 0 | 0.45131 | 0 | 0.54519 | 0 | 3.4847 | 0 | 0.36871 | 0.6901 | 0 | 0 | 0 | 0 | 5.54 | 0 | 0 | 0 | 0 | 0 | 0 | 0 | 0 | 0 | 0 | 0 | 0 | 0
7 | 31 | 14 | 2 | 1.7931 | 0 | 13.6089 | 0 | 0 | 0 | 0 | 0.51083 | 0 | 0 | 3.1755 | 0 | 19.0883 | 0 | 0 | 0 | 0 | 0 | 0 | 0 | 0 | 0 | 0 | 0 | 0 | 0 | 0.45131 | 0 | 0.54519 | 0 | 3.5126 | 0 | 0.36871 | 0.6901 | 0 | 0 | 0 | 0 | 5.5679 | 0 | 0 | 0 | 0 | 0 | 0 | 0 | 0 | 0 | 0 | 0 | 0 | 0
7 | 31 | 15 | 2 | 1.7931 | 0 | 13.6089 | 0 | 0 | 0 | 0 | 0.49655 | 0 | 0 | 2.7268 | 0 | 18.6253 | 0 | 0 | 0 | 0 | 0 | 0 | 0 | 0 | 0 | 0 | 0 | 0 | 0 | 0.45131 | 0 | 0.54519 | 0 | 3.4195 | 0 | 0.31621 | 0.6901 | 0 | 0 | 0 | 0 | 5.4223 | 0 | 0 | 0 | 0 | 0 | 0 | 0 | 0 | 0 | 0 | 0 | 0 | 0
7 | 31 | 16 | 2 | 1.7931 | 0 | 13.6089 | 0 | 0 | 0 | 0 | 0.4958 | 0 | 0 | 2.7268 | 0 | 18.6246 | 0 | 0 | 0 | 0 | 0 | 0 | 0 | 0 | 0 | 0 | 0 | 0 | 0 | 0.45131 | 0 | 0.54519 | 0 | 3.4746 | 0 | 0.31621 | 0.6901 | 0 | 0 | 0 | 0 | 5.4774 | 0 | 0 | 0 | 0 | 0 | 0 | 0 | 0 | 0 | 0 | 0 | 0 | 0
7 | 31 | 17 | 2 | 1.7931 | 0 | 13.6089 | 0 | 0 | 0 | 0 | 0.49233 | 0 | 0 | 3.9555 | 0 | 19.8498 | 0 | 0 | 0 | 0 | 0 | 0 | 0 | 0 | 0 | 0 | 0 | 0 | 0 | 0.45131 | 0 | 0.54519 | 0 | 3.5069 | 0 | 0.52621 | 0.6901 | 0 | 0 | 0 | 0 | 5.7197 | 0 | 0 | 0 | 0 | 0 | 0 | 0 | 0 | 0 | 0 | 0 | 0 | 0
7 | 31 | 18 | 2 | 1.7931 | 0 | 9.8982 | 0 | 0 | 0 | 0 | 0.44288 | 0 | 0 | 3.9555 | 0 | 16.0897 | 0 | 0 | 0 | 0 | 0 | 0 | 0 | 0 | 0 | 0 | 0 | 0 | 0 | 0.45131 | 0 | 0.54519 | 0 | 3.2349 | 0 | 0.52621 | 0.6901 | 0 | 0 | 0 | 0 | 5.4477 | 0 | 0 | 0 | 0 | 0 | 0 | 0 | 0 | 0 | 0 | 0 | 0 | 0
7 | 31 | 19 | 2 | 1.7931 | 0 | 2.4769 | 0 | 0 | 0 | 0 | 0.31851 | 0 | 0 | 4.7361 | 0 | 9.3247 | 0 | 0 | 0 | 0 | 0 | 0 | 0 | 0 | 0 | 0 | 0 | 0 | 0 | 0.45131 | 0 | 0.88038 | 0 | 2.2051 | 0 | 0.42121 | 0.6901 | 0 | 0 | 0 | 0 | 4.6481 | 0 | 0 | 0 | 0 | 0 | 0 | 0 | 0 | 0 | 0 | 0 | 0 | 0
7 | 31 | 20 | 2 | 1.7931 | 0 | 2.4769 | 0 | 0 | 0 | 0 | 0.2713 | 0 | 0 | 3.1754 | 0 | 7.7167 | 0 | 0 | 0 | 0 | 0 | 0 | 0 | 0 | 0 | 0 | 0 | 0 | 0 | 0.45131 | 0 | 1.1038 | 0 | 1.8204 | 0 | 0.36871 | 0.6901 | 0 | 0 | 0 | 0 | 4.4344 | 0 | 0 | 0 | 0 | 0 | 0 | 0 | 0 | 0 | 0 | 0 | 0 | 0
7 | 31 | 21 | 2 | 1.7931 | 0 | 2.4769 | 0 | 0 | 0 | 0 | 0.25532 | 0 | 0 | 3.9554 | 0 | 8.4807 | 0 | 0 | 0 | 0 | 0 | 0 | 0 | 0 | 0 | 0 | 0 | 0 | 0 | 0.45131 | 0 | 1.2156 | 0 | 1.7189 | 0 | 0.47371 | 0.6901 | 0 | 0 | 0 | 0 | 4.5496 | 0 | 0 | 0 | 0 | 0 | 0 | 0 | 0 | 0 | 0 | 0 | 0 | 0
7 | 31 | 22 | 2 | 1.7931 | 0 | 2.4769 | 0 | 0 | 0 | 0 | 0.23538 | 0 | 0 | 2.8424 | 0 | 7.3478 | 0 | 0 | 0 | 0 | 0 | 0 | 0 | 0 | 0 | 0 | 0 | 0 | 0 | 0.45131 | 0 | 1.1038 | 0 | 1.5131 | 0 | 0.31621 | 0.6901 | 0 | 0 | 0 | 0 | 4.0745 | 0 | 0 | 0 | 0 | 0 | 0 | 0 | 0 | 0 | 0 | 0 | 0 | 0
7 | 31 | 23 | 2 | 1.7931 | 0 | 2.4769 | 0 | 0 | 0 | 0 | 0.21252 | 0 | 0 | 0.48323 | 0 | 4.9658 | 0 | 0 | 0 | 0 | 0 | 0 | 0 | 0 | 0 | 0 | 0 | 0 | 0 | 0.45131 | 0 | 0.88038 | 0 | 1.2984 | 0 | 0.053706 | 0.6901 | 0 | 0 | 0 | 0 | 3.3739 | 0 | 0 | 0 | 0 | 0 | 0 | 0 | 0 | 0 | 0 | 0 | 0 | 0
7 | 31 | 24 | 2 | 1.7931 | 0 | 2.4769 | 0 | 0 | 0 | 0 | 0.19099 | 0 | 0 | 0.48329 | 0 | 4.9443 | 0 | 0 | 0 | 0 | 0 | 0 | 0 | 0 | 0 | 0 | 0 | 0 | 0 | 0.45131 | 0 | 0.54519 | 0 | 1.1118 | 0 | 0.053706 | 0.6901 | 0 | 0 | 0 | 0 | 2.8521 | 0 | 0 | 0 | 0 | 0 | 0 | 0 | 0 | 0 | 0 | 0 | 0 | 0
8 | 1 | 1 | 3 | 1.7931 | 0 | 2.4769 | 0 | 0 | 0 | 0 | 0.17064 | 0 | 0 | 0.45237 | 0 | 4.893 | 0 | 0 | 0 | 0 | 0 | 0 | 0 | 0 | 0 | 0 | 0 | 0 | 0 | 0.45131 | 0 | 0.32173 | 0 | 0.94759 | 0 | 0.053706 | 0.6901 | 0 | 0 | 0 | 0 | 2.4644 | 0 | 0 | 0 | 0 | 0 | 0 | 0 | 0 | 0 | 0 | 0 | 0 | 0
8 | 1 | 2 | 3 | 1.7931 | 0 | 2.4769 | 0 | 0 | 0 | 0 | 0.14917 | 0 | 0 | 0.45238 | 0 | 4.8716 | 0 | 0 | 0 | 0 | 0 | 0 | 0 | 0 | 0 | 0 | 0 | 0 | 0 | 0.45131 | 0 | 0.32173 | 0 | 0.79287 | 0 | 0.053706 | 0.6901 | 0 | 0 | 0 | 0 | 2.3097 | 0 | 0 | 0 | 0 | 0 | 0 | 0 | 0 | 0 | 0 | 0 | 0 | 0
8 | 1 | 3 | 3 | 1.7931 | 0 | 2.4769 | 0 | 0 | 0 | 0 | 0.1244 | 0 | 0 | 0.45239 | 0 | 4.8468 | 0 | 0 | 0 | 0 | 0 | 0 | 0 | 0 | 0 | 0 | 0 | 0 | 0 | 0.45131 | 0 | 0.32173 | 0 | 0.63 | 0 | 0.053706 | 0.6901 | 0 | 0 | 0 | 0 | 2.1469 | 0 | 0 | 0 | 0 | 0 | 0 | 0 | 0 | 0 | 0 | 0 | 0 | 0
8 | 1 | 4 | 3 | 1.7931 | 0 | 2.4769 | 0 | 0 | 0 | 0 | 0.10168 | 0 | 0 | 0.4524 | 0 | 4.8241 | 0 | 0 | 0 | 0 | 0 | 0 | 0 | 0 | 0 | 0 | 0 | 0 | 0 | 0.45131 | 0 | 0.32173 | 0 | 0.48465 | 0 | 0.053706 | 0.6901 | 0 | 0 | 0 | 0 | 2.0015 | 0 | 0 | 0 | 0 | 0 | 0 | 0 | 0 | 0 | 0 | 0 | 0 | 0
8 | 1 | 5 | 3 | 1.7931 | 0 | 2.4769 | 0 | 0 | 0 | 0 | 0.098465 | 0 | 0 | 0.45241 | 0 | 4.8209 | 0 | 0 | 0 | 0 | 0 | 0 | 0 | 0 | 0 | 0 | 0 | 0 | 0 | 0.45131 | 0 | 0.32173 | 0 | 0.45471 | 0 | 0.053706 | 0.6901 | 0 | 0 | 0 | 0 | 1.9716 | 0 | 0 | 0 | 0 | 0 | 0 | 0 | 0 | 0 | 0 | 0 | 0 | 0
8 | 1 | 6 | 3 | 1.7931 | 0 | 2.4769 | 0 | 0 | 0 | 0 | 0.095977 | 0 | 0 | 2.5405 | 0 | 6.9065 | 0 | 0 | 0 | 0 | 0 | 0 | 0 | 0 | 0 | 0 | 0 | 0 | 0 | 0.45131 | 0 | 0.54519 | 0 | 0.43639 | 0 | 0.31621 | 0.6901 | 0 | 0 | 0 | 0 | 2.4392 | 0 | 0 | 0 | 0 | 0 | 0 | 0 | 0 | 0 | 0 | 0 | 0 | 0
8 | 1 | 7 | 3 | 1.7931 | 0 | 2.4769 | 0 | 0 | 0 | 0 | 0.15204 | 0 | 0 | 3.9554 | 0 | 8.3775 | 0 | 0 | 0 | 0 | 0 | 0 | 0 | 0 | 0 | 0 | 0 | 0 | 0 | 0.45131 | 0 | 0.71279 | 0 | 0.70815 | 0 | 0.52621 | 0.6901 | 0 | 0 | 0 | 0 | 3.0886 | 0 | 0 | 0 | 0 | 0 | 0 | 0 | 0 | 0 | 0 | 0 | 0 | 0
8 | 1 | 8 | 3 | 1.7931 | 0 | 13.6089 | 0 | 0 | 0 | 0 | 0.31648 | 0 | 0 | 3.6282 | 0 | 19.3466 | 0 | 0 | 0 | 0 | 0 | 0 | 0 | 0 | 0 | 0 | 0 | 0 | 0 | 0.45131 | 0 | 0.71279 | 0 | 1.5251 | 0 | 0.42121 | 0.6901 | 0 | 0 | 0 | 0 | 3.8005 | 0 | 0 | 0 | 0 | 0 | 0 | 0 | 0 | 0 | 0 | 0 | 0 | 0
8 | 1 | 9 | 3 | 1.7931 | 0 | 13.6089 | 0 | 0 | 0 | 0 | 0.36185 | 0 | 0 | 2.5403 | 0 | 18.3042 | 0 | 0 | 0 | 0 | 0 | 0 | 0 | 0 | 0 | 0 | 0 | 0 | 0 | 0.45131 | 0 | 0.71279 | 0 | 1.9581 | 0 | 0.31621 | 0.6901 | 0 | 0 | 0 | 0 | 4.1285 | 0 | 0 | 0 | 0 | 0 | 0 | 0 | 0 | 0 | 0 | 0 | 0 | 0
8 | 1 | 10 | 3 | 1.7931 | 0 | 13.6089 | 0 | 0 | 0 | 0 | 0.39436 | 0 | 0 | 2.5403 | 0 | 18.3366 | 0 | 0 | 0 | 0 | 0 | 0 | 0 | 0 | 0 | 0 | 0 | 0 | 0 | 0.45131 | 0 | 0.71279 | 0 | 2.1071 | 0 | 0.31621 | 0.6901 | 0 | 0 | 0 | 0 | 4.2775 | 0 | 0 | 0 | 0 | 0 | 0 | 0 | 0 | 0 | 0 | 0 | 0 | 0
8 | 1 | 11 | 3 | 1.7931 | 0 | 13.6089 | 0 | 0 | 0 | 0 | 0.41287 | 0 | 0 | 2.9578 | 0 | 18.7727 | 0 | 0 | 0 | 0 | 0 | 0 | 0 | 0 | 0 | 0 | 0 | 0 | 0 | 0.45131 | 0 | 0.54519 | 0 | 2.291 | 0 | 0.36871 | 0.6901 | 0 | 0 | 0 | 0 | 4.3463 | 0 | 0 | 0 | 0 | 0 | 0 | 0 | 0 | 0 | 0 | 0 | 0 | 0
8 | 1 | 12 | 3 | 1.7931 | 0 | 8.6613 | 0 | 0 | 0 | 0 | 0.39394 | 0 | 0 | 3.3755 | 0 | 14.2239 | 0 | 0 | 0 | 0 | 0 | 0 | 0 | 0 | 0 | 0 | 0 | 0 | 0 | 0.45131 | 0 | 0.54519 | 0 | 2.1401 | 0 | 0.42121 | 0.6901 | 0 | 0 | 0 | 0 | 4.2479 | 0 | 0 | 0 | 0 | 0 | 0 | 0 | 0 | 0 | 0 | 0 | 0 | 0
8 | 1 | 13 | 3 | 1.7931 | 0 | 13.6089 | 0 | 0 | 0 | 0 | 0.49546 | 0 | 0 | 2.9578 | 0 | 18.8553 | 0 | 0 | 0 | 0 | 0 | 0 | 0 | 0 | 0 | 0 | 0 | 0 | 0 | 0.45131 | 0 | 0.54519 | 0 | 2.7943 | 0 | 0.36871 | 0.6901 | 0 | 0 | 0 | 0 | 4.8496 | 0 | 0 | 0 | 0 | 0 | 0 | 0 | 0 | 0 | 0 | 0 | 0 | 0
8 | 1 | 14 | 3 | 1.7931 | 0 | 13.6089 | 0 | 0 | 0 | 0 | 0.52912 | 0 | 0 | 2.9578 | 0 | 18.8889 | 0 | 0 | 0 | 0 | 0 | 0 | 0 | 0 | 0 | 0 | 0 | 0 | 0 | 0.45131 | 0 | 0.54519 | 0 | 3.0768 | 0 | 0.36871 | 0.6901 | 0 | 0 | 0 | 0 | 5.1321 | 0 | 0 | 0 | 0 | 0 | 0 | 0 | 0 | 0 | 0 | 0 | 0 | 0
8 | 1 | 15 | 3 | 1.7931 | 0 | 13.6089 | 0 | 0 | 0 | 0 | 0.57315 | 0 | 0 | 2.5402 | 0 | 18.5153 | 0 | 0 | 0 | 0 | 0 | 0 | 0 | 0 | 0 | 0 | 0 | 0 | 0 | 0.45131 | 0 | 0.54519 | 0 | 3.32 | 0 | 0.31621 | 0.6901 | 0 | 0 | 0 | 0 | 5.3228 | 0 | 0 | 0 | 0 | 0 | 0 | 0 | 0 | 0 | 0 | 0 | 0 | 0
8 | 1 | 16 | 3 | 1.7931 | 0 | 13.6089 | 0 | 0 | 0 | 0 | 0.6151 | 0 | 0 | 2.5402 | 0 | 18.5573 | 0 | 0 | 0 | 0 | 0 | 0 | 0 | 0 | 0 | 0 | 0 | 0 | 0 | 0.45131 | 0 | 0.54519 | 0 | 3.66 | 0 | 0.31621 | 0.6901 | 0 | 0 | 0 | 0 | 5.6628 | 0 | 0 | 0 | 0 | 0 | 0 | 0 | 0 | 0 | 0 | 0 | 0 | 0
8 | 1 | 17 | 3 | 1.7931 | 0 | 13.6089 | 0 | 0 | 0 | 0 | 0.62167 | 0 | 0 | 3.9553 | 0 | 19.979 | 0 | 0 | 0 | 0 | 0 | 0 | 0 | 0 | 0 | 0 | 0 | 0 | 0 | 0.45131 | 0 | 0.54519 | 0 | 3.8401 | 0 | 0.52621 | 0.6901 | 0 | 0 | 0 | 0 | 6.0529 | 0 | 0 | 0 | 0 | 0 | 0 | 0 | 0 | 0 | 0 | 0 | 0 | 0
8 | 1 | 18 | 3 | 1.7931 | 0 | 9.8982 | 0 | 0 | 0 | 0 | 0.49504 | 0 | 0 | 3.9553 | 0 | 16.1417 | 0 | 0 | 0 | 0 | 0 | 0 | 0 | 0 | 0 | 0 | 0 | 0 | 0 | 0.45131 | 0 | 0.54519 | 0 | 3.0929 | 0 | 0.52621 | 0.6901 | 0 | 0 | 0 | 0 | 5.3057 | 0 | 0 | 0 | 0 | 0 | 0 | 0 | 0 | 0 | 0 | 0 | 0 | 0
8 | 1 | 19 | 3 | 1.7931 | 0 | 2.4769 | 0 | 0 | 0 | 0 | 0.30236 | 0 | 0 | 3.8772 | 0 | 8.4496 | 0 | 0 | 0 | 0 | 0 | 0 | 0 | 0 | 0 | 0 | 0 | 0 | 0 | 0.45131 | 0 | 0.88038 | 0 | 1.7558 | 0 | 0.42121 | 0.6901 | 0 | 0 | 0 | 0 | 4.1988 | 0 | 0 | 0 | 0 | 0 | 0 | 0 | 0 | 0 | 0 | 0 | 0 | 0
8 | 1 | 20 | 3 | 1.7931 | 0 | 2.4769 | 0 | 0 | 0 | 0 | 0.21448 | 0 | 0 | 2.9577 | 0 | 7.4422 | 0 | 0 | 0 | 0 | 0 | 0 | 0 | 0 | 0 | 0 | 0 | 0 | 0 | 0.45131 | 0 | 1.1038 | 0 | 1.1706 | 0 | 0.36871 | 0.6901 | 0 | 0 | 0 | 0 | 3.7846 | 0 | 0 | 0 | 0 | 0 | 0 | 0 | 0 | 0 | 0 | 0 | 0 | 0
8 | 1 | 21 | 3 | 1.7931 | 0 | 2.4769 | 0 | 0 | 0 | 0 | 0.17897 | 0 | 0 | 3.7929 | 0 | 8.2419 | 0 | 0 | 0 | 0 | 0 | 0 | 0 | 0 | 0 | 0 | 0 | 0 | 0 | 0.45131 | 0 | 1.2156 | 0 | 0.97016 | 0 | 0.47371 | 0.6901 | 0 | 0 | 0 | 0 | 3.8009 | 0 | 0 | 0 | 0 | 0 | 0 | 0 | 0 | 0 | 0 | 0 | 0 | 0
8 | 1 | 22 | 3 | 1.7931 | 0 | 2.4769 | 0 | 0 | 0 | 0 | 0.16476 | 0 | 0 | 2.54 | 0 | 6.9747 | 0 | 0 | 0 | 0 | 0 | 0 | 0 | 0 | 0 | 0 | 0 | 0 | 0 | 0.45131 | 0 | 1.1038 | 0 | 0.89038 | 0 | 0.31621 | 0.6901 | 0 | 0 | 0 | 0 | 3.4518 | 0 | 0 | 0 | 0 | 0 | 0 | 0 | 0 | 0 | 0 | 0 | 0 | 0
8 | 1 | 23 | 3 | 1.7931 | 0 | 2.4769 | 0 | 0 | 0 | 0 | 0.15297 | 0 | 0 | 0.45183 | 0 | 4.8748 | 0 | 0 | 0 | 0 | 0 | 0 | 0 | 0 | 0 | 0 | 0 | 0 | 0 | 0.45131 | 0 | 0.88038 | 0 | 0.8102 | 0 | 0.053706 | 0.6901 | 0 | 0 | 0 | 0 | 2.8857 | 0 | 0 | 0 | 0 | 0 | 0 | 0 | 0 | 0 | 0 | 0 | 0 | 0
8 | 1 | 24 | 3 | 1.7931 | 0 | 2.4769 | 0 | 0 | 0 | 0 | 0.14426 | 0 | 0 | 0.45187 | 0 | 4.8662 | 0 | 0 | 0 | 0 | 0 | 0 | 0 | 0 | 0 | 0 | 0 | 0 | 0 | 0.45131 | 0 | 0.54519 | 0 | 0.75983 | 0 | 0.053706 | 0.6901 | 0 | 0 | 0 | 0 | 2.5001 | 0 | 0 | 0 | 0 | 0 | 0 | 0 | 0 | 0 | 0 | 0 | 0 | 0
8 | 2 | 1 | 4 | 1.7931 | 0 | 2.4769 | 0 | 0 | 0 | 0 | 0.14164 | 0 | 0 | 0.45198 | 0 | 4.8636 | 0 | 0 | 0 | 0 | 0 | 0 | 0 | 0 | 0 | 0 | 0 | 0 | 0 | 0.45131 | 0 | 0.32173 | 0 | 0.74197 | 0 | 0.053706 | 0.6901 | 0 | 0 | 0 | 0 | 2.2588 | 0 | 0 | 0 | 0 | 0 | 0 | 0 | 0 | 0 | 0 | 0 | 0 | 0
8 | 2 | 2 | 4 | 1.7931 | 0 | 2.4769 | 0 | 0 | 0 | 0 | 0.15068 | 0 | 0 | 0.45209 | 0 | 4.8728 | 0 | 0 | 0 | 0 | 0 | 0 | 0 | 0 | 0 | 0 | 0 | 0 | 0 | 0.45131 | 0 | 0.32173 | 0 | 0.78404 | 0 | 0.053706 | 0.6901 | 0 | 0 | 0 | 0 | 2.3009 | 0 | 0 | 0 | 0 | 0 | 0 | 0 | 0 | 0 | 0 | 0 | 0 | 0
8 | 2 | 3 | 4 | 1.7931 | 0 | 2.4769 | 0 | 0 | 0 | 0 | 0.12494 | 0 | 0 | 0.45211 | 0 | 4.8471 | 0 | 0 | 0 | 0 | 0 | 0 | 0 | 0 | 0 | 0 | 0 | 0 | 0 | 0.45131 | 0 | 0.32173 | 0 | 0.62785 | 0 | 0.053706 | 0.6901 | 0 | 0 | 0 | 0 | 2.1447 | 0 | 0 | 0 | 0 | 0 | 0 | 0 | 0 | 0 | 0 | 0 | 0 | 0
8 | 2 | 4 | 4 | 1.7931 | 0 | 2.4769 | 0 | 0 | 0 | 0 | 0.11564 | 0 | 0 | 0.45216 | 0 | 4.8378 | 0 | 0 | 0 | 0 | 0 | 0 | 0 | 0 | 0 | 0 | 0 | 0 | 0 | 0.45131 | 0 | 0.32173 | 0 | 0.58732 | 0 | 0.053706 | 0.6901 | 0 | 0 | 0 | 0 | 2.1042 | 0 | 0 | 0 | 0 | 0 | 0 | 0 | 0 | 0 | 0 | 0 | 0 | 0
8 | 2 | 5 | 4 | 1.7931 | 0 | 2.4769 | 0 | 0 | 0 | 0 | 0.09836 | 0 | 0 | 0.45218 | 0 | 4.8206 | 0 | 0 | 0 | 0 | 0 | 0 | 0 | 0 | 0 | 0 | 0 | 0 | 0 | 0.45131 | 0 | 0.32173 | 0 | 0.47975 | 0 | 0.053706 | 0.6901 | 0 | 0 | 0 | 0 | 1.9966 | 0 | 0 | 0 | 0 | 0 | 0 | 0 | 0 | 0 | 0 | 0 | 0 | 0
8 | 2 | 6 | 4 | 1.7931 | 0 | 2.4769 | 0 | 0 | 0 | 0 | 0.095409 | 0 | 0 | 2.5403 | 0 | 6.9057 | 0 | 0 | 0 | 0 | 0 | 0 | 0 | 0 | 0 | 0 | 0 | 0 | 0 | 0.45131 | 0 | 0.54519 | 0 | 0.45726 | 0 | 0.31621 | 0.6901 | 0 | 0 | 0 | 0 | 2.4601 | 0 | 0 | 0 | 0 | 0 | 0 | 0 | 0 | 0 | 0 | 0 | 0 | 0
8 | 2 | 7 | 4 | 1.7931 | 0 | 2.4769 | 0 | 0 | 0 | 0 | 0.16723 | 0 | 0 | 3.9553 | 0 | 8.3926 | 0 | 0 | 0 | 0 | 0 | 0 | 0 | 0 | 0 | 0 | 0 | 0 | 0 | 0.45131 | 0 | 0.71279 | 0 | 0.81917 | 0 | 0.52621 | 0.6901 | 0 | 0 | 0 | 0 | 3.1996 | 0 | 0 | 0 | 0 | 0 | 0 | 0 | 0 | 0 | 0 | 0 | 0 | 0
8 | 2 | 8 | 4 | 1.7931 | 0 | 13.6089 | 0 | 0 | 0 | 0 | 0.33991 | 0 | 0 | 3.6278 | 0 | 19.3697 | 0 | 0 | 0 | 0 | 0 | 0 | 0 | 0 | 0 | 0 | 0 | 0 | 0 | 0.45131 | 0 | 0.71279 | 0 | 1.7764 | 0 | 0.42121 | 0.6901 | 0 | 0 | 0 | 0 | 4.0518 | 0 | 0 | 0 | 0 | 0 | 0 | 0 | 0 | 0 | 0 | 0 | 0 | 0
8 | 2 | 9 | 4 | 1.7931 | 0 | 13.6089 | 0 | 0 | 0 | 0 | 0.3835 | 0 | 0 | 2.5401 | 0 | 18.3256 | 0 | 0 | 0 | 0 | 0 | 0 | 0 | 0 | 0 | 0 | 0 | 0 | 0 | 0.45131 | 0 | 0.71279 | 0 | 2.1732 | 0 | 0.31621 | 0.6901 | 0 | 0 | 0 | 0 | 4.3436 | 0 | 0 | 0 | 0 | 0 | 0 | 0 | 0 | 0 | 0 | 0 | 0 | 0
8 | 2 | 10 | 4 | 1.7931 | 0 | 13.6089 | 0 | 0 | 0 | 0 | 0.41099 | 0 | 0 | 2.5401 | 0 | 18.3531 | 0 | 0 | 0 | 0 | 0 | 0 | 0 | 0 | 0 | 0 | 0 | 0 | 0 | 0.45131 | 0 | 0.71279 | 0 | 2.3311 | 0 | 0.31621 | 0.6901 | 0 | 0 | 0 | 0 | 4.5015 | 0 | 0 | 0 | 0 | 0 | 0 | 0 | 0 | 0 | 0 | 0 | 0 | 0
8 | 2 | 11 | 4 | 1.7931 | 0 | 13.6089 | 0 | 0 | 0 | 0 | 0.4476 | 0 | 0 | 2.9577 | 0 | 18.8073 | 0 | 0 | 0 | 0 | 0 | 0 | 0 | 0 | 0 | 0 | 0 | 0 | 0 | 0.45131 | 0 | 0.54519 | 0 | 2.6422 | 0 | 0.36871 | 0.6901 | 0 | 0 | 0 | 0 | 4.6975 | 0 | 0 | 0 | 0 | 0 | 0 | 0 | 0 | 0 | 0 | 0 | 0 | 0
8 | 2 | 12 | 4 | 1.7931 | 0 | 8.6613 | 0 | 0 | 0 | 0 | 0.42316 | 0 | 0 | 3.3753 | 0 | 14.2529 | 0 | 0 | 0 | 0 | 0 | 0 | 0 | 0 | 0 | 0 | 0 | 0 | 0 | 0.45131 | 0 | 0.54519 | 0 | 2.465 | 0 | 0.42121 | 0.6901 | 0 | 0 | 0 | 0 | 4.5728 | 0 | 0 | 0 | 0 | 0 | 0 | 0 | 0 | 0 | 0 | 0 | 0 | 0
8 | 2 | 13 | 4 | 1.7931 | 0 | 13.6089 | 0 | 0 | 0 | 0 | 0.52889 | 0 | 0 | 2.9577 | 0 | 18.8886 | 0 | 0 | 0 | 0 | 0 | 0 | 0 | 0 | 0 | 0 | 0 | 0 | 0 | 0.45131 | 0 | 0.54519 | 0 | 3.1547 | 0 | 0.36871 | 0.6901 | 0 | 0 | 0 | 0 | 5.21 | 0 | 0 | 0 | 0 | 0 | 0 | 0 | 0 | 0 | 0 | 0 | 0 | 0
8 | 2 | 14 | 4 | 1.7931 | 0 | 13.6089 | 0 | 0 | 0 | 0 | 0.54824 | 0 | 0 | 2.9577 | 0 | 18.9079 | 0 | 0 | 0 | 0 | 0 | 0 | 0 | 0 | 0 | 0 | 0 | 0 | 0 | 0.45131 | 0 | 0.54519 | 0 | 3.2734 | 0 | 0.36871 | 0.6901 | 0 | 0 | 0 | 0 | 5.3287 | 0 | 0 | 0 | 0 | 0 | 0 | 0 | 0 | 0 | 0 | 0 | 0 | 0
8 | 2 | 15 | 4 | 1.7931 | 0 | 13.6089 | 0 | 0 | 0 | 0 | 0.59656 | 0 | 0 | 2.54 | 0 | 18.5386 | 0 | 0 | 0 | 0 | 0 | 0 | 0 | 0 | 0 | 0 | 0 | 0 | 0 | 0.45131 | 0 | 0.54519 | 0 | 3.662 | 0 | 0.31621 | 0.6901 | 0 | 0 | 0 | 0 | 5.6649 | 0 | 0 | 0 | 0 | 0 | 0 | 0 | 0 | 0 | 0 | 0 | 0 | 0
8 | 2 | 16 | 4 | 1.7931 | 0 | 13.6089 | 0 | 0 | 0 | 0 | 0.61583 | 0 | 0 | 2.54 | 0 | 18.5579 | 0 | 0 | 0 | 0 | 0 | 0 | 0 | 0 | 0 | 0 | 0 | 0 | 0 | 0.45131 | 0 | 0.54519 | 0 | 3.7821 | 0 | 0.31621 | 0.6901 | 0 | 0 | 0 | 0 | 5.7849 | 0 | 0 | 0 | 0 | 0 | 0 | 0 | 0 | 0 | 0 | 0 | 0 | 0
8 | 2 | 17 | 4 | 1.7931 | 0 | 13.6089 | 0 | 0 | 0 | 0 | 0.61526 | 0 | 0 | 3.9552 | 0 | 19.9725 | 0 | 0 | 0 | 0 | 0 | 0 | 0 | 0 | 0 | 0 | 0 | 0 | 0 | 0.45131 | 0 | 0.54519 | 0 | 3.8661 | 0 | 0.52621 | 0.6901 | 0 | 0 | 0 | 0 | 6.0789 | 0 | 0 | 0 | 0 | 0 | 0 | 0 | 0 | 0 | 0 | 0 | 0 | 0
8 | 2 | 18 | 4 | 1.7931 | 0 | 9.8982 | 0 | 0 | 0 | 0 | 0.48115 | 0 | 0 | 3.9552 | 0 | 16.1277 | 0 | 0 | 0 | 0 | 0 | 0 | 0 | 0 | 0 | 0 | 0 | 0 | 0 | 0.45131 | 0 | 0.54519 | 0 | 2.9479 | 0 | 0.52621 | 0.6901 | 0 | 0 | 0 | 0 | 5.1608 | 0 | 0 | 0 | 0 | 0 | 0 | 0 | 0 | 0 | 0 | 0 | 0 | 0
8 | 2 | 19 | 4 | 1.7931 | 0 | 2.4769 | 0 | 0 | 0 | 0 | 0.30601 | 0 | 0 | 3.8769 | 0 | 8.453 | 0 | 0 | 0 | 0 | 0 | 0 | 0 | 0 | 0 | 0 | 0 | 0 | 0 | 0.45131 | 0 | 0.88038 | 0 | 1.8305 | 0 | 0.42121 | 0.6901 | 0 | 0 | 0 | 0 | 4.2736 | 0 | 0 | 0 | 0 | 0 | 0 | 0 | 0 | 0 | 0 | 0 | 0 | 0
8 | 2 | 20 | 4 | 1.7931 | 0 | 2.4769 | 0 | 0 | 0 | 0 | 0.21449 | 0 | 0 | 2.9576 | 0 | 7.4421 | 0 | 0 | 0 | 0 | 0 | 0 | 0 | 0 | 0 | 0 | 0 | 0 | 0 | 0.45131 | 0 | 1.1038 | 0 | 1.2189 | 0 | 0.36871 | 0.6901 | 0 | 0 | 0 | 0 | 3.8328 | 0 | 0 | 0 | 0 | 0 | 0 | 0 | 0 | 0 | 0 | 0 | 0 | 0
8 | 2 | 21 | 4 | 1.7931 | 0 | 2.4769 | 0 | 0 | 0 | 0 | 0.19345 | 0 | 0 | 3.7928 | 0 | 8.2563 | 0 | 0 | 0 | 0 | 0 | 0 | 0 | 0 | 0 | 0 | 0 | 0 | 0 | 0.45131 | 0 | 1.2156 | 0 | 1.1051 | 0 | 0.47371 | 0.6901 | 0 | 0 | 0 | 0 | 3.9358 | 0 | 0 | 0 | 0 | 0 | 0 | 0 | 0 | 0 | 0 | 0 | 0 | 0
8 | 2 | 22 | 4 | 1.7931 | 0 | 2.4769 | 0 | 0 | 0 | 0 | 0.16756 | 0 | 0 | 2.5398 | 0 | 6.9774 | 0 | 0 | 0 | 0 | 0 | 0 | 0 | 0 | 0 | 0 | 0 | 0 | 0 | 0.45131 | 0 | 1.1038 | 0 | 0.90494 | 0 | 0.31621 | 0.6901 | 0 | 0 | 0 | 0 | 3.4664 | 0 | 0 | 0 | 0 | 0 | 0 | 0 | 0 | 0 | 0 | 0 | 0 | 0
8 | 2 | 23 | 4 | 1.7931 | 0 | 2.4769 | 0 | 0 | 0 | 0 | 0.15936 | 0 | 0 | 0.45174 | 0 | 4.8811 | 0 | 0 | 0 | 0 | 0 | 0 | 0 | 0 | 0 | 0 | 0 | 0 | 0 | 0.45131 | 0 | 0.88038 | 0 | 0.85885 | 0 | 0.053706 | 0.6901 | 0 | 0 | 0 | 0 | 2.9343 | 0 | 0 | 0 | 0 | 0 | 0 | 0 | 0 | 0 | 0 | 0 | 0 | 0
8 | 2 | 24 | 4 | 1.7931 | 0 | 2.4769 | 0 | 0 | 0 | 0 | 0.14267 | 0 | 0 | 0.45178 | 0 | 4.8645 | 0 | 0 | 0 | 0 | 0 | 0 | 0 | 0 | 0 | 0 | 0 | 0 | 0 | 0.45131 | 0 | 0.54519 | 0 | 0.75474 | 0 | 0.053706 | 0.6901 | 0 | 0 | 0 | 0 | 2.495 | 0 | 0 | 0 | 0 | 0 | 0 | 0 | 0 | 0 | 0 | 0 | 0 | 0
8 | 3 | 1 | 5 | 1.7931 | 0 | 2.4769 | 0 | 0 | 0 | 0 | 0.13368 | 0 | 0 | 0.45189 | 0 | 4.8556 | 0 | 0 | 0 | 0 | 0 | 0 | 0 | 0 | 0 | 0 | 0 | 0 | 0 | 0.45131 | 0 | 0.32173 | 0 | 0.70592 | 0 | 0.053706 | 0.6901 | 0 | 0 | 0 | 0 | 2.2228 | 0 | 0 | 0 | 0 | 0 | 0 | 0 | 0 | 0 | 0 | 0 | 0 | 0
8 | 3 | 2 | 5 | 1.7931 | 0 | 2.4769 | 0 | 0 | 0 | 0 | 0.12413 | 0 | 0 | 0.45201 | 0 | 4.8462 | 0 | 0 | 0 | 0 | 0 | 0 | 0 | 0 | 0 | 0 | 0 | 0 | 0 | 0.45131 | 0 | 0.32173 | 0 | 0.64123 | 0 | 0.053706 | 0.6901 | 0 | 0 | 0 | 0 | 2.1581 | 0 | 0 | 0 | 0 | 0 | 0 | 0 | 0 | 0 | 0 | 0 | 0 | 0
8 | 3 | 3 | 5 | 1.7931 | 0 | 2.4769 | 0 | 0 | 0 | 0 | 0.12157 | 0 | 0 | 0.45207 | 0 | 4.8437 | 0 | 0 | 0 | 0 | 0 | 0 | 0 | 0 | 0 | 0 | 0 | 0 | 0 | 0.45131 | 0 | 0.32173 | 0 | 0.63168 | 0 | 0.053706 | 0.6901 | 0 | 0 | 0 | 0 | 2.1485 | 0 | 0 | 0 | 0 | 0 | 0 | 0 | 0 | 0 | 0 | 0 | 0 | 0
8 | 3 | 4 | 5 | 1.7931 | 0 | 2.4769 | 0 | 0 | 0 | 0 | 0.11113 | 0 | 0 | 0.45209 | 0 | 4.8332 | 0 | 0 | 0 | 0 | 0 | 0 | 0 | 0 | 0 | 0 | 0 | 0 | 0 | 0.45131 | 0 | 0.32173 | 0 | 0.5652 | 0 | 0.053706 | 0.6901 | 0 | 0 | 0 | 0 | 2.0821 | 0 | 0 | 0 | 0 | 0 | 0 | 0 | 0 | 0 | 0 | 0 | 0 | 0
8 | 3 | 5 | 5 | 1.7931 | 0 | 2.4769 | 0 | 0 | 0 | 0 | 0.099918 | 0 | 0 | 0.4521 | 0 | 4.822 | 0 | 0 | 0 | 0 | 0 | 0 | 0 | 0 | 0 | 0 | 0 | 0 | 0 | 0.45131 | 0 | 0.32173 | 0 | 0.50323 | 0 | 0.053706 | 0.6901 | 0 | 0 | 0 | 0 | 2.0201 | 0 | 0 | 0 | 0 | 0 | 0 | 0 | 0 | 0 | 0 | 0 | 0 | 0
8 | 3 | 6 | 5 | 1.7931 | 0 | 2.4769 | 0 | 0 | 0 | 0 | 0.10317 | 0 | 0 | 2.5402 | 0 | 6.9134 | 0 | 0 | 0 | 0 | 0 | 0 | 0 | 0 | 0 | 0 | 0 | 0 | 0 | 0.45131 | 0 | 0.54519 | 0 | 0.52471 | 0 | 0.31621 | 0.6901 | 0 | 0 | 0 | 0 | 2.5275 | 0 | 0 | 0 | 0 | 0 | 0 | 0 | 0 | 0 | 0 | 0 | 0 | 0
8 | 3 | 7 | 5 | 1.7931 | 0 | 2.4769 | 0 | 0 | 0 | 0 | 0.16963 | 0 | 0 | 3.9553 | 0 | 8.3949 | 0 | 0 | 0 | 0 | 0 | 0 | 0 | 0 | 0 | 0 | 0 | 0 | 0 | 0.45131 | 0 | 0.71279 | 0 | 0.87382 | 0 | 0.52621 | 0.6901 | 0 | 0 | 0 | 0 | 3.2542 | 0 | 0 | 0 | 0 | 0 | 0 | 0 | 0 | 0 | 0 | 0 | 0 | 0
8 | 3 | 8 | 5 | 1.7931 | 0 | 13.6089 | 0 | 0 | 0 | 0 | 0.34379 | 0 | 0 | 3.6277 | 0 | 19.3735 | 0 | 0 | 0 | 0 | 0 | 0 | 0 | 0 | 0 | 0 | 0 | 0 | 0 | 0.45131 | 0 | 0.71279 | 0 | 1.8548 | 0 | 0.42121 | 0.6901 | 0 | 0 | 0 | 0 | 4.1302 | 0 | 0 | 0 | 0 | 0 | 0 | 0 | 0 | 0 | 0 | 0 | 0 | 0
8 | 3 | 9 | 5 | 1.7931 | 0 | 13.6089 | 0 | 0 | 0 | 0 | 0.38522 | 0 | 0 | 2.54 | 0 | 18.3273 | 0 | 0 | 0 | 0 | 0 | 0 | 0 | 0 | 0 | 0 | 0 | 0 | 0 | 0.45131 | 0 | 0.71279 | 0 | 2.2349 | 0 | 0.31621 | 0.6901 | 0 | 0 | 0 | 0 | 4.4053 | 0 | 0 | 0 | 0 | 0 | 0 | 0 | 0 | 0 | 0 | 0 | 0 | 0
8 | 3 | 10 | 5 | 1.7931 | 0 | 13.6089 | 0 | 0 | 0 | 0 | 0.43519 | 0 | 0 | 2.54 | 0 | 18.3772 | 0 | 0 | 0 | 0 | 0 | 0 | 0 | 0 | 0 | 0 | 0 | 0 | 0 | 0.45131 | 0 | 0.71279 | 0 | 2.5755 | 0 | 0.31621 | 0.6901 | 0 | 0 | 0 | 0 | 4.7459 | 0 | 0 | 0 | 0 | 0 | 0 | 0 | 0 | 0 | 0 | 0 | 0 | 0
8 | 3 | 11 | 5 | 1.7931 | 0 | 13.6089 | 0 | 0 | 0 | 0 | 0.46208 | 0 | 0 | 2.9575 | 0 | 18.8216 | 0 | 0 | 0 | 0 | 0 | 0 | 0 | 0 | 0 | 0 | 0 | 0 | 0 | 0.45131 | 0 | 0.54519 | 0 | 2.7454 | 0 | 0.36871 | 0.6901 | 0 | 0 | 0 | 0 | 4.8007 | 0 | 0 | 0 | 0 | 0 | 0 | 0 | 0 | 0 | 0 | 0 | 0 | 0
8 | 3 | 12 | 5 | 1.7931 | 0 | 8.6613 | 0 | 0 | 0 | 0 | 0.45136 | 0 | 0 | 3.3752 | 0 | 14.281 | 0 | 0 | 0 | 0 | 0 | 0 | 0 | 0 | 0 | 0 | 0 | 0 | 0 | 0.45131 | 0 | 0.54519 | 0 | 2.7905 | 0 | 0.42121 | 0.6901 | 0 | 0 | 0 | 0 | 4.8983 | 0 | 0 | 0 | 0 | 0 | 0 | 0 | 0 | 0 | 0 | 0 | 0 | 0
8 | 3 | 13 | 5 | 1.7931 | 0 | 13.6089 | 0 | 0 | 0 | 0 | 0.54914 | 0 | 0 | 2.9576 | 0 | 18.9087 | 0 | 0 | 0 | 0 | 0 | 0 | 0 | 0 | 0 | 0 | 0 | 0 | 0 | 0.45131 | 0 | 0.54519 | 0 | 3.3627 | 0 | 0.36871 | 0.6901 | 0 | 0 | 0 | 0 | 5.418 | 0 | 0 | 0 | 0 | 0 | 0 | 0 | 0 | 0 | 0 | 0 | 0 | 0
8 | 3 | 14 | 5 | 1.7931 | 0 | 13.6089 | 0 | 0 | 0 | 0 | 0.57149 | 0 | 0 | 2.9576 | 0 | 18.9311 | 0 | 0 | 0 | 0 | 0 | 0 | 0 | 0 | 0 | 0 | 0 | 0 | 0 | 0.45131 | 0 | 0.54519 | 0 | 3.7221 | 0 | 0.36871 | 0.6901 | 0 | 0 | 0 | 0 | 5.7774 | 0 | 0 | 0 | 0 | 0 | 0 | 0 | 0 | 0 | 0 | 0 | 0 | 0
8 | 3 | 15 | 5 | 1.7931 | 0 | 13.6089 | 0 | 0 | 0 | 0 | 0.59559 | 0 | 0 | 2.5399 | 0 | 18.5375 | 0 | 0 | 0 | 0 | 0 | 0 | 0 | 0 | 0 | 0 | 0 | 0 | 0 | 0.45131 | 0 | 0.54519 | 0 | 3.8149 | 0 | 0.31621 | 0.6901 | 0 | 0 | 0 | 0 | 5.8177 | 0 | 0 | 0 | 0 | 0 | 0 | 0 | 0 | 0 | 0 | 0 | 0 | 0
8 | 3 | 16 | 5 | 1.7931 | 0 | 13.6089 | 0 | 0 | 0 | 0 | 0.61183 | 0 | 0 | 2.5399 | 0 | 18.5538 | 0 | 0 | 0 | 0 | 0 | 0 | 0 | 0 | 0 | 0 | 0 | 0 | 0 | 0.45131 | 0 | 0.54519 | 0 | 3.9786 | 0 | 0.31621 | 0.6901 | 0 | 0 | 0 | 0 | 5.9814 | 0 | 0 | 0 | 0 | 0 | 0 | 0 | 0 | 0 | 0 | 0 | 0 | 0
8 | 3 | 17 | 5 | 1.7931 | 0 | 13.6089 | 0 | 0 | 0 | 0 | 0.62099 | 0 | 0 | 3.9552 | 0 | 19.9782 | 0 | 0 | 0 | 0 | 0 | 0 | 0 | 0 | 0 | 0 | 0 | 0 | 0 | 0.45131 | 0 | 0.54519 | 0 | 4.1379 | 0 | 0.52621 | 0.6901 | 0 | 0 | 0 | 0 | 6.3507 | 0 | 0 | 0 | 0 | 0 | 0 | 0 | 0 | 0 | 0 | 0 | 0 | 0
8 | 3 | 18 | 5 | 1.7931 | 0 | 9.8982 | 0 | 0 | 0 | 0 | 0.49795 | 0 | 0 | 3.9552 | 0 | 16.1445 | 0 | 0 | 0 | 0 | 0 | 0 | 0 | 0 | 0 | 0 | 0 | 0 | 0 | 0.45131 | 0 | 0.54519 | 0 | 3.4581 | 0 | 0.52621 | 0.6901 | 0 | 0 | 0 | 0 | 5.6709 | 0 | 0 | 0 | 0 | 0 | 0 | 0 | 0 | 0 | 0 | 0 | 0 | 0
8 | 3 | 19 | 5 | 1.7931 | 0 | 2.4769 | 0 | 0 | 0 | 0 | 0.332 | 0 | 0 | 3.8768 | 0 | 8.4788 | 0 | 0 | 0 | 0 | 0 | 0 | 0 | 0 | 0 | 0 | 0 | 0 | 0 | 0.45131 | 0 | 0.88038 | 0 | 2.2465 | 0 | 0.42121 | 0.6901 | 0 | 0 | 0 | 0 | 4.6895 | 0 | 0 | 0 | 0 | 0 | 0 | 0 | 0 | 0 | 0 | 0 | 0 | 0
8 | 3 | 20 | 5 | 1.7931 | 0 | 2.4769 | 0 | 0 | 0 | 0 | 0.25288 | 0 | 0 | 2.9575 | 0 | 7.4804 | 0 | 0 | 0 | 0 | 0 | 0 | 0 | 0 | 0 | 0 | 0 | 0 | 0 | 0.45131 | 0 | 1.1038 | 0 | 1.5771 | 0 | 0.36871 | 0.6901 | 0 | 0 | 0 | 0 | 4.1911 | 0 | 0 | 0 | 0 | 0 | 0 | 0 | 0 | 0 | 0 | 0 | 0 | 0
8 | 3 | 21 | 5 | 1.7931 | 0 | 2.4769 | 0 | 0 | 0 | 0 | 0.20958 | 0 | 0 | 3.7927 | 0 | 8.2723 | 0 | 0 | 0 | 0 | 0 | 0 | 0 | 0 | 0 | 0 | 0 | 0 | 0 | 0.45131 | 0 | 1.2156 | 0 | 1.2791 | 0 | 0.47371 | 0.6901 | 0 | 0 | 0 | 0 | 4.1098 | 0 | 0 | 0 | 0 | 0 | 0 | 0 | 0 | 0 | 0 | 0 | 0 | 0
8 | 3 | 22 | 5 | 1.7931 | 0 | 2.4769 | 0 | 0 | 0 | 0 | 0.20263 | 0 | 0 | 2.5397 | 0 | 7.0124 | 0 | 0 | 0 | 0 | 0 | 0 | 0 | 0 | 0 | 0 | 0 | 0 | 0 | 0.45131 | 0 | 1.1038 | 0 | 1.2369 | 0 | 0.31621 | 0.6901 | 0 | 0 | 0 | 0 | 3.7983 | 0 | 0 | 0 | 0 | 0 | 0 | 0 | 0 | 0 | 0 | 0 | 0 | 0
8 | 3 | 23 | 5 | 1.7931 | 0 | 2.4769 | 0 | 0 | 0 | 0 | 0.19471 | 0 | 0 | 0.45161 | 0 | 4.9163 | 0 | 0 | 0 | 0 | 0 | 0 | 0 | 0 | 0 | 0 | 0 | 0 | 0 | 0.45131 | 0 | 0.88038 | 0 | 1.1338 | 0 | 0.053706 | 0.6901 | 0 | 0 | 0 | 0 | 3.2093 | 0 | 0 | 0 | 0 | 0 | 0 | 0 | 0 | 0 | 0 | 0 | 0 | 0
8 | 3 | 24 | 5 | 1.7931 | 0 | 2.4769 | 0 | 0 | 0 | 0 | 0.17992 | 0 | 0 | 0.45165 | 0 | 4.9016 | 0 | 0 | 0 | 0 | 0 | 0 | 0 | 0 | 0 | 0 | 0 | 0 | 0 | 0.45131 | 0 | 0.54519 | 0 | 1.0261 | 0 | 0.053706 | 0.6901 | 0 | 0 | 0 | 0 | 2.7664 | 0 | 0 | 0 | 0 | 0 | 0 | 0 | 0 | 0 | 0 | 0 | 0 | 0
8 | 4 | 1 | 6 | 1.7931 | 0 | 2.4769 | 0 | 0 | 0 | 0 | 0.18115 | 0 | 0 | 0.45176 | 0 | 4.9029 | 0 | 0 | 0 | 0 | 0 | 0 | 0 | 0 | 0 | 0 | 0 | 0 | 0 | 0.45131 | 0 | 0.32173 | 0 | 1.0405 | 0 | 0.053706 | 0.6901 | 0 | 0 | 0 | 0 | 2.5574 | 0 | 0 | 0 | 0 | 0 | 0 | 0 | 0 | 0 | 0 | 0 | 0 | 0
8 | 4 | 2 | 6 | 1.7931 | 0 | 2.4769 | 0 | 0 | 0 | 0 | 0.19052 | 0 | 0 | 0.45186 | 0 | 4.9124 | 0 | 0 | 0 | 0 | 0 | 0 | 0 | 0 | 0 | 0 | 0 | 0 | 0 | 0.45131 | 0 | 0.32173 | 0 | 1.0685 | 0 | 0.053706 | 0.6901 | 0 | 0 | 0 | 0 | 2.5854 | 0 | 0 | 0 | 0 | 0 | 0 | 0 | 0 | 0 | 0 | 0 | 0 | 0
8 | 4 | 3 | 6 | 1.7931 | 0 | 2.4769 | 0 | 0 | 0 | 0 | 0.17191 | 0 | 0 | 0.45188 | 0 | 4.8938 | 0 | 0 | 0 | 0 | 0 | 0 | 0 | 0 | 0 | 0 | 0 | 0 | 0 | 0.45131 | 0 | 0.32173 | 0 | 0.9327 | 0 | 0.053706 | 0.6901 | 0 | 0 | 0 | 0 | 2.4495 | 0 | 0 | 0 | 0 | 0 | 0 | 0 | 0 | 0 | 0 | 0 | 0 | 0
8 | 4 | 4 | 6 | 1.7931 | 0 | 2.4769 | 0 | 0 | 0 | 0 | 0.18184 | 0 | 0 | 0.45192 | 0 | 4.9038 | 0 | 0 | 0 | 0 | 0 | 0 | 0 | 0 | 0 | 0 | 0 | 0 | 0 | 0.45131 | 0 | 0.32173 | 0 | 1.005 | 0 | 0.053706 | 0.6901 | 0 | 0 | 0 | 0 | 2.5219 | 0 | 0 | 0 | 0 | 0 | 0 | 0 | 0 | 0 | 0 | 0 | 0 | 0
8 | 4 | 5 | 6 | 1.7931 | 0 | 2.4769 | 0 | 0 | 0 | 0 | 0.1643 | 0 | 0 | 0.45191 | 0 | 4.8862 | 0 | 0 | 0 | 0 | 0 | 0 | 0 | 0 | 0 | 0 | 0 | 0 | 0 | 0.45131 | 0 | 0.32173 | 0 | 0.8939 | 0 | 0.053706 | 0.6901 | 0 | 0 | 0 | 0 | 2.4108 | 0 | 0 | 0 | 0 | 0 | 0 | 0 | 0 | 0 | 0 | 0 | 0 | 0
8 | 4 | 6 | 6 | 1.7931 | 0 | 2.4769 | 0 | 0 | 0 | 0 | 0.14705 | 0 | 0 | 2.54 | 0 | 6.9571 | 0 | 0 | 0 | 0 | 0 | 0 | 0 | 0 | 0 | 0 | 0 | 0 | 0 | 0.45131 | 0 | 0.54519 | 0 | 0.81486 | 0 | 0.31621 | 0.6901 | 0 | 0 | 0 | 0 | 2.8177 | 0 | 0 | 0 | 0 | 0 | 0 | 0 | 0 | 0 | 0 | 0 | 0 | 0
8 | 4 | 7 | 6 | 1.7931 | 0 | 2.4769 | 0 | 0 | 0 | 0 | 0.21602 | 0 | 0 | 3.9552 | 0 | 8.4412 | 0 | 0 | 0 | 0 | 0 | 0 | 0 | 0 | 0 | 0 | 0 | 0 | 0 | 0.45131 | 0 | 0.71279 | 0 | 1.2426 | 0 | 0.52621 | 0.6901 | 0 | 0 | 0 | 0 | 3.623 | 0 | 0 | 0 | 0 | 0 | 0 | 0 | 0 | 0 | 0 | 0 | 0 | 0
8 | 4 | 8 | 6 | 1.7931 | 0 | 13.6089 | 0 | 0 | 0 | 0 | 0.41072 | 0 | 0 | 3.6274 | 0 | 19.4401 | 0 | 0 | 0 | 0 | 0 | 0 | 0 | 0 | 0 | 0 | 0 | 0 | 0 | 0.45131 | 0 | 0.71279 | 0 | 2.539 | 0 | 0.42121 | 0.6901 | 0 | 0 | 0 | 0 | 4.8144 | 0 | 0 | 0 | 0 | 0 | 0 | 0 | 0 | 0 | 0 | 0 | 0 | 0
8 | 4 | 9 | 6 | 1.7931 | 0 | 13.6089 | 0 | 0 | 0 | 0 | 0.4548 | 0 | 0 | 2.5398 | 0 | 18.3966 | 0 | 0 | 0 | 0 | 0 | 0 | 0 | 0 | 0 | 0 | 0 | 0 | 0 | 0.45131 | 0 | 0.71279 | 0 | 2.9834 | 0 | 0.31621 | 0.6901 | 0 | 0 | 0 | 0 | 5.1538 | 0 | 0 | 0 | 0 | 0 | 0 | 0 | 0 | 0 | 0 | 0 | 0 | 0
8 | 4 | 10 | 6 | 1.7931 | 0 | 13.6089 | 0 | 0 | 0 | 0 | 0.46138 | 0 | 0 | 2.5398 | 0 | 18.4032 | 0 | 0 | 0 | 0 | 0 | 0 | 0 | 0 | 0 | 0 | 0 | 0 | 0 | 0.45131 | 0 | 0.71279 | 0 | 3.0423 | 0 | 0.31621 | 0.6901 | 0 | 0 | 0 | 0 | 5.2127 | 0 | 0 | 0 | 0 | 0 | 0 | 0 | 0 | 0 | 0 | 0 | 0 | 0
8 | 4 | 11 | 6 | 1.7931 | 0 | 13.6089 | 0 | 0 | 0 | 0 | 0.49056 | 0 | 0 | 2.9574 | 0 | 18.85 | 0 | 0 | 0 | 0 | 0 | 0 | 0 | 0 | 0 | 0 | 0 | 0 | 0 | 0.45131 | 0 | 0.54519 | 0 | 3.2412 | 0 | 0.36871 | 0.6901 | 0 | 0 | 0 | 0 | 5.2965 | 0 | 0 | 0 | 0 | 0 | 0 | 0 | 0 | 0 | 0 | 0 | 0 | 0
8 | 4 | 12 | 6 | 1.7931 | 0 | 8.6613 | 0 | 0 | 0 | 0 | 0.47961 | 0 | 0 | 3.375 | 0 | 14.3091 | 0 | 0 | 0 | 0 | 0 | 0 | 0 | 0 | 0 | 0 | 0 | 0 | 0 | 0.45131 | 0 | 0.54519 | 0 | 3.2124 | 0 | 0.42121 | 0.6901 | 0 | 0 | 0 | 0 | 5.3202 | 0 | 0 | 0 | 0 | 0 | 0 | 0 | 0 | 0 | 0 | 0 | 0 | 0
8 | 4 | 13 | 6 | 1.7931 | 0 | 13.6089 | 0 | 0 | 0 | 0 | 0.5823 | 0 | 0 | 2.9574 | 0 | 18.9417 | 0 | 0 | 0 | 0 | 0 | 0 | 0 | 0 | 0 | 0 | 0 | 0 | 0 | 0.45131 | 0 | 0.54519 | 0 | 3.9731 | 0 | 0.36871 | 0.6901 | 0 | 0 | 0 | 0 | 6.0284 | 0 | 0 | 0 | 0 | 0 | 0 | 0 | 0 | 0 | 0 | 0 | 0 | 0
8 | 4 | 14 | 6 | 1.7931 | 0 | 13.6089 | 0 | 0 | 0 | 0 | 0.62264 | 0 | 0 | 2.9574 | 0 | 18.982 | 0 | 0 | 0 | 0 | 0 | 0 | 0 | 0 | 0 | 0 | 0 | 0 | 0 | 0.45131 | 0 | 0.54519 | 0 | 4.3422 | 0 | 0.36871 | 0.6901 | 0 | 0 | 0 | 0 | 6.3975 | 0 | 0 | 0 | 0 | 0 | 0 | 0 | 0 | 0 | 0 | 0 | 0 | 0
8 | 4 | 15 | 6 | 1.7931 | 0 | 13.6089 | 0 | 0 | 0 | 0 | 0.68184 | 0 | 0 | 2.5398 | 0 | 18.6236 | 0 | 0 | 0 | 0 | 0 | 0 | 0 | 0 | 0 | 0 | 0 | 0 | 0 | 0.45131 | 0 | 0.54519 | 0 | 4.9067 | 0 | 0.31621 | 0.6901 | 0 | 0 | 0 | 0 | 6.9096 | 0 | 0 | 0 | 0 | 0 | 0 | 0 | 0 | 0 | 0 | 0 | 0 | 0
8 | 4 | 16 | 6 | 1.7931 | 0 | 13.6089 | 0 | 0 | 0 | 0 | 0.72207 | 0 | 0 | 2.5398 | 0 | 18.6638 | 0 | 0 | 0 | 0 | 0 | 0 | 0 | 0 | 0 | 0 | 0 | 0 | 0 | 0.45131 | 0 | 0.54519 | 0 | 5.2068 | 0 | 0.31621 | 0.6901 | 0 | 0 | 0 | 0 | 7.2096 | 0 | 0 | 0 | 0 | 0 | 0 | 0 | 0 | 0 | 0 | 0 | 0 | 0
8 | 4 | 17 | 6 | 1.7931 | 0 | 13.6089 | 0 | 0 | 0 | 0 | 0.70166 | 0 | 0 | 3.9551 | 0 | 20.0587 | 0 | 0 | 0 | 0 | 0 | 0 | 0 | 0 | 0 | 0 | 0 | 0 | 0 | 0.45131 | 0 | 0.54519 | 0 | 4.9693 | 0 | 0.52621 | 0.6901 | 0 | 0 | 0 | 0 | 7.1821 | 0 | 0 | 0 | 0 | 0 | 0 | 0 | 0 | 0 | 0 | 0 | 0 | 0
8 | 4 | 18 | 6 | 1.7931 | 0 | 9.8982 | 0 | 0 | 0 | 0 | 0.56385 | 0 | 0 | 3.9551 | 0 | 16.2103 | 0 | 0 | 0 | 0 | 0 | 0 | 0 | 0 | 0 | 0 | 0 | 0 | 0 | 0.45131 | 0 | 0.54519 | 0 | 3.9259 | 0 | 0.52621 | 0.6901 | 0 | 0 | 0 | 0 | 6.1387 | 0 | 0 | 0 | 0 | 0 | 0 | 0 | 0 | 0 | 0 | 0 | 0 | 0
8 | 4 | 19 | 6 | 1.7931 | 0 | 2.4769 | 0 | 0 | 0 | 0 | 0.37782 | 0 | 0 | 3.8763 | 0 | 8.5242 | 0 | 0 | 0 | 0 | 0 | 0 | 0 | 0 | 0 | 0 | 0 | 0 | 0 | 0.45131 | 0 | 0.88038 | 0 | 2.5507 | 0 | 0.42121 | 0.6901 | 0 | 0 | 0 | 0 | 4.9937 | 0 | 0 | 0 | 0 | 0 | 0 | 0 | 0 | 0 | 0 | 0 | 0 | 0
8 | 4 | 20 | 6 | 1.7931 | 0 | 2.4769 | 0 | 0 | 0 | 0 | 0.29378 | 0 | 0 | 2.9573 | 0 | 7.5211 | 0 | 0 | 0 | 0 | 0 | 0 | 0 | 0 | 0 | 0 | 0 | 0 | 0 | 0.45131 | 0 | 1.1038 | 0 | 1.8883 | 0 | 0.36871 | 0.6901 | 0 | 0 | 0 | 0 | 4.5023 | 0 | 0 | 0 | 0 | 0 | 0 | 0 | 0 | 0 | 0 | 0 | 0 | 0
8 | 4 | 21 | 6 | 1.7931 | 0 | 2.4769 | 0 | 0 | 0 | 0 | 0.25629 | 0 | 0 | 3.7925 | 0 | 8.3188 | 0 | 0 | 0 | 0 | 0 | 0 | 0 | 0 | 0 | 0 | 0 | 0 | 0 | 0.45131 | 0 | 1.2156 | 0 | 1.5862 | 0 | 0.47371 | 0.6901 | 0 | 0 | 0 | 0 | 4.4169 | 0 | 0 | 0 | 0 | 0 | 0 | 0 | 0 | 0 | 0 | 0 | 0 | 0
8 | 4 | 22 | 6 | 1.7931 | 0 | 2.4769 | 0 | 0 | 0 | 0 | 0.23982 | 0 | 0 | 2.5395 | 0 | 7.0493 | 0 | 0 | 0 | 0 | 0 | 0 | 0 | 0 | 0 | 0 | 0 | 0 | 0 | 0.45131 | 0 | 1.1038 | 0 | 1.4453 | 0 | 0.31621 | 0.6901 | 0 | 0 | 0 | 0 | 4.0068 | 0 | 0 | 0 | 0 | 0 | 0 | 0 | 0 | 0 | 0 | 0 | 0 | 0
8 | 4 | 23 | 6 | 1.7931 | 0 | 2.4769 | 0 | 0 | 0 | 0 | 0.22302 | 0 | 0 | 0.45138 | 0 | 4.9444 | 0 | 0 | 0 | 0 | 0 | 0 | 0 | 0 | 0 | 0 | 0 | 0 | 0 | 0.45131 | 0 | 0.88038 | 0 | 1.3144 | 0 | 0.053706 | 0.6901 | 0 | 0 | 0 | 0 | 3.3899 | 0 | 0 | 0 | 0 | 0 | 0 | 0 | 0 | 0 | 0 | 0 | 0 | 0
8 | 4 | 24 | 6 | 1.7931 | 0 | 2.4769 | 0 | 0 | 0 | 0 | 0.23172 | 0 | 0 | 0.45142 | 0 | 4.9532 | 0 | 0 | 0 | 0 | 0 | 0 | 0 | 0 | 0 | 0 | 0 | 0 | 0 | 0.45131 | 0 | 0.54519 | 0 | 1.3589 | 0 | 0.053706 | 0.6901 | 0 | 0 | 0 | 0 | 3.0992 | 0 | 0 | 0 | 0 | 0 | 0 | 0 | 0 | 0 | 0 | 0 | 0 | 0
8 | 5 | 1 | 7 | 1.7931 | 0 | 2.4769 | 0 | 0 | 0 | 0 | 0.20452 | 0 | 0 | 0.4515 | 0 | 4.926 | 0 | 0 | 0 | 0 | 0 | 0 | 0 | 0 | 0 | 0 | 0 | 0 | 0 | 0.45131 | 0 | 0.32173 | 0 | 1.1545 | 0 | 0.053706 | 0.6901 | 0 | 0 | 0 | 0 | 2.6713 | 0 | 0 | 0 | 0 | 0 | 0 | 0 | 0 | 0 | 0 | 0 | 0 | 0
8 | 5 | 2 | 7 | 1.7931 | 0 | 2.4769 | 0 | 0 | 0 | 0 | 0.19733 | 0 | 0 | 0.45162 | 0 | 4.919 | 0 | 0 | 0 | 0 | 0 | 0 | 0 | 0 | 0 | 0 | 0 | 0 | 0 | 0.45131 | 0 | 0.32173 | 0 | 1.1627 | 0 | 0.053706 | 0.6901 | 0 | 0 | 0 | 0 | 2.6796 | 0 | 0 | 0 | 0 | 0 | 0 | 0 | 0 | 0 | 0 | 0 | 0 | 0
8 | 5 | 3 | 7 | 1.7931 | 0 | 2.4769 | 0 | 0 | 0 | 0 | 0.19115 | 0 | 0 | 0.45168 | 0 | 4.9128 | 0 | 0 | 0 | 0 | 0 | 0 | 0 | 0 | 0 | 0 | 0 | 0 | 0 | 0.45131 | 0 | 0.32173 | 0 | 1.0982 | 0 | 0.053706 | 0.6901 | 0 | 0 | 0 | 0 | 2.615 | 0 | 0 | 0 | 0 | 0 | 0 | 0 | 0 | 0 | 0 | 0 | 0 | 0
8 | 5 | 4 | 7 | 1.7931 | 0 | 2.4769 | 0 | 0 | 0 | 0 | 0.18116 | 0 | 0 | 0.4517 | 0 | 4.9029 | 0 | 0 | 0 | 0 | 0 | 0 | 0 | 0 | 0 | 0 | 0 | 0 | 0 | 0.45131 | 0 | 0.32173 | 0 | 1.0282 | 0 | 0.053706 | 0.6901 | 0 | 0 | 0 | 0 | 2.5451 | 0 | 0 | 0 | 0 | 0 | 0 | 0 | 0 | 0 | 0 | 0 | 0 | 0
8 | 5 | 5 | 7 | 1.7931 | 0 | 2.4769 | 0 | 0 | 0 | 0 | 0.159 | 0 | 0 | 0.45171 | 0 | 4.8807 | 0 | 0 | 0 | 0 | 0 | 0 | 0 | 0 | 0 | 0 | 0 | 0 | 0 | 0.45131 | 0 | 0.32173 | 0 | 0.90255 | 0 | 0.053706 | 0.6901 | 0 | 0 | 0 | 0 | 2.4194 | 0 | 0 | 0 | 0 | 0 | 0 | 0 | 0 | 0 | 0 | 0 | 0 | 0
8 | 5 | 6 | 7 | 1.7931 | 0 | 2.4769 | 0 | 0 | 0 | 0 | 0.15617 | 0 | 0 | 2.5398 | 0 | 6.966 | 0 | 0 | 0 | 0 | 0 | 0 | 0 | 0 | 0 | 0 | 0 | 0 | 0 | 0.45131 | 0 | 0.54519 | 0 | 0.91743 | 0 | 0.31621 | 0.6901 | 0 | 0 | 0 | 0 | 2.9202 | 0 | 0 | 0 | 0 | 0 | 0 | 0 | 0 | 0 | 0 | 0 | 0 | 0
8 | 5 | 7 | 7 | 1.7931 | 0 | 2.4769 | 0 | 0 | 0 | 0 | 0.24625 | 0 | 0 | 3.9551 | 0 | 8.4713 | 0 | 0 | 0 | 0 | 0 | 0 | 0 | 0 | 0 | 0 | 0 | 0 | 0 | 0.45131 | 0 | 0.71279 | 0 | 1.5139 | 0 | 0.52621 | 0.6901 | 0 | 0 | 0 | 0 | 3.8943 | 0 | 0 | 0 | 0 | 0 | 0 | 0 | 0 | 0 | 0 | 0 | 0 | 0
8 | 5 | 8 | 7 | 1.7931 | 0 | 13.6089 | 0 | 0 | 0 | 0 | 0.43761 | 0 | 0 | 3.6271 | 0 | 19.4668 | 0 | 0 | 0 | 0 | 0 | 0 | 0 | 0 | 0 | 0 | 0 | 0 | 0 | 0.45131 | 0 | 0.71279 | 0 | 2.8542 | 0 | 0.42121 | 0.6901 | 0 | 0 | 0 | 0 | 5.1296 | 0 | 0 | 0 | 0 | 0 | 0 | 0 | 0 | 0 | 0 | 0 | 0 | 0
8 | 5 | 9 | 7 | 1.7931 | 0 | 13.6089 | 0 | 0 | 0 | 0 | 0.49255 | 0 | 0 | 2.5396 | 0 | 18.4342 | 0 | 0 | 0 | 0 | 0 | 0 | 0 | 0 | 0 | 0 | 0 | 0 | 0 | 0.45131 | 0 | 0.71279 | 0 | 3.2395 | 0 | 0.31621 | 0.6901 | 0 | 0 | 0 | 0 | 5.4099 | 0 | 0 | 0 | 0 | 0 | 0 | 0 | 0 | 0 | 0 | 0 | 0 | 0
8 | 5 | 10 | 7 | 1.7931 | 0 | 13.6089 | 0 | 0 | 0 | 0 | 0.50413 | 0 | 0 | 2.5396 | 0 | 18.4457 | 0 | 0 | 0 | 0 | 0 | 0 | 0 | 0 | 0 | 0 | 0 | 0 | 0 | 0.45131 | 0 | 0.71279 | 0 | 3.302 | 0 | 0.31621 | 0.6901 | 0 | 0 | 0 | 0 | 5.4724 | 0 | 0 | 0 | 0 | 0 | 0 | 0 | 0 | 0 | 0 | 0 | 0 | 0
8 | 5 | 11 | 7 | 1.7931 | 0 | 13.6089 | 0 | 0 | 0 | 0 | 0.53044 | 0 | 0 | 2.9572 | 0 | 18.8896 | 0 | 0 | 0 | 0 | 0 | 0 | 0 | 0 | 0 | 0 | 0 | 0 | 0 | 0.45131 | 0 | 0.54519 | 0 | 3.5804 | 0 | 0.36871 | 0.6901 | 0 | 0 | 0 | 0 | 5.6357 | 0 | 0 | 0 | 0 | 0 | 0 | 0 | 0 | 0 | 0 | 0 | 0 | 0
8 | 5 | 12 | 7 | 1.7931 | 0 | 8.6613 | 0 | 0 | 0 | 0 | 0.51037 | 0 | 0 | 3.3748 | 0 | 14.3396 | 0 | 0 | 0 | 0 | 0 | 0 | 0 | 0 | 0 | 0 | 0 | 0 | 0 | 0.45131 | 0 | 0.54519 | 0 | 3.4298 | 0 | 0.42121 | 0.6901 | 0 | 0 | 0 | 0 | 5.5376 | 0 | 0 | 0 | 0 | 0 | 0 | 0 | 0 | 0 | 0 | 0 | 0 | 0
8 | 5 | 13 | 7 | 1.7931 | 0 | 13.6089 | 0 | 0 | 0 | 0 | 0.61563 | 0 | 0 | 2.9572 | 0 | 18.9748 | 0 | 0 | 0 | 0 | 0 | 0 | 0 | 0 | 0 | 0 | 0 | 0 | 0 | 0.45131 | 0 | 0.54519 | 0 | 4.0195 | 0 | 0.36871 | 0.6901 | 0 | 0 | 0 | 0 | 6.0748 | 0 | 0 | 0 | 0 | 0 | 0 | 0 | 0 | 0 | 0 | 0 | 0 | 0
8 | 5 | 14 | 7 | 1.7931 | 0 | 13.6089 | 0 | 0 | 0 | 0 | 0.64813 | 0 | 0 | 2.9572 | 0 | 19.0073 | 0 | 0 | 0 | 0 | 0 | 0 | 0 | 0 | 0 | 0 | 0 | 0 | 0 | 0.45131 | 0 | 0.54519 | 0 | 4.3262 | 0 | 0.36871 | 0.6901 | 0 | 0 | 0 | 0 | 6.3815 | 0 | 0 | 0 | 0 | 0 | 0 | 0 | 0 | 0 | 0 | 0 | 0 | 0
8 | 5 | 15 | 7 | 1.7931 | 0 | 13.6089 | 0 | 0 | 0 | 0 | 0.70195 | 0 | 0 | 2.5396 | 0 | 18.6435 | 0 | 0 | 0 | 0 | 0 | 0 | 0 | 0 | 0 | 0 | 0 | 0 | 0 | 0.45131 | 0 | 0.54519 | 0 | 4.7963 | 0 | 0.31621 | 0.6901 | 0 | 0 | 0 | 0 | 6.7991 | 0 | 0 | 0 | 0 | 0 | 0 | 0 | 0 | 0 | 0 | 0 | 0 | 0
8 | 5 | 16 | 7 | 1.7931 | 0 | 13.6089 | 0 | 0 | 0 | 0 | 0.72692 | 0 | 0 | 2.5395 | 0 | 18.6685 | 0 | 0 | 0 | 0 | 0 | 0 | 0 | 0 | 0 | 0 | 0 | 0 | 0 | 0.45131 | 0 | 0.54519 | 0 | 5.0051 | 0 | 0.31621 | 0.6901 | 0 | 0 | 0 | 0 | 7.0079 | 0 | 0 | 0 | 0 | 0 | 0 | 0 | 0 | 0 | 0 | 0 | 0 | 0
8 | 5 | 17 | 7 | 1.7931 | 0 | 13.6089 | 0 | 0 | 0 | 0 | 0.70578 | 0 | 0 | 3.955 | 0 | 20.0627 | 0 | 0 | 0 | 0 | 0 | 0 | 0 | 0 | 0 | 0 | 0 | 0 | 0 | 0.45131 | 0 | 0.54519 | 0 | 4.8003 | 0 | 0.52621 | 0.6901 | 0 | 0 | 0 | 0 | 7.0131 | 0 | 0 | 0 | 0 | 0 | 0 | 0 | 0 | 0 | 0 | 0 | 0 | 0
8 | 5 | 18 | 7 | 1.7931 | 0 | 9.8982 | 0 | 0 | 0 | 0 | 0.56424 | 0 | 0 | 3.955 | 0 | 16.2105 | 0 | 0 | 0 | 0 | 0 | 0 | 0 | 0 | 0 | 0 | 0 | 0 | 0 | 0.45131 | 0 | 0.54519 | 0 | 3.7886 | 0 | 0.52621 | 0.6901 | 0 | 0 | 0 | 0 | 6.0014 | 0 | 0 | 0 | 0 | 0 | 0 | 0 | 0 | 0 | 0 | 0 | 0 | 0
8 | 5 | 19 | 7 | 1.7931 | 0 | 2.4769 | 0 | 0 | 0 | 0 | 0.37128 | 0 | 0 | 3.876 | 0 | 8.5173 | 0 | 0 | 0 | 0 | 0 | 0 | 0 | 0 | 0 | 0 | 0 | 0 | 0 | 0.45131 | 0 | 0.88038 | 0 | 2.3642 | 0 | 0.42121 | 0.6901 | 0 | 0 | 0 | 0 | 4.8072 | 0 | 0 | 0 | 0 | 0 | 0 | 0 | 0 | 0 | 0 | 0 | 0 | 0
8 | 5 | 20 | 7 | 1.7931 | 0 | 2.4769 | 0 | 0 | 0 | 0 | 0.28816 | 0 | 0 | 2.9571 | 0 | 7.5153 | 0 | 0 | 0 | 0 | 0 | 0 | 0 | 0 | 0 | 0 | 0 | 0 | 0 | 0.45131 | 0 | 1.1038 | 0 | 1.7095 | 0 | 0.36871 | 0.6901 | 0 | 0 | 0 | 0 | 4.3234 | 0 | 0 | 0 | 0 | 0 | 0 | 0 | 0 | 0 | 0 | 0 | 0 | 0
8 | 5 | 21 | 7 | 1.7931 | 0 | 2.4769 | 0 | 0 | 0 | 0 | 0.25401 | 0 | 0 | 3.7923 | 0 | 8.3163 | 0 | 0 | 0 | 0 | 0 | 0 | 0 | 0 | 0 | 0 | 0 | 0 | 0 | 0.45131 | 0 | 1.2156 | 0 | 1.4799 | 0 | 0.47371 | 0.6901 | 0 | 0 | 0 | 0 | 4.3106 | 0 | 0 | 0 | 0 | 0 | 0 | 0 | 0 | 0 | 0 | 0 | 0 | 0
8 | 5 | 22 | 7 | 1.7931 | 0 | 2.4769 | 0 | 0 | 0 | 0 | 0.23617 | 0 | 0 | 2.5393 | 0 | 7.0455 | 0 | 0 | 0 | 0 | 0 | 0 | 0 | 0 | 0 | 0 | 0 | 0 | 0 | 0.45131 | 0 | 1.1038 | 0 | 1.3734 | 0 | 0.31621 | 0.6901 | 0 | 0 | 0 | 0 | 3.9349 | 0 | 0 | 0 | 0 | 0 | 0 | 0 | 0 | 0 | 0 | 0 | 0 | 0
8 | 5 | 23 | 7 | 1.7931 | 0 | 2.4769 | 0 | 0 | 0 | 0 | 0.2298 | 0 | 0 | 0.4512 | 0 | 4.951 | 0 | 0 | 0 | 0 | 0 | 0 | 0 | 0 | 0 | 0 | 0 | 0 | 0 | 0.45131 | 0 | 0.88038 | 0 | 1.3254 | 0 | 0.053706 | 0.6901 | 0 | 0 | 0 | 0 | 3.4009 | 0 | 0 | 0 | 0 | 0 | 0 | 0 | 0 | 0 | 0 | 0 | 0 | 0
8 | 5 | 24 | 7 | 1.7931 | 0 | 2.4769 | 0 | 0 | 0 | 0 | 0.23918 | 0 | 0 | 0.45123 | 0 | 4.9604 | 0 | 0 | 0 | 0 | 0 | 0 | 0 | 0 | 0 | 0 | 0 | 0 | 0 | 0.45131 | 0 | 0.54519 | 0 | 1.3635 | 0 | 0.053706 | 0.6901 | 0 | 0 | 0 | 0 | 3.1038 | 0 | 0 | 0 | 0 | 0 | 0 | 0 | 0 | 0 | 0 | 0 | 0 | 0
8 | 6 | 1 | 1 | 1.7931 | 0 | 2.4769 | 0 | 0 | 0 | 0 | 0.223 | 0 | 0 | 0.4513 | 0 | 4.9443 | 0 | 0 | 0 | 0 | 0 | 0 | 0 | 0 | 0 | 0 | 0 | 0 | 0 | 0.45131 | 0 | 0.32173 | 0 | 1.2221 | 0 | 0.053706 | 0.6901 | 0 | 0 | 0 | 0 | 2.739 | 0 | 0 | 0 | 0 | 0 | 0 | 0 | 0 | 0 | 0 | 0 | 0 | 0
8 | 6 | 2 | 1 | 1.7931 | 0 | 2.4769 | 0 | 0 | 0 | 0 | 0.2108 | 0 | 0 | 0.45141 | 0 | 4.9322 | 0 | 0 | 0 | 0 | 0 | 0 | 0 | 0 | 0 | 0 | 0 | 0 | 0 | 0.45131 | 0 | 0.32173 | 0 | 1.1663 | 0 | 0.053706 | 0.6901 | 0 | 0 | 0 | 0 | 2.6831 | 0 | 0 | 0 | 0 | 0 | 0 | 0 | 0 | 0 | 0 | 0 | 0 | 0
8 | 6 | 3 | 1 | 1.7931 | 0 | 2.4769 | 0 | 0 | 0 | 0 | 0.20788 | 0 | 0 | 0.45147 | 0 | 4.9294 | 0 | 0 | 0 | 0 | 0 | 0 | 0 | 0 | 0 | 0 | 0 | 0 | 0 | 0.45131 | 0 | 0.32173 | 0 | 1.1546 | 0 | 0.053706 | 0.6901 | 0 | 0 | 0 | 0 | 2.6714 | 0 | 0 | 0 | 0 | 0 | 0 | 0 | 0 | 0 | 0 | 0 | 0 | 0
8 | 6 | 4 | 1 | 1.7931 | 0 | 2.4769 | 0 | 0 | 0 | 0 | 0.19864 | 0 | 0 | 0.45149 | 0 | 4.9202 | 0 | 0 | 0 | 0 | 0 | 0 | 0 | 0 | 0 | 0 | 0 | 0 | 0 | 0.45131 | 0 | 0.32173 | 0 | 1.1022 | 0 | 0.053706 | 0.6901 | 0 | 0 | 0 | 0 | 2.6191 | 0 | 0 | 0 | 0 | 0 | 0 | 0 | 0 | 0 | 0 | 0 | 0 | 0
8 | 6 | 5 | 1 | 1.7931 | 0 | 2.4769 | 0 | 0 | 0 | 0 | 0.18927 | 0 | 0 | 0.4515 | 0 | 4.9108 | 0 | 0 | 0 | 0 | 0 | 0 | 0 | 0 | 0 | 0 | 0 | 0 | 0 | 0.45131 | 0 | 0.32173 | 0 | 1.0565 | 0 | 0.053706 | 0.6901 | 0 | 0 | 0 | 0 | 2.5733 | 0 | 0 | 0 | 0 | 0 | 0 | 0 | 0 | 0 | 0 | 0 | 0 | 0
8 | 6 | 6 | 1 | 1.7931 | 0 | 2.4769 | 0 | 0 | 0 | 0 | 0.18569 | 0 | 0 | 2.5396 | 0 | 6.9953 | 0 | 0 | 0 | 0 | 0 | 0 | 0 | 0 | 0 | 0 | 0 | 0 | 0 | 0.45131 | 0 | 0.54519 | 0 | 1.0204 | 0 | 0.31621 | 0.6901 | 0 | 0 | 0 | 0 | 3.0232 | 0 | 0 | 0 | 0 | 0 | 0 | 0 | 0 | 0 | 0 | 0 | 0 | 0
8 | 6 | 7 | 1 | 1.7931 | 0 | 2.4769 | 0 | 0 | 0 | 0 | 0.22236 | 0 | 0 | 3.955 | 0 | 8.4473 | 0 | 0 | 0 | 0 | 0 | 0 | 0 | 0 | 0 | 0 | 0 | 0 | 0 | 0.45131 | 0 | 0.71279 | 0 | 1.1813 | 0 | 0.52621 | 0.6901 | 0 | 0 | 0 | 0 | 3.5617 | 0 | 0 | 0 | 0 | 0 | 0 | 0 | 0 | 0 | 0 | 0 | 0 | 0
8 | 6 | 8 | 1 | 1.7931 | 0 | 13.6089 | 0 | 0 | 0 | 0 | 0.39434 | 0 | 0 | 3.6268 | 0 | 19.4231 | 0 | 0 | 0 | 0 | 0 | 0 | 0 | 0 | 0 | 0 | 0 | 0 | 0 | 0.45131 | 0 | 0.71279 | 0 | 2.2748 | 0 | 0.42121 | 0.6901 | 0 | 0 | 0 | 0 | 4.5502 | 0 | 0 | 0 | 0 | 0 | 0 | 0 | 0 | 0 | 0 | 0 | 0 | 0
8 | 6 | 9 | 1 | 1.7931 | 0 | 13.6089 | 0 | 0 | 0 | 0 | 0.45016 | 0 | 0 | 2.5394 | 0 | 18.3916 | 0 | 0 | 0 | 0 | 0 | 0 | 0 | 0 | 0 | 0 | 0 | 0 | 0 | 0.45131 | 0 | 0.71279 | 0 | 2.6684 | 0 | 0.31621 | 0.6901 | 0 | 0 | 0 | 0 | 4.8388 | 0 | 0 | 0 | 0 | 0 | 0 | 0 | 0 | 0 | 0 | 0 | 0 | 0
8 | 6 | 10 | 1 | 1.7931 | 0 | 13.6089 | 0 | 0 | 0 | 0 | 0.48823 | 0 | 0 | 2.5394 | 0 | 18.4296 | 0 | 0 | 0 | 0 | 0 | 0 | 0 | 0 | 0 | 0 | 0 | 0 | 0 | 0.45131 | 0 | 0.71279 | 0 | 2.9494 | 0 | 0.31621 | 0.6901 | 0 | 0 | 0 | 0 | 5.1198 | 0 | 0 | 0 | 0 | 0 | 0 | 0 | 0 | 0 | 0 | 0 | 0 | 0
8 | 6 | 11 | 1 | 1.7931 | 0 | 13.6089 | 0 | 0 | 0 | 0 | 0.51555 | 0 | 0 | 2.957 | 0 | 18.8745 | 0 | 0 | 0 | 0 | 0 | 0 | 0 | 0 | 0 | 0 | 0 | 0 | 0 | 0.45131 | 0 | 0.54519 | 0 | 3.2231 | 0 | 0.36871 | 0.6901 | 0 | 0 | 0 | 0 | 5.2784 | 0 | 0 | 0 | 0 | 0 | 0 | 0 | 0 | 0 | 0 | 0 | 0 | 0
8 | 6 | 12 | 1 | 1.7931 | 0 | 8.6613 | 0 | 0 | 0 | 0 | 0.5135 | 0 | 0 | 3.3746 | 0 | 14.3425 | 0 | 0 | 0 | 0 | 0 | 0 | 0 | 0 | 0 | 0 | 0 | 0 | 0 | 0.45131 | 0 | 0.54519 | 0 | 3.4487 | 0 | 0.42121 | 0.6901 | 0 | 0 | 0 | 0 | 5.5565 | 0 | 0 | 0 | 0 | 0 | 0 | 0 | 0 | 0 | 0 | 0 | 0 | 0
8 | 6 | 13 | 1 | 1.7931 | 0 | 13.6089 | 0 | 0 | 0 | 0 | 0.61297 | 0 | 0 | 2.957 | 0 | 18.9719 | 0 | 0 | 0 | 0 | 0 | 0 | 0 | 0 | 0 | 0 | 0 | 0 | 0 | 0.45131 | 0 | 0.54519 | 0 | 4.0843 | 0 | 0.36871 | 0.6901 | 0 | 0 | 0 | 0 | 6.1396 | 0 | 0 | 0 | 0 | 0 | 0 | 0 | 0 | 0 | 0 | 0 | 0 | 0
8 | 6 | 14 | 1 | 1.7931 | 0 | 13.6089 | 0 | 0 | 0 | 0 | 0.64226 | 0 | 0 | 2.9569 | 0 | 19.0012 | 0 | 0 | 0 | 0 | 0 | 0 | 0 | 0 | 0 | 0 | 0 | 0 | 0 | 0.45131 | 0 | 0.54519 | 0 | 4.3281 | 0 | 0.36871 | 0.6901 | 0 | 0 | 0 | 0 | 6.3834 | 0 | 0 | 0 | 0 | 0 | 0 | 0 | 0 | 0 | 0 | 0 | 0 | 0
8 | 6 | 15 | 1 | 1.7931 | 0 | 13.6089 | 0 | 0 | 0 | 0 | 0.64387 | 0 | 0 | 2.5393 | 0 | 18.5852 | 0 | 0 | 0 | 0 | 0 | 0 | 0 | 0 | 0 | 0 | 0 | 0 | 0 | 0.45131 | 0 | 0.54519 | 0 | 4.2022 | 0 | 0.31621 | 0.6901 | 0 | 0 | 0 | 0 | 6.205 | 0 | 0 | 0 | 0 | 0 | 0 | 0 | 0 | 0 | 0 | 0 | 0 | 0
8 | 6 | 16 | 1 | 1.7931 | 0 | 13.6089 | 0 | 0 | 0 | 0 | 0.62972 | 0 | 0 | 2.5393 | 0 | 18.571 | 0 | 0 | 0 | 0 | 0 | 0 | 0 | 0 | 0 | 0 | 0 | 0 | 0 | 0.45131 | 0 | 0.54519 | 0 | 3.9812 | 0 | 0.31621 | 0.6901 | 0 | 0 | 0 | 0 | 5.984 | 0 | 0 | 0 | 0 | 0 | 0 | 0 | 0 | 0 | 0 | 0 | 0 | 0
8 | 6 | 17 | 1 | 1.7931 | 0 | 13.6089 | 0 | 0 | 0 | 0 | 0.59529 | 0 | 0 | 3.9549 | 0 | 19.9522 | 0 | 0 | 0 | 0 | 0 | 0 | 0 | 0 | 0 | 0 | 0 | 0 | 0 | 0.45131 | 0 | 0.54519 | 0 | 3.9841 | 0 | 0.52621 | 0.6901 | 0 | 0 | 0 | 0 | 6.1969 | 0 | 0 | 0 | 0 | 0 | 0 | 0 | 0 | 0 | 0 | 0 | 0 | 0
8 | 6 | 18 | 1 | 1.7931 | 0 | 9.8982 | 0 | 0 | 0 | 0 | 0.50595 | 0 | 0 | 3.9549 | 0 | 16.1522 | 0 | 0 | 0 | 0 | 0 | 0 | 0 | 0 | 0 | 0 | 0 | 0 | 0 | 0.45131 | 0 | 0.54519 | 0 | 3.5118 | 0 | 0.52621 | 0.6901 | 0 | 0 | 0 | 0 | 5.7246 | 0 | 0 | 0 | 0 | 0 | 0 | 0 | 0 | 0 | 0 | 0 | 0 | 0
8 | 6 | 19 | 1 | 1.7931 | 0 | 2.4769 | 0 | 0 | 0 | 0 | 0.34732 | 0 | 0 | 3.8756 | 0 | 8.4929 | 0 | 0 | 0 | 0 | 0 | 0 | 0 | 0 | 0 | 0 | 0 | 0 | 0 | 0.45131 | 0 | 0.88038 | 0 | 2.2693 | 0 | 0.42121 | 0.6901 | 0 | 0 | 0 | 0 | 4.7123 | 0 | 0 | 0 | 0 | 0 | 0 | 0 | 0 | 0 | 0 | 0 | 0 | 0
8 | 6 | 20 | 1 | 1.7931 | 0 | 2.4769 | 0 | 0 | 0 | 0 | 0.28124 | 0 | 0 | 2.9569 | 0 | 7.5082 | 0 | 0 | 0 | 0 | 0 | 0 | 0 | 0 | 0 | 0 | 0 | 0 | 0 | 0.45131 | 0 | 1.1038 | 0 | 1.7123 | 0 | 0.36871 | 0.6901 | 0 | 0 | 0 | 0 | 4.3262 | 0 | 0 | 0 | 0 | 0 | 0 | 0 | 0 | 0 | 0 | 0 | 0 | 0
8 | 6 | 21 | 1 | 1.7931 | 0 | 2.4769 | 0 | 0 | 0 | 0 | 0.25305 | 0 | 0 | 3.7921 | 0 | 8.3151 | 0 | 0 | 0 | 0 | 0 | 0 | 0 | 0 | 0 | 0 | 0 | 0 | 0 | 0.45131 | 0 | 1.2156 | 0 | 1.5307 | 0 | 0.47371 | 0.6901 | 0 | 0 | 0 | 0 | 4.3613 | 0 | 0 | 0 | 0 | 0 | 0 | 0 | 0 | 0 | 0 | 0 | 0 | 0
8 | 6 | 22 | 1 | 1.7931 | 0 | 2.4769 | 0 | 0 | 0 | 0 | 0.23696 | 0 | 0 | 2.5391 | 0 | 7.0461 | 0 | 0 | 0 | 0 | 0 | 0 | 0 | 0 | 0 | 0 | 0 | 0 | 0 | 0.45131 | 0 | 1.1038 | 0 | 1.4157 | 0 | 0.31621 | 0.6901 | 0 | 0 | 0 | 0 | 3.9771 | 0 | 0 | 0 | 0 | 0 | 0 | 0 | 0 | 0 | 0 | 0 | 0 | 0
8 | 6 | 23 | 1 | 1.7931 | 0 | 2.4769 | 0 | 0 | 0 | 0 | 0.23254 | 0 | 0 | 0.45101 | 0 | 4.9536 | 0 | 0 | 0 | 0 | 0 | 0 | 0 | 0 | 0 | 0 | 0 | 0 | 0 | 0.45131 | 0 | 0.88038 | 0 | 1.3688 | 0 | 0.053706 | 0.6901 | 0 | 0 | 0 | 0 | 3.4443 | 0 | 0 | 0 | 0 | 0 | 0 | 0 | 0 | 0 | 0 | 0 | 0 | 0
8 | 6 | 24 | 1 | 1.7931 | 0 | 2.4769 | 0 | 0 | 0 | 0 | 0.22207 | 0 | 0 | 0.45104 | 0 | 4.9431 | 0 | 0 | 0 | 0 | 0 | 0 | 0 | 0 | 0 | 0 | 0 | 0 | 0 | 0.45131 | 0 | 0.54519 | 0 | 1.2844 | 0 | 0.053706 | 0.6901 | 0 | 0 | 0 | 0 | 3.0247 | 0 | 0 | 0 | 0 | 0 | 0 | 0 | 0 | 0 | 0 | 0 | 0 | 0
8 | 7 | 1 | 2 | 1.7931 | 0 | 2.4769 | 0 | 0 | 0 | 0 | 0.20318 | 0 | 0 | 0.45114 | 0 | 4.9243 | 0 | 0 | 0 | 0 | 0 | 0 | 0 | 0 | 0 | 0 | 0 | 0 | 0 | 0.45131 | 0 | 0.32173 | 0 | 1.1769 | 0 | 0.053706 | 0.6901 | 0 | 0 | 0 | 0 | 2.6937 | 0 | 0 | 0 | 0 | 0 | 0 | 0 | 0 | 0 | 0 | 0 | 0 | 0
8 | 7 | 2 | 2 | 1.7931 | 0 | 2.4769 | 0 | 0 | 0 | 0 | 0.19591 | 0 | 0 | 0.45126 | 0 | 4.9172 | 0 | 0 | 0 | 0 | 0 | 0 | 0 | 0 | 0 | 0 | 0 | 0 | 0 | 0.45131 | 0 | 0.32173 | 0 | 1.152 | 0 | 0.053706 | 0.6901 | 0 | 0 | 0 | 0 | 2.6688 | 0 | 0 | 0 | 0 | 0 | 0 | 0 | 0 | 0 | 0 | 0 | 0 | 0
8 | 7 | 3 | 2 | 1.7931 | 0 | 2.4769 | 0 | 0 | 0 | 0 | 0.18053 | 0 | 0 | 0.45132 | 0 | 4.9019 | 0 | 0 | 0 | 0 | 0 | 0 | 0 | 0 | 0 | 0 | 0 | 0 | 0 | 0.45131 | 0 | 0.32173 | 0 | 1.0424 | 0 | 0.053706 | 0.6901 | 0 | 0 | 0 | 0 | 2.5592 | 0 | 0 | 0 | 0 | 0 | 0 | 0 | 0 | 0 | 0 | 0 | 0 | 0
8 | 7 | 4 | 2 | 1.7931 | 0 | 2.4769 | 0 | 0 | 0 | 0 | 0.17092 | 0 | 0 | 0.45136 | 0 | 4.8923 | 0 | 0 | 0 | 0 | 0 | 0 | 0 | 0 | 0 | 0 | 0 | 0 | 0 | 0.45131 | 0 | 0.32173 | 0 | 0.96291 | 0 | 0.053706 | 0.6901 | 0 | 0 | 0 | 0 | 2.4798 | 0 | 0 | 0 | 0 | 0 | 0 | 0 | 0 | 0 | 0 | 0 | 0 | 0
8 | 7 | 5 | 2 | 1.7931 | 0 | 2.4769 | 0 | 0 | 0 | 0 | 0.15397 | 0 | 0 | 0.45138 | 0 | 4.8754 | 0 | 0 | 0 | 0 | 0 | 0 | 0 | 0 | 0 | 0 | 0 | 0 | 0 | 0.45131 | 0 | 0.32173 | 0 | 0.83858 | 0 | 0.053706 | 0.6901 | 0 | 0 | 0 | 0 | 2.3554 | 0 | 0 | 0 | 0 | 0 | 0 | 0 | 0 | 0 | 0 | 0 | 0 | 0
8 | 7 | 6 | 2 | 1.7931 | 0 | 2.4769 | 0 | 0 | 0 | 0 | 0.13303 | 0 | 0 | 2.5395 | 0 | 6.9426 | 0 | 0 | 0 | 0 | 0 | 0 | 0 | 0 | 0 | 0 | 0 | 0 | 0 | 0.45131 | 0 | 0.54519 | 0 | 0.72613 | 0 | 0.31621 | 0.6901 | 0 | 0 | 0 | 0 | 2.7289 | 0 | 0 | 0 | 0 | 0 | 0 | 0 | 0 | 0 | 0 | 0 | 0 | 0
8 | 7 | 7 | 2 | 1.7931 | 0 | 2.4769 | 0 | 0 | 0 | 0 | 0.19514 | 0 | 0 | 3.9549 | 0 | 8.4201 | 0 | 0 | 0 | 0 | 0 | 0 | 0 | 0 | 0 | 0 | 0 | 0 | 0 | 0.45131 | 0 | 0.71279 | 0 | 1.0826 | 0 | 0.52621 | 0.6901 | 0 | 0 | 0 | 0 | 3.463 | 0 | 0 | 0 | 0 | 0 | 0 | 0 | 0 | 0 | 0 | 0 | 0 | 0
8 | 7 | 8 | 2 | 1.7931 | 0 | 13.6089 | 0 | 0 | 0 | 0 | 0.37376 | 0 | 0 | 3.6267 | 0 | 19.4024 | 0 | 0 | 0 | 0 | 0 | 0 | 0 | 0 | 0 | 0 | 0 | 0 | 0 | 0.45131 | 0 | 0.71279 | 0 | 2.1988 | 0 | 0.42121 | 0.6901 | 0 | 0 | 0 | 0 | 4.4742 | 0 | 0 | 0 | 0 | 0 | 0 | 0 | 0 | 0 | 0 | 0 | 0 | 0
8 | 7 | 9 | 2 | 1.7931 | 0 | 13.6089 | 0 | 0 | 0 | 0 | 0.42039 | 0 | 0 | 2.5394 | 0 | 18.3618 | 0 | 0 | 0 | 0 | 0 | 0 | 0 | 0 | 0 | 0 | 0 | 0 | 0 | 0.45131 | 0 | 0.71279 | 0 | 2.5988 | 0 | 0.31621 | 0.6901 | 0 | 0 | 0 | 0 | 4.7692 | 0 | 0 | 0 | 0 | 0 | 0 | 0 | 0 | 0 | 0 | 0 | 0 | 0
8 | 7 | 10 | 2 | 1.7931 | 0 | 13.6089 | 0 | 0 | 0 | 0 | 0.44865 | 0 | 0 | 2.5393 | 0 | 18.39 | 0 | 0 | 0 | 0 | 0 | 0 | 0 | 0 | 0 | 0 | 0 | 0 | 0 | 0.45131 | 0 | 0.71279 | 0 | 2.8733 | 0 | 0.31621 | 0.6901 | 0 | 0 | 0 | 0 | 5.0437 | 0 | 0 | 0 | 0 | 0 | 0 | 0 | 0 | 0 | 0 | 0 | 0 | 0
8 | 7 | 11 | 2 | 1.7931 | 0 | 13.6089 | 0 | 0 | 0 | 0 | 0.49068 | 0 | 0 | 2.9569 | 0 | 18.8496 | 0 | 0 | 0 | 0 | 0 | 0 | 0 | 0 | 0 | 0 | 0 | 0 | 0 | 0.45131 | 0 | 0.54519 | 0 | 3.2317 | 0 | 0.36871 | 0.6901 | 0 | 0 | 0 | 0 | 5.287 | 0 | 0 | 0 | 0 | 0 | 0 | 0 | 0 | 0 | 0 | 0 | 0 | 0
8 | 7 | 12 | 2 | 1.7931 | 0 | 8.6613 | 0 | 0 | 0 | 0 | 0.47775 | 0 | 0 | 3.3745 | 0 | 14.3067 | 0 | 0 | 0 | 0 | 0 | 0 | 0 | 0 | 0 | 0 | 0 | 0 | 0 | 0.45131 | 0 | 0.54519 | 0 | 3.0616 | 0 | 0.42121 | 0.6901 | 0 | 0 | 0 | 0 | 5.1694 | 0 | 0 | 0 | 0 | 0 | 0 | 0 | 0 | 0 | 0 | 0 | 0 | 0
8 | 7 | 13 | 2 | 1.7931 | 0 | 13.6089 | 0 | 0 | 0 | 0 | 0.57853 | 0 | 0 | 2.9569 | 0 | 18.9374 | 0 | 0 | 0 | 0 | 0 | 0 | 0 | 0 | 0 | 0 | 0 | 0 | 0 | 0.45131 | 0 | 0.54519 | 0 | 3.5537 | 0 | 0.36871 | 0.6901 | 0 | 0 | 0 | 0 | 5.609 | 0 | 0 | 0 | 0 | 0 | 0 | 0 | 0 | 0 | 0 | 0 | 0 | 0
8 | 7 | 14 | 2 | 1.7931 | 0 | 13.6089 | 0 | 0 | 0 | 0 | 0.60689 | 0 | 0 | 2.9569 | 0 | 18.9658 | 0 | 0 | 0 | 0 | 0 | 0 | 0 | 0 | 0 | 0 | 0 | 0 | 0 | 0.45131 | 0 | 0.54519 | 0 | 3.8474 | 0 | 0.36871 | 0.6901 | 0 | 0 | 0 | 0 | 5.9028 | 0 | 0 | 0 | 0 | 0 | 0 | 0 | 0 | 0 | 0 | 0 | 0 | 0
8 | 7 | 15 | 2 | 1.7931 | 0 | 13.6089 | 0 | 0 | 0 | 0 | 0.64202 | 0 | 0 | 2.5393 | 0 | 18.5833 | 0 | 0 | 0 | 0 | 0 | 0 | 0 | 0 | 0 | 0 | 0 | 0 | 0 | 0.45131 | 0 | 0.54519 | 0 | 4.0829 | 0 | 0.31621 | 0.6901 | 0 | 0 | 0 | 0 | 6.0857 | 0 | 0 | 0 | 0 | 0 | 0 | 0 | 0 | 0 | 0 | 0 | 0 | 0
8 | 7 | 16 | 2 | 1.7931 | 0 | 13.6089 | 0 | 0 | 0 | 0 | 0.65524 | 0 | 0 | 2.5393 | 0 | 18.5965 | 0 | 0 | 0 | 0 | 0 | 0 | 0 | 0 | 0 | 0 | 0 | 0 | 0 | 0.45131 | 0 | 0.54519 | 0 | 4.0708 | 0 | 0.31621 | 0.6901 | 0 | 0 | 0 | 0 | 6.0736 | 0 | 0 | 0 | 0 | 0 | 0 | 0 | 0 | 0 | 0 | 0 | 0 | 0
8 | 7 | 17 | 2 | 1.7931 | 0 | 13.6089 | 0 | 0 | 0 | 0 | 0.57717 | 0 | 0 | 3.9548 | 0 | 19.934 | 0 | 0 | 0 | 0 | 0 | 0 | 0 | 0 | 0 | 0 | 0 | 0 | 0 | 0.45131 | 0 | 0.54519 | 0 | 3.6816 | 0 | 0.52621 | 0.6901 | 0 | 0 | 0 | 0 | 5.8944 | 0 | 0 | 0 | 0 | 0 | 0 | 0 | 0 | 0 | 0 | 0 | 0 | 0
8 | 7 | 18 | 2 | 1.7931 | 0 | 9.8982 | 0 | 0 | 0 | 0 | 0.47089 | 0 | 0 | 3.9548 | 0 | 16.1171 | 0 | 0 | 0 | 0 | 0 | 0 | 0 | 0 | 0 | 0 | 0 | 0 | 0 | 0.45131 | 0 | 0.54519 | 0 | 3.0763 | 0 | 0.52621 | 0.6901 | 0 | 0 | 0 | 0 | 5.2891 | 0 | 0 | 0 | 0 | 0 | 0 | 0 | 0 | 0 | 0 | 0 | 0 | 0
8 | 7 | 19 | 2 | 1.7931 | 0 | 2.4769 | 0 | 0 | 0 | 0 | 0.31184 | 0 | 0 | 3.8755 | 0 | 8.4574 | 0 | 0 | 0 | 0 | 0 | 0 | 0 | 0 | 0 | 0 | 0 | 0 | 0 | 0.45131 | 0 | 0.88038 | 0 | 1.9874 | 0 | 0.42121 | 0.6901 | 0 | 0 | 0 | 0 | 4.4304 | 0 | 0 | 0 | 0 | 0 | 0 | 0 | 0 | 0 | 0 | 0 | 0 | 0
8 | 7 | 20 | 2 | 1.7931 | 0 | 2.4769 | 0 | 0 | 0 | 0 | 0.24583 | 0 | 0 | 2.9569 | 0 | 7.4727 | 0 | 0 | 0 | 0 | 0 | 0 | 0 | 0 | 0 | 0 | 0 | 0 | 0 | 0.45131 | 0 | 1.1038 | 0 | 1.5208 | 0 | 0.36871 | 0.6901 | 0 | 0 | 0 | 0 | 4.1348 | 0 | 0 | 0 | 0 | 0 | 0 | 0 | 0 | 0 | 0 | 0 | 0 | 0
8 | 7 | 21 | 2 | 1.7931 | 0 | 2.4769 | 0 | 0 | 0 | 0 | 0.21576 | 0 | 0 | 3.7921 | 0 | 8.2779 | 0 | 0 | 0 | 0 | 0 | 0 | 0 | 0 | 0 | 0 | 0 | 0 | 0 | 0.45131 | 0 | 1.2156 | 0 | 1.3164 | 0 | 0.47371 | 0.6901 | 0 | 0 | 0 | 0 | 4.1471 | 0 | 0 | 0 | 0 | 0 | 0 | 0 | 0 | 0 | 0 | 0 | 0 | 0
8 | 7 | 22 | 2 | 1.7931 | 0 | 2.4769 | 0 | 0 | 0 | 0 | 0.20065 | 0 | 0 | 2.5391 | 0 | 7.0098 | 0 | 0 | 0 | 0 | 0 | 0 | 0 | 0 | 0 | 0 | 0 | 0 | 0 | 0.45131 | 0 | 1.1038 | 0 | 1.1873 | 0 | 0.31621 | 0.6901 | 0 | 0 | 0 | 0 | 3.7488 | 0 | 0 | 0 | 0 | 0 | 0 | 0 | 0 | 0 | 0 | 0 | 0 | 0
8 | 7 | 23 | 2 | 1.7931 | 0 | 2.4769 | 0 | 0 | 0 | 0 | 0.19137 | 0 | 0 | 0.45102 | 0 | 4.9124 | 0 | 0 | 0 | 0 | 0 | 0 | 0 | 0 | 0 | 0 | 0 | 0 | 0 | 0.45131 | 0 | 0.88038 | 0 | 1.1041 | 0 | 0.053706 | 0.6901 | 0 | 0 | 0 | 0 | 3.1796 | 0 | 0 | 0 | 0 | 0 | 0 | 0 | 0 | 0 | 0 | 0 | 0 | 0
8 | 7 | 24 | 2 | 1.7931 | 0 | 2.4769 | 0 | 0 | 0 | 0 | 0.18729 | 0 | 0 | 0.45106 | 0 | 4.9084 | 0 | 0 | 0 | 0 | 0 | 0 | 0 | 0 | 0 | 0 | 0 | 0 | 0 | 0.45131 | 0 | 0.54519 | 0 | 1.0498 | 0 | 0.053706 | 0.6901 | 0 | 0 | 0 | 0 | 2.7901 | 0 | 0 | 0 | 0 | 0 | 0 | 0 | 0 | 0 | 0 | 0 | 0 | 0
8 | 8 | 1 | 3 | 1.7931 | 0 | 2.4769 | 0 | 0 | 0 | 0 | 0.16845 | 0 | 0 | 0.45116 | 0 | 4.8896 | 0 | 0 | 0 | 0 | 0 | 0 | 0 | 0 | 0 | 0 | 0 | 0 | 0 | 0.45131 | 0 | 0.32173 | 0 | 0.92191 | 0 | 0.053706 | 0.6901 | 0 | 0 | 0 | 0 | 2.4388 | 0 | 0 | 0 | 0 | 0 | 0 | 0 | 0 | 0 | 0 | 0 | 0 | 0
8 | 8 | 2 | 3 | 1.7931 | 0 | 2.4769 | 0 | 0 | 0 | 0 | 0.16042 | 0 | 0 | 0.45129 | 0 | 4.8817 | 0 | 0 | 0 | 0 | 0 | 0 | 0 | 0 | 0 | 0 | 0 | 0 | 0 | 0.45131 | 0 | 0.32173 | 0 | 0.89692 | 0 | 0.053706 | 0.6901 | 0 | 0 | 0 | 0 | 2.4138 | 0 | 0 | 0 | 0 | 0 | 0 | 0 | 0 | 0 | 0 | 0 | 0 | 0
8 | 8 | 3 | 3 | 1.7931 | 0 | 2.4769 | 0 | 0 | 0 | 0 | 0.149 | 0 | 0 | 0.45136 | 0 | 4.8704 | 0 | 0 | 0 | 0 | 0 | 0 | 0 | 0 | 0 | 0 | 0 | 0 | 0 | 0.45131 | 0 | 0.32173 | 0 | 0.81957 | 0 | 0.053706 | 0.6901 | 0 | 0 | 0 | 0 | 2.3364 | 0 | 0 | 0 | 0 | 0 | 0 | 0 | 0 | 0 | 0 | 0 | 0 | 0
8 | 8 | 4 | 3 | 1.7931 | 0 | 2.4769 | 0 | 0 | 0 | 0 | 0.13564 | 0 | 0 | 0.4514 | 0 | 4.8571 | 0 | 0 | 0 | 0 | 0 | 0 | 0 | 0 | 0 | 0 | 0 | 0 | 0 | 0.45131 | 0 | 0.32173 | 0 | 0.73544 | 0 | 0.053706 | 0.6901 | 0 | 0 | 0 | 0 | 2.2523 | 0 | 0 | 0 | 0 | 0 | 0 | 0 | 0 | 0 | 0 | 0 | 0 | 0
8 | 8 | 5 | 3 | 1.7931 | 0 | 2.4769 | 0 | 0 | 0 | 0 | 0.12404 | 0 | 0 | 0.45143 | 0 | 4.8455 | 0 | 0 | 0 | 0 | 0 | 0 | 0 | 0 | 0 | 0 | 0 | 0 | 0 | 0.45131 | 0 | 0.32173 | 0 | 0.66466 | 0 | 0.053706 | 0.6901 | 0 | 0 | 0 | 0 | 2.1815 | 0 | 0 | 0 | 0 | 0 | 0 | 0 | 0 | 0 | 0 | 0 | 0 | 0
8 | 8 | 6 | 3 | 1.7931 | 0 | 2.4769 | 0 | 0 | 0 | 0 | 0.10904 | 0 | 0 | 2.5396 | 0 | 6.9186 | 0 | 0 | 0 | 0 | 0 | 0 | 0 | 0 | 0 | 0 | 0 | 0 | 0 | 0.45131 | 0 | 0.54519 | 0 | 0.56882 | 0 | 0.31621 | 0.6901 | 0 | 0 | 0 | 0 | 2.5716 | 0 | 0 | 0 | 0 | 0 | 0 | 0 | 0 | 0 | 0 | 0 | 0 | 0
8 | 8 | 7 | 3 | 1.7931 | 0 | 2.4769 | 0 | 0 | 0 | 0 | 0.16503 | 0 | 0 | 3.955 | 0 | 8.39 | 0 | 0 | 0 | 0 | 0 | 0 | 0 | 0 | 0 | 0 | 0 | 0 | 0 | 0.45131 | 0 | 0.71279 | 0 | 0.892 | 0 | 0.52621 | 0.6901 | 0 | 0 | 0 | 0 | 3.2724 | 0 | 0 | 0 | 0 | 0 | 0 | 0 | 0 | 0 | 0 | 0 | 0 | 0
8 | 8 | 8 | 3 | 1.7931 | 0 | 13.6089 | 0 | 0 | 0 | 0 | 0.34156 | 0 | 0 | 3.6267 | 0 | 19.3703 | 0 | 0 | 0 | 0 | 0 | 0 | 0 | 0 | 0 | 0 | 0 | 0 | 0 | 0.45131 | 0 | 0.71279 | 0 | 2.0308 | 0 | 0.42121 | 0.6901 | 0 | 0 | 0 | 0 | 4.3062 | 0 | 0 | 0 | 0 | 0 | 0 | 0 | 0 | 0 | 0 | 0 | 0 | 0
8 | 8 | 9 | 3 | 1.7931 | 0 | 13.6089 | 0 | 0 | 0 | 0 | 0.38579 | 0 | 0 | 2.5394 | 0 | 18.3272 | 0 | 0 | 0 | 0 | 0 | 0 | 0 | 0 | 0 | 0 | 0 | 0 | 0 | 0.45131 | 0 | 0.71279 | 0 | 2.3667 | 0 | 0.31621 | 0.6901 | 0 | 0 | 0 | 0 | 4.5371 | 0 | 0 | 0 | 0 | 0 | 0 | 0 | 0 | 0 | 0 | 0 | 0 | 0
8 | 8 | 10 | 3 | 1.7931 | 0 | 13.6089 | 0 | 0 | 0 | 0 | 0.42013 | 0 | 0 | 2.5394 | 0 | 18.3615 | 0 | 0 | 0 | 0 | 0 | 0 | 0 | 0 | 0 | 0 | 0 | 0 | 0 | 0.45131 | 0 | 0.71279 | 0 | 2.6124 | 0 | 0.31621 | 0.6901 | 0 | 0 | 0 | 0 | 4.7828 | 0 | 0 | 0 | 0 | 0 | 0 | 0 | 0 | 0 | 0 | 0 | 0 | 0
8 | 8 | 11 | 3 | 1.7931 | 0 | 13.6089 | 0 | 0 | 0 | 0 | 0.45033 | 0 | 0 | 2.957 | 0 | 18.8093 | 0 | 0 | 0 | 0 | 0 | 0 | 0 | 0 | 0 | 0 | 0 | 0 | 0 | 0.45131 | 0 | 0.54519 | 0 | 2.8676 | 0 | 0.36871 | 0.6901 | 0 | 0 | 0 | 0 | 4.923 | 0 | 0 | 0 | 0 | 0 | 0 | 0 | 0 | 0 | 0 | 0 | 0 | 0
8 | 8 | 12 | 3 | 1.7931 | 0 | 8.6613 | 0 | 0 | 0 | 0 | 0.43528 | 0 | 0 | 3.3746 | 0 | 14.2644 | 0 | 0 | 0 | 0 | 0 | 0 | 0 | 0 | 0 | 0 | 0 | 0 | 0 | 0.45131 | 0 | 0.54519 | 0 | 2.8306 | 0 | 0.42121 | 0.6901 | 0 | 0 | 0 | 0 | 4.9384 | 0 | 0 | 0 | 0 | 0 | 0 | 0 | 0 | 0 | 0 | 0 | 0 | 0
8 | 8 | 13 | 3 | 1.7931 | 0 | 13.6089 | 0 | 0 | 0 | 0 | 0.53844 | 0 | 0 | 2.957 | 0 | 18.8974 | 0 | 0 | 0 | 0 | 0 | 0 | 0 | 0 | 0 | 0 | 0 | 0 | 0 | 0.45131 | 0 | 0.54519 | 0 | 3.5199 | 0 | 0.36871 | 0.6901 | 0 | 0 | 0 | 0 | 5.5752 | 0 | 0 | 0 | 0 | 0 | 0 | 0 | 0 | 0 | 0 | 0 | 0 | 0
8 | 8 | 14 | 3 | 1.7931 | 0 | 13.6089 | 0 | 0 | 0 | 0 | 0.57782 | 0 | 0 | 2.957 | 0 | 18.9368 | 0 | 0 | 0 | 0 | 0 | 0 | 0 | 0 | 0 | 0 | 0 | 0 | 0 | 0.45131 | 0 | 0.54519 | 0 | 3.9124 | 0 | 0.36871 | 0.6901 | 0 | 0 | 0 | 0 | 5.9677 | 0 | 0 | 0 | 0 | 0 | 0 | 0 | 0 | 0 | 0 | 0 | 0 | 0
8 | 8 | 15 | 3 | 1.7931 | 0 | 13.6089 | 0 | 0 | 0 | 0 | 0.61162 | 0 | 0 | 2.5394 | 0 | 18.553 | 0 | 0 | 0 | 0 | 0 | 0 | 0 | 0 | 0 | 0 | 0 | 0 | 0 | 0.45131 | 0 | 0.54519 | 0 | 4.1833 | 0 | 0.31621 | 0.6901 | 0 | 0 | 0 | 0 | 6.1861 | 0 | 0 | 0 | 0 | 0 | 0 | 0 | 0 | 0 | 0 | 0 | 0 | 0
8 | 8 | 16 | 3 | 1.7931 | 0 | 13.6089 | 0 | 0 | 0 | 0 | 0.64427 | 0 | 0 | 2.5394 | 0 | 18.5857 | 0 | 0 | 0 | 0 | 0 | 0 | 0 | 0 | 0 | 0 | 0 | 0 | 0 | 0.45131 | 0 | 0.54519 | 0 | 4.47 | 0 | 0.31621 | 0.6901 | 0 | 0 | 0 | 0 | 6.4728 | 0 | 0 | 0 | 0 | 0 | 0 | 0 | 0 | 0 | 0 | 0 | 0 | 0
8 | 8 | 17 | 3 | 1.7931 | 0 | 13.6089 | 0 | 0 | 0 | 0 | 0.61958 | 0 | 0 | 3.9549 | 0 | 19.9765 | 0 | 0 | 0 | 0 | 0 | 0 | 0 | 0 | 0 | 0 | 0 | 0 | 0 | 0.45131 | 0 | 0.54519 | 0 | 4.394 | 0 | 0.52621 | 0.6901 | 0 | 0 | 0 | 0 | 6.6068 | 0 | 0 | 0 | 0 | 0 | 0 | 0 | 0 | 0 | 0 | 0 | 0 | 0
8 | 8 | 18 | 3 | 1.7931 | 0 | 9.8982 | 0 | 0 | 0 | 0 | 0.50848 | 0 | 0 | 3.9549 | 0 | 16.1547 | 0 | 0 | 0 | 0 | 0 | 0 | 0 | 0 | 0 | 0 | 0 | 0 | 0 | 0.45131 | 0 | 0.54519 | 0 | 3.7377 | 0 | 0.52621 | 0.6901 | 0 | 0 | 0 | 0 | 5.9505 | 0 | 0 | 0 | 0 | 0 | 0 | 0 | 0 | 0 | 0 | 0 | 0 | 0
8 | 8 | 19 | 3 | 1.7931 | 0 | 2.4769 | 0 | 0 | 0 | 0 | 0.32764 | 0 | 0 | 3.8758 | 0 | 8.4734 | 0 | 0 | 0 | 0 | 0 | 0 | 0 | 0 | 0 | 0 | 0 | 0 | 0 | 0.45131 | 0 | 0.88038 | 0 | 2.3598 | 0 | 0.42121 | 0.6901 | 0 | 0 | 0 | 0 | 4.8028 | 0 | 0 | 0 | 0 | 0 | 0 | 0 | 0 | 0 | 0 | 0 | 0 | 0
8 | 8 | 20 | 3 | 1.7931 | 0 | 2.4769 | 0 | 0 | 0 | 0 | 0.26295 | 0 | 0 | 2.957 | 0 | 7.49 | 0 | 0 | 0 | 0 | 0 | 0 | 0 | 0 | 0 | 0 | 0 | 0 | 0 | 0.45131 | 0 | 1.1038 | 0 | 1.8158 | 0 | 0.36871 | 0.6901 | 0 | 0 | 0 | 0 | 4.4298 | 0 | 0 | 0 | 0 | 0 | 0 | 0 | 0 | 0 | 0 | 0 | 0 | 0
8 | 8 | 21 | 3 | 1.7931 | 0 | 2.4769 | 0 | 0 | 0 | 0 | 0.22395 | 0 | 0 | 3.7922 | 0 | 8.2861 | 0 | 0 | 0 | 0 | 0 | 0 | 0 | 0 | 0 | 0 | 0 | 0 | 0 | 0.45131 | 0 | 1.2156 | 0 | 1.4924 | 0 | 0.47371 | 0.6901 | 0 | 0 | 0 | 0 | 4.3231 | 0 | 0 | 0 | 0 | 0 | 0 | 0 | 0 | 0 | 0 | 0 | 0 | 0
8 | 8 | 22 | 3 | 1.7931 | 0 | 2.4769 | 0 | 0 | 0 | 0 | 0.1955 | 0 | 0 | 2.5393 | 0 | 7.0048 | 0 | 0 | 0 | 0 | 0 | 0 | 0 | 0 | 0 | 0 | 0 | 0 | 0 | 0.45131 | 0 | 1.1038 | 0 | 1.2566 | 0 | 0.31621 | 0.6901 | 0 | 0 | 0 | 0 | 3.818 | 0 | 0 | 0 | 0 | 0 | 0 | 0 | 0 | 0 | 0 | 0 | 0 | 0
8 | 8 | 23 | 3 | 1.7931 | 0 | 2.4769 | 0 | 0 | 0 | 0 | 0.18856 | 0 | 0 | 0.45115 | 0 | 4.9097 | 0 | 0 | 0 | 0 | 0 | 0 | 0 | 0 | 0 | 0 | 0 | 0 | 0 | 0.45131 | 0 | 0.88038 | 0 | 1.1946 | 0 | 0.053706 | 0.6901 | 0 | 0 | 0 | 0 | 3.27 | 0 | 0 | 0 | 0 | 0 | 0 | 0 | 0 | 0 | 0 | 0 | 0 | 0
8 | 8 | 24 | 3 | 1.7931 | 0 | 2.4769 | 0 | 0 | 0 | 0 | 0.18227 | 0 | 0 | 0.4512 | 0 | 4.9035 | 0 | 0 | 0 | 0 | 0 | 0 | 0 | 0 | 0 | 0 | 0 | 0 | 0 | 0.45131 | 0 | 0.54519 | 0 | 1.1485 | 0 | 0.053706 | 0.6901 | 0 | 0 | 0 | 0 | 2.8888 | 0 | 0 | 0 | 0 | 0 | 0 | 0 | 0 | 0 | 0 | 0 | 0 | 0
8 | 9 | 1 | 4 | 1.7931 | 0 | 2.4769 | 0 | 0 | 0 | 0 | 0.17465 | 0 | 0 | 0.45131 | 0 | 4.896 | 0 | 0 | 0 | 0 | 0 | 0 | 0 | 0 | 0 | 0 | 0 | 0 | 0 | 0.45131 | 0 | 0.32173 | 0 | 1.0889 | 0 | 0.053706 | 0.6901 | 0 | 0 | 0 | 0 | 2.6058 | 0 | 0 | 0 | 0 | 0 | 0 | 0 | 0 | 0 | 0 | 0 | 0 | 0
8 | 9 | 2 | 4 | 1.7931 | 0 | 2.4769 | 0 | 0 | 0 | 0 | 0.1715 | 0 | 0 | 0.45143 | 0 | 4.8929 | 0 | 0 | 0 | 0 | 0 | 0 | 0 | 0 | 0 | 0 | 0 | 0 | 0 | 0.45131 | 0 | 0.32173 | 0 | 1.0563 | 0 | 0.053706 | 0.6901 | 0 | 0 | 0 | 0 | 2.5732 | 0 | 0 | 0 | 0 | 0 | 0 | 0 | 0 | 0 | 0 | 0 | 0 | 0
8 | 9 | 3 | 4 | 1.7931 | 0 | 2.4769 | 0 | 0 | 0 | 0 | 0.1672 | 0 | 0 | 0.45149 | 0 | 4.8887 | 0 | 0 | 0 | 0 | 0 | 0 | 0 | 0 | 0 | 0 | 0 | 0 | 0 | 0.45131 | 0 | 0.32173 | 0 | 1.0286 | 0 | 0.053706 | 0.6901 | 0 | 0 | 0 | 0 | 2.5454 | 0 | 0 | 0 | 0 | 0 | 0 | 0 | 0 | 0 | 0 | 0 | 0 | 0
8 | 9 | 4 | 4 | 1.7931 | 0 | 2.4769 | 0 | 0 | 0 | 0 | 0.15573 | 0 | 0 | 0.45153 | 0 | 4.8773 | 0 | 0 | 0 | 0 | 0 | 0 | 0 | 0 | 0 | 0 | 0 | 0 | 0 | 0.45131 | 0 | 0.32173 | 0 | 0.94675 | 0 | 0.053706 | 0.6901 | 0 | 0 | 0 | 0 | 2.4636 | 0 | 0 | 0 | 0 | 0 | 0 | 0 | 0 | 0 | 0 | 0 | 0 | 0
8 | 9 | 5 | 4 | 1.7931 | 0 | 2.4769 | 0 | 0 | 0 | 0 | 0.15017 | 0 | 0 | 0.45155 | 0 | 4.8717 | 0 | 0 | 0 | 0 | 0 | 0 | 0 | 0 | 0 | 0 | 0 | 0 | 0 | 0.45131 | 0 | 0.32173 | 0 | 0.91267 | 0 | 0.053706 | 0.6901 | 0 | 0 | 0 | 0 | 2.4295 | 0 | 0 | 0 | 0 | 0 | 0 | 0 | 0 | 0 | 0 | 0 | 0 | 0
8 | 9 | 6 | 4 | 1.7931 | 0 | 2.4769 | 0 | 0 | 0 | 0 | 0.13523 | 0 | 0 | 2.5397 | 0 | 6.9449 | 0 | 0 | 0 | 0 | 0 | 0 | 0 | 0 | 0 | 0 | 0 | 0 | 0 | 0.45131 | 0 | 0.54519 | 0 | 0.79717 | 0 | 0.31621 | 0.6901 | 0 | 0 | 0 | 0 | 2.8 | 0 | 0 | 0 | 0 | 0 | 0 | 0 | 0 | 0 | 0 | 0 | 0 | 0
8 | 9 | 7 | 4 | 1.7931 | 0 | 2.4769 | 0 | 0 | 0 | 0 | 0.17743 | 0 | 0 | 3.955 | 0 | 8.4025 | 0 | 0 | 0 | 0 | 0 | 0 | 0 | 0 | 0 | 0 | 0 | 0 | 0 | 0.45131 | 0 | 0.71279 | 0 | 1.0268 | 0 | 0.52621 | 0.6901 | 0 | 0 | 0 | 0 | 3.4072 | 0 | 0 | 0 | 0 | 0 | 0 | 0 | 0 | 0 | 0 | 0 | 0 | 0
8 | 9 | 8 | 4 | 1.7931 | 0 | 13.6089 | 0 | 0 | 0 | 0 | 0.36057 | 0 | 0 | 3.6269 | 0 | 19.3895 | 0 | 0 | 0 | 0 | 0 | 0 | 0 | 0 | 0 | 0 | 0 | 0 | 0 | 0.45131 | 0 | 0.71279 | 0 | 2.1772 | 0 | 0.42121 | 0.6901 | 0 | 0 | 0 | 0 | 4.4525 | 0 | 0 | 0 | 0 | 0 | 0 | 0 | 0 | 0 | 0 | 0 | 0 | 0
8 | 9 | 9 | 4 | 1.7931 | 0 | 13.6089 | 0 | 0 | 0 | 0 | 0.42625 | 0 | 0 | 2.5395 | 0 | 18.3678 | 0 | 0 | 0 | 0 | 0 | 0 | 0 | 0 | 0 | 0 | 0 | 0 | 0 | 0.45131 | 0 | 0.71279 | 0 | 2.696 | 0 | 0.31621 | 0.6901 | 0 | 0 | 0 | 0 | 4.8665 | 0 | 0 | 0 | 0 | 0 | 0 | 0 | 0 | 0 | 0 | 0 | 0 | 0
8 | 9 | 10 | 4 | 1.7931 | 0 | 13.6089 | 0 | 0 | 0 | 0 | 0.45362 | 0 | 0 | 2.5395 | 0 | 18.3951 | 0 | 0 | 0 | 0 | 0 | 0 | 0 | 0 | 0 | 0 | 0 | 0 | 0 | 0.45131 | 0 | 0.71279 | 0 | 2.918 | 0 | 0.31621 | 0.6901 | 0 | 0 | 0 | 0 | 5.0884 | 0 | 0 | 0 | 0 | 0 | 0 | 0 | 0 | 0 | 0 | 0 | 0 | 0
8 | 9 | 11 | 4 | 1.7931 | 0 | 13.6089 | 0 | 0 | 0 | 0 | 0.49262 | 0 | 0 | 2.9571 | 0 | 18.8517 | 0 | 0 | 0 | 0 | 0 | 0 | 0 | 0 | 0 | 0 | 0 | 0 | 0 | 0.45131 | 0 | 0.54519 | 0 | 3.3069 | 0 | 0.36871 | 0.6901 | 0 | 0 | 0 | 0 | 5.3622 | 0 | 0 | 0 | 0 | 0 | 0 | 0 | 0 | 0 | 0 | 0 | 0 | 0
8 | 9 | 12 | 4 | 1.7931 | 0 | 8.6613 | 0 | 0 | 0 | 0 | 0.47571 | 0 | 0 | 3.3747 | 0 | 14.3049 | 0 | 0 | 0 | 0 | 0 | 0 | 0 | 0 | 0 | 0 | 0 | 0 | 0 | 0.45131 | 0 | 0.54519 | 0 | 3.1263 | 0 | 0.42121 | 0.6901 | 0 | 0 | 0 | 0 | 5.2341 | 0 | 0 | 0 | 0 | 0 | 0 | 0 | 0 | 0 | 0 | 0 | 0 | 0
8 | 9 | 13 | 4 | 1.7931 | 0 | 13.6089 | 0 | 0 | 0 | 0 | 0.57173 | 0 | 0 | 2.9571 | 0 | 18.9308 | 0 | 0 | 0 | 0 | 0 | 0 | 0 | 0 | 0 | 0 | 0 | 0 | 0 | 0.45131 | 0 | 0.54519 | 0 | 3.7238 | 0 | 0.36871 | 0.6901 | 0 | 0 | 0 | 0 | 5.7791 | 0 | 0 | 0 | 0 | 0 | 0 | 0 | 0 | 0 | 0 | 0 | 0 | 0
8 | 9 | 14 | 4 | 1.7931 | 0 | 13.6089 | 0 | 0 | 0 | 0 | 0.60413 | 0 | 0 | 2.9571 | 0 | 18.9632 | 0 | 0 | 0 | 0 | 0 | 0 | 0 | 0 | 0 | 0 | 0 | 0 | 0 | 0.45131 | 0 | 0.54519 | 0 | 4.1282 | 0 | 0.36871 | 0.6901 | 0 | 0 | 0 | 0 | 6.1835 | 0 | 0 | 0 | 0 | 0 | 0 | 0 | 0 | 0 | 0 | 0 | 0 | 0
8 | 9 | 15 | 4 | 1.7931 | 0 | 13.6089 | 0 | 0 | 0 | 0 | 0.65089 | 0 | 0 | 2.5395 | 0 | 18.5924 | 0 | 0 | 0 | 0 | 0 | 0 | 0 | 0 | 0 | 0 | 0 | 0 | 0 | 0.45131 | 0 | 0.54519 | 0 | 4.5587 | 0 | 0.31621 | 0.6901 | 0 | 0 | 0 | 0 | 6.5615 | 0 | 0 | 0 | 0 | 0 | 0 | 0 | 0 | 0 | 0 | 0 | 0 | 0
8 | 9 | 16 | 4 | 1.7931 | 0 | 13.6089 | 0 | 0 | 0 | 0 | 0.66302 | 0 | 0 | 2.5395 | 0 | 18.6045 | 0 | 0 | 0 | 0 | 0 | 0 | 0 | 0 | 0 | 0 | 0 | 0 | 0 | 0.45131 | 0 | 0.54519 | 0 | 4.5693 | 0 | 0.31621 | 0.6901 | 0 | 0 | 0 | 0 | 6.5721 | 0 | 0 | 0 | 0 | 0 | 0 | 0 | 0 | 0 | 0 | 0 | 0 | 0
8 | 9 | 17 | 4 | 1.7931 | 0 | 13.6089 | 0 | 0 | 0 | 0 | 0.67575 | 0 | 0 | 3.9549 | 0 | 20.0327 | 0 | 0 | 0 | 0 | 0 | 0 | 0 | 0 | 0 | 0 | 0 | 0 | 0 | 0.45131 | 0 | 0.54519 | 0 | 4.9035 | 0 | 0.52621 | 0.6901 | 0 | 0 | 0 | 0 | 7.1163 | 0 | 0 | 0 | 0 | 0 | 0 | 0 | 0 | 0 | 0 | 0 | 0 | 0
8 | 9 | 18 | 4 | 1.7931 | 0 | 9.8982 | 0 | 0 | 0 | 0 | 0.54107 | 0 | 0 | 3.9549 | 0 | 16.1874 | 0 | 0 | 0 | 0 | 0 | 0 | 0 | 0 | 0 | 0 | 0 | 0 | 0 | 0.45131 | 0 | 0.54519 | 0 | 3.927 | 0 | 0.52621 | 0.6901 | 0 | 0 | 0 | 0 | 6.1398 | 0 | 0 | 0 | 0 | 0 | 0 | 0 | 0 | 0 | 0 | 0 | 0 | 0
8 | 9 | 19 | 4 | 1.7931 | 0 | 2.4769 | 0 | 0 | 0 | 0 | 0.35555 | 0 | 0 | 3.8759 | 0 | 8.5014 | 0 | 0 | 0 | 0 | 0 | 0 | 0 | 0 | 0 | 0 | 0 | 0 | 0 | 0.45131 | 0 | 0.88038 | 0 | 2.579 | 0 | 0.42121 | 0.6901 | 0 | 0 | 0 | 0 | 5.022 | 0 | 0 | 0 | 0 | 0 | 0 | 0 | 0 | 0 | 0 | 0 | 0 | 0
8 | 9 | 20 | 4 | 1.7931 | 0 | 2.4769 | 0 | 0 | 0 | 0 | 0.29485 | 0 | 0 | 2.9571 | 0 | 7.5219 | 0 | 0 | 0 | 0 | 0 | 0 | 0 | 0 | 0 | 0 | 0 | 0 | 0 | 0.45131 | 0 | 1.1038 | 0 | 2.135 | 0 | 0.36871 | 0.6901 | 0 | 0 | 0 | 0 | 4.749 | 0 | 0 | 0 | 0 | 0 | 0 | 0 | 0 | 0 | 0 | 0 | 0 | 0
8 | 9 | 21 | 4 | 1.7931 | 0 | 2.4769 | 0 | 0 | 0 | 0 | 0.25438 | 0 | 0 | 3.7922 | 0 | 8.3166 | 0 | 0 | 0 | 0 | 0 | 0 | 0 | 0 | 0 | 0 | 0 | 0 | 0 | 0.45131 | 0 | 1.2156 | 0 | 1.7651 | 0 | 0.47371 | 0.6901 | 0 | 0 | 0 | 0 | 4.5958 | 0 | 0 | 0 | 0 | 0 | 0 | 0 | 0 | 0 | 0 | 0 | 0 | 0
8 | 9 | 22 | 4 | 1.7931 | 0 | 2.4769 | 0 | 0 | 0 | 0 | 0.2295 | 0 | 0 | 2.5393 | 0 | 7.0388 | 0 | 0 | 0 | 0 | 0 | 0 | 0 | 0 | 0 | 0 | 0 | 0 | 0 | 0.45131 | 0 | 1.1038 | 0 | 1.5513 | 0 | 0.31621 | 0.6901 | 0 | 0 | 0 | 0 | 4.1128 | 0 | 0 | 0 | 0 | 0 | 0 | 0 | 0 | 0 | 0 | 0 | 0 | 0
8 | 9 | 23 | 4 | 1.7931 | 0 | 2.4769 | 0 | 0 | 0 | 0 | 0.21698 | 0 | 0 | 0.45117 | 0 | 4.9382 | 0 | 0 | 0 | 0 | 0 | 0 | 0 | 0 | 0 | 0 | 0 | 0 | 0 | 0.45131 | 0 | 0.88038 | 0 | 1.4612 | 0 | 0.053706 | 0.6901 | 0 | 0 | 0 | 0 | 3.5368 | 0 | 0 | 0 | 0 | 0 | 0 | 0 | 0 | 0 | 0 | 0 | 0 | 0
8 | 9 | 24 | 4 | 1.7931 | 0 | 2.4769 | 0 | 0 | 0 | 0 | 0.21796 | 0 | 0 | 0.45122 | 0 | 4.9392 | 0 | 0 | 0 | 0 | 0 | 0 | 0 | 0 | 0 | 0 | 0 | 0 | 0 | 0.45131 | 0 | 0.54519 | 0 | 1.4588 | 0 | 0.053706 | 0.6901 | 0 | 0 | 0 | 0 | 3.1991 | 0 | 0 | 0 | 0 | 0 | 0 | 0 | 0 | 0 | 0 | 0 | 0 | 0
8 | 10 | 1 | 5 | 1.7931 | 0 | 2.4769 | 0 | 0 | 0 | 0 | 0.21268 | 0 | 0 | 0.45132 | 0 | 4.934 | 0 | 0 | 0 | 0 | 0 | 0 | 0 | 0 | 0 | 0 | 0 | 0 | 0 | 0.45131 | 0 | 0.32173 | 0 | 1.3989 | 0 | 0.053706 | 0.6901 | 0 | 0 | 0 | 0 | 2.9157 | 0 | 0 | 0 | 0 | 0 | 0 | 0 | 0 | 0 | 0 | 0 | 0 | 0
8 | 10 | 2 | 5 | 1.7931 | 0 | 2.4769 | 0 | 0 | 0 | 0 | 0.20993 | 0 | 0 | 0.45143 | 0 | 4.9314 | 0 | 0 | 0 | 0 | 0 | 0 | 0 | 0 | 0 | 0 | 0 | 0 | 0 | 0.45131 | 0 | 0.32173 | 0 | 1.3688 | 0 | 0.053706 | 0.6901 | 0 | 0 | 0 | 0 | 2.8857 | 0 | 0 | 0 | 0 | 0 | 0 | 0 | 0 | 0 | 0 | 0 | 0 | 0
8 | 10 | 3 | 5 | 1.7931 | 0 | 2.4769 | 0 | 0 | 0 | 0 | 0.20545 | 0 | 0 | 0.45148 | 0 | 4.9269 | 0 | 0 | 0 | 0 | 0 | 0 | 0 | 0 | 0 | 0 | 0 | 0 | 0 | 0.45131 | 0 | 0.32173 | 0 | 1.3272 | 0 | 0.053706 | 0.6901 | 0 | 0 | 0 | 0 | 2.8441 | 0 | 0 | 0 | 0 | 0 | 0 | 0 | 0 | 0 | 0 | 0 | 0 | 0
8 | 10 | 4 | 5 | 1.7931 | 0 | 2.4769 | 0 | 0 | 0 | 0 | 0.19759 | 0 | 0 | 0.45151 | 0 | 4.9191 | 0 | 0 | 0 | 0 | 0 | 0 | 0 | 0 | 0 | 0 | 0 | 0 | 0 | 0.45131 | 0 | 0.32173 | 0 | 1.2562 | 0 | 0.053706 | 0.6901 | 0 | 0 | 0 | 0 | 2.773 | 0 | 0 | 0 | 0 | 0 | 0 | 0 | 0 | 0 | 0 | 0 | 0 | 0
8 | 10 | 5 | 5 | 1.7931 | 0 | 2.4769 | 0 | 0 | 0 | 0 | 0.19007 | 0 | 0 | 0.45152 | 0 | 4.9116 | 0 | 0 | 0 | 0 | 0 | 0 | 0 | 0 | 0 | 0 | 0 | 0 | 0 | 0.45131 | 0 | 0.32173 | 0 | 1.1907 | 0 | 0.053706 | 0.6901 | 0 | 0 | 0 | 0 | 2.7075 | 0 | 0 | 0 | 0 | 0 | 0 | 0 | 0 | 0 | 0 | 0 | 0 | 0
8 | 10 | 6 | 5 | 1.7931 | 0 | 2.4769 | 0 | 0 | 0 | 0 | 0.17161 | 0 | 0 | 2.5396 | 0 | 6.9813 | 0 | 0 | 0 | 0 | 0 | 0 | 0 | 0 | 0 | 0 | 0 | 0 | 0 | 0.45131 | 0 | 0.54519 | 0 | 1.0491 | 0 | 0.31621 | 0.6901 | 0 | 0 | 0 | 0 | 3.0519 | 0 | 0 | 0 | 0 | 0 | 0 | 0 | 0 | 0 | 0 | 0 | 0 | 0
8 | 10 | 7 | 5 | 1.7931 | 0 | 2.4769 | 0 | 0 | 0 | 0 | 0.18358 | 0 | 0 | 3.955 | 0 | 8.4086 | 0 | 0 | 0 | 0 | 0 | 0 | 0 | 0 | 0 | 0 | 0 | 0 | 0 | 0.45131 | 0 | 0.71279 | 0 | 1.0915 | 0 | 0.52621 | 0.6901 | 0 | 0 | 0 | 0 | 3.4719 | 0 | 0 | 0 | 0 | 0 | 0 | 0 | 0 | 0 | 0 | 0 | 0 | 0
8 | 10 | 8 | 5 | 1.7931 | 0 | 13.6089 | 0 | 0 | 0 | 0 | 0.34778 | 0 | 0 | 3.6268 | 0 | 19.3766 | 0 | 0 | 0 | 0 | 0 | 0 | 0 | 0 | 0 | 0 | 0 | 0 | 0 | 0.45131 | 0 | 0.71279 | 0 | 2.1786 | 0 | 0.42121 | 0.6901 | 0 | 0 | 0 | 0 | 4.454 | 0 | 0 | 0 | 0 | 0 | 0 | 0 | 0 | 0 | 0 | 0 | 0 | 0
8 | 10 | 9 | 5 | 1.7931 | 0 | 13.6089 | 0 | 0 | 0 | 0 | 0.41242 | 0 | 0 | 2.5394 | 0 | 18.3539 | 0 | 0 | 0 | 0 | 0 | 0 | 0 | 0 | 0 | 0 | 0 | 0 | 0 | 0.45131 | 0 | 0.71279 | 0 | 2.8026 | 0 | 0.31621 | 0.6901 | 0 | 0 | 0 | 0 | 4.973 | 0 | 0 | 0 | 0 | 0 | 0 | 0 | 0 | 0 | 0 | 0 | 0 | 0
8 | 10 | 10 | 5 | 1.7931 | 0 | 13.6089 | 0 | 0 | 0 | 0 | 0.47153 | 0 | 0 | 2.5394 | 0 | 18.4129 | 0 | 0 | 0 | 0 | 0 | 0 | 0 | 0 | 0 | 0 | 0 | 0 | 0 | 0.45131 | 0 | 0.71279 | 0 | 3.2419 | 0 | 0.31621 | 0.6901 | 0 | 0 | 0 | 0 | 5.4123 | 0 | 0 | 0 | 0 | 0 | 0 | 0 | 0 | 0 | 0 | 0 | 0 | 0
8 | 10 | 11 | 5 | 1.7931 | 0 | 13.6089 | 0 | 0 | 0 | 0 | 0.5155 | 0 | 0 | 2.957 | 0 | 18.8745 | 0 | 0 | 0 | 0 | 0 | 0 | 0 | 0 | 0 | 0 | 0 | 0 | 0 | 0.45131 | 0 | 0.54519 | 0 | 3.5399 | 0 | 0.36871 | 0.6901 | 0 | 0 | 0 | 0 | 5.5952 | 0 | 0 | 0 | 0 | 0 | 0 | 0 | 0 | 0 | 0 | 0 | 0 | 0
8 | 10 | 12 | 5 | 1.7931 | 0 | 8.6613 | 0 | 0 | 0 | 0 | 0.48084 | 0 | 0 | 3.3746 | 0 | 14.3099 | 0 | 0 | 0 | 0 | 0 | 0 | 0 | 0 | 0 | 0 | 0 | 0 | 0 | 0.45131 | 0 | 0.54519 | 0 | 3.3362 | 0 | 0.42121 | 0.6901 | 0 | 0 | 0 | 0 | 5.444 | 0 | 0 | 0 | 0 | 0 | 0 | 0 | 0 | 0 | 0 | 0 | 0 | 0
8 | 10 | 13 | 5 | 1.7931 | 0 | 13.6089 | 0 | 0 | 0 | 0 | 0.59334 | 0 | 0 | 2.957 | 0 | 18.9523 | 0 | 0 | 0 | 0 | 0 | 0 | 0 | 0 | 0 | 0 | 0 | 0 | 0 | 0.45131 | 0 | 0.54519 | 0 | 4.2542 | 0 | 0.36871 | 0.6901 | 0 | 0 | 0 | 0 | 6.3095 | 0 | 0 | 0 | 0 | 0 | 0 | 0 | 0 | 0 | 0 | 0 | 0 | 0
8 | 10 | 14 | 5 | 1.7931 | 0 | 13.6089 | 0 | 0 | 0 | 0 | 0.63823 | 0 | 0 | 2.957 | 0 | 18.9972 | 0 | 0 | 0 | 0 | 0 | 0 | 0 | 0 | 0 | 0 | 0 | 0 | 0 | 0.45131 | 0 | 0.54519 | 0 | 4.722 | 0 | 0.36871 | 0.6901 | 0 | 0 | 0 | 0 | 6.7773 | 0 | 0 | 0 | 0 | 0 | 0 | 0 | 0 | 0 | 0 | 0 | 0 | 0
8 | 10 | 15 | 5 | 1.7931 | 0 | 13.6089 | 0 | 0 | 0 | 0 | 0.66514 | 0 | 0 | 2.5394 | 0 | 18.6065 | 0 | 0 | 0 | 0 | 0 | 0 | 0 | 0 | 0 | 0 | 0 | 0 | 0 | 0.45131 | 0 | 0.54519 | 0 | 5.0033 | 0 | 0.31621 | 0.6901 | 0 | 0 | 0 | 0 | 7.0061 | 0 | 0 | 0 | 0 | 0 | 0 | 0 | 0 | 0 | 0 | 0 | 0 | 0
8 | 10 | 16 | 5 | 1.7931 | 0 | 13.6089 | 0 | 0 | 0 | 0 | 0.70877 | 0 | 0 | 2.5394 | 0 | 18.6501 | 0 | 0 | 0 | 0 | 0 | 0 | 0 | 0 | 0 | 0 | 0 | 0 | 0 | 0.45131 | 0 | 0.54519 | 0 | 5.4684 | 0 | 0.31621 | 0.6901 | 0 | 0 | 0 | 0 | 7.4712 | 0 | 0 | 0 | 0 | 0 | 0 | 0 | 0 | 0 | 0 | 0 | 0 | 0
8 | 10 | 17 | 5 | 1.7931 | 0 | 13.6089 | 0 | 0 | 0 | 0 | 0.67357 | 0 | 0 | 3.9549 | 0 | 20.0304 | 0 | 0 | 0 | 0 | 0 | 0 | 0 | 0 | 0 | 0 | 0 | 0 | 0 | 0.45131 | 0 | 0.54519 | 0 | 5.1413 | 0 | 0.52621 | 0.6901 | 0 | 0 | 0 | 0 | 7.3541 | 0 | 0 | 0 | 0 | 0 | 0 | 0 | 0 | 0 | 0 | 0 | 0 | 0
8 | 10 | 18 | 5 | 1.7931 | 0 | 9.8982 | 0 | 0 | 0 | 0 | 0.52826 | 0 | 0 | 3.9549 | 0 | 16.1745 | 0 | 0 | 0 | 0 | 0 | 0 | 0 | 0 | 0 | 0 | 0 | 0 | 0 | 0.45131 | 0 | 0.54519 | 0 | 4.1902 | 0 | 0.52621 | 0.6901 | 0 | 0 | 0 | 0 | 6.403 | 0 | 0 | 0 | 0 | 0 | 0 | 0 | 0 | 0 | 0 | 0 | 0 | 0
8 | 10 | 19 | 5 | 1.7931 | 0 | 2.4769 | 0 | 0 | 0 | 0 | 0.3772 | 0 | 0 | 3.8756 | 0 | 8.5229 | 0 | 0 | 0 | 0 | 0 | 0 | 0 | 0 | 0 | 0 | 0 | 0 | 0 | 0.45131 | 0 | 0.88038 | 0 | 2.9885 | 0 | 0.42121 | 0.6901 | 0 | 0 | 0 | 0 | 5.4315 | 0 | 0 | 0 | 0 | 0 | 0 | 0 | 0 | 0 | 0 | 0 | 0 | 0
8 | 10 | 20 | 5 | 1.7931 | 0 | 2.4769 | 0 | 0 | 0 | 0 | 0.31582 | 0 | 0 | 2.9569 | 0 | 7.5428 | 0 | 0 | 0 | 0 | 0 | 0 | 0 | 0 | 0 | 0 | 0 | 0 | 0 | 0.45131 | 0 | 1.1038 | 0 | 2.4354 | 0 | 0.36871 | 0.6901 | 0 | 0 | 0 | 0 | 5.0494 | 0 | 0 | 0 | 0 | 0 | 0 | 0 | 0 | 0 | 0 | 0 | 0 | 0
8 | 10 | 21 | 5 | 1.7931 | 0 | 2.4769 | 0 | 0 | 0 | 0 | 0.29206 | 0 | 0 | 3.7921 | 0 | 8.3542 | 0 | 0 | 0 | 0 | 0 | 0 | 0 | 0 | 0 | 0 | 0 | 0 | 0 | 0.45131 | 0 | 1.2156 | 0 | 2.1737 | 0 | 0.47371 | 0.6901 | 0 | 0 | 0 | 0 | 5.0044 | 0 | 0 | 0 | 0 | 0 | 0 | 0 | 0 | 0 | 0 | 0 | 0 | 0
8 | 10 | 22 | 5 | 1.7931 | 0 | 2.4769 | 0 | 0 | 0 | 0 | 0.27438 | 0 | 0 | 2.5391 | 0 | 7.0835 | 0 | 0 | 0 | 0 | 0 | 0 | 0 | 0 | 0 | 0 | 0 | 0 | 0 | 0.45131 | 0 | 1.1038 | 0 | 1.9713 | 0 | 0.31621 | 0.6901 | 0 | 0 | 0 | 0 | 4.5328 | 0 | 0 | 0 | 0 | 0 | 0 | 0 | 0 | 0 | 0 | 0 | 0 | 0
8 | 10 | 23 | 5 | 1.7931 | 0 | 2.4769 | 0 | 0 | 0 | 0 | 0.24749 | 0 | 0 | 0.45102 | 0 | 4.9685 | 0 | 0 | 0 | 0 | 0 | 0 | 0 | 0 | 0 | 0 | 0 | 0 | 0 | 0.45131 | 0 | 0.88038 | 0 | 1.7158 | 0 | 0.053706 | 0.6901 | 0 | 0 | 0 | 0 | 3.7913 | 0 | 0 | 0 | 0 | 0 | 0 | 0 | 0 | 0 | 0 | 0 | 0 | 0
8 | 10 | 24 | 5 | 1.7931 | 0 | 2.4769 | 0 | 0 | 0 | 0 | 0.23272 | 0 | 0 | 0.45107 | 0 | 4.9538 | 0 | 0 | 0 | 0 | 0 | 0 | 0 | 0 | 0 | 0 | 0 | 0 | 0 | 0.45131 | 0 | 0.54519 | 0 | 1.6127 | 0 | 0.053706 | 0.6901 | 0 | 0 | 0 | 0 | 3.353 | 0 | 0 | 0 | 0 | 0 | 0 | 0 | 0 | 0 | 0 | 0 | 0 | 0
8 | 11 | 1 | 6 | 1.7931 | 0 | 2.4769 | 0 | 0 | 0 | 0 | 0.22255 | 0 | 0 | 0.45119 | 0 | 4.9438 | 0 | 0 | 0 | 0 | 0 | 0 | 0 | 0 | 0 | 0 | 0 | 0 | 0 | 0.45131 | 0 | 0.32173 | 0 | 1.5199 | 0 | 0.053706 | 0.6901 | 0 | 0 | 0 | 0 | 3.0368 | 0 | 0 | 0 | 0 | 0 | 0 | 0 | 0 | 0 | 0 | 0 | 0 | 0
8 | 11 | 2 | 6 | 1.7931 | 0 | 2.4769 | 0 | 0 | 0 | 0 | 0.22303 | 0 | 0 | 0.45131 | 0 | 4.9444 | 0 | 0 | 0 | 0 | 0 | 0 | 0 | 0 | 0 | 0 | 0 | 0 | 0 | 0.45131 | 0 | 0.32173 | 0 | 1.5158 | 0 | 0.053706 | 0.6901 | 0 | 0 | 0 | 0 | 3.0327 | 0 | 0 | 0 | 0 | 0 | 0 | 0 | 0 | 0 | 0 | 0 | 0 | 0
8 | 11 | 3 | 6 | 1.7931 | 0 | 2.4769 | 0 | 0 | 0 | 0 | 0.20294 | 0 | 0 | 0.45136 | 0 | 4.9243 | 0 | 0 | 0 | 0 | 0 | 0 | 0 | 0 | 0 | 0 | 0 | 0 | 0 | 0.45131 | 0 | 0.32173 | 0 | 1.3439 | 0 | 0.053706 | 0.6901 | 0 | 0 | 0 | 0 | 2.8608 | 0 | 0 | 0 | 0 | 0 | 0 | 0 | 0 | 0 | 0 | 0 | 0 | 0
8 | 11 | 4 | 6 | 1.7931 | 0 | 2.4769 | 0 | 0 | 0 | 0 | 0.20669 | 0 | 0 | 0.4514 | 0 | 4.9281 | 0 | 0 | 0 | 0 | 0 | 0 | 0 | 0 | 0 | 0 | 0 | 0 | 0 | 0.45131 | 0 | 0.32173 | 0 | 1.3761 | 0 | 0.053706 | 0.6901 | 0 | 0 | 0 | 0 | 2.893 | 0 | 0 | 0 | 0 | 0 | 0 | 0 | 0 | 0 | 0 | 0 | 0 | 0
8 | 11 | 5 | 6 | 1.7931 | 0 | 2.4769 | 0 | 0 | 0 | 0 | 0.1967 | 0 | 0 | 0.45141 | 0 | 4.9181 | 0 | 0 | 0 | 0 | 0 | 0 | 0 | 0 | 0 | 0 | 0 | 0 | 0 | 0.45131 | 0 | 0.32173 | 0 | 1.2837 | 0 | 0.053706 | 0.6901 | 0 | 0 | 0 | 0 | 2.8006 | 0 | 0 | 0 | 0 | 0 | 0 | 0 | 0 | 0 | 0 | 0 | 0 | 0
8 | 11 | 6 | 6 | 1.7931 | 0 | 2.4769 | 0 | 0 | 0 | 0 | 0.19784 | 0 | 0 | 2.5395 | 0 | 7.0074 | 0 | 0 | 0 | 0 | 0 | 0 | 0 | 0 | 0 | 0 | 0 | 0 | 0 | 0.45131 | 0 | 0.54519 | 0 | 1.2827 | 0 | 0.31621 | 0.6901 | 0 | 0 | 0 | 0 | 3.2855 | 0 | 0 | 0 | 0 | 0 | 0 | 0 | 0 | 0 | 0 | 0 | 0 | 0
8 | 11 | 7 | 6 | 1.7931 | 0 | 2.4769 | 0 | 0 | 0 | 0 | 0.21784 | 0 | 0 | 3.9549 | 0 | 8.4428 | 0 | 0 | 0 | 0 | 0 | 0 | 0 | 0 | 0 | 0 | 0 | 0 | 0 | 0.45131 | 0 | 0.71279 | 0 | 1.3826 | 0 | 0.52621 | 0.6901 | 0 | 0 | 0 | 0 | 3.7631 | 0 | 0 | 0 | 0 | 0 | 0 | 0 | 0 | 0 | 0 | 0 | 0 | 0
8 | 11 | 8 | 6 | 1.7931 | 0 | 13.6089 | 0 | 0 | 0 | 0 | 0.3784 | 0 | 0 | 3.6267 | 0 | 19.4071 | 0 | 0 | 0 | 0 | 0 | 0 | 0 | 0 | 0 | 0 | 0 | 0 | 0 | 0.45131 | 0 | 0.71279 | 0 | 2.5282 | 0 | 0.42121 | 0.6901 | 0 | 0 | 0 | 0 | 4.8036 | 0 | 0 | 0 | 0 | 0 | 0 | 0 | 0 | 0 | 0 | 0 | 0 | 0
8 | 11 | 9 | 6 | 1.7931 | 0 | 13.6089 | 0 | 0 | 0 | 0 | 0.44949 | 0 | 0 | 2.5393 | 0 | 18.3908 | 0 | 0 | 0 | 0 | 0 | 0 | 0 | 0 | 0 | 0 | 0 | 0 | 0 | 0.45131 | 0 | 0.71279 | 0 | 3.0948 | 0 | 0.31621 | 0.6901 | 0 | 0 | 0 | 0 | 5.2652 | 0 | 0 | 0 | 0 | 0 | 0 | 0 | 0 | 0 | 0 | 0 | 0 | 0
8 | 11 | 10 | 6 | 1.7931 | 0 | 13.6089 | 0 | 0 | 0 | 0 | 0.4912 | 0 | 0 | 2.5393 | 0 | 18.4325 | 0 | 0 | 0 | 0 | 0 | 0 | 0 | 0 | 0 | 0 | 0 | 0 | 0 | 0.45131 | 0 | 0.71279 | 0 | 3.3597 | 0 | 0.31621 | 0.6901 | 0 | 0 | 0 | 0 | 5.5301 | 0 | 0 | 0 | 0 | 0 | 0 | 0 | 0 | 0 | 0 | 0 | 0 | 0
8 | 11 | 11 | 6 | 1.7931 | 0 | 13.6089 | 0 | 0 | 0 | 0 | 0.50151 | 0 | 0 | 2.9569 | 0 | 18.8604 | 0 | 0 | 0 | 0 | 0 | 0 | 0 | 0 | 0 | 0 | 0 | 0 | 0 | 0.45131 | 0 | 0.54519 | 0 | 3.5041 | 0 | 0.36871 | 0.6901 | 0 | 0 | 0 | 0 | 5.5594 | 0 | 0 | 0 | 0 | 0 | 0 | 0 | 0 | 0 | 0 | 0 | 0 | 0
8 | 11 | 12 | 6 | 1.7931 | 0 | 8.6613 | 0 | 0 | 0 | 0 | 0.48038 | 0 | 0 | 3.3745 | 0 | 14.3094 | 0 | 0 | 0 | 0 | 0 | 0 | 0 | 0 | 0 | 0 | 0 | 0 | 0 | 0.45131 | 0 | 0.54519 | 0 | 3.4124 | 0 | 0.42121 | 0.6901 | 0 | 0 | 0 | 0 | 5.5202 | 0 | 0 | 0 | 0 | 0 | 0 | 0 | 0 | 0 | 0 | 0 | 0 | 0
8 | 11 | 13 | 6 | 1.7931 | 0 | 13.6089 | 0 | 0 | 0 | 0 | 0.5189 | 0 | 0 | 2.9569 | 0 | 18.8778 | 0 | 0 | 0 | 0 | 0 | 0 | 0 | 0 | 0 | 0 | 0 | 0 | 0 | 0.45131 | 0 | 0.54519 | 0 | 3.6141 | 0 | 0.36871 | 0.6901 | 0 | 0 | 0 | 0 | 5.6694 | 0 | 0 | 0 | 0 | 0 | 0 | 0 | 0 | 0 | 0 | 0 | 0 | 0
8 | 11 | 14 | 6 | 1.7931 | 0 | 13.6089 | 0 | 0 | 0 | 0 | 0.59434 | 0 | 0 | 2.9569 | 0 | 18.9533 | 0 | 0 | 0 | 0 | 0 | 0 | 0 | 0 | 0 | 0 | 0 | 0 | 0 | 0.45131 | 0 | 0.54519 | 0 | 4.4124 | 0 | 0.36871 | 0.6901 | 0 | 0 | 0 | 0 | 6.4677 | 0 | 0 | 0 | 0 | 0 | 0 | 0 | 0 | 0 | 0 | 0 | 0 | 0
8 | 11 | 15 | 6 | 1.7931 | 0 | 13.6089 | 0 | 0 | 0 | 0 | 0.70337 | 0 | 0 | 2.5393 | 0 | 18.6447 | 0 | 0 | 0 | 0 | 0 | 0 | 0 | 0 | 0 | 0 | 0 | 0 | 0 | 0.45131 | 0 | 0.54519 | 0 | 5.3498 | 0 | 0.31621 | 0.6901 | 0 | 0 | 0 | 0 | 7.3526 | 0 | 0 | 0 | 0 | 0 | 0 | 0 | 0 | 0 | 0 | 0 | 0 | 0
8 | 11 | 16 | 6 | 1.7931 | 0 | 13.6089 | 0 | 0 | 0 | 0 | 0.7491 | 0 | 0 | 2.5393 | 0 | 18.6904 | 0 | 0 | 0 | 0 | 0 | 0 | 0 | 0 | 0 | 0 | 0 | 0 | 0 | 0.45131 | 0 | 0.54519 | 0 | 5.7277 | 0 | 0.31621 | 0.6901 | 0 | 0 | 0 | 0 | 7.7305 | 0 | 0 | 0 | 0 | 0 | 0 | 0 | 0 | 0 | 0 | 0 | 0 | 0
8 | 11 | 17 | 6 | 1.7931 | 0 | 13.6089 | 0 | 0 | 0 | 0 | 0.75955 | 0 | 0 | 3.9548 | 0 | 20.1164 | 0 | 0 | 0 | 0 | 0 | 0 | 0 | 0 | 0 | 0 | 0 | 0 | 0 | 0.45131 | 0 | 0.54519 | 0 | 5.8712 | 0 | 0.52621 | 0.6901 | 0 | 0 | 0 | 0 | 8.084 | 0 | 0 | 0 | 0 | 0 | 0 | 0 | 0 | 0 | 0 | 0 | 0 | 0
8 | 11 | 18 | 6 | 1.7931 | 0 | 9.8982 | 0 | 0 | 0 | 0 | 0.64931 | 0 | 0 | 3.9548 | 0 | 16.2955 | 0 | 0 | 0 | 0 | 0 | 0 | 0 | 0 | 0 | 0 | 0 | 0 | 0 | 0.45131 | 0 | 0.54519 | 0 | 4.9994 | 0 | 0.52621 | 0.6901 | 0 | 0 | 0 | 0 | 7.2122 | 0 | 0 | 0 | 0 | 0 | 0 | 0 | 0 | 0 | 0 | 0 | 0 | 0
8 | 11 | 19 | 6 | 1.7931 | 0 | 2.4769 | 0 | 0 | 0 | 0 | 0.45286 | 0 | 0 | 3.8754 | 0 | 8.5983 | 0 | 0 | 0 | 0 | 0 | 0 | 0 | 0 | 0 | 0 | 0 | 0 | 0 | 0.45131 | 0 | 0.88038 | 0 | 3.4786 | 0 | 0.42121 | 0.6901 | 0 | 0 | 0 | 0 | 5.9216 | 0 | 0 | 0 | 0 | 0 | 0 | 0 | 0 | 0 | 0 | 0 | 0 | 0
8 | 11 | 20 | 6 | 1.7931 | 0 | 2.4769 | 0 | 0 | 0 | 0 | 0.33411 | 0 | 0 | 2.9568 | 0 | 7.5609 | 0 | 0 | 0 | 0 | 0 | 0 | 0 | 0 | 0 | 0 | 0 | 0 | 0 | 0.45131 | 0 | 1.1038 | 0 | 2.2971 | 0 | 0.36871 | 0.6901 | 0 | 0 | 0 | 0 | 4.9111 | 0 | 0 | 0 | 0 | 0 | 0 | 0 | 0 | 0 | 0 | 0 | 0 | 0
8 | 11 | 21 | 6 | 1.7931 | 0 | 2.4769 | 0 | 0 | 0 | 0 | 0.28399 | 0 | 0 | 3.7919 | 0 | 8.346 | 0 | 0 | 0 | 0 | 0 | 0 | 0 | 0 | 0 | 0 | 0 | 0 | 0 | 0.45131 | 0 | 1.2156 | 0 | 1.82 | 0 | 0.47371 | 0.6901 | 0 | 0 | 0 | 0 | 4.6507 | 0 | 0 | 0 | 0 | 0 | 0 | 0 | 0 | 0 | 0 | 0 | 0 | 0
8 | 11 | 22 | 6 | 1.7931 | 0 | 2.4769 | 0 | 0 | 0 | 0 | 0.25894 | 0 | 0 | 2.539 | 0 | 7.068 | 0 | 0 | 0 | 0 | 0 | 0 | 0 | 0 | 0 | 0 | 0 | 0 | 0 | 0.45131 | 0 | 1.1038 | 0 | 1.6052 | 0 | 0.31621 | 0.6901 | 0 | 0 | 0 | 0 | 4.1666 | 0 | 0 | 0 | 0 | 0 | 0 | 0 | 0 | 0 | 0 | 0 | 0 | 0
8 | 11 | 23 | 6 | 1.7931 | 0 | 2.4769 | 0 | 0 | 0 | 0 | 0.23142 | 0 | 0 | 0.45091 | 0 | 4.9524 | 0 | 0 | 0 | 0 | 0 | 0 | 0 | 0 | 0 | 0 | 0 | 0 | 0 | 0.45131 | 0 | 0.88038 | 0 | 1.4142 | 0 | 0.053706 | 0.6901 | 0 | 0 | 0 | 0 | 3.4897 | 0 | 0 | 0 | 0 | 0 | 0 | 0 | 0 | 0 | 0 | 0 | 0 | 0
8 | 11 | 24 | 6 | 1.7931 | 0 | 2.4769 | 0 | 0 | 0 | 0 | 0.24268 | 0 | 0 | 0.45098 | 0 | 4.9637 | 0 | 0 | 0 | 0 | 0 | 0 | 0 | 0 | 0 | 0 | 0 | 0 | 0 | 0.45131 | 0 | 0.54519 | 0 | 1.4706 | 0 | 0.053706 | 0.6901 | 0 | 0 | 0 | 0 | 3.2109 | 0 | 0 | 0 | 0 | 0 | 0 | 0 | 0 | 0 | 0 | 0 | 0 | 0
8 | 12 | 1 | 7 | 1.7931 | 0 | 2.4769 | 0 | 0 | 0 | 0 | 0.22932 | 0 | 0 | 0.45105 | 0 | 4.9504 | 0 | 0 | 0 | 0 | 0 | 0 | 0 | 0 | 0 | 0 | 0 | 0 | 0 | 0.45131 | 0 | 0.32173 | 0 | 1.3352 | 0 | 0.053706 | 0.6901 | 0 | 0 | 0 | 0 | 2.8521 | 0 | 0 | 0 | 0 | 0 | 0 | 0 | 0 | 0 | 0 | 0 | 0 | 0
8 | 12 | 2 | 7 | 1.7931 | 0 | 2.4769 | 0 | 0 | 0 | 0 | 0.20538 | 0 | 0 | 0.45116 | 0 | 4.9266 | 0 | 0 | 0 | 0 | 0 | 0 | 0 | 0 | 0 | 0 | 0 | 0 | 0 | 0.45131 | 0 | 0.32173 | 0 | 1.2257 | 0 | 0.053706 | 0.6901 | 0 | 0 | 0 | 0 | 2.7426 | 0 | 0 | 0 | 0 | 0 | 0 | 0 | 0 | 0 | 0 | 0 | 0 | 0
8 | 12 | 3 | 7 | 1.7931 | 0 | 2.4769 | 0 | 0 | 0 | 0 | 0.19078 | 0 | 0 | 0.45125 | 0 | 4.912 | 0 | 0 | 0 | 0 | 0 | 0 | 0 | 0 | 0 | 0 | 0 | 0 | 0 | 0.45131 | 0 | 0.32173 | 0 | 1.16 | 0 | 0.053706 | 0.6901 | 0 | 0 | 0 | 0 | 2.6768 | 0 | 0 | 0 | 0 | 0 | 0 | 0 | 0 | 0 | 0 | 0 | 0 | 0
8 | 12 | 4 | 7 | 1.7931 | 0 | 2.4769 | 0 | 0 | 0 | 0 | 0.18017 | 0 | 0 | 0.4513 | 0 | 4.9015 | 0 | 0 | 0 | 0 | 0 | 0 | 0 | 0 | 0 | 0 | 0 | 0 | 0 | 0.45131 | 0 | 0.32173 | 0 | 1.0716 | 0 | 0.053706 | 0.6901 | 0 | 0 | 0 | 0 | 2.5884 | 0 | 0 | 0 | 0 | 0 | 0 | 0 | 0 | 0 | 0 | 0 | 0 | 0
8 | 12 | 5 | 7 | 1.7931 | 0 | 2.4769 | 0 | 0 | 0 | 0 | 0.15726 | 0 | 0 | 0.45133 | 0 | 4.8786 | 0 | 0 | 0 | 0 | 0 | 0 | 0 | 0 | 0 | 0 | 0 | 0 | 0 | 0.45131 | 0 | 0.32173 | 0 | 0.88484 | 0 | 0.053706 | 0.6901 | 0 | 0 | 0 | 0 | 2.4017 | 0 | 0 | 0 | 0 | 0 | 0 | 0 | 0 | 0 | 0 | 0 | 0 | 0
8 | 12 | 6 | 7 | 1.7931 | 0 | 2.4769 | 0 | 0 | 0 | 0 | 0.16194 | 0 | 0 | 2.5395 | 0 | 6.9714 | 0 | 0 | 0 | 0 | 0 | 0 | 0 | 0 | 0 | 0 | 0 | 0 | 0 | 0.45131 | 0 | 0.54519 | 0 | 0.89169 | 0 | 0.31621 | 0.6901 | 0 | 0 | 0 | 0 | 2.8945 | 0 | 0 | 0 | 0 | 0 | 0 | 0 | 0 | 0 | 0 | 0 | 0 | 0
8 | 12 | 7 | 7 | 1.7931 | 0 | 2.4769 | 0 | 0 | 0 | 0 | 0.23444 | 0 | 0 | 3.9549 | 0 | 8.4594 | 0 | 0 | 0 | 0 | 0 | 0 | 0 | 0 | 0 | 0 | 0 | 0 | 0 | 0.45131 | 0 | 0.71279 | 0 | 1.3093 | 0 | 0.52621 | 0.6901 | 0 | 0 | 0 | 0 | 3.6897 | 0 | 0 | 0 | 0 | 0 | 0 | 0 | 0 | 0 | 0 | 0 | 0 | 0
8 | 12 | 8 | 7 | 1.7931 | 0 | 13.6089 | 0 | 0 | 0 | 0 | 0.41789 | 0 | 0 | 3.6265 | 0 | 19.4464 | 0 | 0 | 0 | 0 | 0 | 0 | 0 | 0 | 0 | 0 | 0 | 0 | 0 | 0.45131 | 0 | 0.71279 | 0 | 2.4912 | 0 | 0.42121 | 0.6901 | 0 | 0 | 0 | 0 | 4.7666 | 0 | 0 | 0 | 0 | 0 | 0 | 0 | 0 | 0 | 0 | 0 | 0 | 0
8 | 12 | 9 | 7 | 1.7931 | 0 | 13.6089 | 0 | 0 | 0 | 0 | 0.45182 | 0 | 0 | 2.5393 | 0 | 18.3931 | 0 | 0 | 0 | 0 | 0 | 0 | 0 | 0 | 0 | 0 | 0 | 0 | 0 | 0.45131 | 0 | 0.71279 | 0 | 2.8232 | 0 | 0.31621 | 0.6901 | 0 | 0 | 0 | 0 | 4.9936 | 0 | 0 | 0 | 0 | 0 | 0 | 0 | 0 | 0 | 0 | 0 | 0 | 0
8 | 12 | 10 | 7 | 1.7931 | 0 | 13.6089 | 0 | 0 | 0 | 0 | 0.4798 | 0 | 0 | 2.5392 | 0 | 18.421 | 0 | 0 | 0 | 0 | 0 | 0 | 0 | 0 | 0 | 0 | 0 | 0 | 0 | 0.45131 | 0 | 0.71279 | 0 | 3.0609 | 0 | 0.31621 | 0.6901 | 0 | 0 | 0 | 0 | 5.2313 | 0 | 0 | 0 | 0 | 0 | 0 | 0 | 0 | 0 | 0 | 0 | 0 | 0
8 | 12 | 11 | 7 | 1.7931 | 0 | 13.6089 | 0 | 0 | 0 | 0 | 0.51586 | 0 | 0 | 2.9568 | 0 | 18.8747 | 0 | 0 | 0 | 0 | 0 | 0 | 0 | 0 | 0 | 0 | 0 | 0 | 0 | 0.45131 | 0 | 0.54519 | 0 | 3.3289 | 0 | 0.36871 | 0.6901 | 0 | 0 | 0 | 0 | 5.3842 | 0 | 0 | 0 | 0 | 0 | 0 | 0 | 0 | 0 | 0 | 0 | 0 | 0
8 | 12 | 12 | 7 | 1.7931 | 0 | 8.6613 | 0 | 0 | 0 | 0 | 0.50163 | 0 | 0 | 3.3744 | 0 | 14.3305 | 0 | 0 | 0 | 0 | 0 | 0 | 0 | 0 | 0 | 0 | 0 | 0 | 0 | 0.45131 | 0 | 0.54519 | 0 | 3.3281 | 0 | 0.42121 | 0.6901 | 0 | 0 | 0 | 0 | 5.4359 | 0 | 0 | 0 | 0 | 0 | 0 | 0 | 0 | 0 | 0 | 0 | 0 | 0
8 | 12 | 13 | 7 | 1.7931 | 0 | 13.6089 | 0 | 0 | 0 | 0 | 0.60095 | 0 | 0 | 2.9568 | 0 | 18.9598 | 0 | 0 | 0 | 0 | 0 | 0 | 0 | 0 | 0 | 0 | 0 | 0 | 0 | 0.45131 | 0 | 0.54519 | 0 | 4.071 | 0 | 0.36871 | 0.6901 | 0 | 0 | 0 | 0 | 6.1263 | 0 | 0 | 0 | 0 | 0 | 0 | 0 | 0 | 0 | 0 | 0 | 0 | 0
8 | 12 | 14 | 7 | 1.7931 | 0 | 13.6089 | 0 | 0 | 0 | 0 | 0.64692 | 0 | 0 | 2.9568 | 0 | 19.0057 | 0 | 0 | 0 | 0 | 0 | 0 | 0 | 0 | 0 | 0 | 0 | 0 | 0 | 0.45131 | 0 | 0.54519 | 0 | 4.4625 | 0 | 0.36871 | 0.6901 | 0 | 0 | 0 | 0 | 6.5178 | 0 | 0 | 0 | 0 | 0 | 0 | 0 | 0 | 0 | 0 | 0 | 0 | 0
8 | 12 | 15 | 7 | 1.7931 | 0 | 13.6089 | 0 | 0 | 0 | 0 | 0.68372 | 0 | 0 | 2.5392 | 0 | 18.6249 | 0 | 0 | 0 | 0 | 0 | 0 | 0 | 0 | 0 | 0 | 0 | 0 | 0 | 0.45131 | 0 | 0.54519 | 0 | 4.7621 | 0 | 0.31621 | 0.6901 | 0 | 0 | 0 | 0 | 6.7649 | 0 | 0 | 0 | 0 | 0 | 0 | 0 | 0 | 0 | 0 | 0 | 0 | 0
8 | 12 | 16 | 7 | 1.7931 | 0 | 13.6089 | 0 | 0 | 0 | 0 | 0.68681 | 0 | 0 | 2.5392 | 0 | 18.628 | 0 | 0 | 0 | 0 | 0 | 0 | 0 | 0 | 0 | 0 | 0 | 0 | 0 | 0.45131 | 0 | 0.54519 | 0 | 4.9398 | 0 | 0.31621 | 0.6901 | 0 | 0 | 0 | 0 | 6.9426 | 0 | 0 | 0 | 0 | 0 | 0 | 0 | 0 | 0 | 0 | 0 | 0 | 0
8 | 12 | 17 | 7 | 1.7931 | 0 | 13.6089 | 0 | 0 | 0 | 0 | 0.66885 | 0 | 0 | 3.9548 | 0 | 20.0256 | 0 | 0 | 0 | 0 | 0 | 0 | 0 | 0 | 0 | 0 | 0 | 0 | 0 | 0.45131 | 0 | 0.54519 | 0 | 4.7175 | 0 | 0.52621 | 0.6901 | 0 | 0 | 0 | 0 | 6.9303 | 0 | 0 | 0 | 0 | 0 | 0 | 0 | 0 | 0 | 0 | 0 | 0 | 0
8 | 12 | 18 | 7 | 1.7931 | 0 | 9.8982 | 0 | 0 | 0 | 0 | 0.54692 | 0 | 0 | 3.9548 | 0 | 16.1931 | 0 | 0 | 0 | 0 | 0 | 0 | 0 | 0 | 0 | 0 | 0 | 0 | 0 | 0.45131 | 0 | 0.54519 | 0 | 3.8089 | 0 | 0.52621 | 0.6901 | 0 | 0 | 0 | 0 | 6.0218 | 0 | 0 | 0 | 0 | 0 | 0 | 0 | 0 | 0 | 0 | 0 | 0 | 0
8 | 12 | 19 | 7 | 1.7931 | 0 | 2.4769 | 0 | 0 | 0 | 0 | 0.37323 | 0 | 0 | 3.8752 | 0 | 8.5185 | 0 | 0 | 0 | 0 | 0 | 0 | 0 | 0 | 0 | 0 | 0 | 0 | 0 | 0.45131 | 0 | 0.88038 | 0 | 2.4861 | 0 | 0.42121 | 0.6901 | 0 | 0 | 0 | 0 | 4.9291 | 0 | 0 | 0 | 0 | 0 | 0 | 0 | 0 | 0 | 0 | 0 | 0 | 0
8 | 12 | 20 | 7 | 1.7931 | 0 | 2.4769 | 0 | 0 | 0 | 0 | 0.29034 | 0 | 0 | 2.9567 | 0 | 7.5171 | 0 | 0 | 0 | 0 | 0 | 0 | 0 | 0 | 0 | 0 | 0 | 0 | 0 | 0.45131 | 0 | 1.1038 | 0 | 1.8605 | 0 | 0.36871 | 0.6901 | 0 | 0 | 0 | 0 | 4.4745 | 0 | 0 | 0 | 0 | 0 | 0 | 0 | 0 | 0 | 0 | 0 | 0 | 0
8 | 12 | 21 | 7 | 1.7931 | 0 | 2.4769 | 0 | 0 | 0 | 0 | 0.24715 | 0 | 0 | 3.7919 | 0 | 8.3091 | 0 | 0 | 0 | 0 | 0 | 0 | 0 | 0 | 0 | 0 | 0 | 0 | 0 | 0.45131 | 0 | 1.2156 | 0 | 1.5485 | 0 | 0.47371 | 0.6901 | 0 | 0 | 0 | 0 | 4.3792 | 0 | 0 | 0 | 0 | 0 | 0 | 0 | 0 | 0 | 0 | 0 | 0 | 0
8 | 12 | 22 | 7 | 1.7931 | 0 | 2.4769 | 0 | 0 | 0 | 0 | 0.21635 | 0 | 0 | 2.539 | 0 | 7.0254 | 0 | 0 | 0 | 0 | 0 | 0 | 0 | 0 | 0 | 0 | 0 | 0 | 0 | 0.45131 | 0 | 1.1038 | 0 | 1.3462 | 0 | 0.31621 | 0.6901 | 0 | 0 | 0 | 0 | 3.9077 | 0 | 0 | 0 | 0 | 0 | 0 | 0 | 0 | 0 | 0 | 0 | 0 | 0
8 | 12 | 23 | 7 | 1.7931 | 0 | 2.4769 | 0 | 0 | 0 | 0 | 0.18912 | 0 | 0 | 0.4509 | 0 | 4.91 | 0 | 0 | 0 | 0 | 0 | 0 | 0 | 0 | 0 | 0 | 0 | 0 | 0 | 0.45131 | 0 | 0.88038 | 0 | 1.1381 | 0 | 0.053706 | 0.6901 | 0 | 0 | 0 | 0 | 3.2136 | 0 | 0 | 0 | 0 | 0 | 0 | 0 | 0 | 0 | 0 | 0 | 0 | 0
8 | 12 | 24 | 7 | 1.7931 | 0 | 2.4769 | 0 | 0 | 0 | 0 | 0.17625 | 0 | 0 | 0.45098 | 0 | 4.8972 | 0 | 0 | 0 | 0 | 0 | 0 | 0 | 0 | 0 | 0 | 0 | 0 | 0 | 0.45131 | 0 | 0.54519 | 0 | 1.0142 | 0 | 0.053706 | 0.6901 | 0 | 0 | 0 | 0 | 2.7545 | 0 | 0 | 0 | 0 | 0 | 0 | 0 | 0 | 0 | 0 | 0 | 0 | 0
8 | 13 | 1 | 1 | 1.7931 | 0 | 2.4769 | 0 | 0 | 0 | 0 | 0.16258 | 0 | 0 | 0.4511 | 0 | 4.8837 | 0 | 0 | 0 | 0 | 0 | 0 | 0 | 0 | 0 | 0 | 0 | 0 | 0 | 0.45131 | 0 | 0.32173 | 0 | 0.90557 | 0 | 0.053706 | 0.6901 | 0 | 0 | 0 | 0 | 2.4224 | 0 | 0 | 0 | 0 | 0 | 0 | 0 | 0 | 0 | 0 | 0 | 0 | 0
8 | 13 | 2 | 1 | 1.7931 | 0 | 2.4769 | 0 | 0 | 0 | 0 | 0.14611 | 0 | 0 | 0.45122 | 0 | 4.8674 | 0 | 0 | 0 | 0 | 0 | 0 | 0 | 0 | 0 | 0 | 0 | 0 | 0 | 0.45131 | 0 | 0.32173 | 0 | 0.78968 | 0 | 0.053706 | 0.6901 | 0 | 0 | 0 | 0 | 2.3065 | 0 | 0 | 0 | 0 | 0 | 0 | 0 | 0 | 0 | 0 | 0 | 0 | 0
8 | 13 | 3 | 1 | 1.7931 | 0 | 2.4769 | 0 | 0 | 0 | 0 | 0.13689 | 0 | 0 | 0.45131 | 0 | 4.8582 | 0 | 0 | 0 | 0 | 0 | 0 | 0 | 0 | 0 | 0 | 0 | 0 | 0 | 0.45131 | 0 | 0.32173 | 0 | 0.73558 | 0 | 0.053706 | 0.6901 | 0 | 0 | 0 | 0 | 2.2524 | 0 | 0 | 0 | 0 | 0 | 0 | 0 | 0 | 0 | 0 | 0 | 0 | 0
8 | 13 | 4 | 1 | 1.7931 | 0 | 2.4769 | 0 | 0 | 0 | 0 | 0.11155 | 0 | 0 | 0.45135 | 0 | 4.8329 | 0 | 0 | 0 | 0 | 0 | 0 | 0 | 0 | 0 | 0 | 0 | 0 | 0 | 0.45131 | 0 | 0.32173 | 0 | 0.58538 | 0 | 0.053706 | 0.6901 | 0 | 0 | 0 | 0 | 2.1022 | 0 | 0 | 0 | 0 | 0 | 0 | 0 | 0 | 0 | 0 | 0 | 0 | 0
8 | 13 | 5 | 1 | 1.7931 | 0 | 2.4769 | 0 | 0 | 0 | 0 | 0.11255 | 0 | 0 | 0.45141 | 0 | 4.834 | 0 | 0 | 0 | 0 | 0 | 0 | 0 | 0 | 0 | 0 | 0 | 0 | 0 | 0.45131 | 0 | 0.32173 | 0 | 0.59389 | 0 | 0.053706 | 0.6901 | 0 | 0 | 0 | 0 | 2.1107 | 0 | 0 | 0 | 0 | 0 | 0 | 0 | 0 | 0 | 0 | 0 | 0 | 0
8 | 13 | 6 | 1 | 1.7931 | 0 | 2.4769 | 0 | 0 | 0 | 0 | 0.0965 | 0 | 0 | 2.5395 | 0 | 6.906 | 0 | 0 | 0 | 0 | 0 | 0 | 0 | 0 | 0 | 0 | 0 | 0 | 0 | 0.45131 | 0 | 0.54519 | 0 | 0.48354 | 0 | 0.31621 | 0.6901 | 0 | 0 | 0 | 0 | 2.4863 | 0 | 0 | 0 | 0 | 0 | 0 | 0 | 0 | 0 | 0 | 0 | 0 | 0
8 | 13 | 7 | 1 | 1.7931 | 0 | 2.4769 | 0 | 0 | 0 | 0 | 0.084949 | 0 | 0 | 3.9549 | 0 | 8.3099 | 0 | 0 | 0 | 0 | 0 | 0 | 0 | 0 | 0 | 0 | 0 | 0 | 0 | 0.45131 | 0 | 0.71279 | 0 | 0.40503 | 0 | 0.52621 | 0.6901 | 0 | 0 | 0 | 0 | 2.7854 | 0 | 0 | 0 | 0 | 0 | 0 | 0 | 0 | 0 | 0 | 0 | 0 | 0
8 | 13 | 8 | 1 | 1.7931 | 0 | 13.6089 | 0 | 0 | 0 | 0 | 0.21865 | 0 | 0 | 3.6267 | 0 | 19.2474 | 0 | 0 | 0 | 0 | 0 | 0 | 0 | 0 | 0 | 0 | 0 | 0 | 0 | 0.45131 | 0 | 0.71279 | 0 | 1.1531 | 0 | 0.42121 | 0.6901 | 0 | 0 | 0 | 0 | 3.4285 | 0 | 0 | 0 | 0 | 0 | 0 | 0 | 0 | 0 | 0 | 0 | 0 | 0
8 | 13 | 9 | 1 | 1.7931 | 0 | 13.6089 | 0 | 0 | 0 | 0 | 0.28908 | 0 | 0 | 2.5394 | 0 | 18.2305 | 0 | 0 | 0 | 0 | 0 | 0 | 0 | 0 | 0 | 0 | 0 | 0 | 0 | 0.45131 | 0 | 0.71279 | 0 | 1.6214 | 0 | 0.31621 | 0.6901 | 0 | 0 | 0 | 0 | 3.7918 | 0 | 0 | 0 | 0 | 0 | 0 | 0 | 0 | 0 | 0 | 0 | 0 | 0
8 | 13 | 10 | 1 | 1.7931 | 0 | 13.6089 | 0 | 0 | 0 | 0 | 0.33599 | 0 | 0 | 2.5394 | 0 | 18.2774 | 0 | 0 | 0 | 0 | 0 | 0 | 0 | 0 | 0 | 0 | 0 | 0 | 0 | 0.45131 | 0 | 0.71279 | 0 | 1.8986 | 0 | 0.31621 | 0.6901 | 0 | 0 | 0 | 0 | 4.069 | 0 | 0 | 0 | 0 | 0 | 0 | 0 | 0 | 0 | 0 | 0 | 0 | 0
8 | 13 | 11 | 1 | 1.7931 | 0 | 13.6089 | 0 | 0 | 0 | 0 | 0.37734 | 0 | 0 | 2.957 | 0 | 18.7363 | 0 | 0 | 0 | 0 | 0 | 0 | 0 | 0 | 0 | 0 | 0 | 0 | 0 | 0.45131 | 0 | 0.54519 | 0 | 2.1468 | 0 | 0.36871 | 0.6901 | 0 | 0 | 0 | 0 | 4.2021 | 0 | 0 | 0 | 0 | 0 | 0 | 0 | 0 | 0 | 0 | 0 | 0 | 0
8 | 13 | 12 | 1 | 1.7931 | 0 | 8.6613 | 0 | 0 | 0 | 0 | 0.36318 | 0 | 0 | 3.3746 | 0 | 14.1922 | 0 | 0 | 0 | 0 | 0 | 0 | 0 | 0 | 0 | 0 | 0 | 0 | 0 | 0.45131 | 0 | 0.54519 | 0 | 2.0935 | 0 | 0.42121 | 0.6901 | 0 | 0 | 0 | 0 | 4.2013 | 0 | 0 | 0 | 0 | 0 | 0 | 0 | 0 | 0 | 0 | 0 | 0 | 0
8 | 13 | 13 | 1 | 1.7931 | 0 | 13.6089 | 0 | 0 | 0 | 0 | 0.43485 | 0 | 0 | 2.957 | 0 | 18.7939 | 0 | 0 | 0 | 0 | 0 | 0 | 0 | 0 | 0 | 0 | 0 | 0 | 0 | 0.45131 | 0 | 0.54519 | 0 | 2.5322 | 0 | 0.36871 | 0.6901 | 0 | 0 | 0 | 0 | 4.5875 | 0 | 0 | 0 | 0 | 0 | 0 | 0 | 0 | 0 | 0 | 0 | 0 | 0
8 | 13 | 14 | 1 | 1.7931 | 0 | 13.6089 | 0 | 0 | 0 | 0 | 0.4634 | 0 | 0 | 2.957 | 0 | 18.8224 | 0 | 0 | 0 | 0 | 0 | 0 | 0 | 0 | 0 | 0 | 0 | 0 | 0 | 0.45131 | 0 | 0.54519 | 0 | 2.7349 | 0 | 0.36871 | 0.6901 | 0 | 0 | 0 | 0 | 4.7902 | 0 | 0 | 0 | 0 | 0 | 0 | 0 | 0 | 0 | 0 | 0 | 0 | 0
8 | 13 | 15 | 1 | 1.7931 | 0 | 13.6089 | 0 | 0 | 0 | 0 | 0.49363 | 0 | 0 | 2.5394 | 0 | 18.435 | 0 | 0 | 0 | 0 | 0 | 0 | 0 | 0 | 0 | 0 | 0 | 0 | 0 | 0.45131 | 0 | 0.54519 | 0 | 2.9687 | 0 | 0.31621 | 0.6901 | 0 | 0 | 0 | 0 | 4.9715 | 0 | 0 | 0 | 0 | 0 | 0 | 0 | 0 | 0 | 0 | 0 | 0 | 0
8 | 13 | 16 | 1 | 1.7931 | 0 | 13.6089 | 0 | 0 | 0 | 0 | 0.51064 | 0 | 0 | 2.5394 | 0 | 18.452 | 0 | 0 | 0 | 0 | 0 | 0 | 0 | 0 | 0 | 0 | 0 | 0 | 0 | 0.45131 | 0 | 0.54519 | 0 | 3.0748 | 0 | 0.31621 | 0.6901 | 0 | 0 | 0 | 0 | 5.0777 | 0 | 0 | 0 | 0 | 0 | 0 | 0 | 0 | 0 | 0 | 0 | 0 | 0
8 | 13 | 17 | 1 | 1.7931 | 0 | 13.6089 | 0 | 0 | 0 | 0 | 0.51014 | 0 | 0 | 3.9549 | 0 | 19.8671 | 0 | 0 | 0 | 0 | 0 | 0 | 0 | 0 | 0 | 0 | 0 | 0 | 0 | 0.45131 | 0 | 0.54519 | 0 | 3.2413 | 0 | 0.52621 | 0.6901 | 0 | 0 | 0 | 0 | 5.4541 | 0 | 0 | 0 | 0 | 0 | 0 | 0 | 0 | 0 | 0 | 0 | 0 | 0
8 | 13 | 18 | 1 | 1.7931 | 0 | 9.8982 | 0 | 0 | 0 | 0 | 0.42179 | 0 | 0 | 3.9549 | 0 | 16.068 | 0 | 0 | 0 | 0 | 0 | 0 | 0 | 0 | 0 | 0 | 0 | 0 | 0 | 0.45131 | 0 | 0.54519 | 0 | 2.7809 | 0 | 0.52621 | 0.6901 | 0 | 0 | 0 | 0 | 4.9937 | 0 | 0 | 0 | 0 | 0 | 0 | 0 | 0 | 0 | 0 | 0 | 0 | 0
8 | 13 | 19 | 1 | 1.7931 | 0 | 2.4769 | 0 | 0 | 0 | 0 | 0.24849 | 0 | 0 | 3.8758 | 0 | 8.3943 | 0 | 0 | 0 | 0 | 0 | 0 | 0 | 0 | 0 | 0 | 0 | 0 | 0 | 0.45131 | 0 | 0.88038 | 0 | 1.5745 | 0 | 0.42121 | 0.6901 | 0 | 0 | 0 | 0 | 4.0175 | 0 | 0 | 0 | 0 | 0 | 0 | 0 | 0 | 0 | 0 | 0 | 0 | 0
8 | 13 | 20 | 1 | 1.7931 | 0 | 2.4769 | 0 | 0 | 0 | 0 | 0.16798 | 0 | 0 | 2.957 | 0 | 7.395 | 0 | 0 | 0 | 0 | 0 | 0 | 0 | 0 | 0 | 0 | 0 | 0 | 0 | 0.45131 | 0 | 1.1038 | 0 | 0.98729 | 0 | 0.36871 | 0.6901 | 0 | 0 | 0 | 0 | 3.6012 | 0 | 0 | 0 | 0 | 0 | 0 | 0 | 0 | 0 | 0 | 0 | 0 | 0
8 | 13 | 21 | 1 | 1.7931 | 0 | 2.4769 | 0 | 0 | 0 | 0 | 0.14039 | 0 | 0 | 3.7922 | 0 | 8.2026 | 0 | 0 | 0 | 0 | 0 | 0 | 0 | 0 | 0 | 0 | 0 | 0 | 0 | 0.45131 | 0 | 1.2156 | 0 | 0.8154 | 0 | 0.47371 | 0.6901 | 0 | 0 | 0 | 0 | 3.6461 | 0 | 0 | 0 | 0 | 0 | 0 | 0 | 0 | 0 | 0 | 0 | 0 | 0
8 | 13 | 22 | 1 | 1.7931 | 0 | 2.4769 | 0 | 0 | 0 | 0 | 0.12532 | 0 | 0 | 2.5393 | 0 | 6.9346 | 0 | 0 | 0 | 0 | 0 | 0 | 0 | 0 | 0 | 0 | 0 | 0 | 0 | 0.45131 | 0 | 1.1038 | 0 | 0.71181 | 0 | 0.31621 | 0.6901 | 0 | 0 | 0 | 0 | 3.2733 | 0 | 0 | 0 | 0 | 0 | 0 | 0 | 0 | 0 | 0 | 0 | 0 | 0
8 | 13 | 23 | 1 | 1.7931 | 0 | 2.4769 | 0 | 0 | 0 | 0 | 0.11373 | 0 | 0 | 0.45117 | 0 | 4.8349 | 0 | 0 | 0 | 0 | 0 | 0 | 0 | 0 | 0 | 0 | 0 | 0 | 0 | 0.45131 | 0 | 0.88038 | 0 | 0.63927 | 0 | 0.053706 | 0.6901 | 0 | 0 | 0 | 0 | 2.7148 | 0 | 0 | 0 | 0 | 0 | 0 | 0 | 0 | 0 | 0 | 0 | 0 | 0
8 | 13 | 24 | 1 | 1.7931 | 0 | 2.4769 | 0 | 0 | 0 | 0 | 0.10609 | 0 | 0 | 0.45124 | 0 | 4.8274 | 0 | 0 | 0 | 0 | 0 | 0 | 0 | 0 | 0 | 0 | 0 | 0 | 0 | 0.45131 | 0 | 0.54519 | 0 | 0.59445 | 0 | 0.053706 | 0.6901 | 0 | 0 | 0 | 0 | 2.3348 | 0 | 0 | 0 | 0 | 0 | 0 | 0 | 0 | 0 | 0 | 0 | 0 | 0
8 | 14 | 1 | 2 | 1.7931 | 0 | 2.4769 | 0 | 0 | 0 | 0 | 0.09797 | 0 | 0 | 0.45136 | 0 | 4.8194 | 0 | 0 | 0 | 0 | 0 | 0 | 0 | 0 | 0 | 0 | 0 | 0 | 0 | 0.45131 | 0 | 0.32173 | 0 | 0.53865 | 0 | 0.053706 | 0.6901 | 0 | 0 | 0 | 0 | 2.0555 | 0 | 0 | 0 | 0 | 0 | 0 | 0 | 0 | 0 | 0 | 0 | 0 | 0
8 | 14 | 2 | 2 | 1.7931 | 0 | 2.4769 | 0 | 0 | 0 | 0 | 0.09473 | 0 | 0 | 0.45149 | 0 | 4.8162 | 0 | 0 | 0 | 0 | 0 | 0 | 0 | 0 | 0 | 0 | 0 | 0 | 0 | 0.45131 | 0 | 0.32173 | 0 | 0.51379 | 0 | 0.053706 | 0.6901 | 0 | 0 | 0 | 0 | 2.0306 | 0 | 0 | 0 | 0 | 0 | 0 | 0 | 0 | 0 | 0 | 0 | 0 | 0
8 | 14 | 3 | 2 | 1.7931 | 0 | 2.4769 | 0 | 0 | 0 | 0 | 0.095803 | 0 | 0 | 0.45156 | 0 | 4.8174 | 0 | 0 | 0 | 0 | 0 | 0 | 0 | 0 | 0 | 0 | 0 | 0 | 0 | 0.45131 | 0 | 0.32173 | 0 | 0.51492 | 0 | 0.053706 | 0.6901 | 0 | 0 | 0 | 0 | 2.0318 | 0 | 0 | 0 | 0 | 0 | 0 | 0 | 0 | 0 | 0 | 0 | 0 | 0
8 | 14 | 4 | 2 | 1.7931 | 0 | 2.4769 | 0 | 0 | 0 | 0 | 0.085067 | 0 | 0 | 0.4516 | 0 | 4.8067 | 0 | 0 | 0 | 0 | 0 | 0 | 0 | 0 | 0 | 0 | 0 | 0 | 0 | 0.45131 | 0 | 0.32173 | 0 | 0.43785 | 0 | 0.053706 | 0.6901 | 0 | 0 | 0 | 0 | 1.9547 | 0 | 0 | 0 | 0 | 0 | 0 | 0 | 0 | 0 | 0 | 0 | 0 | 0
8 | 14 | 5 | 2 | 1.7931 | 0 | 2.4769 | 0 | 0 | 0 | 0 | 0.078144 | 0 | 0 | 0.45163 | 0 | 4.7998 | 0 | 0 | 0 | 0 | 0 | 0 | 0 | 0 | 0 | 0 | 0 | 0 | 0 | 0.45131 | 0 | 0.32173 | 0 | 0.39531 | 0 | 0.053706 | 0.6901 | 0 | 0 | 0 | 0 | 1.9122 | 0 | 0 | 0 | 0 | 0 | 0 | 0 | 0 | 0 | 0 | 0 | 0 | 0
8 | 14 | 6 | 2 | 1.7931 | 0 | 2.4769 | 0 | 0 | 0 | 0 | 0.064416 | 0 | 0 | 2.5398 | 0 | 6.8742 | 0 | 0 | 0 | 0 | 0 | 0 | 0 | 0 | 0 | 0 | 0 | 0 | 0 | 0.45131 | 0 | 0.54519 | 0 | 0.31515 | 0 | 0.31621 | 0.6901 | 0 | 0 | 0 | 0 | 2.318 | 0 | 0 | 0 | 0 | 0 | 0 | 0 | 0 | 0 | 0 | 0 | 0 | 0
8 | 14 | 7 | 2 | 1.7931 | 0 | 2.4769 | 0 | 0 | 0 | 0 | 0.11178 | 0 | 0 | 3.955 | 0 | 8.3369 | 0 | 0 | 0 | 0 | 0 | 0 | 0 | 0 | 0 | 0 | 0 | 0 | 0 | 0.45131 | 0 | 0.71279 | 0 | 0.58083 | 0 | 0.52621 | 0.6901 | 0 | 0 | 0 | 0 | 2.9612 | 0 | 0 | 0 | 0 | 0 | 0 | 0 | 0 | 0 | 0 | 0 | 0 | 0
8 | 14 | 8 | 2 | 1.7931 | 0 | 13.6089 | 0 | 0 | 0 | 0 | 0.27352 | 0 | 0 | 3.6271 | 0 | 19.3026 | 0 | 0 | 0 | 0 | 0 | 0 | 0 | 0 | 0 | 0 | 0 | 0 | 0 | 0.45131 | 0 | 0.71279 | 0 | 1.5353 | 0 | 0.42121 | 0.6901 | 0 | 0 | 0 | 0 | 3.8107 | 0 | 0 | 0 | 0 | 0 | 0 | 0 | 0 | 0 | 0 | 0 | 0 | 0
8 | 14 | 9 | 2 | 1.7931 | 0 | 13.6089 | 0 | 0 | 0 | 0 | 0.26758 | 0 | 0 | 2.5396 | 0 | 18.2092 | 0 | 0 | 0 | 0 | 0 | 0 | 0 | 0 | 0 | 0 | 0 | 0 | 0 | 0.45131 | 0 | 0.71279 | 0 | 1.5546 | 0 | 0.31621 | 0.6901 | 0 | 0 | 0 | 0 | 3.725 | 0 | 0 | 0 | 0 | 0 | 0 | 0 | 0 | 0 | 0 | 0 | 0 | 0
8 | 14 | 10 | 2 | 1.7931 | 0 | 13.6089 | 0 | 0 | 0 | 0 | 0.30841 | 0 | 0 | 2.5396 | 0 | 18.25 | 0 | 0 | 0 | 0 | 0 | 0 | 0 | 0 | 0 | 0 | 0 | 0 | 0 | 0.45131 | 0 | 0.71279 | 0 | 1.8466 | 0 | 0.31621 | 0.6901 | 0 | 0 | 0 | 0 | 4.017 | 0 | 0 | 0 | 0 | 0 | 0 | 0 | 0 | 0 | 0 | 0 | 0 | 0
8 | 14 | 11 | 2 | 1.7931 | 0 | 13.6089 | 0 | 0 | 0 | 0 | 0.33425 | 0 | 0 | 2.9572 | 0 | 18.6935 | 0 | 0 | 0 | 0 | 0 | 0 | 0 | 0 | 0 | 0 | 0 | 0 | 0 | 0.45131 | 0 | 0.54519 | 0 | 1.9837 | 0 | 0.36871 | 0.6901 | 0 | 0 | 0 | 0 | 4.039 | 0 | 0 | 0 | 0 | 0 | 0 | 0 | 0 | 0 | 0 | 0 | 0 | 0
8 | 14 | 12 | 2 | 1.7931 | 0 | 8.6613 | 0 | 0 | 0 | 0 | 0.29283 | 0 | 0 | 3.3749 | 0 | 14.1222 | 0 | 0 | 0 | 0 | 0 | 0 | 0 | 0 | 0 | 0 | 0 | 0 | 0 | 0.45131 | 0 | 0.54519 | 0 | 1.7452 | 0 | 0.42121 | 0.6901 | 0 | 0 | 0 | 0 | 3.853 | 0 | 0 | 0 | 0 | 0 | 0 | 0 | 0 | 0 | 0 | 0 | 0 | 0
8 | 14 | 13 | 2 | 1.7931 | 0 | 13.6089 | 0 | 0 | 0 | 0 | 0.36028 | 0 | 0 | 2.9573 | 0 | 18.7196 | 0 | 0 | 0 | 0 | 0 | 0 | 0 | 0 | 0 | 0 | 0 | 0 | 0 | 0.45131 | 0 | 0.54519 | 0 | 2.1608 | 0 | 0.36871 | 0.6901 | 0 | 0 | 0 | 0 | 4.2161 | 0 | 0 | 0 | 0 | 0 | 0 | 0 | 0 | 0 | 0 | 0 | 0 | 0
8 | 14 | 14 | 2 | 1.7931 | 0 | 13.6089 | 0 | 0 | 0 | 0 | 0.35905 | 0 | 0 | 2.9573 | 0 | 18.7184 | 0 | 0 | 0 | 0 | 0 | 0 | 0 | 0 | 0 | 0 | 0 | 0 | 0 | 0.45131 | 0 | 0.54519 | 0 | 2.1815 | 0 | 0.36871 | 0.6901 | 0 | 0 | 0 | 0 | 4.2368 | 0 | 0 | 0 | 0 | 0 | 0 | 0 | 0 | 0 | 0 | 0 | 0 | 0
8 | 14 | 15 | 2 | 1.7931 | 0 | 13.6089 | 0 | 0 | 0 | 0 | 0.32239 | 0 | 0 | 2.5397 | 0 | 18.2641 | 0 | 0 | 0 | 0 | 0 | 0 | 0 | 0 | 0 | 0 | 0 | 0 | 0 | 0.45131 | 0 | 0.54519 | 0 | 1.9291 | 0 | 0.31621 | 0.6901 | 0 | 0 | 0 | 0 | 3.9319 | 0 | 0 | 0 | 0 | 0 | 0 | 0 | 0 | 0 | 0 | 0 | 0 | 0
8 | 14 | 16 | 2 | 1.7931 | 0 | 13.6089 | 0 | 0 | 0 | 0 | 0.35217 | 0 | 0 | 2.5398 | 0 | 18.2939 | 0 | 0 | 0 | 0 | 0 | 0 | 0 | 0 | 0 | 0 | 0 | 0 | 0 | 0.45131 | 0 | 0.54519 | 0 | 2.1265 | 0 | 0.31621 | 0.6901 | 0 | 0 | 0 | 0 | 4.1293 | 0 | 0 | 0 | 0 | 0 | 0 | 0 | 0 | 0 | 0 | 0 | 0 | 0
8 | 14 | 17 | 2 | 1.7931 | 0 | 13.6089 | 0 | 0 | 0 | 0 | 0.39767 | 0 | 0 | 3.9551 | 0 | 19.7548 | 0 | 0 | 0 | 0 | 0 | 0 | 0 | 0 | 0 | 0 | 0 | 0 | 0 | 0.45131 | 0 | 0.54519 | 0 | 2.529 | 0 | 0.52621 | 0.6901 | 0 | 0 | 0 | 0 | 4.7419 | 0 | 0 | 0 | 0 | 0 | 0 | 0 | 0 | 0 | 0 | 0 | 0 | 0
8 | 14 | 18 | 2 | 1.7931 | 0 | 9.8982 | 0 | 0 | 0 | 0 | 0.31775 | 0 | 0 | 3.9551 | 0 | 15.9642 | 0 | 0 | 0 | 0 | 0 | 0 | 0 | 0 | 0 | 0 | 0 | 0 | 0 | 0.45131 | 0 | 0.54519 | 0 | 2.0222 | 0 | 0.52621 | 0.6901 | 0 | 0 | 0 | 0 | 4.235 | 0 | 0 | 0 | 0 | 0 | 0 | 0 | 0 | 0 | 0 | 0 | 0 | 0
8 | 14 | 19 | 2 | 1.7931 | 0 | 2.4769 | 0 | 0 | 0 | 0 | 0.16639 | 0 | 0 | 3.8765 | 0 | 8.3129 | 0 | 0 | 0 | 0 | 0 | 0 | 0 | 0 | 0 | 0 | 0 | 0 | 0 | 0.45131 | 0 | 0.88038 | 0 | 0.98822 | 0 | 0.42121 | 0.6901 | 0 | 0 | 0 | 0 | 3.4312 | 0 | 0 | 0 | 0 | 0 | 0 | 0 | 0 | 0 | 0 | 0 | 0 | 0
8 | 14 | 20 | 2 | 1.7931 | 0 | 2.4769 | 0 | 0 | 0 | 0 | 0.11364 | 0 | 0 | 2.9574 | 0 | 7.3411 | 0 | 0 | 0 | 0 | 0 | 0 | 0 | 0 | 0 | 0 | 0 | 0 | 0 | 0.45131 | 0 | 1.1038 | 0 | 0.62581 | 0 | 0.36871 | 0.6901 | 0 | 0 | 0 | 0 | 3.2398 | 0 | 0 | 0 | 0 | 0 | 0 | 0 | 0 | 0 | 0 | 0 | 0 | 0
8 | 14 | 21 | 2 | 1.7931 | 0 | 2.4769 | 0 | 0 | 0 | 0 | 0.091358 | 0 | 0 | 3.7926 | 0 | 8.1539 | 0 | 0 | 0 | 0 | 0 | 0 | 0 | 0 | 0 | 0 | 0 | 0 | 0 | 0.45131 | 0 | 1.2156 | 0 | 0.48738 | 0 | 0.47371 | 0.6901 | 0 | 0 | 0 | 0 | 3.3181 | 0 | 0 | 0 | 0 | 0 | 0 | 0 | 0 | 0 | 0 | 0 | 0 | 0
8 | 14 | 22 | 2 | 1.7931 | 0 | 2.4769 | 0 | 0 | 0 | 0 | 0.087719 | 0 | 0 | 2.5396 | 0 | 6.8974 | 0 | 0 | 0 | 0 | 0 | 0 | 0 | 0 | 0 | 0 | 0 | 0 | 0 | 0.45131 | 0 | 1.1038 | 0 | 0.46451 | 0 | 0.31621 | 0.6901 | 0 | 0 | 0 | 0 | 3.026 | 0 | 0 | 0 | 0 | 0 | 0 | 0 | 0 | 0 | 0 | 0 | 0 | 0
8 | 14 | 23 | 2 | 1.7931 | 0 | 2.4769 | 0 | 0 | 0 | 0 | 0.084269 | 0 | 0 | 0.45151 | 0 | 4.8058 | 0 | 0 | 0 | 0 | 0 | 0 | 0 | 0 | 0 | 0 | 0 | 0 | 0 | 0.45131 | 0 | 0.88038 | 0 | 0.4382 | 0 | 0.053706 | 0.6901 | 0 | 0 | 0 | 0 | 2.5137 | 0 | 0 | 0 | 0 | 0 | 0 | 0 | 0 | 0 | 0 | 0 | 0 | 0
8 | 14 | 24 | 2 | 1.7931 | 0 | 2.4769 | 0 | 0 | 0 | 0 | 0.082183 | 0 | 0 | 0.45156 | 0 | 4.8038 | 0 | 0 | 0 | 0 | 0 | 0 | 0 | 0 | 0 | 0 | 0 | 0 | 0 | 0.45131 | 0 | 0.54519 | 0 | 0.42435 | 0 | 0.053706 | 0.6901 | 0 | 0 | 0 | 0 | 2.1647 | 0 | 0 | 0 | 0 | 0 | 0 | 0 | 0 | 0 | 0 | 0 | 0 | 0
8 | 15 | 1 | 3 | 1.7931 | 0 | 2.4769 | 0 | 0 | 0 | 0 | 0.078575 | 0 | 0 | 0.45167 | 0 | 4.8003 | 0 | 0 | 0 | 0 | 0 | 0 | 0 | 0 | 0 | 0 | 0 | 0 | 0 | 0.45131 | 0 | 0.32173 | 0 | 0.40181 | 0 | 0.053706 | 0.6901 | 0 | 0 | 0 | 0 | 1.9187 | 0 | 0 | 0 | 0 | 0 | 0 | 0 | 0 | 0 | 0 | 0 | 0 | 0
8 | 15 | 2 | 3 | 1.7931 | 0 | 2.4769 | 0 | 0 | 0 | 0 | 0.07229 | 0 | 0 | 0.45179 | 0 | 4.7941 | 0 | 0 | 0 | 0 | 0 | 0 | 0 | 0 | 0 | 0 | 0 | 0 | 0 | 0.45131 | 0 | 0.32173 | 0 | 0.36645 | 0 | 0.053706 | 0.6901 | 0 | 0 | 0 | 0 | 1.8833 | 0 | 0 | 0 | 0 | 0 | 0 | 0 | 0 | 0 | 0 | 0 | 0 | 0
8 | 15 | 3 | 3 | 1.7931 | 0 | 2.4769 | 0 | 0 | 0 | 0 | 0.06684 | 0 | 0 | 0.45187 | 0 | 4.7887 | 0 | 0 | 0 | 0 | 0 | 0 | 0 | 0 | 0 | 0 | 0 | 0 | 0 | 0.45131 | 0 | 0.32173 | 0 | 0.33338 | 0 | 0.053706 | 0.6901 | 0 | 0 | 0 | 0 | 1.8502 | 0 | 0 | 0 | 0 | 0 | 0 | 0 | 0 | 0 | 0 | 0 | 0 | 0
8 | 15 | 4 | 3 | 1.7931 | 0 | 2.4769 | 0 | 0 | 0 | 0 | 0.072486 | 0 | 0 | 0.45191 | 0 | 4.7944 | 0 | 0 | 0 | 0 | 0 | 0 | 0 | 0 | 0 | 0 | 0 | 0 | 0 | 0.45131 | 0 | 0.32173 | 0 | 0.36817 | 0 | 0.053706 | 0.6901 | 0 | 0 | 0 | 0 | 1.885 | 0 | 0 | 0 | 0 | 0 | 0 | 0 | 0 | 0 | 0 | 0 | 0 | 0
8 | 15 | 5 | 3 | 1.7931 | 0 | 2.4769 | 0 | 0 | 0 | 0 | 0.073541 | 0 | 0 | 0.45193 | 0 | 4.7955 | 0 | 0 | 0 | 0 | 0 | 0 | 0 | 0 | 0 | 0 | 0 | 0 | 0 | 0.45131 | 0 | 0.32173 | 0 | 0.37167 | 0 | 0.053706 | 0.6901 | 0 | 0 | 0 | 0 | 1.8885 | 0 | 0 | 0 | 0 | 0 | 0 | 0 | 0 | 0 | 0 | 0 | 0 | 0
8 | 15 | 6 | 3 | 1.7931 | 0 | 2.4769 | 0 | 0 | 0 | 0 | 0.052252 | 0 | 0 | 2.54 | 0 | 6.8623 | 0 | 0 | 0 | 0 | 0 | 0 | 0 | 0 | 0 | 0 | 0 | 0 | 0 | 0.45131 | 0 | 0.54519 | 0 | 0.24388 | 0 | 0.31621 | 0.6901 | 0 | 0 | 0 | 0 | 2.2467 | 0 | 0 | 0 | 0 | 0 | 0 | 0 | 0 | 0 | 0 | 0 | 0 | 0
8 | 15 | 7 | 3 | 1.7931 | 0 | 2.4769 | 0 | 0 | 0 | 0 | 0.042161 | 0 | 0 | 3.9552 | 0 | 8.2674 | 0 | 0 | 0 | 0 | 0 | 0 | 0 | 0 | 0 | 0 | 0 | 0 | 0 | 0.45131 | 0 | 0.71279 | 0 | 0.17872 | 0 | 0.52621 | 0.6901 | 0 | 0 | 0 | 0 | 2.5591 | 0 | 0 | 0 | 0 | 0 | 0 | 0 | 0 | 0 | 0 | 0 | 0 | 0
8 | 15 | 8 | 3 | 1.7931 | 0 | 13.6089 | 0 | 0 | 0 | 0 | 0.20355 | 0 | 0 | 3.6275 | 0 | 19.2331 | 0 | 0 | 0 | 0 | 0 | 0 | 0 | 0 | 0 | 0 | 0 | 0 | 0 | 0.45131 | 0 | 0.71279 | 0 | 0.95758 | 0 | 0.42121 | 0.6901 | 0 | 0 | 0 | 0 | 3.233 | 0 | 0 | 0 | 0 | 0 | 0 | 0 | 0 | 0 | 0 | 0 | 0 | 0
8 | 15 | 9 | 3 | 1.7931 | 0 | 13.6089 | 0 | 0 | 0 | 0 | 0.26582 | 0 | 0 | 2.54 | 0 | 18.2078 | 0 | 0 | 0 | 0 | 0 | 0 | 0 | 0 | 0 | 0 | 0 | 0 | 0 | 0.45131 | 0 | 0.71279 | 0 | 1.5263 | 0 | 0.31621 | 0.6901 | 0 | 0 | 0 | 0 | 3.6967 | 0 | 0 | 0 | 0 | 0 | 0 | 0 | 0 | 0 | 0 | 0 | 0 | 0
8 | 15 | 10 | 3 | 1.7931 | 0 | 13.6089 | 0 | 0 | 0 | 0 | 0.32306 | 0 | 0 | 2.5399 | 0 | 18.265 | 0 | 0 | 0 | 0 | 0 | 0 | 0 | 0 | 0 | 0 | 0 | 0 | 0 | 0.45131 | 0 | 0.71279 | 0 | 1.9924 | 0 | 0.31621 | 0.6901 | 0 | 0 | 0 | 0 | 4.1628 | 0 | 0 | 0 | 0 | 0 | 0 | 0 | 0 | 0 | 0 | 0 | 0 | 0
8 | 15 | 11 | 3 | 1.7931 | 0 | 13.6089 | 0 | 0 | 0 | 0 | 0.36809 | 0 | 0 | 2.9575 | 0 | 18.7276 | 0 | 0 | 0 | 0 | 0 | 0 | 0 | 0 | 0 | 0 | 0 | 0 | 0 | 0.45131 | 0 | 0.54519 | 0 | 2.33 | 0 | 0.36871 | 0.6901 | 0 | 0 | 0 | 0 | 4.3853 | 0 | 0 | 0 | 0 | 0 | 0 | 0 | 0 | 0 | 0 | 0 | 0 | 0
8 | 15 | 12 | 3 | 1.7931 | 0 | 8.6613 | 0 | 0 | 0 | 0 | 0.36922 | 0 | 0 | 3.3752 | 0 | 14.1989 | 0 | 0 | 0 | 0 | 0 | 0 | 0 | 0 | 0 | 0 | 0 | 0 | 0 | 0.45131 | 0 | 0.54519 | 0 | 2.3913 | 0 | 0.42121 | 0.6901 | 0 | 0 | 0 | 0 | 4.4991 | 0 | 0 | 0 | 0 | 0 | 0 | 0 | 0 | 0 | 0 | 0 | 0 | 0
8 | 15 | 13 | 3 | 1.7931 | 0 | 13.6089 | 0 | 0 | 0 | 0 | 0.47043 | 0 | 0 | 2.9576 | 0 | 18.83 | 0 | 0 | 0 | 0 | 0 | 0 | 0 | 0 | 0 | 0 | 0 | 0 | 0 | 0.45131 | 0 | 0.54519 | 0 | 3.1347 | 0 | 0.36871 | 0.6901 | 0 | 0 | 0 | 0 | 5.1901 | 0 | 0 | 0 | 0 | 0 | 0 | 0 | 0 | 0 | 0 | 0 | 0 | 0
8 | 15 | 14 | 3 | 1.7931 | 0 | 13.6089 | 0 | 0 | 0 | 0 | 0.52533 | 0 | 0 | 2.9576 | 0 | 18.8849 | 0 | 0 | 0 | 0 | 0 | 0 | 0 | 0 | 0 | 0 | 0 | 0 | 0 | 0.45131 | 0 | 0.54519 | 0 | 3.5071 | 0 | 0.36871 | 0.6901 | 0 | 0 | 0 | 0 | 5.5624 | 0 | 0 | 0 | 0 | 0 | 0 | 0 | 0 | 0 | 0 | 0 | 0 | 0
8 | 15 | 15 | 3 | 1.7931 | 0 | 13.6089 | 0 | 0 | 0 | 0 | 0.55649 | 0 | 0 | 2.54 | 0 | 18.4985 | 0 | 0 | 0 | 0 | 0 | 0 | 0 | 0 | 0 | 0 | 0 | 0 | 0 | 0.45131 | 0 | 0.54519 | 0 | 3.5784 | 0 | 0.31621 | 0.6901 | 0 | 0 | 0 | 0 | 5.5812 | 0 | 0 | 0 | 0 | 0 | 0 | 0 | 0 | 0 | 0 | 0 | 0 | 0
8 | 15 | 16 | 3 | 1.7931 | 0 | 13.6089 | 0 | 0 | 0 | 0 | 0.5766 | 0 | 0 | 2.54 | 0 | 18.5186 | 0 | 0 | 0 | 0 | 0 | 0 | 0 | 0 | 0 | 0 | 0 | 0 | 0 | 0.45131 | 0 | 0.54519 | 0 | 3.7913 | 0 | 0.31621 | 0.6901 | 0 | 0 | 0 | 0 | 5.7941 | 0 | 0 | 0 | 0 | 0 | 0 | 0 | 0 | 0 | 0 | 0 | 0 | 0
8 | 15 | 17 | 3 | 1.7931 | 0 | 13.6089 | 0 | 0 | 0 | 0 | 0.52843 | 0 | 0 | 3.9552 | 0 | 19.8856 | 0 | 0 | 0 | 0 | 0 | 0 | 0 | 0 | 0 | 0 | 0 | 0 | 0 | 0.45131 | 0 | 0.54519 | 0 | 3.5621 | 0 | 0.52621 | 0.6901 | 0 | 0 | 0 | 0 | 5.7749 | 0 | 0 | 0 | 0 | 0 | 0 | 0 | 0 | 0 | 0 | 0 | 0 | 0
8 | 15 | 18 | 3 | 1.7931 | 0 | 9.8982 | 0 | 0 | 0 | 0 | 0.43708 | 0 | 0 | 3.9552 | 0 | 16.0836 | 0 | 0 | 0 | 0 | 0 | 0 | 0 | 0 | 0 | 0 | 0 | 0 | 0 | 0.45131 | 0 | 0.54519 | 0 | 3.0122 | 0 | 0.52621 | 0.6901 | 0 | 0 | 0 | 0 | 5.225 | 0 | 0 | 0 | 0 | 0 | 0 | 0 | 0 | 0 | 0 | 0 | 0 | 0
8 | 15 | 19 | 3 | 1.7931 | 0 | 2.4769 | 0 | 0 | 0 | 0 | 0.24649 | 0 | 0 | 3.8769 | 0 | 8.3935 | 0 | 0 | 0 | 0 | 0 | 0 | 0 | 0 | 0 | 0 | 0 | 0 | 0 | 0.45131 | 0 | 0.88038 | 0 | 1.6275 | 0 | 0.42121 | 0.6901 | 0 | 0 | 0 | 0 | 4.0705 | 0 | 0 | 0 | 0 | 0 | 0 | 0 | 0 | 0 | 0 | 0 | 0 | 0
8 | 15 | 20 | 3 | 1.7931 | 0 | 2.4769 | 0 | 0 | 0 | 0 | 0.17759 | 0 | 0 | 2.9576 | 0 | 7.4052 | 0 | 0 | 0 | 0 | 0 | 0 | 0 | 0 | 0 | 0 | 0 | 0 | 0 | 0.45131 | 0 | 1.1038 | 0 | 1.1058 | 0 | 0.36871 | 0.6901 | 0 | 0 | 0 | 0 | 3.7197 | 0 | 0 | 0 | 0 | 0 | 0 | 0 | 0 | 0 | 0 | 0 | 0 | 0
8 | 15 | 21 | 3 | 1.7931 | 0 | 2.4769 | 0 | 0 | 0 | 0 | 0.14752 | 0 | 0 | 3.7928 | 0 | 8.2103 | 0 | 0 | 0 | 0 | 0 | 0 | 0 | 0 | 0 | 0 | 0 | 0 | 0 | 0.45131 | 0 | 1.2156 | 0 | 0.91339 | 0 | 0.47371 | 0.6901 | 0 | 0 | 0 | 0 | 3.7441 | 0 | 0 | 0 | 0 | 0 | 0 | 0 | 0 | 0 | 0 | 0 | 0 | 0
8 | 15 | 22 | 3 | 1.7931 | 0 | 2.4769 | 0 | 0 | 0 | 0 | 0.13959 | 0 | 0 | 2.5399 | 0 | 6.9495 | 0 | 0 | 0 | 0 | 0 | 0 | 0 | 0 | 0 | 0 | 0 | 0 | 0 | 0.45131 | 0 | 1.1038 | 0 | 0.87264 | 0 | 0.31621 | 0.6901 | 0 | 0 | 0 | 0 | 3.4341 | 0 | 0 | 0 | 0 | 0 | 0 | 0 | 0 | 0 | 0 | 0 | 0 | 0
8 | 15 | 23 | 3 | 1.7931 | 0 | 2.4769 | 0 | 0 | 0 | 0 | 0.13877 | 0 | 0 | 0.45175 | 0 | 4.8605 | 0 | 0 | 0 | 0 | 0 | 0 | 0 | 0 | 0 | 0 | 0 | 0 | 0 | 0.45131 | 0 | 0.88038 | 0 | 0.85802 | 0 | 0.053706 | 0.6901 | 0 | 0 | 0 | 0 | 2.9335 | 0 | 0 | 0 | 0 | 0 | 0 | 0 | 0 | 0 | 0 | 0 | 0 | 0
8 | 15 | 24 | 3 | 1.7931 | 0 | 2.4769 | 0 | 0 | 0 | 0 | 0.13512 | 0 | 0 | 0.4518 | 0 | 4.8569 | 0 | 0 | 0 | 0 | 0 | 0 | 0 | 0 | 0 | 0 | 0 | 0 | 0 | 0.45131 | 0 | 0.54519 | 0 | 0.82172 | 0 | 0.053706 | 0.6901 | 0 | 0 | 0 | 0 | 2.562 | 0 | 0 | 0 | 0 | 0 | 0 | 0 | 0 | 0 | 0 | 0 | 0 | 0
8 | 16 | 1 | 4 | 1.7931 | 0 | 2.4769 | 0 | 0 | 0 | 0 | 0.12429 | 0 | 0 | 0.4519 | 0 | 4.8462 | 0 | 0 | 0 | 0 | 0 | 0 | 0 | 0 | 0 | 0 | 0 | 0 | 0 | 0.45131 | 0 | 0.32173 | 0 | 0.74625 | 0 | 0.053706 | 0.6901 | 0 | 0 | 0 | 0 | 2.2631 | 0 | 0 | 0 | 0 | 0 | 0 | 0 | 0 | 0 | 0 | 0 | 0 | 0
8 | 16 | 2 | 4 | 1.7931 | 0 | 2.4769 | 0 | 0 | 0 | 0 | 0.12895 | 0 | 0 | 0.45203 | 0 | 4.851 | 0 | 0 | 0 | 0 | 0 | 0 | 0 | 0 | 0 | 0 | 0 | 0 | 0 | 0.45131 | 0 | 0.32173 | 0 | 0.77466 | 0 | 0.053706 | 0.6901 | 0 | 0 | 0 | 0 | 2.2915 | 0 | 0 | 0 | 0 | 0 | 0 | 0 | 0 | 0 | 0 | 0 | 0 | 0
8 | 16 | 3 | 4 | 1.7931 | 0 | 2.4769 | 0 | 0 | 0 | 0 | 0.12279 | 0 | 0 | 0.45208 | 0 | 4.8449 | 0 | 0 | 0 | 0 | 0 | 0 | 0 | 0 | 0 | 0 | 0 | 0 | 0 | 0.45131 | 0 | 0.32173 | 0 | 0.72034 | 0 | 0.053706 | 0.6901 | 0 | 0 | 0 | 0 | 2.2372 | 0 | 0 | 0 | 0 | 0 | 0 | 0 | 0 | 0 | 0 | 0 | 0 | 0
8 | 16 | 4 | 4 | 1.7931 | 0 | 2.4769 | 0 | 0 | 0 | 0 | 0.1219 | 0 | 0 | 0.45212 | 0 | 4.844 | 0 | 0 | 0 | 0 | 0 | 0 | 0 | 0 | 0 | 0 | 0 | 0 | 0 | 0.45131 | 0 | 0.32173 | 0 | 0.71544 | 0 | 0.053706 | 0.6901 | 0 | 0 | 0 | 0 | 2.2323 | 0 | 0 | 0 | 0 | 0 | 0 | 0 | 0 | 0 | 0 | 0 | 0 | 0
8 | 16 | 5 | 4 | 1.7931 | 0 | 2.4769 | 0 | 0 | 0 | 0 | 0.12193 | 0 | 0 | 0.45214 | 0 | 4.8441 | 0 | 0 | 0 | 0 | 0 | 0 | 0 | 0 | 0 | 0 | 0 | 0 | 0 | 0.45131 | 0 | 0.32173 | 0 | 0.7061 | 0 | 0.053706 | 0.6901 | 0 | 0 | 0 | 0 | 2.2229 | 0 | 0 | 0 | 0 | 0 | 0 | 0 | 0 | 0 | 0 | 0 | 0 | 0
8 | 16 | 6 | 4 | 1.7931 | 0 | 2.4769 | 0 | 0 | 0 | 0 | 0.10337 | 0 | 0 | 2.5402 | 0 | 6.9136 | 0 | 0 | 0 | 0 | 0 | 0 | 0 | 0 | 0 | 0 | 0 | 0 | 0 | 0.45131 | 0 | 0.54519 | 0 | 0.57586 | 0 | 0.31621 | 0.6901 | 0 | 0 | 0 | 0 | 2.5787 | 0 | 0 | 0 | 0 | 0 | 0 | 0 | 0 | 0 | 0 | 0 | 0 | 0
8 | 16 | 7 | 4 | 1.7931 | 0 | 2.4769 | 0 | 0 | 0 | 0 | 0.12763 | 0 | 0 | 3.9553 | 0 | 8.3529 | 0 | 0 | 0 | 0 | 0 | 0 | 0 | 0 | 0 | 0 | 0 | 0 | 0 | 0.45131 | 0 | 0.71279 | 0 | 0.69146 | 0 | 0.52621 | 0.6901 | 0 | 0 | 0 | 0 | 3.0719 | 0 | 0 | 0 | 0 | 0 | 0 | 0 | 0 | 0 | 0 | 0 | 0 | 0
8 | 16 | 8 | 4 | 1.7931 | 0 | 13.6089 | 0 | 0 | 0 | 0 | 0.30006 | 0 | 0 | 3.6277 | 0 | 19.3298 | 0 | 0 | 0 | 0 | 0 | 0 | 0 | 0 | 0 | 0 | 0 | 0 | 0 | 0.45131 | 0 | 0.71279 | 0 | 1.6414 | 0 | 0.42121 | 0.6901 | 0 | 0 | 0 | 0 | 3.9168 | 0 | 0 | 0 | 0 | 0 | 0 | 0 | 0 | 0 | 0 | 0 | 0 | 0
8 | 16 | 9 | 4 | 1.7931 | 0 | 13.6089 | 0 | 0 | 0 | 0 | 0.37529 | 0 | 0 | 2.54 | 0 | 18.3173 | 0 | 0 | 0 | 0 | 0 | 0 | 0 | 0 | 0 | 0 | 0 | 0 | 0 | 0.45131 | 0 | 0.71279 | 0 | 2.284 | 0 | 0.31621 | 0.6901 | 0 | 0 | 0 | 0 | 4.4544 | 0 | 0 | 0 | 0 | 0 | 0 | 0 | 0 | 0 | 0 | 0 | 0 | 0
8 | 16 | 10 | 4 | 1.7931 | 0 | 13.6089 | 0 | 0 | 0 | 0 | 0.41455 | 0 | 0 | 2.54 | 0 | 18.3566 | 0 | 0 | 0 | 0 | 0 | 0 | 0 | 0 | 0 | 0 | 0 | 0 | 0 | 0.45131 | 0 | 0.71279 | 0 | 2.5784 | 0 | 0.31621 | 0.6901 | 0 | 0 | 0 | 0 | 4.7488 | 0 | 0 | 0 | 0 | 0 | 0 | 0 | 0 | 0 | 0 | 0 | 0 | 0
8 | 16 | 11 | 4 | 1.7931 | 0 | 13.6089 | 0 | 0 | 0 | 0 | 0.44077 | 0 | 0 | 2.9576 | 0 | 18.8004 | 0 | 0 | 0 | 0 | 0 | 0 | 0 | 0 | 0 | 0 | 0 | 0 | 0 | 0.45131 | 0 | 0.54519 | 0 | 2.931 | 0 | 0.36871 | 0.6901 | 0 | 0 | 0 | 0 | 4.9863 | 0 | 0 | 0 | 0 | 0 | 0 | 0 | 0 | 0 | 0 | 0 | 0 | 0
8 | 16 | 12 | 4 | 1.7931 | 0 | 8.6613 | 0 | 0 | 0 | 0 | 0.4338 | 0 | 0 | 3.3753 | 0 | 14.2635 | 0 | 0 | 0 | 0 | 0 | 0 | 0 | 0 | 0 | 0 | 0 | 0 | 0 | 0.45131 | 0 | 0.54519 | 0 | 2.8477 | 0 | 0.42121 | 0.6901 | 0 | 0 | 0 | 0 | 4.9555 | 0 | 0 | 0 | 0 | 0 | 0 | 0 | 0 | 0 | 0 | 0 | 0 | 0
8 | 16 | 13 | 4 | 1.7931 | 0 | 13.6089 | 0 | 0 | 0 | 0 | 0.50131 | 0 | 0 | 2.9577 | 0 | 18.861 | 0 | 0 | 0 | 0 | 0 | 0 | 0 | 0 | 0 | 0 | 0 | 0 | 0 | 0.45131 | 0 | 0.54519 | 0 | 3.3836 | 0 | 0.36871 | 0.6901 | 0 | 0 | 0 | 0 | 5.4389 | 0 | 0 | 0 | 0 | 0 | 0 | 0 | 0 | 0 | 0 | 0 | 0 | 0
8 | 16 | 14 | 4 | 1.7931 | 0 | 13.6089 | 0 | 0 | 0 | 0 | 0.51723 | 0 | 0 | 2.9577 | 0 | 18.8769 | 0 | 0 | 0 | 0 | 0 | 0 | 0 | 0 | 0 | 0 | 0 | 0 | 0 | 0.45131 | 0 | 0.54519 | 0 | 3.5866 | 0 | 0.36871 | 0.6901 | 0 | 0 | 0 | 0 | 5.6419 | 0 | 0 | 0 | 0 | 0 | 0 | 0 | 0 | 0 | 0 | 0 | 0 | 0
8 | 16 | 15 | 4 | 1.7931 | 0 | 13.6089 | 0 | 0 | 0 | 0 | 0.50756 | 0 | 0 | 2.54 | 0 | 18.4496 | 0 | 0 | 0 | 0 | 0 | 0 | 0 | 0 | 0 | 0 | 0 | 0 | 0 | 0.45131 | 0 | 0.54519 | 0 | 3.5343 | 0 | 0.31621 | 0.6901 | 0 | 0 | 0 | 0 | 5.537 | 0 | 0 | 0 | 0 | 0 | 0 | 0 | 0 | 0 | 0 | 0 | 0 | 0
8 | 16 | 16 | 4 | 1.7931 | 0 | 13.6089 | 0 | 0 | 0 | 0 | 0.51154 | 0 | 0 | 2.54 | 0 | 18.4536 | 0 | 0 | 0 | 0 | 0 | 0 | 0 | 0 | 0 | 0 | 0 | 0 | 0 | 0.45131 | 0 | 0.54519 | 0 | 3.6505 | 0 | 0.31621 | 0.6901 | 0 | 0 | 0 | 0 | 5.6533 | 0 | 0 | 0 | 0 | 0 | 0 | 0 | 0 | 0 | 0 | 0 | 0 | 0
8 | 16 | 17 | 4 | 1.7931 | 0 | 13.6089 | 0 | 0 | 0 | 0 | 0.5118 | 0 | 0 | 3.9552 | 0 | 19.869 | 0 | 0 | 0 | 0 | 0 | 0 | 0 | 0 | 0 | 0 | 0 | 0 | 0 | 0.45131 | 0 | 0.54519 | 0 | 3.7973 | 0 | 0.52621 | 0.6901 | 0 | 0 | 0 | 0 | 6.0101 | 0 | 0 | 0 | 0 | 0 | 0 | 0 | 0 | 0 | 0 | 0 | 0 | 0
8 | 16 | 18 | 4 | 1.7931 | 0 | 9.8982 | 0 | 0 | 0 | 0 | 0.48704 | 0 | 0 | 3.9552 | 0 | 16.1336 | 0 | 0 | 0 | 0 | 0 | 0 | 0 | 0 | 0 | 0 | 0 | 0 | 0 | 0.45131 | 0 | 0.54519 | 0 | 3.5957 | 0 | 0.52621 | 0.6901 | 0 | 0 | 0 | 0 | 5.8085 | 0 | 0 | 0 | 0 | 0 | 0 | 0 | 0 | 0 | 0 | 0 | 0 | 0
8 | 16 | 19 | 4 | 1.7931 | 0 | 2.4769 | 0 | 0 | 0 | 0 | 0.31106 | 0 | 0 | 3.877 | 0 | 8.4581 | 0 | 0 | 0 | 0 | 0 | 0 | 0 | 0 | 0 | 0 | 0 | 0 | 0 | 0.45131 | 0 | 0.88038 | 0 | 2.2292 | 0 | 0.42121 | 0.6901 | 0 | 0 | 0 | 0 | 4.6722 | 0 | 0 | 0 | 0 | 0 | 0 | 0 | 0 | 0 | 0 | 0 | 0 | 0
8 | 16 | 20 | 4 | 1.7931 | 0 | 2.4769 | 0 | 0 | 0 | 0 | 0.24982 | 0 | 0 | 2.9576 | 0 | 7.4775 | 0 | 0 | 0 | 0 | 0 | 0 | 0 | 0 | 0 | 0 | 0 | 0 | 0 | 0.45131 | 0 | 1.1038 | 0 | 1.7405 | 0 | 0.36871 | 0.6901 | 0 | 0 | 0 | 0 | 4.3544 | 0 | 0 | 0 | 0 | 0 | 0 | 0 | 0 | 0 | 0 | 0 | 0 | 0
8 | 16 | 21 | 4 | 1.7931 | 0 | 2.4769 | 0 | 0 | 0 | 0 | 0.22463 | 0 | 0 | 3.7928 | 0 | 8.2874 | 0 | 0 | 0 | 0 | 0 | 0 | 0 | 0 | 0 | 0 | 0 | 0 | 0 | 0.45131 | 0 | 1.2156 | 0 | 1.5142 | 0 | 0.47371 | 0.6901 | 0 | 0 | 0 | 0 | 4.3449 | 0 | 0 | 0 | 0 | 0 | 0 | 0 | 0 | 0 | 0 | 0 | 0 | 0
8 | 16 | 22 | 4 | 1.7931 | 0 | 2.4769 | 0 | 0 | 0 | 0 | 0.20894 | 0 | 0 | 2.5398 | 0 | 7.0188 | 0 | 0 | 0 | 0 | 0 | 0 | 0 | 0 | 0 | 0 | 0 | 0 | 0 | 0.45131 | 0 | 1.1038 | 0 | 1.3484 | 0 | 0.31621 | 0.6901 | 0 | 0 | 0 | 0 | 3.9099 | 0 | 0 | 0 | 0 | 0 | 0 | 0 | 0 | 0 | 0 | 0 | 0 | 0
8 | 16 | 23 | 4 | 1.7931 | 0 | 2.4769 | 0 | 0 | 0 | 0 | 0.1972 | 0 | 0 | 0.4517 | 0 | 4.9189 | 0 | 0 | 0 | 0 | 0 | 0 | 0 | 0 | 0 | 0 | 0 | 0 | 0 | 0.45131 | 0 | 0.88038 | 0 | 1.2664 | 0 | 0.053706 | 0.6901 | 0 | 0 | 0 | 0 | 3.3418 | 0 | 0 | 0 | 0 | 0 | 0 | 0 | 0 | 0 | 0 | 0 | 0 | 0
8 | 16 | 24 | 4 | 1.7931 | 0 | 2.4769 | 0 | 0 | 0 | 0 | 0.18943 | 0 | 0 | 0.45174 | 0 | 4.9112 | 0 | 0 | 0 | 0 | 0 | 0 | 0 | 0 | 0 | 0 | 0 | 0 | 0 | 0.45131 | 0 | 0.54519 | 0 | 1.2218 | 0 | 0.053706 | 0.6901 | 0 | 0 | 0 | 0 | 2.9621 | 0 | 0 | 0 | 0 | 0 | 0 | 0 | 0 | 0 | 0 | 0 | 0 | 0
8 | 17 | 1 | 5 | 1.7931 | 0 | 2.4769 | 0 | 0 | 0 | 0 | 0.18338 | 0 | 0 | 0.45185 | 0 | 4.9052 | 0 | 0 | 0 | 0 | 0 | 0 | 0 | 0 | 0 | 0 | 0 | 0 | 0 | 0.45131 | 0 | 0.32173 | 0 | 1.1907 | 0 | 0.053706 | 0.6901 | 0 | 0 | 0 | 0 | 2.7076 | 0 | 0 | 0 | 0 | 0 | 0 | 0 | 0 | 0 | 0 | 0 | 0 | 0
8 | 17 | 2 | 5 | 1.7931 | 0 | 2.4769 | 0 | 0 | 0 | 0 | 0.18382 | 0 | 0 | 0.45196 | 0 | 4.9058 | 0 | 0 | 0 | 0 | 0 | 0 | 0 | 0 | 0 | 0 | 0 | 0 | 0 | 0.45131 | 0 | 0.32173 | 0 | 1.1988 | 0 | 0.053706 | 0.6901 | 0 | 0 | 0 | 0 | 2.7156 | 0 | 0 | 0 | 0 | 0 | 0 | 0 | 0 | 0 | 0 | 0 | 0 | 0
8 | 17 | 3 | 5 | 1.7931 | 0 | 2.4769 | 0 | 0 | 0 | 0 | 0.17632 | 0 | 0 | 0.45201 | 0 | 4.8983 | 0 | 0 | 0 | 0 | 0 | 0 | 0 | 0 | 0 | 0 | 0 | 0 | 0 | 0.45131 | 0 | 0.32173 | 0 | 1.1286 | 0 | 0.053706 | 0.6901 | 0 | 0 | 0 | 0 | 2.6454 | 0 | 0 | 0 | 0 | 0 | 0 | 0 | 0 | 0 | 0 | 0 | 0 | 0
8 | 17 | 4 | 5 | 1.7931 | 0 | 2.4769 | 0 | 0 | 0 | 0 | 0.16689 | 0 | 0 | 0.45204 | 0 | 4.889 | 0 | 0 | 0 | 0 | 0 | 0 | 0 | 0 | 0 | 0 | 0 | 0 | 0 | 0.45131 | 0 | 0.32173 | 0 | 1.0764 | 0 | 0.053706 | 0.6901 | 0 | 0 | 0 | 0 | 2.5932 | 0 | 0 | 0 | 0 | 0 | 0 | 0 | 0 | 0 | 0 | 0 | 0 | 0
8 | 17 | 5 | 5 | 1.7931 | 0 | 2.4769 | 0 | 0 | 0 | 0 | 0.16325 | 0 | 0 | 0.45206 | 0 | 4.8853 | 0 | 0 | 0 | 0 | 0 | 0 | 0 | 0 | 0 | 0 | 0 | 0 | 0 | 0.45131 | 0 | 0.32173 | 0 | 1.0691 | 0 | 0.053706 | 0.6901 | 0 | 0 | 0 | 0 | 2.586 | 0 | 0 | 0 | 0 | 0 | 0 | 0 | 0 | 0 | 0 | 0 | 0 | 0
8 | 17 | 6 | 5 | 1.7931 | 0 | 2.4769 | 0 | 0 | 0 | 0 | 0.14823 | 0 | 0 | 2.5402 | 0 | 6.9584 | 0 | 0 | 0 | 0 | 0 | 0 | 0 | 0 | 0 | 0 | 0 | 0 | 0 | 0.45131 | 0 | 0.54519 | 0 | 0.95197 | 0 | 0.31621 | 0.6901 | 0 | 0 | 0 | 0 | 2.9548 | 0 | 0 | 0 | 0 | 0 | 0 | 0 | 0 | 0 | 0 | 0 | 0 | 0
8 | 17 | 7 | 5 | 1.7931 | 0 | 2.4769 | 0 | 0 | 0 | 0 | 0.14397 | 0 | 0 | 3.9552 | 0 | 8.3692 | 0 | 0 | 0 | 0 | 0 | 0 | 0 | 0 | 0 | 0 | 0 | 0 | 0 | 0.45131 | 0 | 0.71279 | 0 | 0.92873 | 0 | 0.52621 | 0.6901 | 0 | 0 | 0 | 0 | 3.3091 | 0 | 0 | 0 | 0 | 0 | 0 | 0 | 0 | 0 | 0 | 0 | 0 | 0
8 | 17 | 8 | 5 | 1.7931 | 0 | 13.6089 | 0 | 0 | 0 | 0 | 0.2937 | 0 | 0 | 3.6276 | 0 | 19.3233 | 0 | 0 | 0 | 0 | 0 | 0 | 0 | 0 | 0 | 0 | 0 | 0 | 0 | 0.45131 | 0 | 0.71279 | 0 | 1.9506 | 0 | 0.42121 | 0.6901 | 0 | 0 | 0 | 0 | 4.226 | 0 | 0 | 0 | 0 | 0 | 0 | 0 | 0 | 0 | 0 | 0 | 0 | 0
8 | 17 | 9 | 5 | 1.7931 | 0 | 13.6089 | 0 | 0 | 0 | 0 | 0.3417 | 0 | 0 | 2.54 | 0 | 18.2837 | 0 | 0 | 0 | 0 | 0 | 0 | 0 | 0 | 0 | 0 | 0 | 0 | 0 | 0.45131 | 0 | 0.71279 | 0 | 2.3485 | 0 | 0.31621 | 0.6901 | 0 | 0 | 0 | 0 | 4.5189 | 0 | 0 | 0 | 0 | 0 | 0 | 0 | 0 | 0 | 0 | 0 | 0 | 0
8 | 17 | 10 | 5 | 1.7931 | 0 | 13.6089 | 0 | 0 | 0 | 0 | 0.38556 | 0 | 0 | 2.54 | 0 | 18.3275 | 0 | 0 | 0 | 0 | 0 | 0 | 0 | 0 | 0 | 0 | 0 | 0 | 0 | 0.45131 | 0 | 0.71279 | 0 | 2.7276 | 0 | 0.31621 | 0.6901 | 0 | 0 | 0 | 0 | 4.898 | 0 | 0 | 0 | 0 | 0 | 0 | 0 | 0 | 0 | 0 | 0 | 0 | 0
8 | 17 | 11 | 5 | 1.7931 | 0 | 13.6089 | 0 | 0 | 0 | 0 | 0.42132 | 0 | 0 | 2.9575 | 0 | 18.7809 | 0 | 0 | 0 | 0 | 0 | 0 | 0 | 0 | 0 | 0 | 0 | 0 | 0 | 0.45131 | 0 | 0.54519 | 0 | 3.0319 | 0 | 0.36871 | 0.6901 | 0 | 0 | 0 | 0 | 5.0872 | 0 | 0 | 0 | 0 | 0 | 0 | 0 | 0 | 0 | 0 | 0 | 0 | 0
8 | 17 | 12 | 5 | 1.7931 | 0 | 8.6613 | 0 | 0 | 0 | 0 | 0.38833 | 0 | 0 | 3.3752 | 0 | 14.218 | 0 | 0 | 0 | 0 | 0 | 0 | 0 | 0 | 0 | 0 | 0 | 0 | 0 | 0.45131 | 0 | 0.54519 | 0 | 2.7332 | 0 | 0.42121 | 0.6901 | 0 | 0 | 0 | 0 | 4.841 | 0 | 0 | 0 | 0 | 0 | 0 | 0 | 0 | 0 | 0 | 0 | 0 | 0
8 | 17 | 13 | 5 | 1.7931 | 0 | 13.6089 | 0 | 0 | 0 | 0 | 0.38986 | 0 | 0 | 2.9576 | 0 | 18.7494 | 0 | 0 | 0 | 0 | 0 | 0 | 0 | 0 | 0 | 0 | 0 | 0 | 0 | 0.45131 | 0 | 0.54519 | 0 | 2.6589 | 0 | 0.36871 | 0.6901 | 0 | 0 | 0 | 0 | 4.7142 | 0 | 0 | 0 | 0 | 0 | 0 | 0 | 0 | 0 | 0 | 0 | 0 | 0
8 | 17 | 14 | 5 | 1.7931 | 0 | 13.6089 | 0 | 0 | 0 | 0 | 0.38132 | 0 | 0 | 2.9576 | 0 | 18.7409 | 0 | 0 | 0 | 0 | 0 | 0 | 0 | 0 | 0 | 0 | 0 | 0 | 0 | 0.45131 | 0 | 0.54519 | 0 | 2.4441 | 0 | 0.36871 | 0.6901 | 0 | 0 | 0 | 0 | 4.4994 | 0 | 0 | 0 | 0 | 0 | 0 | 0 | 0 | 0 | 0 | 0 | 0 | 0
8 | 17 | 15 | 5 | 1.7931 | 0 | 13.6089 | 0 | 0 | 0 | 0 | 0.3351 | 0 | 0 | 2.54 | 0 | 18.2771 | 0 | 0 | 0 | 0 | 0 | 0 | 0 | 0 | 0 | 0 | 0 | 0 | 0 | 0.45131 | 0 | 0.54519 | 0 | 2.0413 | 0 | 0.31621 | 0.6901 | 0 | 0 | 0 | 0 | 4.0441 | 0 | 0 | 0 | 0 | 0 | 0 | 0 | 0 | 0 | 0 | 0 | 0 | 0
8 | 17 | 16 | 5 | 1.7931 | 0 | 13.6089 | 0 | 0 | 0 | 0 | 0.32189 | 0 | 0 | 2.54 | 0 | 18.2639 | 0 | 0 | 0 | 0 | 0 | 0 | 0 | 0 | 0 | 0 | 0 | 0 | 0 | 0.45131 | 0 | 0.54519 | 0 | 2.0993 | 0 | 0.31621 | 0.6901 | 0 | 0 | 0 | 0 | 4.1021 | 0 | 0 | 0 | 0 | 0 | 0 | 0 | 0 | 0 | 0 | 0 | 0 | 0
8 | 17 | 17 | 5 | 1.7931 | 0 | 13.6089 | 0 | 0 | 0 | 0 | 0.3371 | 0 | 0 | 3.9552 | 0 | 19.6943 | 0 | 0 | 0 | 0 | 0 | 0 | 0 | 0 | 0 | 0 | 0 | 0 | 0 | 0.45131 | 0 | 0.54519 | 0 | 2.3158 | 0 | 0.52621 | 0.6901 | 0 | 0 | 0 | 0 | 4.5286 | 0 | 0 | 0 | 0 | 0 | 0 | 0 | 0 | 0 | 0 | 0 | 0 | 0
8 | 17 | 18 | 5 | 1.7931 | 0 | 9.8982 | 0 | 0 | 0 | 0 | 0.29397 | 0 | 0 | 3.9552 | 0 | 15.9405 | 0 | 0 | 0 | 0 | 0 | 0 | 0 | 0 | 0 | 0 | 0 | 0 | 0 | 0.45131 | 0 | 0.54519 | 0 | 2.0629 | 0 | 0.52621 | 0.6901 | 0 | 0 | 0 | 0 | 4.2757 | 0 | 0 | 0 | 0 | 0 | 0 | 0 | 0 | 0 | 0 | 0 | 0 | 0
8 | 17 | 19 | 5 | 1.7931 | 0 | 2.4769 | 0 | 0 | 0 | 0 | 0.19377 | 0 | 0 | 3.8769 | 0 | 8.3407 | 0 | 0 | 0 | 0 | 0 | 0 | 0 | 0 | 0 | 0 | 0 | 0 | 0 | 0.45131 | 0 | 0.88038 | 0 | 1.316 | 0 | 0.42121 | 0.6901 | 0 | 0 | 0 | 0 | 3.759 | 0 | 0 | 0 | 0 | 0 | 0 | 0 | 0 | 0 | 0 | 0 | 0 | 0
8 | 17 | 20 | 5 | 1.7931 | 0 | 2.4769 | 0 | 0 | 0 | 0 | 0.16099 | 0 | 0 | 2.9575 | 0 | 7.3886 | 0 | 0 | 0 | 0 | 0 | 0 | 0 | 0 | 0 | 0 | 0 | 0 | 0 | 0.45131 | 0 | 1.1038 | 0 | 1.041 | 0 | 0.36871 | 0.6901 | 0 | 0 | 0 | 0 | 3.655 | 0 | 0 | 0 | 0 | 0 | 0 | 0 | 0 | 0 | 0 | 0 | 0 | 0
8 | 17 | 21 | 5 | 1.7931 | 0 | 2.4769 | 0 | 0 | 0 | 0 | 0.14413 | 0 | 0 | 3.7927 | 0 | 8.2068 | 0 | 0 | 0 | 0 | 0 | 0 | 0 | 0 | 0 | 0 | 0 | 0 | 0 | 0.45131 | 0 | 1.2156 | 0 | 0.90544 | 0 | 0.47371 | 0.6901 | 0 | 0 | 0 | 0 | 3.7361 | 0 | 0 | 0 | 0 | 0 | 0 | 0 | 0 | 0 | 0 | 0 | 0 | 0
8 | 17 | 22 | 5 | 1.7931 | 0 | 2.4769 | 0 | 0 | 0 | 0 | 0.13979 | 0 | 0 | 2.5397 | 0 | 6.9496 | 0 | 0 | 0 | 0 | 0 | 0 | 0 | 0 | 0 | 0 | 0 | 0 | 0 | 0.45131 | 0 | 1.1038 | 0 | 0.87501 | 0 | 0.31621 | 0.6901 | 0 | 0 | 0 | 0 | 3.4365 | 0 | 0 | 0 | 0 | 0 | 0 | 0 | 0 | 0 | 0 | 0 | 0 | 0
8 | 17 | 23 | 5 | 1.7931 | 0 | 2.4769 | 0 | 0 | 0 | 0 | 0.1393 | 0 | 0 | 0.4516 | 0 | 4.8609 | 0 | 0 | 0 | 0 | 0 | 0 | 0 | 0 | 0 | 0 | 0 | 0 | 0 | 0.45131 | 0 | 0.88038 | 0 | 0.84695 | 0 | 0.053706 | 0.6901 | 0 | 0 | 0 | 0 | 2.9224 | 0 | 0 | 0 | 0 | 0 | 0 | 0 | 0 | 0 | 0 | 0 | 0 | 0
8 | 17 | 24 | 5 | 1.7931 | 0 | 2.4769 | 0 | 0 | 0 | 0 | 0.11261 | 0 | 0 | 0.45163 | 0 | 4.8343 | 0 | 0 | 0 | 0 | 0 | 0 | 0 | 0 | 0 | 0 | 0 | 0 | 0 | 0.45131 | 0 | 0.54519 | 0 | 0.67488 | 0 | 0.053706 | 0.6901 | 0 | 0 | 0 | 0 | 2.4152 | 0 | 0 | 0 | 0 | 0 | 0 | 0 | 0 | 0 | 0 | 0 | 0 | 0
8 | 18 | 1 | 6 | 1.7931 | 0 | 2.4769 | 0 | 0 | 0 | 0 | 0.11952 | 0 | 0 | 0.45176 | 0 | 4.8413 | 0 | 0 | 0 | 0 | 0 | 0 | 0 | 0 | 0 | 0 | 0 | 0 | 0 | 0.45131 | 0 | 0.32173 | 0 | 0.74721 | 0 | 0.053706 | 0.6901 | 0 | 0 | 0 | 0 | 2.2641 | 0 | 0 | 0 | 0 | 0 | 0 | 0 | 0 | 0 | 0 | 0 | 0 | 0
8 | 18 | 2 | 6 | 1.7931 | 0 | 2.4769 | 0 | 0 | 0 | 0 | 0.12053 | 0 | 0 | 0.45187 | 0 | 4.8424 | 0 | 0 | 0 | 0 | 0 | 0 | 0 | 0 | 0 | 0 | 0 | 0 | 0 | 0.45131 | 0 | 0.32173 | 0 | 0.72598 | 0 | 0.053706 | 0.6901 | 0 | 0 | 0 | 0 | 2.2428 | 0 | 0 | 0 | 0 | 0 | 0 | 0 | 0 | 0 | 0 | 0 | 0 | 0
8 | 18 | 3 | 6 | 1.7931 | 0 | 2.4769 | 0 | 0 | 0 | 0 | 0.13184 | 0 | 0 | 0.45193 | 0 | 4.8538 | 0 | 0 | 0 | 0 | 0 | 0 | 0 | 0 | 0 | 0 | 0 | 0 | 0 | 0.45131 | 0 | 0.32173 | 0 | 0.76815 | 0 | 0.053706 | 0.6901 | 0 | 0 | 0 | 0 | 2.285 | 0 | 0 | 0 | 0 | 0 | 0 | 0 | 0 | 0 | 0 | 0 | 0 | 0
8 | 18 | 4 | 6 | 1.7931 | 0 | 2.4769 | 0 | 0 | 0 | 0 | 0.097098 | 0 | 0 | 0.45194 | 0 | 4.8191 | 0 | 0 | 0 | 0 | 0 | 0 | 0 | 0 | 0 | 0 | 0 | 0 | 0 | 0.45131 | 0 | 0.32173 | 0 | 0.53791 | 0 | 0.053706 | 0.6901 | 0 | 0 | 0 | 0 | 2.0548 | 0 | 0 | 0 | 0 | 0 | 0 | 0 | 0 | 0 | 0 | 0 | 0 | 0
8 | 18 | 5 | 6 | 1.7931 | 0 | 2.4769 | 0 | 0 | 0 | 0 | 0.079801 | 0 | 0 | 0.45199 | 0 | 4.8018 | 0 | 0 | 0 | 0 | 0 | 0 | 0 | 0 | 0 | 0 | 0 | 0 | 0 | 0.45131 | 0 | 0.32173 | 0 | 0.45411 | 0 | 0.053706 | 0.6901 | 0 | 0 | 0 | 0 | 1.971 | 0 | 0 | 0 | 0 | 0 | 0 | 0 | 0 | 0 | 0 | 0 | 0 | 0
8 | 18 | 6 | 6 | 1.7931 | 0 | 2.4769 | 0 | 0 | 0 | 0 | 0.08798 | 0 | 0 | 2.5401 | 0 | 6.8981 | 0 | 0 | 0 | 0 | 0 | 0 | 0 | 0 | 0 | 0 | 0 | 0 | 0 | 0.45131 | 0 | 0.54519 | 0 | 0.496 | 0 | 0.31621 | 0.6901 | 0 | 0 | 0 | 0 | 2.4988 | 0 | 0 | 0 | 0 | 0 | 0 | 0 | 0 | 0 | 0 | 0 | 0 | 0
8 | 18 | 7 | 6 | 1.7931 | 0 | 2.4769 | 0 | 0 | 0 | 0 | 0.16124 | 0 | 0 | 3.9552 | 0 | 8.3865 | 0 | 0 | 0 | 0 | 0 | 0 | 0 | 0 | 0 | 0 | 0 | 0 | 0 | 0.45131 | 0 | 0.71279 | 0 | 0.94016 | 0 | 0.52621 | 0.6901 | 0 | 0 | 0 | 0 | 3.3206 | 0 | 0 | 0 | 0 | 0 | 0 | 0 | 0 | 0 | 0 | 0 | 0 | 0
8 | 18 | 8 | 6 | 1.7931 | 0 | 13.6089 | 0 | 0 | 0 | 0 | 0.34469 | 0 | 0 | 3.6276 | 0 | 19.3743 | 0 | 0 | 0 | 0 | 0 | 0 | 0 | 0 | 0 | 0 | 0 | 0 | 0 | 0.45131 | 0 | 0.71279 | 0 | 2.2353 | 0 | 0.42121 | 0.6901 | 0 | 0 | 0 | 0 | 4.5107 | 0 | 0 | 0 | 0 | 0 | 0 | 0 | 0 | 0 | 0 | 0 | 0 | 0
8 | 18 | 9 | 6 | 1.7931 | 0 | 13.6089 | 0 | 0 | 0 | 0 | 0.39157 | 0 | 0 | 2.54 | 0 | 18.3336 | 0 | 0 | 0 | 0 | 0 | 0 | 0 | 0 | 0 | 0 | 0 | 0 | 0 | 0.45131 | 0 | 0.71279 | 0 | 2.6633 | 0 | 0.31621 | 0.6901 | 0 | 0 | 0 | 0 | 4.8337 | 0 | 0 | 0 | 0 | 0 | 0 | 0 | 0 | 0 | 0 | 0 | 0 | 0
8 | 18 | 10 | 6 | 1.7931 | 0 | 13.6089 | 0 | 0 | 0 | 0 | 0.40954 | 0 | 0 | 2.54 | 0 | 18.3515 | 0 | 0 | 0 | 0 | 0 | 0 | 0 | 0 | 0 | 0 | 0 | 0 | 0 | 0.45131 | 0 | 0.71279 | 0 | 2.8398 | 0 | 0.31621 | 0.6901 | 0 | 0 | 0 | 0 | 5.0102 | 0 | 0 | 0 | 0 | 0 | 0 | 0 | 0 | 0 | 0 | 0 | 0 | 0
8 | 18 | 11 | 6 | 1.7931 | 0 | 13.6089 | 0 | 0 | 0 | 0 | 0.46172 | 0 | 0 | 2.9576 | 0 | 18.8213 | 0 | 0 | 0 | 0 | 0 | 0 | 0 | 0 | 0 | 0 | 0 | 0 | 0 | 0.45131 | 0 | 0.54519 | 0 | 3.2465 | 0 | 0.36871 | 0.6901 | 0 | 0 | 0 | 0 | 5.3018 | 0 | 0 | 0 | 0 | 0 | 0 | 0 | 0 | 0 | 0 | 0 | 0 | 0
8 | 18 | 12 | 6 | 1.7931 | 0 | 8.6613 | 0 | 0 | 0 | 0 | 0.46599 | 0 | 0 | 3.3752 | 0 | 14.2957 | 0 | 0 | 0 | 0 | 0 | 0 | 0 | 0 | 0 | 0 | 0 | 0 | 0 | 0.45131 | 0 | 0.54519 | 0 | 3.346 | 0 | 0.42121 | 0.6901 | 0 | 0 | 0 | 0 | 5.4538 | 0 | 0 | 0 | 0 | 0 | 0 | 0 | 0 | 0 | 0 | 0 | 0 | 0
8 | 18 | 13 | 6 | 1.7931 | 0 | 13.6089 | 0 | 0 | 0 | 0 | 0.57437 | 0 | 0 | 2.9576 | 0 | 18.934 | 0 | 0 | 0 | 0 | 0 | 0 | 0 | 0 | 0 | 0 | 0 | 0 | 0 | 0.45131 | 0 | 0.54519 | 0 | 4.168 | 0 | 0.36871 | 0.6901 | 0 | 0 | 0 | 0 | 6.2233 | 0 | 0 | 0 | 0 | 0 | 0 | 0 | 0 | 0 | 0 | 0 | 0 | 0
8 | 18 | 14 | 6 | 1.7931 | 0 | 13.6089 | 0 | 0 | 0 | 0 | 0.57238 | 0 | 0 | 2.9576 | 0 | 18.932 | 0 | 0 | 0 | 0 | 0 | 0 | 0 | 0 | 0 | 0 | 0 | 0 | 0 | 0.45131 | 0 | 0.54519 | 0 | 4.2107 | 0 | 0.36871 | 0.6901 | 0 | 0 | 0 | 0 | 6.266 | 0 | 0 | 0 | 0 | 0 | 0 | 0 | 0 | 0 | 0 | 0 | 0 | 0
8 | 18 | 15 | 6 | 1.7931 | 0 | 13.6089 | 0 | 0 | 0 | 0 | 0.59786 | 0 | 0 | 2.54 | 0 | 18.5399 | 0 | 0 | 0 | 0 | 0 | 0 | 0 | 0 | 0 | 0 | 0 | 0 | 0 | 0.45131 | 0 | 0.54519 | 0 | 4.5901 | 0 | 0.31621 | 0.6901 | 0 | 0 | 0 | 0 | 6.593 | 0 | 0 | 0 | 0 | 0 | 0 | 0 | 0 | 0 | 0 | 0 | 0 | 0
8 | 18 | 16 | 6 | 1.7931 | 0 | 13.6089 | 0 | 0 | 0 | 0 | 0.51561 | 0 | 0 | 2.54 | 0 | 18.4576 | 0 | 0 | 0 | 0 | 0 | 0 | 0 | 0 | 0 | 0 | 0 | 0 | 0 | 0.45131 | 0 | 0.54519 | 0 | 3.9092 | 0 | 0.31621 | 0.6901 | 0 | 0 | 0 | 0 | 5.912 | 0 | 0 | 0 | 0 | 0 | 0 | 0 | 0 | 0 | 0 | 0 | 0 | 0
8 | 18 | 17 | 6 | 1.7931 | 0 | 13.6089 | 0 | 0 | 0 | 0 | 0.45363 | 0 | 0 | 3.9552 | 0 | 19.8108 | 0 | 0 | 0 | 0 | 0 | 0 | 0 | 0 | 0 | 0 | 0 | 0 | 0 | 0.45131 | 0 | 0.54519 | 0 | 3.4102 | 0 | 0.52621 | 0.6901 | 0 | 0 | 0 | 0 | 5.623 | 0 | 0 | 0 | 0 | 0 | 0 | 0 | 0 | 0 | 0 | 0 | 0 | 0
8 | 18 | 18 | 6 | 1.7931 | 0 | 9.8982 | 0 | 0 | 0 | 0 | 0.36145 | 0 | 0 | 3.9552 | 0 | 16.008 | 0 | 0 | 0 | 0 | 0 | 0 | 0 | 0 | 0 | 0 | 0 | 0 | 0 | 0.45131 | 0 | 0.54519 | 0 | 2.5253 | 0 | 0.52621 | 0.6901 | 0 | 0 | 0 | 0 | 4.7381 | 0 | 0 | 0 | 0 | 0 | 0 | 0 | 0 | 0 | 0 | 0 | 0 | 0
8 | 18 | 19 | 6 | 1.7931 | 0 | 2.4769 | 0 | 0 | 0 | 0 | 0.21906 | 0 | 0 | 3.877 | 0 | 8.366 | 0 | 0 | 0 | 0 | 0 | 0 | 0 | 0 | 0 | 0 | 0 | 0 | 0 | 0.45131 | 0 | 0.88038 | 0 | 1.4857 | 0 | 0.42121 | 0.6901 | 0 | 0 | 0 | 0 | 3.9287 | 0 | 0 | 0 | 0 | 0 | 0 | 0 | 0 | 0 | 0 | 0 | 0 | 0
8 | 18 | 20 | 6 | 1.7931 | 0 | 2.4769 | 0 | 0 | 0 | 0 | 0.17206 | 0 | 0 | 2.9576 | 0 | 7.3997 | 0 | 0 | 0 | 0 | 0 | 0 | 0 | 0 | 0 | 0 | 0 | 0 | 0 | 0.45131 | 0 | 1.1038 | 0 | 1.1153 | 0 | 0.36871 | 0.6901 | 0 | 0 | 0 | 0 | 3.7293 | 0 | 0 | 0 | 0 | 0 | 0 | 0 | 0 | 0 | 0 | 0 | 0 | 0
8 | 18 | 21 | 6 | 1.7931 | 0 | 2.4769 | 0 | 0 | 0 | 0 | 0.14214 | 0 | 0 | 3.7928 | 0 | 8.205 | 0 | 0 | 0 | 0 | 0 | 0 | 0 | 0 | 0 | 0 | 0 | 0 | 0 | 0.45131 | 0 | 1.2156 | 0 | 0.88183 | 0 | 0.47371 | 0.6901 | 0 | 0 | 0 | 0 | 3.7125 | 0 | 0 | 0 | 0 | 0 | 0 | 0 | 0 | 0 | 0 | 0 | 0 | 0
8 | 18 | 22 | 6 | 1.7931 | 0 | 2.4769 | 0 | 0 | 0 | 0 | 0.12697 | 0 | 0 | 2.5399 | 0 | 6.9369 | 0 | 0 | 0 | 0 | 0 | 0 | 0 | 0 | 0 | 0 | 0 | 0 | 0 | 0.45131 | 0 | 1.1038 | 0 | 0.79237 | 0 | 0.31621 | 0.6901 | 0 | 0 | 0 | 0 | 3.3538 | 0 | 0 | 0 | 0 | 0 | 0 | 0 | 0 | 0 | 0 | 0 | 0 | 0
8 | 18 | 23 | 6 | 1.7931 | 0 | 2.4769 | 0 | 0 | 0 | 0 | 0.081878 | 0 | 0 | 0.45179 | 0 | 4.8037 | 0 | 0 | 0 | 0 | 0 | 0 | 0 | 0 | 0 | 0 | 0 | 0 | 0 | 0.45131 | 0 | 0.88038 | 0 | 0.45518 | 0 | 0.053706 | 0.6901 | 0 | 0 | 0 | 0 | 2.5307 | 0 | 0 | 0 | 0 | 0 | 0 | 0 | 0 | 0 | 0 | 0 | 0 | 0
8 | 18 | 24 | 6 | 1.7931 | 0 | 2.4769 | 0 | 0 | 0 | 0 | 0.060672 | 0 | 0 | 0.45189 | 0 | 4.7826 | 0 | 0 | 0 | 0 | 0 | 0 | 0 | 0 | 0 | 0 | 0 | 0 | 0 | 0.45131 | 0 | 0.54519 | 0 | 0.29758 | 0 | 0.053706 | 0.6901 | 0 | 0 | 0 | 0 | 2.0379 | 0 | 0 | 0 | 0 | 0 | 0 | 0 | 0 | 0 | 0 | 0 | 0 | 0
8 | 19 | 1 | 7 | 1.7931 | 0 | 2.4769 | 0 | 0 | 0 | 0 | 0.049625 | 0 | 0 | 0.45204 | 0 | 4.7717 | 0 | 0 | 0 | 0 | 0 | 0 | 0 | 0 | 0 | 0 | 0 | 0 | 0 | 0.45131 | 0 | 0.32173 | 0 | 0.22043 | 0 | 0.053706 | 0.6901 | 0 | 0 | 0 | 0 | 1.7373 | 0 | 0 | 0 | 0 | 0 | 0 | 0 | 0 | 0 | 0 | 0 | 0 | 0
8 | 19 | 2 | 7 | 1.7931 | 0 | 2.4769 | 0 | 0 | 0 | 0 | 0.013538 | 0 | 0 | 0.45218 | 0 | 4.7357 | 0 | 0 | 0 | 0 | 0 | 0 | 0 | 0 | 0 | 0 | 0 | 0 | 0 | 0.45131 | 0 | 0.32173 | 0 | 0.019479 | 0 | 0.053706 | 0.6901 | 0 | 0 | 0 | 0 | 1.5363 | 0 | 0 | 0 | 0 | 0 | 0 | 0 | 0 | 0 | 0 | 0 | 0 | 0
8 | 19 | 3 | 7 | 1.7931 | 0 | 2.4769 | 0 | 0 | 0 | 0 | 0.010708 | 0 | 0 | 0.45232 | 0 | 4.733 | 0 | 0 | 0 | 0 | 0 | 0 | 0 | 0 | 0 | 0 | 0 | 0 | 0 | 0.45131 | 0 | 0.32173 | 0 | 0.00367 | 0 | 0.053706 | 0.6901 | 0 | 0 | 0 | 0 | 1.5205 | 0 | 0 | 0 | 0 | 0 | 0 | 0 | 0 | 0 | 0 | 0 | 0 | 0
8 | 19 | 4 | 7 | 1.7931 | 0 | 2.4769 | 0 | 0 | 0 | 0 | 0.01 | 0 | 0 | 0.45238 | 0 | 4.7324 | 0 | 0 | 0 | 0 | 0 | 0 | 0 | 0 | 0 | 0 | 0 | 0 | 0 | 0.45131 | 0 | 0.32173 | 0 | 0 | 0 | 0.053706 | 0.6901 | 0 | 0 | 0 | 0 | 1.5169 | 0 | 0 | 0 | 0 | 0 | 0 | 0 | 0 | 0 | 0 | 0 | 0 | 0
8 | 19 | 5 | 7 | 1.7931 | 0 | 2.4769 | 0 | 0 | 0 | 0 | 0.01 | 0 | 0 | 0.45243 | 0 | 4.7325 | 0 | 0 | 0 | 0 | 0 | 0 | 0 | 0 | 0 | 0 | 0 | 0 | 0 | 0.45131 | 0 | 0.32173 | 0 | 0 | 0 | 0.053706 | 0.6901 | 0 | 0 | 0 | 0 | 1.5169 | 0 | 0 | 0 | 0 | 0 | 0 | 0 | 0 | 0 | 0 | 0 | 0 | 0
8 | 19 | 6 | 7 | 1.7931 | 0 | 2.4769 | 0 | 0 | 0 | 0 | 0.01 | 0 | 0 | 2.5406 | 0 | 6.8206 | 0 | 0 | 0 | 0 | 0 | 0 | 0 | 0 | 0 | 0 | 0 | 0 | 0 | 0.45131 | 0 | 0.54519 | 0 | 0 | 0 | 0.31621 | 0.6901 | 0 | 0 | 0 | 0 | 2.0028 | 0 | 0 | 0 | 0 | 0 | 0 | 0 | 0 | 0 | 0 | 0 | 0 | 0
8 | 19 | 7 | 7 | 1.7931 | 0 | 2.4769 | 0 | 0 | 0 | 0 | 0.012867 | 0 | 0 | 3.9555 | 0 | 8.2384 | 0 | 0 | 0 | 0 | 0 | 0 | 0 | 0 | 0 | 0 | 0 | 0 | 0 | 0.45131 | 0 | 0.71279 | 0 | 0 | 0 | 0.52621 | 0.6901 | 0 | 0 | 0 | 0 | 2.3804 | 0 | 0 | 0 | 0 | 0 | 0 | 0 | 0 | 0 | 0 | 0 | 0 | 0
8 | 19 | 8 | 7 | 1.7931 | 0 | 13.6089 | 0 | 0 | 0 | 0 | 0.12072 | 0 | 0 | 3.6283 | 0 | 19.151 | 0 | 0 | 0 | 0 | 0 | 0 | 0 | 0 | 0 | 0 | 0 | 0 | 0 | 0.45131 | 0 | 0.71279 | 0 | 0.17425 | 0 | 0.42121 | 0.6901 | 0 | 0 | 0 | 0 | 2.4497 | 0 | 0 | 0 | 0 | 0 | 0 | 0 | 0 | 0 | 0 | 0 | 0 | 0
8 | 19 | 9 | 7 | 1.7931 | 0 | 13.6089 | 0 | 0 | 0 | 0 | 0.18338 | 0 | 0 | 2.5405 | 0 | 18.1259 | 0 | 0 | 0 | 0 | 0 | 0 | 0 | 0 | 0 | 0 | 0 | 0 | 0 | 0.45131 | 0 | 0.71279 | 0 | 0.91992 | 0 | 0.31621 | 0.6901 | 0 | 0 | 0 | 0 | 3.0903 | 0 | 0 | 0 | 0 | 0 | 0 | 0 | 0 | 0 | 0 | 0 | 0 | 0
8 | 19 | 10 | 7 | 1.7931 | 0 | 13.6089 | 0 | 0 | 0 | 0 | 0.20814 | 0 | 0 | 2.5405 | 0 | 18.1506 | 0 | 0 | 0 | 0 | 0 | 0 | 0 | 0 | 0 | 0 | 0 | 0 | 0 | 0.45131 | 0 | 0.71279 | 0 | 1.015 | 0 | 0.31621 | 0.6901 | 0 | 0 | 0 | 0 | 3.1854 | 0 | 0 | 0 | 0 | 0 | 0 | 0 | 0 | 0 | 0 | 0 | 0 | 0
8 | 19 | 11 | 7 | 1.7931 | 0 | 13.6089 | 0 | 0 | 0 | 0 | 0.25651 | 0 | 0 | 2.958 | 0 | 18.6166 | 0 | 0 | 0 | 0 | 0 | 0 | 0 | 0 | 0 | 0 | 0 | 0 | 0 | 0.45131 | 0 | 0.54519 | 0 | 1.2019 | 0 | 0.36871 | 0.6901 | 0 | 0 | 0 | 0 | 3.2572 | 0 | 0 | 0 | 0 | 0 | 0 | 0 | 0 | 0 | 0 | 0 | 0 | 0
8 | 19 | 12 | 7 | 1.7931 | 0 | 8.6613 | 0 | 0 | 0 | 0 | 0.26037 | 0 | 0 | 3.3757 | 0 | 14.0905 | 0 | 0 | 0 | 0 | 0 | 0 | 0 | 0 | 0 | 0 | 0 | 0 | 0 | 0.45131 | 0 | 0.54519 | 0 | 1.3229 | 0 | 0.42121 | 0.6901 | 0 | 0 | 0 | 0 | 3.4308 | 0 | 0 | 0 | 0 | 0 | 0 | 0 | 0 | 0 | 0 | 0 | 0 | 0
8 | 19 | 13 | 7 | 1.7931 | 0 | 13.6089 | 0 | 0 | 0 | 0 | 0.35679 | 0 | 0 | 2.958 | 0 | 18.7168 | 0 | 0 | 0 | 0 | 0 | 0 | 0 | 0 | 0 | 0 | 0 | 0 | 0 | 0.45131 | 0 | 0.54519 | 0 | 1.8026 | 0 | 0.36871 | 0.6901 | 0 | 0 | 0 | 0 | 3.858 | 0 | 0 | 0 | 0 | 0 | 0 | 0 | 0 | 0 | 0 | 0 | 0 | 0
8 | 19 | 14 | 7 | 1.7931 | 0 | 13.6089 | 0 | 0 | 0 | 0 | 0.40132 | 0 | 0 | 2.958 | 0 | 18.7614 | 0 | 0 | 0 | 0 | 0 | 0 | 0 | 0 | 0 | 0 | 0 | 0 | 0 | 0.45131 | 0 | 0.54519 | 0 | 2.1552 | 0 | 0.36871 | 0.6901 | 0 | 0 | 0 | 0 | 4.2105 | 0 | 0 | 0 | 0 | 0 | 0 | 0 | 0 | 0 | 0 | 0 | 0 | 0
8 | 19 | 15 | 7 | 1.7931 | 0 | 13.6089 | 0 | 0 | 0 | 0 | 0.45728 | 0 | 0 | 2.5404 | 0 | 18.3997 | 0 | 0 | 0 | 0 | 0 | 0 | 0 | 0 | 0 | 0 | 0 | 0 | 0 | 0.45131 | 0 | 0.54519 | 0 | 2.4688 | 0 | 0.31621 | 0.6901 | 0 | 0 | 0 | 0 | 4.4716 | 0 | 0 | 0 | 0 | 0 | 0 | 0 | 0 | 0 | 0 | 0 | 0 | 0
8 | 19 | 16 | 7 | 1.7931 | 0 | 13.6089 | 0 | 0 | 0 | 0 | 0.47016 | 0 | 0 | 2.5404 | 0 | 18.4126 | 0 | 0 | 0 | 0 | 0 | 0 | 0 | 0 | 0 | 0 | 0 | 0 | 0 | 0.45131 | 0 | 0.54519 | 0 | 2.591 | 0 | 0.31621 | 0.6901 | 0 | 0 | 0 | 0 | 4.5938 | 0 | 0 | 0 | 0 | 0 | 0 | 0 | 0 | 0 | 0 | 0 | 0 | 0
8 | 19 | 17 | 7 | 1.7931 | 0 | 13.6089 | 0 | 0 | 0 | 0 | 0.45099 | 0 | 0 | 3.9554 | 0 | 19.8084 | 0 | 0 | 0 | 0 | 0 | 0 | 0 | 0 | 0 | 0 | 0 | 0 | 0 | 0.45131 | 0 | 0.54519 | 0 | 2.468 | 0 | 0.52621 | 0.6901 | 0 | 0 | 0 | 0 | 4.6808 | 0 | 0 | 0 | 0 | 0 | 0 | 0 | 0 | 0 | 0 | 0 | 0 | 0
8 | 19 | 18 | 7 | 1.7931 | 0 | 9.8982 | 0 | 0 | 0 | 0 | 0.33779 | 0 | 0 | 3.9554 | 0 | 15.9846 | 0 | 0 | 0 | 0 | 0 | 0 | 0 | 0 | 0 | 0 | 0 | 0 | 0 | 0.45131 | 0 | 0.54519 | 0 | 1.8332 | 0 | 0.52621 | 0.6901 | 0 | 0 | 0 | 0 | 4.046 | 0 | 0 | 0 | 0 | 0 | 0 | 0 | 0 | 0 | 0 | 0 | 0 | 0
8 | 19 | 19 | 7 | 1.7931 | 0 | 2.4769 | 0 | 0 | 0 | 0 | 0.14439 | 0 | 0 | 3.8778 | 0 | 8.2922 | 0 | 0 | 0 | 0 | 0 | 0 | 0 | 0 | 0 | 0 | 0 | 0 | 0 | 0.45131 | 0 | 0.88038 | 0 | 0.72663 | 0 | 0.42121 | 0.6901 | 0 | 0 | 0 | 0 | 3.1696 | 0 | 0 | 0 | 0 | 0 | 0 | 0 | 0 | 0 | 0 | 0 | 0 | 0
8 | 19 | 20 | 7 | 1.7931 | 0 | 2.4769 | 0 | 0 | 0 | 0 | 0.069982 | 0 | 0 | 2.9581 | 0 | 7.2981 | 0 | 0 | 0 | 0 | 0 | 0 | 0 | 0 | 0 | 0 | 0 | 0 | 0 | 0.45131 | 0 | 1.1038 | 0 | 0.3049 | 0 | 0.36871 | 0.6901 | 0 | 0 | 0 | 0 | 2.9189 | 0 | 0 | 0 | 0 | 0 | 0 | 0 | 0 | 0 | 0 | 0 | 0 | 0
8 | 19 | 21 | 7 | 1.7931 | 0 | 2.4769 | 0 | 0 | 0 | 0 | 0.043608 | 0 | 0 | 3.7932 | 0 | 8.1069 | 0 | 0 | 0 | 0 | 0 | 0 | 0 | 0 | 0 | 0 | 0 | 0 | 0 | 0.45131 | 0 | 1.2156 | 0 | 0.17047 | 0 | 0.47371 | 0.6901 | 0 | 0 | 0 | 0 | 3.0012 | 0 | 0 | 0 | 0 | 0 | 0 | 0 | 0 | 0 | 0 | 0 | 0 | 0
8 | 19 | 22 | 7 | 1.7931 | 0 | 2.4769 | 0 | 0 | 0 | 0 | 0.032519 | 0 | 0 | 2.5403 | 0 | 6.8428 | 0 | 0 | 0 | 0 | 0 | 0 | 0 | 0 | 0 | 0 | 0 | 0 | 0 | 0.45131 | 0 | 1.1038 | 0 | 0.11185 | 0 | 0.31621 | 0.6901 | 0 | 0 | 0 | 0 | 2.6733 | 0 | 0 | 0 | 0 | 0 | 0 | 0 | 0 | 0 | 0 | 0 | 0 | 0
8 | 19 | 23 | 7 | 1.7931 | 0 | 2.4769 | 0 | 0 | 0 | 0 | 0.024747 | 0 | 0 | 0.45219 | 0 | 4.747 | 0 | 0 | 0 | 0 | 0 | 0 | 0 | 0 | 0 | 0 | 0 | 0 | 0 | 0.45131 | 0 | 0.88038 | 0 | 0.072307 | 0 | 0.053706 | 0.6901 | 0 | 0 | 0 | 0 | 2.1478 | 0 | 0 | 0 | 0 | 0 | 0 | 0 | 0 | 0 | 0 | 0 | 0 | 0
8 | 19 | 24 | 7 | 1.7931 | 0 | 2.4769 | 0 | 0 | 0 | 0 | 0.014107 | 0 | 0 | 0.45225 | 0 | 4.7364 | 0 | 0 | 0 | 0 | 0 | 0 | 0 | 0 | 0 | 0 | 0 | 0 | 0 | 0.45131 | 0 | 0.54519 | 0 | 0.018857 | 0 | 0.053706 | 0.6901 | 0 | 0 | 0 | 0 | 1.7592 | 0 | 0 | 0 | 0 | 0 | 0 | 0 | 0 | 0 | 0 | 0 | 0 | 0
8 | 20 | 1 | 1 | 1.7931 | 0 | 2.4769 | 0 | 0 | 0 | 0 | 0.011176 | 0 | 0 | 0.45238 | 0 | 4.7336 | 0 | 0 | 0 | 0 | 0 | 0 | 0 | 0 | 0 | 0 | 0 | 0 | 0 | 0.45131 | 0 | 0.32173 | 0 | 0.0051905 | 0 | 0.053706 | 0.6901 | 0 | 0 | 0 | 0 | 1.522 | 0 | 0 | 0 | 0 | 0 | 0 | 0 | 0 | 0 | 0 | 0 | 0 | 0
8 | 20 | 2 | 1 | 1.7931 | 0 | 2.4769 | 0 | 0 | 0 | 0 | 0.010483 | 0 | 0 | 0.45254 | 0 | 4.733 | 0 | 0 | 0 | 0 | 0 | 0 | 0 | 0 | 0 | 0 | 0 | 0 | 0 | 0.45131 | 0 | 0.32173 | 0 | 0.0026092 | 0 | 0.053706 | 0.6901 | 0 | 0 | 0 | 0 | 1.5195 | 0 | 0 | 0 | 0 | 0 | 0 | 0 | 0 | 0 | 0 | 0 | 0 | 0
8 | 20 | 3 | 1 | 1.7931 | 0 | 2.4769 | 0 | 0 | 0 | 0 | 0.01 | 0 | 0 | 0.45263 | 0 | 4.7326 | 0 | 0 | 0 | 0 | 0 | 0 | 0 | 0 | 0 | 0 | 0 | 0 | 0 | 0.45131 | 0 | 0.32173 | 0 | 0 | 0 | 0.053706 | 0.6901 | 0 | 0 | 0 | 0 | 1.5169 | 0 | 0 | 0 | 0 | 0 | 0 | 0 | 0 | 0 | 0 | 0 | 0 | 0
8 | 20 | 4 | 1 | 1.7931 | 0 | 2.4769 | 0 | 0 | 0 | 0 | 0.01 | 0 | 0 | 0.4527 | 0 | 4.7327 | 0 | 0 | 0 | 0 | 0 | 0 | 0 | 0 | 0 | 0 | 0 | 0 | 0 | 0.45131 | 0 | 0.32173 | 0 | 0 | 0 | 0.053706 | 0.6901 | 0 | 0 | 0 | 0 | 1.5169 | 0 | 0 | 0 | 0 | 0 | 0 | 0 | 0 | 0 | 0 | 0 | 0 | 0
8 | 20 | 5 | 1 | 1.7931 | 0 | 2.4769 | 0 | 0 | 0 | 0 | 0.01 | 0 | 0 | 0.45277 | 0 | 4.7328 | 0 | 0 | 0 | 0 | 0 | 0 | 0 | 0 | 0 | 0 | 0 | 0 | 0 | 0.45131 | 0 | 0.32173 | 0 | 0 | 0 | 0.053706 | 0.6901 | 0 | 0 | 0 | 0 | 1.5169 | 0 | 0 | 0 | 0 | 0 | 0 | 0 | 0 | 0 | 0 | 0 | 0 | 0
8 | 20 | 6 | 1 | 1.7931 | 0 | 2.4769 | 0 | 0 | 0 | 0 | 0.01 | 0 | 0 | 2.5409 | 0 | 6.8209 | 0 | 0 | 0 | 0 | 0 | 0 | 0 | 0 | 0 | 0 | 0 | 0 | 0 | 0.45131 | 0 | 0.54519 | 0 | 0 | 0 | 0.31621 | 0.6901 | 0 | 0 | 0 | 0 | 2.0028 | 0 | 0 | 0 | 0 | 0 | 0 | 0 | 0 | 0 | 0 | 0 | 0 | 0
8 | 20 | 7 | 1 | 1.7931 | 0 | 2.4769 | 0 | 0 | 0 | 0 | 0.01 | 0 | 0 | 3.9556 | 0 | 8.2357 | 0 | 0 | 0 | 0 | 0 | 0 | 0 | 0 | 0 | 0 | 0 | 0 | 0 | 0.45131 | 0 | 0.71279 | 0 | 0 | 0 | 0.52621 | 0.6901 | 0 | 0 | 0 | 0 | 2.3804 | 0 | 0 | 0 | 0 | 0 | 0 | 0 | 0 | 0 | 0 | 0 | 0 | 0
8 | 20 | 8 | 1 | 1.7931 | 0 | 13.6089 | 0 | 0 | 0 | 0 | 0.19082 | 0 | 0 | 3.6288 | 0 | 19.2216 | 0 | 0 | 0 | 0 | 0 | 0 | 0 | 0 | 0 | 0 | 0 | 0 | 0 | 0.45131 | 0 | 0.71279 | 0 | 0 | 0 | 0.42121 | 0.6901 | 0 | 0 | 0 | 0 | 2.2754 | 0 | 0 | 0 | 0 | 0 | 0 | 0 | 0 | 0 | 0 | 0 | 0 | 0
8 | 20 | 9 | 1 | 1.7931 | 0 | 13.6089 | 0 | 0 | 0 | 0 | 0.18807 | 0 | 0 | 2.5408 | 0 | 18.1309 | 0 | 0 | 0 | 0 | 0 | 0 | 0 | 0 | 0 | 0 | 0 | 0 | 0 | 0.45131 | 0 | 0.71279 | 0 | 0.72867 | 0 | 0.31621 | 0.6901 | 0 | 0 | 0 | 0 | 2.8991 | 0 | 0 | 0 | 0 | 0 | 0 | 0 | 0 | 0 | 0 | 0 | 0 | 0
8 | 20 | 10 | 1 | 1.7931 | 0 | 13.6089 | 0 | 0 | 0 | 0 | 0.2256 | 0 | 0 | 2.5408 | 0 | 18.1684 | 0 | 0 | 0 | 0 | 0 | 0 | 0 | 0 | 0 | 0 | 0 | 0 | 0 | 0.45131 | 0 | 0.71279 | 0 | 1.1568 | 0 | 0.31621 | 0.6901 | 0 | 0 | 0 | 0 | 3.3272 | 0 | 0 | 0 | 0 | 0 | 0 | 0 | 0 | 0 | 0 | 0 | 0 | 0
8 | 20 | 11 | 1 | 1.7931 | 0 | 13.6089 | 0 | 0 | 0 | 0 | 0.25238 | 0 | 0 | 2.9584 | 0 | 18.6128 | 0 | 0 | 0 | 0 | 0 | 0 | 0 | 0 | 0 | 0 | 0 | 0 | 0 | 0.45131 | 0 | 0.54519 | 0 | 1.3263 | 0 | 0.36871 | 0.6901 | 0 | 0 | 0 | 0 | 3.3816 | 0 | 0 | 0 | 0 | 0 | 0 | 0 | 0 | 0 | 0 | 0 | 0 | 0
8 | 20 | 12 | 1 | 1.7931 | 0 | 8.6613 | 0 | 0 | 0 | 0 | 0.24458 | 0 | 0 | 3.376 | 0 | 14.0751 | 0 | 0 | 0 | 0 | 0 | 0 | 0 | 0 | 0 | 0 | 0 | 0 | 0 | 0.45131 | 0 | 0.54519 | 0 | 1.2398 | 0 | 0.42121 | 0.6901 | 0 | 0 | 0 | 0 | 3.3476 | 0 | 0 | 0 | 0 | 0 | 0 | 0 | 0 | 0 | 0 | 0 | 0 | 0
8 | 20 | 13 | 1 | 1.7931 | 0 | 13.6089 | 0 | 0 | 0 | 0 | 0.35101 | 0 | 0 | 2.9585 | 0 | 18.7115 | 0 | 0 | 0 | 0 | 0 | 0 | 0 | 0 | 0 | 0 | 0 | 0 | 0 | 0.45131 | 0 | 0.54519 | 0 | 1.8474 | 0 | 0.36871 | 0.6901 | 0 | 0 | 0 | 0 | 3.9027 | 0 | 0 | 0 | 0 | 0 | 0 | 0 | 0 | 0 | 0 | 0 | 0 | 0
8 | 20 | 14 | 1 | 1.7931 | 0 | 13.6089 | 0 | 0 | 0 | 0 | 0.40679 | 0 | 0 | 2.9585 | 0 | 18.7673 | 0 | 0 | 0 | 0 | 0 | 0 | 0 | 0 | 0 | 0 | 0 | 0 | 0 | 0.45131 | 0 | 0.54519 | 0 | 2.2704 | 0 | 0.36871 | 0.6901 | 0 | 0 | 0 | 0 | 4.3257 | 0 | 0 | 0 | 0 | 0 | 0 | 0 | 0 | 0 | 0 | 0 | 0 | 0
8 | 20 | 15 | 1 | 1.7931 | 0 | 13.6089 | 0 | 0 | 0 | 0 | 0.45098 | 0 | 0 | 2.5409 | 0 | 18.3939 | 0 | 0 | 0 | 0 | 0 | 0 | 0 | 0 | 0 | 0 | 0 | 0 | 0 | 0.45131 | 0 | 0.54519 | 0 | 2.5225 | 0 | 0.31621 | 0.6901 | 0 | 0 | 0 | 0 | 4.5253 | 0 | 0 | 0 | 0 | 0 | 0 | 0 | 0 | 0 | 0 | 0 | 0 | 0
8 | 20 | 16 | 1 | 1.7931 | 0 | 13.6089 | 0 | 0 | 0 | 0 | 0.47496 | 0 | 0 | 2.5409 | 0 | 18.4179 | 0 | 0 | 0 | 0 | 0 | 0 | 0 | 0 | 0 | 0 | 0 | 0 | 0 | 0.45131 | 0 | 0.54519 | 0 | 2.7217 | 0 | 0.31621 | 0.6901 | 0 | 0 | 0 | 0 | 4.7245 | 0 | 0 | 0 | 0 | 0 | 0 | 0 | 0 | 0 | 0 | 0 | 0 | 0
8 | 20 | 17 | 1 | 1.7931 | 0 | 13.6089 | 0 | 0 | 0 | 0 | 0.48201 | 0 | 0 | 3.9556 | 0 | 19.8397 | 0 | 0 | 0 | 0 | 0 | 0 | 0 | 0 | 0 | 0 | 0 | 0 | 0 | 0.45131 | 0 | 0.54519 | 0 | 2.9146 | 0 | 0.52621 | 0.6901 | 0 | 0 | 0 | 0 | 5.1274 | 0 | 0 | 0 | 0 | 0 | 0 | 0 | 0 | 0 | 0 | 0 | 0 | 0
8 | 20 | 18 | 1 | 1.7931 | 0 | 9.8982 | 0 | 0 | 0 | 0 | 0.36164 | 0 | 0 | 3.9557 | 0 | 16.0086 | 0 | 0 | 0 | 0 | 0 | 0 | 0 | 0 | 0 | 0 | 0 | 0 | 0 | 0.45131 | 0 | 0.54519 | 0 | 2.2125 | 0 | 0.52621 | 0.6901 | 0 | 0 | 0 | 0 | 4.4253 | 0 | 0 | 0 | 0 | 0 | 0 | 0 | 0 | 0 | 0 | 0 | 0 | 0
8 | 20 | 19 | 1 | 1.7931 | 0 | 2.4769 | 0 | 0 | 0 | 0 | 0.17143 | 0 | 0 | 3.8787 | 0 | 8.3202 | 0 | 0 | 0 | 0 | 0 | 0 | 0 | 0 | 0 | 0 | 0 | 0 | 0 | 0.45131 | 0 | 0.88038 | 0 | 0.99889 | 0 | 0.42121 | 0.6901 | 0 | 0 | 0 | 0 | 3.4419 | 0 | 0 | 0 | 0 | 0 | 0 | 0 | 0 | 0 | 0 | 0 | 0 | 0
8 | 20 | 20 | 1 | 1.7931 | 0 | 2.4769 | 0 | 0 | 0 | 0 | 0.087194 | 0 | 0 | 2.9585 | 0 | 7.3157 | 0 | 0 | 0 | 0 | 0 | 0 | 0 | 0 | 0 | 0 | 0 | 0 | 0 | 0.45131 | 0 | 1.1038 | 0 | 0.4453 | 0 | 0.36871 | 0.6901 | 0 | 0 | 0 | 0 | 3.0593 | 0 | 0 | 0 | 0 | 0 | 0 | 0 | 0 | 0 | 0 | 0 | 0 | 0
8 | 20 | 21 | 1 | 1.7931 | 0 | 2.4769 | 0 | 0 | 0 | 0 | 0.045093 | 0 | 0 | 3.7937 | 0 | 8.1088 | 0 | 0 | 0 | 0 | 0 | 0 | 0 | 0 | 0 | 0 | 0 | 0 | 0 | 0.45131 | 0 | 1.2156 | 0 | 0.19734 | 0 | 0.47371 | 0.6901 | 0 | 0 | 0 | 0 | 3.028 | 0 | 0 | 0 | 0 | 0 | 0 | 0 | 0 | 0 | 0 | 0 | 0 | 0
8 | 20 | 22 | 1 | 1.7931 | 0 | 2.4769 | 0 | 0 | 0 | 0 | 0.030653 | 0 | 0 | 2.5408 | 0 | 6.8415 | 0 | 0 | 0 | 0 | 0 | 0 | 0 | 0 | 0 | 0 | 0 | 0 | 0 | 0.45131 | 0 | 1.1038 | 0 | 0.11299 | 0 | 0.31621 | 0.6901 | 0 | 0 | 0 | 0 | 2.6745 | 0 | 0 | 0 | 0 | 0 | 0 | 0 | 0 | 0 | 0 | 0 | 0 | 0
8 | 20 | 23 | 1 | 1.7931 | 0 | 2.4769 | 0 | 0 | 0 | 0 | 0.021336 | 0 | 0 | 0.45271 | 0 | 4.7441 | 0 | 0 | 0 | 0 | 0 | 0 | 0 | 0 | 0 | 0 | 0 | 0 | 0 | 0.45131 | 0 | 0.88038 | 0 | 0.059586 | 0 | 0.053706 | 0.6901 | 0 | 0 | 0 | 0 | 2.1351 | 0 | 0 | 0 | 0 | 0 | 0 | 0 | 0 | 0 | 0 | 0 | 0 | 0
8 | 20 | 24 | 1 | 1.7931 | 0 | 2.4769 | 0 | 0 | 0 | 0 | 0.024223 | 0 | 0 | 0.45279 | 0 | 4.747 | 0 | 0 | 0 | 0 | 0 | 0 | 0 | 0 | 0 | 0 | 0 | 0 | 0 | 0.45131 | 0 | 0.54519 | 0 | 0.072498 | 0 | 0.053706 | 0.6901 | 0 | 0 | 0 | 0 | 1.8128 | 0 | 0 | 0 | 0 | 0 | 0 | 0 | 0 | 0 | 0 | 0 | 0 | 0
8 | 21 | 1 | 2 | 1.7931 | 0 | 2.4769 | 0 | 0 | 0 | 0 | 0.027691 | 0 | 0 | 0.4529 | 0 | 4.7506 | 0 | 0 | 0 | 0 | 0 | 0 | 0 | 0 | 0 | 0 | 0 | 0 | 0 | 0.45131 | 0 | 0.32173 | 0 | 0.086106 | 0 | 0.053706 | 0.6901 | 0 | 0 | 0 | 0 | 1.603 | 0 | 0 | 0 | 0 | 0 | 0 | 0 | 0 | 0 | 0 | 0 | 0 | 0
8 | 21 | 2 | 2 | 1.7931 | 0 | 2.4769 | 0 | 0 | 0 | 0 | 0.026476 | 0 | 0 | 0.45301 | 0 | 4.7495 | 0 | 0 | 0 | 0 | 0 | 0 | 0 | 0 | 0 | 0 | 0 | 0 | 0 | 0.45131 | 0 | 0.32173 | 0 | 0.086589 | 0 | 0.053706 | 0.6901 | 0 | 0 | 0 | 0 | 1.6034 | 0 | 0 | 0 | 0 | 0 | 0 | 0 | 0 | 0 | 0 | 0 | 0 | 0
8 | 21 | 3 | 2 | 1.7931 | 0 | 2.4769 | 0 | 0 | 0 | 0 | 0.033498 | 0 | 0 | 0.45308 | 0 | 4.7566 | 0 | 0 | 0 | 0 | 0 | 0 | 0 | 0 | 0 | 0 | 0 | 0 | 0 | 0.45131 | 0 | 0.32173 | 0 | 0.11634 | 0 | 0.053706 | 0.6901 | 0 | 0 | 0 | 0 | 1.6332 | 0 | 0 | 0 | 0 | 0 | 0 | 0 | 0 | 0 | 0 | 0 | 0 | 0
8 | 21 | 4 | 2 | 1.7931 | 0 | 2.4769 | 0 | 0 | 0 | 0 | 0.022176 | 0 | 0 | 0.45311 | 0 | 4.7453 | 0 | 0 | 0 | 0 | 0 | 0 | 0 | 0 | 0 | 0 | 0 | 0 | 0 | 0.45131 | 0 | 0.32173 | 0 | 0.061697 | 0 | 0.053706 | 0.6901 | 0 | 0 | 0 | 0 | 1.5785 | 0 | 0 | 0 | 0 | 0 | 0 | 0 | 0 | 0 | 0 | 0 | 0 | 0
8 | 21 | 5 | 2 | 1.7931 | 0 | 2.4769 | 0 | 0 | 0 | 0 | 0.019321 | 0 | 0 | 0.45314 | 0 | 4.7425 | 0 | 0 | 0 | 0 | 0 | 0 | 0 | 0 | 0 | 0 | 0 | 0 | 0 | 0.45131 | 0 | 0.32173 | 0 | 0.047542 | 0 | 0.053706 | 0.6901 | 0 | 0 | 0 | 0 | 1.5644 | 0 | 0 | 0 | 0 | 0 | 0 | 0 | 0 | 0 | 0 | 0 | 0 | 0
8 | 21 | 6 | 2 | 1.7931 | 0 | 2.4769 | 0 | 0 | 0 | 0 | 0.013322 | 0 | 0 | 2.5413 | 0 | 6.8246 | 0 | 0 | 0 | 0 | 0 | 0 | 0 | 0 | 0 | 0 | 0 | 0 | 0 | 0.45131 | 0 | 0.54519 | 0 | 0.015797 | 0 | 0.31621 | 0.6901 | 0 | 0 | 0 | 0 | 2.0186 | 0 | 0 | 0 | 0 | 0 | 0 | 0 | 0 | 0 | 0 | 0 | 0 | 0
8 | 21 | 7 | 2 | 1.7931 | 0 | 2.4769 | 0 | 0 | 0 | 0 | 0.063744 | 0 | 0 | 3.9558 | 0 | 8.2896 | 0 | 0 | 0 | 0 | 0 | 0 | 0 | 0 | 0 | 0 | 0 | 0 | 0 | 0.45131 | 0 | 0.71279 | 0 | 0.028455 | 0 | 0.52621 | 0.6901 | 0 | 0 | 0 | 0 | 2.4089 | 0 | 0 | 0 | 0 | 0 | 0 | 0 | 0 | 0 | 0 | 0 | 0 | 0
8 | 21 | 8 | 2 | 1.7931 | 0 | 13.6089 | 0 | 0 | 0 | 0 | 0.24993 | 0 | 0 | 3.6293 | 0 | 19.2813 | 0 | 0 | 0 | 0 | 0 | 0 | 0 | 0 | 0 | 0 | 0 | 0 | 0 | 0.45131 | 0 | 0.71279 | 0 | 0.82479 | 0 | 0.42121 | 0.6901 | 0 | 0 | 0 | 0 | 3.1002 | 0 | 0 | 0 | 0 | 0 | 0 | 0 | 0 | 0 | 0 | 0 | 0 | 0
8 | 21 | 9 | 2 | 1.7931 | 0 | 13.6089 | 0 | 0 | 0 | 0 | 0.24856 | 0 | 0 | 2.5411 | 0 | 18.1917 | 0 | 0 | 0 | 0 | 0 | 0 | 0 | 0 | 0 | 0 | 0 | 0 | 0 | 0.45131 | 0 | 0.71279 | 0 | 1.3716 | 0 | 0.31621 | 0.6901 | 0 | 0 | 0 | 0 | 3.5419 | 0 | 0 | 0 | 0 | 0 | 0 | 0 | 0 | 0 | 0 | 0 | 0 | 0
8 | 21 | 10 | 2 | 1.7931 | 0 | 13.6089 | 0 | 0 | 0 | 0 | 0.28372 | 0 | 0 | 2.5411 | 0 | 18.2268 | 0 | 0 | 0 | 0 | 0 | 0 | 0 | 0 | 0 | 0 | 0 | 0 | 0 | 0.45131 | 0 | 0.71279 | 0 | 1.6491 | 0 | 0.31621 | 0.6901 | 0 | 0 | 0 | 0 | 3.8195 | 0 | 0 | 0 | 0 | 0 | 0 | 0 | 0 | 0 | 0 | 0 | 0 | 0
8 | 21 | 11 | 2 | 1.7931 | 0 | 13.6089 | 0 | 0 | 0 | 0 | 0.31422 | 0 | 0 | 2.9587 | 0 | 18.6749 | 0 | 0 | 0 | 0 | 0 | 0 | 0 | 0 | 0 | 0 | 0 | 0 | 0 | 0.45131 | 0 | 0.54519 | 0 | 1.7888 | 0 | 0.36871 | 0.6901 | 0 | 0 | 0 | 0 | 3.8441 | 0 | 0 | 0 | 0 | 0 | 0 | 0 | 0 | 0 | 0 | 0 | 0 | 0
8 | 21 | 12 | 2 | 1.7931 | 0 | 8.6613 | 0 | 0 | 0 | 0 | 0.32504 | 0 | 0 | 3.3763 | 0 | 14.1558 | 0 | 0 | 0 | 0 | 0 | 0 | 0 | 0 | 0 | 0 | 0 | 0 | 0 | 0.45131 | 0 | 0.54519 | 0 | 1.8786 | 0 | 0.42121 | 0.6901 | 0 | 0 | 0 | 0 | 3.9864 | 0 | 0 | 0 | 0 | 0 | 0 | 0 | 0 | 0 | 0 | 0 | 0 | 0
8 | 21 | 13 | 2 | 1.7931 | 0 | 13.6089 | 0 | 0 | 0 | 0 | 0.43966 | 0 | 0 | 2.9587 | 0 | 18.8004 | 0 | 0 | 0 | 0 | 0 | 0 | 0 | 0 | 0 | 0 | 0 | 0 | 0 | 0.45131 | 0 | 0.54519 | 0 | 2.6135 | 0 | 0.36871 | 0.6901 | 0 | 0 | 0 | 0 | 4.6688 | 0 | 0 | 0 | 0 | 0 | 0 | 0 | 0 | 0 | 0 | 0 | 0 | 0
8 | 21 | 14 | 2 | 1.7931 | 0 | 13.6089 | 0 | 0 | 0 | 0 | 0.50912 | 0 | 0 | 2.9587 | 0 | 18.8699 | 0 | 0 | 0 | 0 | 0 | 0 | 0 | 0 | 0 | 0 | 0 | 0 | 0 | 0.45131 | 0 | 0.54519 | 0 | 3.3538 | 0 | 0.36871 | 0.6901 | 0 | 0 | 0 | 0 | 5.4091 | 0 | 0 | 0 | 0 | 0 | 0 | 0 | 0 | 0 | 0 | 0 | 0 | 0
8 | 21 | 15 | 2 | 1.7931 | 0 | 13.6089 | 0 | 0 | 0 | 0 | 0.52844 | 0 | 0 | 2.5411 | 0 | 18.4716 | 0 | 0 | 0 | 0 | 0 | 0 | 0 | 0 | 0 | 0 | 0 | 0 | 0 | 0.45131 | 0 | 0.54519 | 0 | 3.3488 | 0 | 0.31621 | 0.6901 | 0 | 0 | 0 | 0 | 5.3516 | 0 | 0 | 0 | 0 | 0 | 0 | 0 | 0 | 0 | 0 | 0 | 0 | 0
8 | 21 | 16 | 2 | 1.7931 | 0 | 13.6089 | 0 | 0 | 0 | 0 | 0.51052 | 0 | 0 | 2.5411 | 0 | 18.4536 | 0 | 0 | 0 | 0 | 0 | 0 | 0 | 0 | 0 | 0 | 0 | 0 | 0 | 0.45131 | 0 | 0.54519 | 0 | 3.3791 | 0 | 0.31621 | 0.6901 | 0 | 0 | 0 | 0 | 5.3819 | 0 | 0 | 0 | 0 | 0 | 0 | 0 | 0 | 0 | 0 | 0 | 0 | 0
8 | 21 | 17 | 2 | 1.7931 | 0 | 13.6089 | 0 | 0 | 0 | 0 | 0.49566 | 0 | 0 | 3.9558 | 0 | 19.8534 | 0 | 0 | 0 | 0 | 0 | 0 | 0 | 0 | 0 | 0 | 0 | 0 | 0 | 0.45131 | 0 | 0.54519 | 0 | 3.3068 | 0 | 0.52621 | 0.6901 | 0 | 0 | 0 | 0 | 5.5196 | 0 | 0 | 0 | 0 | 0 | 0 | 0 | 0 | 0 | 0 | 0 | 0 | 0
8 | 21 | 18 | 2 | 1.7931 | 0 | 9.8982 | 0 | 0 | 0 | 0 | 0.398 | 0 | 0 | 3.9558 | 0 | 16.0451 | 0 | 0 | 0 | 0 | 0 | 0 | 0 | 0 | 0 | 0 | 0 | 0 | 0 | 0.45131 | 0 | 0.54519 | 0 | 2.808 | 0 | 0.52621 | 0.6901 | 0 | 0 | 0 | 0 | 5.0208 | 0 | 0 | 0 | 0 | 0 | 0 | 0 | 0 | 0 | 0 | 0 | 0 | 0
8 | 21 | 19 | 2 | 1.7931 | 0 | 2.4769 | 0 | 0 | 0 | 0 | 0.23518 | 0 | 0 | 3.8791 | 0 | 8.3843 | 0 | 0 | 0 | 0 | 0 | 0 | 0 | 0 | 0 | 0 | 0 | 0 | 0 | 0.45131 | 0 | 0.88038 | 0 | 1.5946 | 0 | 0.42121 | 0.6901 | 0 | 0 | 0 | 0 | 4.0376 | 0 | 0 | 0 | 0 | 0 | 0 | 0 | 0 | 0 | 0 | 0 | 0 | 0
8 | 21 | 20 | 2 | 1.7931 | 0 | 2.4769 | 0 | 0 | 0 | 0 | 0.17966 | 0 | 0 | 2.9587 | 0 | 7.4083 | 0 | 0 | 0 | 0 | 0 | 0 | 0 | 0 | 0 | 0 | 0 | 0 | 0 | 0.45131 | 0 | 1.1038 | 0 | 1.1521 | 0 | 0.36871 | 0.6901 | 0 | 0 | 0 | 0 | 3.766 | 0 | 0 | 0 | 0 | 0 | 0 | 0 | 0 | 0 | 0 | 0 | 0 | 0
8 | 21 | 21 | 2 | 1.7931 | 0 | 2.4769 | 0 | 0 | 0 | 0 | 0.15163 | 0 | 0 | 3.7938 | 0 | 8.2155 | 0 | 0 | 0 | 0 | 0 | 0 | 0 | 0 | 0 | 0 | 0 | 0 | 0 | 0.45131 | 0 | 1.2156 | 0 | 0.93428 | 0 | 0.47371 | 0.6901 | 0 | 0 | 0 | 0 | 3.765 | 0 | 0 | 0 | 0 | 0 | 0 | 0 | 0 | 0 | 0 | 0 | 0 | 0
8 | 21 | 22 | 2 | 1.7931 | 0 | 2.4769 | 0 | 0 | 0 | 0 | 0.12608 | 0 | 0 | 2.5409 | 0 | 6.937 | 0 | 0 | 0 | 0 | 0 | 0 | 0 | 0 | 0 | 0 | 0 | 0 | 0 | 0.45131 | 0 | 1.1038 | 0 | 0.74732 | 0 | 0.31621 | 0.6901 | 0 | 0 | 0 | 0 | 3.3088 | 0 | 0 | 0 | 0 | 0 | 0 | 0 | 0 | 0 | 0 | 0 | 0 | 0
8 | 21 | 23 | 2 | 1.7931 | 0 | 2.4769 | 0 | 0 | 0 | 0 | 0.12021 | 0 | 0 | 0.45276 | 0 | 4.843 | 0 | 0 | 0 | 0 | 0 | 0 | 0 | 0 | 0 | 0 | 0 | 0 | 0 | 0.45131 | 0 | 0.88038 | 0 | 0.71599 | 0 | 0.053706 | 0.6901 | 0 | 0 | 0 | 0 | 2.7915 | 0 | 0 | 0 | 0 | 0 | 0 | 0 | 0 | 0 | 0 | 0 | 0 | 0
8 | 21 | 24 | 2 | 1.7931 | 0 | 2.4769 | 0 | 0 | 0 | 0 | 0.10259 | 0 | 0 | 0.45281 | 0 | 4.8254 | 0 | 0 | 0 | 0 | 0 | 0 | 0 | 0 | 0 | 0 | 0 | 0 | 0 | 0.45131 | 0 | 0.54519 | 0 | 0.58441 | 0 | 0.053706 | 0.6901 | 0 | 0 | 0 | 0 | 2.3247 | 0 | 0 | 0 | 0 | 0 | 0 | 0 | 0 | 0 | 0 | 0 | 0 | 0
8 | 22 | 1 | 3 | 1.7931 | 0 | 2.4769 | 0 | 0 | 0 | 0 | 0.10291 | 0 | 0 | 0.45292 | 0 | 4.8259 | 0 | 0 | 0 | 0 | 0 | 0 | 0 | 0 | 0 | 0 | 0 | 0 | 0 | 0.45131 | 0 | 0.32173 | 0 | 0.58783 | 0 | 0.053706 | 0.6901 | 0 | 0 | 0 | 0 | 2.1047 | 0 | 0 | 0 | 0 | 0 | 0 | 0 | 0 | 0 | 0 | 0 | 0 | 0
8 | 22 | 2 | 3 | 1.7931 | 0 | 2.4769 | 0 | 0 | 0 | 0 | 0.098624 | 0 | 0 | 0.45304 | 0 | 4.8217 | 0 | 0 | 0 | 0 | 0 | 0 | 0 | 0 | 0 | 0 | 0 | 0 | 0 | 0.45131 | 0 | 0.32173 | 0 | 0.53571 | 0 | 0.053706 | 0.6901 | 0 | 0 | 0 | 0 | 2.0526 | 0 | 0 | 0 | 0 | 0 | 0 | 0 | 0 | 0 | 0 | 0 | 0 | 0
8 | 22 | 3 | 3 | 1.7931 | 0 | 2.4769 | 0 | 0 | 0 | 0 | 0.089342 | 0 | 0 | 0.45309 | 0 | 4.8125 | 0 | 0 | 0 | 0 | 0 | 0 | 0 | 0 | 0 | 0 | 0 | 0 | 0 | 0.45131 | 0 | 0.32173 | 0 | 0.47027 | 0 | 0.053706 | 0.6901 | 0 | 0 | 0 | 0 | 1.9871 | 0 | 0 | 0 | 0 | 0 | 0 | 0 | 0 | 0 | 0 | 0 | 0 | 0
8 | 22 | 4 | 3 | 1.7931 | 0 | 2.4769 | 0 | 0 | 0 | 0 | 0.081999 | 0 | 0 | 0.45312 | 0 | 4.8051 | 0 | 0 | 0 | 0 | 0 | 0 | 0 | 0 | 0 | 0 | 0 | 0 | 0 | 0.45131 | 0 | 0.32173 | 0 | 0.4303 | 0 | 0.053706 | 0.6901 | 0 | 0 | 0 | 0 | 1.9471 | 0 | 0 | 0 | 0 | 0 | 0 | 0 | 0 | 0 | 0 | 0 | 0 | 0
8 | 22 | 5 | 3 | 1.7931 | 0 | 2.4769 | 0 | 0 | 0 | 0 | 0.076417 | 0 | 0 | 0.45314 | 0 | 4.7996 | 0 | 0 | 0 | 0 | 0 | 0 | 0 | 0 | 0 | 0 | 0 | 0 | 0 | 0.45131 | 0 | 0.32173 | 0 | 0.39049 | 0 | 0.053706 | 0.6901 | 0 | 0 | 0 | 0 | 1.9073 | 0 | 0 | 0 | 0 | 0 | 0 | 0 | 0 | 0 | 0 | 0 | 0 | 0
8 | 22 | 6 | 3 | 1.7931 | 0 | 2.4769 | 0 | 0 | 0 | 0 | 0.067576 | 0 | 0 | 2.5412 | 0 | 6.8788 | 0 | 0 | 0 | 0 | 0 | 0 | 0 | 0 | 0 | 0 | 0 | 0 | 0 | 0.45131 | 0 | 0.54519 | 0 | 0.33147 | 0 | 0.31621 | 0.6901 | 0 | 0 | 0 | 0 | 2.3343 | 0 | 0 | 0 | 0 | 0 | 0 | 0 | 0 | 0 | 0 | 0 | 0 | 0
8 | 22 | 7 | 3 | 1.7931 | 0 | 2.4769 | 0 | 0 | 0 | 0 | 0.097244 | 0 | 0 | 3.9558 | 0 | 8.3231 | 0 | 0 | 0 | 0 | 0 | 0 | 0 | 0 | 0 | 0 | 0 | 0 | 0 | 0.45131 | 0 | 0.71279 | 0 | 0.43347 | 0 | 0.52621 | 0.6901 | 0 | 0 | 0 | 0 | 2.8139 | 0 | 0 | 0 | 0 | 0 | 0 | 0 | 0 | 0 | 0 | 0 | 0 | 0
8 | 22 | 8 | 3 | 1.7931 | 0 | 13.6089 | 0 | 0 | 0 | 0 | 0.26545 | 0 | 0 | 3.6292 | 0 | 19.2967 | 0 | 0 | 0 | 0 | 0 | 0 | 0 | 0 | 0 | 0 | 0 | 0 | 0 | 0.45131 | 0 | 0.71279 | 0 | 1.3133 | 0 | 0.42121 | 0.6901 | 0 | 0 | 0 | 0 | 3.5887 | 0 | 0 | 0 | 0 | 0 | 0 | 0 | 0 | 0 | 0 | 0 | 0 | 0
8 | 22 | 9 | 3 | 1.7931 | 0 | 13.6089 | 0 | 0 | 0 | 0 | 0.30611 | 0 | 0 | 2.5411 | 0 | 18.2492 | 0 | 0 | 0 | 0 | 0 | 0 | 0 | 0 | 0 | 0 | 0 | 0 | 0 | 0.45131 | 0 | 0.71279 | 0 | 1.7225 | 0 | 0.31621 | 0.6901 | 0 | 0 | 0 | 0 | 3.8929 | 0 | 0 | 0 | 0 | 0 | 0 | 0 | 0 | 0 | 0 | 0 | 0 | 0
8 | 22 | 10 | 3 | 1.7931 | 0 | 13.6089 | 0 | 0 | 0 | 0 | 0.32928 | 0 | 0 | 2.541 | 0 | 18.2723 | 0 | 0 | 0 | 0 | 0 | 0 | 0 | 0 | 0 | 0 | 0 | 0 | 0 | 0.45131 | 0 | 0.71279 | 0 | 1.9132 | 0 | 0.31621 | 0.6901 | 0 | 0 | 0 | 0 | 4.0836 | 0 | 0 | 0 | 0 | 0 | 0 | 0 | 0 | 0 | 0 | 0 | 0 | 0
8 | 22 | 11 | 3 | 1.7931 | 0 | 13.6089 | 0 | 0 | 0 | 0 | 0.3743 | 0 | 0 | 2.9586 | 0 | 18.7349 | 0 | 0 | 0 | 0 | 0 | 0 | 0 | 0 | 0 | 0 | 0 | 0 | 0 | 0.45131 | 0 | 0.54519 | 0 | 2.172 | 0 | 0.36871 | 0.6901 | 0 | 0 | 0 | 0 | 4.2273 | 0 | 0 | 0 | 0 | 0 | 0 | 0 | 0 | 0 | 0 | 0 | 0 | 0
8 | 22 | 12 | 3 | 1.7931 | 0 | 8.6613 | 0 | 0 | 0 | 0 | 0.37648 | 0 | 0 | 3.3763 | 0 | 14.2072 | 0 | 0 | 0 | 0 | 0 | 0 | 0 | 0 | 0 | 0 | 0 | 0 | 0 | 0.45131 | 0 | 0.54519 | 0 | 2.1317 | 0 | 0.42121 | 0.6901 | 0 | 0 | 0 | 0 | 4.2395 | 0 | 0 | 0 | 0 | 0 | 0 | 0 | 0 | 0 | 0 | 0 | 0 | 0
8 | 22 | 13 | 3 | 1.7931 | 0 | 13.6089 | 0 | 0 | 0 | 0 | 0.41128 | 0 | 0 | 2.9586 | 0 | 18.7719 | 0 | 0 | 0 | 0 | 0 | 0 | 0 | 0 | 0 | 0 | 0 | 0 | 0 | 0.45131 | 0 | 0.54519 | 0 | 2.4146 | 0 | 0.36871 | 0.6901 | 0 | 0 | 0 | 0 | 4.4699 | 0 | 0 | 0 | 0 | 0 | 0 | 0 | 0 | 0 | 0 | 0 | 0 | 0
8 | 22 | 14 | 3 | 1.7931 | 0 | 13.6089 | 0 | 0 | 0 | 0 | 0.49162 | 0 | 0 | 2.9586 | 0 | 18.8522 | 0 | 0 | 0 | 0 | 0 | 0 | 0 | 0 | 0 | 0 | 0 | 0 | 0 | 0.45131 | 0 | 0.54519 | 0 | 3.2054 | 0 | 0.36871 | 0.6901 | 0 | 0 | 0 | 0 | 5.2608 | 0 | 0 | 0 | 0 | 0 | 0 | 0 | 0 | 0 | 0 | 0 | 0 | 0
8 | 22 | 15 | 3 | 1.7931 | 0 | 13.6089 | 0 | 0 | 0 | 0 | 0.53474 | 0 | 0 | 2.541 | 0 | 18.4777 | 0 | 0 | 0 | 0 | 0 | 0 | 0 | 0 | 0 | 0 | 0 | 0 | 0 | 0.45131 | 0 | 0.54519 | 0 | 3.4455 | 0 | 0.31621 | 0.6901 | 0 | 0 | 0 | 0 | 5.4483 | 0 | 0 | 0 | 0 | 0 | 0 | 0 | 0 | 0 | 0 | 0 | 0 | 0
8 | 22 | 16 | 3 | 1.7931 | 0 | 13.6089 | 0 | 0 | 0 | 0 | 0.54076 | 0 | 0 | 2.541 | 0 | 18.4837 | 0 | 0 | 0 | 0 | 0 | 0 | 0 | 0 | 0 | 0 | 0 | 0 | 0 | 0.45131 | 0 | 0.54519 | 0 | 3.3702 | 0 | 0.31621 | 0.6901 | 0 | 0 | 0 | 0 | 5.373 | 0 | 0 | 0 | 0 | 0 | 0 | 0 | 0 | 0 | 0 | 0 | 0 | 0
8 | 22 | 17 | 3 | 1.7931 | 0 | 13.6089 | 0 | 0 | 0 | 0 | 0.57366 | 0 | 0 | 3.9557 | 0 | 19.9313 | 0 | 0 | 0 | 0 | 0 | 0 | 0 | 0 | 0 | 0 | 0 | 0 | 0 | 0.45131 | 0 | 0.54519 | 0 | 3.6693 | 0 | 0.52621 | 0.6901 | 0 | 0 | 0 | 0 | 5.8821 | 0 | 0 | 0 | 0 | 0 | 0 | 0 | 0 | 0 | 0 | 0 | 0 | 0
8 | 22 | 18 | 3 | 1.7931 | 0 | 9.8982 | 0 | 0 | 0 | 0 | 0.46159 | 0 | 0 | 3.9557 | 0 | 16.1086 | 0 | 0 | 0 | 0 | 0 | 0 | 0 | 0 | 0 | 0 | 0 | 0 | 0 | 0.45131 | 0 | 0.54519 | 0 | 2.8876 | 0 | 0.52621 | 0.6901 | 0 | 0 | 0 | 0 | 5.1004 | 0 | 0 | 0 | 0 | 0 | 0 | 0 | 0 | 0 | 0 | 0 | 0 | 0
8 | 22 | 19 | 3 | 1.7931 | 0 | 2.4769 | 0 | 0 | 0 | 0 | 0.27109 | 0 | 0 | 3.8788 | 0 | 8.4199 | 0 | 0 | 0 | 0 | 0 | 0 | 0 | 0 | 0 | 0 | 0 | 0 | 0 | 0.45131 | 0 | 0.88038 | 0 | 1.7035 | 0 | 0.42121 | 0.6901 | 0 | 0 | 0 | 0 | 4.1465 | 0 | 0 | 0 | 0 | 0 | 0 | 0 | 0 | 0 | 0 | 0 | 0 | 0
8 | 22 | 20 | 3 | 1.7931 | 0 | 2.4769 | 0 | 0 | 0 | 0 | 0.1971 | 0 | 0 | 2.9585 | 0 | 7.4256 | 0 | 0 | 0 | 0 | 0 | 0 | 0 | 0 | 0 | 0 | 0 | 0 | 0 | 0.45131 | 0 | 1.1038 | 0 | 1.1821 | 0 | 0.36871 | 0.6901 | 0 | 0 | 0 | 0 | 3.796 | 0 | 0 | 0 | 0 | 0 | 0 | 0 | 0 | 0 | 0 | 0 | 0 | 0
8 | 22 | 21 | 3 | 1.7931 | 0 | 2.4769 | 0 | 0 | 0 | 0 | 0.16311 | 0 | 0 | 3.7937 | 0 | 8.2268 | 0 | 0 | 0 | 0 | 0 | 0 | 0 | 0 | 0 | 0 | 0 | 0 | 0 | 0.45131 | 0 | 1.2156 | 0 | 0.94099 | 0 | 0.47371 | 0.6901 | 0 | 0 | 0 | 0 | 3.7717 | 0 | 0 | 0 | 0 | 0 | 0 | 0 | 0 | 0 | 0 | 0 | 0 | 0
8 | 22 | 22 | 3 | 1.7931 | 0 | 2.4769 | 0 | 0 | 0 | 0 | 0.136 | 0 | 0 | 2.5407 | 0 | 6.9467 | 0 | 0 | 0 | 0 | 0 | 0 | 0 | 0 | 0 | 0 | 0 | 0 | 0 | 0.45131 | 0 | 1.1038 | 0 | 0.78504 | 0 | 0.31621 | 0.6901 | 0 | 0 | 0 | 0 | 3.3465 | 0 | 0 | 0 | 0 | 0 | 0 | 0 | 0 | 0 | 0 | 0 | 0 | 0
8 | 22 | 23 | 3 | 1.7931 | 0 | 2.4769 | 0 | 0 | 0 | 0 | 0.13536 | 0 | 0 | 0.4526 | 0 | 4.858 | 0 | 0 | 0 | 0 | 0 | 0 | 0 | 0 | 0 | 0 | 0 | 0 | 0 | 0.45131 | 0 | 0.88038 | 0 | 0.79174 | 0 | 0.053706 | 0.6901 | 0 | 0 | 0 | 0 | 2.8672 | 0 | 0 | 0 | 0 | 0 | 0 | 0 | 0 | 0 | 0 | 0 | 0 | 0
8 | 22 | 24 | 3 | 1.7931 | 0 | 2.4769 | 0 | 0 | 0 | 0 | 0.13366 | 0 | 0 | 0.45264 | 0 | 4.8563 | 0 | 0 | 0 | 0 | 0 | 0 | 0 | 0 | 0 | 0 | 0 | 0 | 0 | 0.45131 | 0 | 0.54519 | 0 | 0.76688 | 0 | 0.053706 | 0.6901 | 0 | 0 | 0 | 0 | 2.5072 | 0 | 0 | 0 | 0 | 0 | 0 | 0 | 0 | 0 | 0 | 0 | 0 | 0
8 | 23 | 1 | 4 | 1.7931 | 0 | 2.4769 | 0 | 0 | 0 | 0 | 0.12206 | 0 | 0 | 0.45273 | 0 | 4.8448 | 0 | 0 | 0 | 0 | 0 | 0 | 0 | 0 | 0 | 0 | 0 | 0 | 0 | 0.45131 | 0 | 0.32173 | 0 | 0.69616 | 0 | 0.053706 | 0.6901 | 0 | 0 | 0 | 0 | 2.213 | 0 | 0 | 0 | 0 | 0 | 0 | 0 | 0 | 0 | 0 | 0 | 0 | 0
8 | 23 | 2 | 4 | 1.7931 | 0 | 2.4769 | 0 | 0 | 0 | 0 | 0.1265 | 0 | 0 | 0.45284 | 0 | 4.8494 | 0 | 0 | 0 | 0 | 0 | 0 | 0 | 0 | 0 | 0 | 0 | 0 | 0 | 0.45131 | 0 | 0.32173 | 0 | 0.72512 | 0 | 0.053706 | 0.6901 | 0 | 0 | 0 | 0 | 2.242 | 0 | 0 | 0 | 0 | 0 | 0 | 0 | 0 | 0 | 0 | 0 | 0 | 0
8 | 23 | 3 | 4 | 1.7931 | 0 | 2.4769 | 0 | 0 | 0 | 0 | 0.1305 | 0 | 0 | 0.45289 | 0 | 4.8534 | 0 | 0 | 0 | 0 | 0 | 0 | 0 | 0 | 0 | 0 | 0 | 0 | 0 | 0.45131 | 0 | 0.32173 | 0 | 0.73979 | 0 | 0.053706 | 0.6901 | 0 | 0 | 0 | 0 | 2.2566 | 0 | 0 | 0 | 0 | 0 | 0 | 0 | 0 | 0 | 0 | 0 | 0 | 0
8 | 23 | 4 | 4 | 1.7931 | 0 | 2.4769 | 0 | 0 | 0 | 0 | 0.12013 | 0 | 0 | 0.45291 | 0 | 4.8431 | 0 | 0 | 0 | 0 | 0 | 0 | 0 | 0 | 0 | 0 | 0 | 0 | 0 | 0.45131 | 0 | 0.32173 | 0 | 0.68504 | 0 | 0.053706 | 0.6901 | 0 | 0 | 0 | 0 | 2.2019 | 0 | 0 | 0 | 0 | 0 | 0 | 0 | 0 | 0 | 0 | 0 | 0 | 0
8 | 23 | 5 | 4 | 1.7931 | 0 | 2.4769 | 0 | 0 | 0 | 0 | 0.12103 | 0 | 0 | 0.45292 | 0 | 4.844 | 0 | 0 | 0 | 0 | 0 | 0 | 0 | 0 | 0 | 0 | 0 | 0 | 0 | 0.45131 | 0 | 0.32173 | 0 | 0.69854 | 0 | 0.053706 | 0.6901 | 0 | 0 | 0 | 0 | 2.2154 | 0 | 0 | 0 | 0 | 0 | 0 | 0 | 0 | 0 | 0 | 0 | 0 | 0
8 | 23 | 6 | 4 | 1.7931 | 0 | 2.4769 | 0 | 0 | 0 | 0 | 0.09874 | 0 | 0 | 2.541 | 0 | 6.9098 | 0 | 0 | 0 | 0 | 0 | 0 | 0 | 0 | 0 | 0 | 0 | 0 | 0 | 0.45131 | 0 | 0.54519 | 0 | 0.54226 | 0 | 0.31621 | 0.6901 | 0 | 0 | 0 | 0 | 2.5451 | 0 | 0 | 0 | 0 | 0 | 0 | 0 | 0 | 0 | 0 | 0 | 0 | 0
8 | 23 | 7 | 4 | 1.7931 | 0 | 2.4769 | 0 | 0 | 0 | 0 | 0.11255 | 0 | 0 | 3.9557 | 0 | 8.3382 | 0 | 0 | 0 | 0 | 0 | 0 | 0 | 0 | 0 | 0 | 0 | 0 | 0 | 0.45131 | 0 | 0.71279 | 0 | 0.60278 | 0 | 0.52621 | 0.6901 | 0 | 0 | 0 | 0 | 2.9832 | 0 | 0 | 0 | 0 | 0 | 0 | 0 | 0 | 0 | 0 | 0 | 0 | 0
8 | 23 | 8 | 4 | 1.7931 | 0 | 13.6089 | 0 | 0 | 0 | 0 | 0.24638 | 0 | 0 | 3.6289 | 0 | 19.2773 | 0 | 0 | 0 | 0 | 0 | 0 | 0 | 0 | 0 | 0 | 0 | 0 | 0 | 0.45131 | 0 | 0.71279 | 0 | 1.4024 | 0 | 0.42121 | 0.6901 | 0 | 0 | 0 | 0 | 3.6778 | 0 | 0 | 0 | 0 | 0 | 0 | 0 | 0 | 0 | 0 | 0 | 0 | 0
8 | 23 | 9 | 4 | 1.7931 | 0 | 13.6089 | 0 | 0 | 0 | 0 | 0.32299 | 0 | 0 | 2.5408 | 0 | 18.2658 | 0 | 0 | 0 | 0 | 0 | 0 | 0 | 0 | 0 | 0 | 0 | 0 | 0 | 0.45131 | 0 | 0.71279 | 0 | 2.0519 | 0 | 0.31621 | 0.6901 | 0 | 0 | 0 | 0 | 4.2223 | 0 | 0 | 0 | 0 | 0 | 0 | 0 | 0 | 0 | 0 | 0 | 0 | 0
8 | 23 | 10 | 4 | 1.7931 | 0 | 13.6089 | 0 | 0 | 0 | 0 | 0.37691 | 0 | 0 | 2.5408 | 0 | 18.3197 | 0 | 0 | 0 | 0 | 0 | 0 | 0 | 0 | 0 | 0 | 0 | 0 | 0 | 0.45131 | 0 | 0.71279 | 0 | 2.518 | 0 | 0.31621 | 0.6901 | 0 | 0 | 0 | 0 | 4.6884 | 0 | 0 | 0 | 0 | 0 | 0 | 0 | 0 | 0 | 0 | 0 | 0 | 0
8 | 23 | 11 | 4 | 1.7931 | 0 | 13.6089 | 0 | 0 | 0 | 0 | 0.41734 | 0 | 0 | 2.9584 | 0 | 18.7777 | 0 | 0 | 0 | 0 | 0 | 0 | 0 | 0 | 0 | 0 | 0 | 0 | 0 | 0.45131 | 0 | 0.54519 | 0 | 2.8824 | 0 | 0.36871 | 0.6901 | 0 | 0 | 0 | 0 | 4.9377 | 0 | 0 | 0 | 0 | 0 | 0 | 0 | 0 | 0 | 0 | 0 | 0 | 0
8 | 23 | 12 | 4 | 1.7931 | 0 | 8.6613 | 0 | 0 | 0 | 0 | 0.38665 | 0 | 0 | 3.376 | 0 | 14.2171 | 0 | 0 | 0 | 0 | 0 | 0 | 0 | 0 | 0 | 0 | 0 | 0 | 0 | 0.45131 | 0 | 0.54519 | 0 | 2.6543 | 0 | 0.42121 | 0.6901 | 0 | 0 | 0 | 0 | 4.7621 | 0 | 0 | 0 | 0 | 0 | 0 | 0 | 0 | 0 | 0 | 0 | 0 | 0
8 | 23 | 13 | 4 | 1.7931 | 0 | 13.6089 | 0 | 0 | 0 | 0 | 0.48767 | 0 | 0 | 2.9584 | 0 | 18.8481 | 0 | 0 | 0 | 0 | 0 | 0 | 0 | 0 | 0 | 0 | 0 | 0 | 0 | 0.45131 | 0 | 0.54519 | 0 | 3.3556 | 0 | 0.36871 | 0.6901 | 0 | 0 | 0 | 0 | 5.4109 | 0 | 0 | 0 | 0 | 0 | 0 | 0 | 0 | 0 | 0 | 0 | 0 | 0
8 | 23 | 14 | 4 | 1.7931 | 0 | 13.6089 | 0 | 0 | 0 | 0 | 0.52588 | 0 | 0 | 2.9584 | 0 | 18.8863 | 0 | 0 | 0 | 0 | 0 | 0 | 0 | 0 | 0 | 0 | 0 | 0 | 0 | 0.45131 | 0 | 0.54519 | 0 | 3.6251 | 0 | 0.36871 | 0.6901 | 0 | 0 | 0 | 0 | 5.6804 | 0 | 0 | 0 | 0 | 0 | 0 | 0 | 0 | 0 | 0 | 0 | 0 | 0
8 | 23 | 15 | 4 | 1.7931 | 0 | 13.6089 | 0 | 0 | 0 | 0 | 0.58021 | 0 | 0 | 2.5408 | 0 | 18.523 | 0 | 0 | 0 | 0 | 0 | 0 | 0 | 0 | 0 | 0 | 0 | 0 | 0 | 0.45131 | 0 | 0.54519 | 0 | 4.0573 | 0 | 0.31621 | 0.6901 | 0 | 0 | 0 | 0 | 6.0601 | 0 | 0 | 0 | 0 | 0 | 0 | 0 | 0 | 0 | 0 | 0 | 0 | 0
8 | 23 | 16 | 4 | 1.7931 | 0 | 13.6089 | 0 | 0 | 0 | 0 | 0.63108 | 0 | 0 | 2.5407 | 0 | 18.5738 | 0 | 0 | 0 | 0 | 0 | 0 | 0 | 0 | 0 | 0 | 0 | 0 | 0 | 0.45131 | 0 | 0.54519 | 0 | 4.7851 | 0 | 0.31621 | 0.6901 | 0 | 0 | 0 | 0 | 6.7879 | 0 | 0 | 0 | 0 | 0 | 0 | 0 | 0 | 0 | 0 | 0 | 0 | 0
8 | 23 | 17 | 4 | 1.7931 | 0 | 13.6089 | 0 | 0 | 0 | 0 | 0.65352 | 0 | 0 | 3.9555 | 0 | 20.0111 | 0 | 0 | 0 | 0 | 0 | 0 | 0 | 0 | 0 | 0 | 0 | 0 | 0 | 0.45131 | 0 | 0.54519 | 0 | 5.2029 | 0 | 0.52621 | 0.6901 | 0 | 0 | 0 | 0 | 7.4157 | 0 | 0 | 0 | 0 | 0 | 0 | 0 | 0 | 0 | 0 | 0 | 0 | 0
8 | 23 | 18 | 4 | 1.7931 | 0 | 9.8982 | 0 | 0 | 0 | 0 | 0.54823 | 0 | 0 | 3.9555 | 0 | 16.1951 | 0 | 0 | 0 | 0 | 0 | 0 | 0 | 0 | 0 | 0 | 0 | 0 | 0 | 0.45131 | 0 | 0.54519 | 0 | 4.3847 | 0 | 0.52621 | 0.6901 | 0 | 0 | 0 | 0 | 6.5975 | 0 | 0 | 0 | 0 | 0 | 0 | 0 | 0 | 0 | 0 | 0 | 0 | 0
8 | 23 | 19 | 4 | 1.7931 | 0 | 2.4769 | 0 | 0 | 0 | 0 | 0.34973 | 0 | 0 | 3.8782 | 0 | 8.498 | 0 | 0 | 0 | 0 | 0 | 0 | 0 | 0 | 0 | 0 | 0 | 0 | 0 | 0.45131 | 0 | 0.88038 | 0 | 2.7346 | 0 | 0.42121 | 0.6901 | 0 | 0 | 0 | 0 | 5.1776 | 0 | 0 | 0 | 0 | 0 | 0 | 0 | 0 | 0 | 0 | 0 | 0 | 0
8 | 23 | 20 | 4 | 1.7931 | 0 | 2.4769 | 0 | 0 | 0 | 0 | 0.2855 | 0 | 0 | 2.9582 | 0 | 7.5138 | 0 | 0 | 0 | 0 | 0 | 0 | 0 | 0 | 0 | 0 | 0 | 0 | 0 | 0.45131 | 0 | 1.1038 | 0 | 2.1509 | 0 | 0.36871 | 0.6901 | 0 | 0 | 0 | 0 | 4.7649 | 0 | 0 | 0 | 0 | 0 | 0 | 0 | 0 | 0 | 0 | 0 | 0 | 0
8 | 23 | 21 | 4 | 1.7931 | 0 | 2.4769 | 0 | 0 | 0 | 0 | 0.26277 | 0 | 0 | 3.7934 | 0 | 8.3262 | 0 | 0 | 0 | 0 | 0 | 0 | 0 | 0 | 0 | 0 | 0 | 0 | 0 | 0.45131 | 0 | 1.2156 | 0 | 1.9843 | 0 | 0.47371 | 0.6901 | 0 | 0 | 0 | 0 | 4.815 | 0 | 0 | 0 | 0 | 0 | 0 | 0 | 0 | 0 | 0 | 0 | 0 | 0
8 | 23 | 22 | 4 | 1.7931 | 0 | 2.4769 | 0 | 0 | 0 | 0 | 0.25519 | 0 | 0 | 2.5404 | 0 | 7.0656 | 0 | 0 | 0 | 0 | 0 | 0 | 0 | 0 | 0 | 0 | 0 | 0 | 0 | 0.45131 | 0 | 1.1038 | 0 | 1.9077 | 0 | 0.31621 | 0.6901 | 0 | 0 | 0 | 0 | 4.4691 | 0 | 0 | 0 | 0 | 0 | 0 | 0 | 0 | 0 | 0 | 0 | 0 | 0
8 | 23 | 23 | 4 | 1.7931 | 0 | 2.4769 | 0 | 0 | 0 | 0 | 0.2421 | 0 | 0 | 0.45227 | 0 | 4.9644 | 0 | 0 | 0 | 0 | 0 | 0 | 0 | 0 | 0 | 0 | 0 | 0 | 0 | 0.45131 | 0 | 0.88038 | 0 | 1.7701 | 0 | 0.053706 | 0.6901 | 0 | 0 | 0 | 0 | 3.8456 | 0 | 0 | 0 | 0 | 0 | 0 | 0 | 0 | 0 | 0 | 0 | 0 | 0
8 | 23 | 24 | 4 | 1.7931 | 0 | 2.4769 | 0 | 0 | 0 | 0 | 0.24032 | 0 | 0 | 0.4523 | 0 | 4.9626 | 0 | 0 | 0 | 0 | 0 | 0 | 0 | 0 | 0 | 0 | 0 | 0 | 0 | 0.45131 | 0 | 0.54519 | 0 | 1.7507 | 0 | 0.053706 | 0.6901 | 0 | 0 | 0 | 0 | 3.491 | 0 | 0 | 0 | 0 | 0 | 0 | 0 | 0 | 0 | 0 | 0 | 0 | 0
8 | 24 | 1 | 5 | 1.7931 | 0 | 2.4769 | 0 | 0 | 0 | 0 | 0.22966 | 0 | 0 | 0.45239 | 0 | 4.9521 | 0 | 0 | 0 | 0 | 0 | 0 | 0 | 0 | 0 | 0 | 0 | 0 | 0 | 0.45131 | 0 | 0.32173 | 0 | 1.6409 | 0 | 0.053706 | 0.6901 | 0 | 0 | 0 | 0 | 3.1577 | 0 | 0 | 0 | 0 | 0 | 0 | 0 | 0 | 0 | 0 | 0 | 0 | 0
8 | 24 | 2 | 5 | 1.7931 | 0 | 2.4769 | 0 | 0 | 0 | 0 | 0.21686 | 0 | 0 | 0.45249 | 0 | 4.9394 | 0 | 0 | 0 | 0 | 0 | 0 | 0 | 0 | 0 | 0 | 0 | 0 | 0 | 0.45131 | 0 | 0.32173 | 0 | 1.5628 | 0 | 0.053706 | 0.6901 | 0 | 0 | 0 | 0 | 3.0797 | 0 | 0 | 0 | 0 | 0 | 0 | 0 | 0 | 0 | 0 | 0 | 0 | 0
8 | 24 | 3 | 5 | 1.7931 | 0 | 2.4769 | 0 | 0 | 0 | 0 | 0.21161 | 0 | 0 | 0.45254 | 0 | 4.9342 | 0 | 0 | 0 | 0 | 0 | 0 | 0 | 0 | 0 | 0 | 0 | 0 | 0 | 0.45131 | 0 | 0.32173 | 0 | 1.5197 | 0 | 0.053706 | 0.6901 | 0 | 0 | 0 | 0 | 3.0365 | 0 | 0 | 0 | 0 | 0 | 0 | 0 | 0 | 0 | 0 | 0 | 0 | 0
8 | 24 | 4 | 5 | 1.7931 | 0 | 2.4769 | 0 | 0 | 0 | 0 | 0.2073 | 0 | 0 | 0.45257 | 0 | 4.9299 | 0 | 0 | 0 | 0 | 0 | 0 | 0 | 0 | 0 | 0 | 0 | 0 | 0 | 0.45131 | 0 | 0.32173 | 0 | 1.4761 | 0 | 0.053706 | 0.6901 | 0 | 0 | 0 | 0 | 2.9929 | 0 | 0 | 0 | 0 | 0 | 0 | 0 | 0 | 0 | 0 | 0 | 0 | 0
8 | 24 | 5 | 5 | 1.7931 | 0 | 2.4769 | 0 | 0 | 0 | 0 | 0.19532 | 0 | 0 | 0.45258 | 0 | 4.9179 | 0 | 0 | 0 | 0 | 0 | 0 | 0 | 0 | 0 | 0 | 0 | 0 | 0 | 0.45131 | 0 | 0.32173 | 0 | 1.3819 | 0 | 0.053706 | 0.6901 | 0 | 0 | 0 | 0 | 2.8987 | 0 | 0 | 0 | 0 | 0 | 0 | 0 | 0 | 0 | 0 | 0 | 0 | 0
8 | 24 | 6 | 5 | 1.7931 | 0 | 2.4769 | 0 | 0 | 0 | 0 | 0.18593 | 0 | 0 | 2.5407 | 0 | 6.9966 | 0 | 0 | 0 | 0 | 0 | 0 | 0 | 0 | 0 | 0 | 0 | 0 | 0 | 0.45131 | 0 | 0.54519 | 0 | 1.2702 | 0 | 0.31621 | 0.6901 | 0 | 0 | 0 | 0 | 3.273 | 0 | 0 | 0 | 0 | 0 | 0 | 0 | 0 | 0 | 0 | 0 | 0 | 0
8 | 24 | 7 | 5 | 1.7931 | 0 | 2.4769 | 0 | 0 | 0 | 0 | 0.20939 | 0 | 0 | 3.9555 | 0 | 8.4349 | 0 | 0 | 0 | 0 | 0 | 0 | 0 | 0 | 0 | 0 | 0 | 0 | 0 | 0.45131 | 0 | 0.71279 | 0 | 1.3876 | 0 | 0.52621 | 0.6901 | 0 | 0 | 0 | 0 | 3.768 | 0 | 0 | 0 | 0 | 0 | 0 | 0 | 0 | 0 | 0 | 0 | 0 | 0
8 | 24 | 8 | 5 | 1.7931 | 0 | 13.6089 | 0 | 0 | 0 | 0 | 0.37213 | 0 | 0 | 3.6284 | 0 | 19.4025 | 0 | 0 | 0 | 0 | 0 | 0 | 0 | 0 | 0 | 0 | 0 | 0 | 0 | 0.45131 | 0 | 0.71279 | 0 | 2.5937 | 0 | 0.42121 | 0.6901 | 0 | 0 | 0 | 0 | 4.8691 | 0 | 0 | 0 | 0 | 0 | 0 | 0 | 0 | 0 | 0 | 0 | 0 | 0
8 | 24 | 9 | 5 | 1.7931 | 0 | 13.6089 | 0 | 0 | 0 | 0 | 0.44632 | 0 | 0 | 2.5405 | 0 | 18.3888 | 0 | 0 | 0 | 0 | 0 | 0 | 0 | 0 | 0 | 0 | 0 | 0 | 0 | 0.45131 | 0 | 0.71279 | 0 | 3.214 | 0 | 0.31621 | 0.6901 | 0 | 0 | 0 | 0 | 5.3844 | 0 | 0 | 0 | 0 | 0 | 0 | 0 | 0 | 0 | 0 | 0 | 0 | 0
8 | 24 | 10 | 5 | 1.7931 | 0 | 13.6089 | 0 | 0 | 0 | 0 | 0.50087 | 0 | 0 | 2.5404 | 0 | 18.4433 | 0 | 0 | 0 | 0 | 0 | 0 | 0 | 0 | 0 | 0 | 0 | 0 | 0 | 0.45131 | 0 | 0.71279 | 0 | 3.7019 | 0 | 0.31621 | 0.6901 | 0 | 0 | 0 | 0 | 5.8723 | 0 | 0 | 0 | 0 | 0 | 0 | 0 | 0 | 0 | 0 | 0 | 0 | 0
8 | 24 | 11 | 5 | 1.7931 | 0 | 13.6089 | 0 | 0 | 0 | 0 | 0.56062 | 0 | 0 | 2.958 | 0 | 18.9206 | 0 | 0 | 0 | 0 | 0 | 0 | 0 | 0 | 0 | 0 | 0 | 0 | 0 | 0.45131 | 0 | 0.54519 | 0 | 4.1952 | 0 | 0.36871 | 0.6901 | 0 | 0 | 0 | 0 | 6.2505 | 0 | 0 | 0 | 0 | 0 | 0 | 0 | 0 | 0 | 0 | 0 | 0 | 0
8 | 24 | 12 | 5 | 1.7931 | 0 | 8.6613 | 0 | 0 | 0 | 0 | 0.57852 | 0 | 0 | 3.3756 | 0 | 14.4086 | 0 | 0 | 0 | 0 | 0 | 0 | 0 | 0 | 0 | 0 | 0 | 0 | 0 | 0.45131 | 0 | 0.54519 | 0 | 4.4676 | 0 | 0.42121 | 0.6901 | 0 | 0 | 0 | 0 | 6.5754 | 0 | 0 | 0 | 0 | 0 | 0 | 0 | 0 | 0 | 0 | 0 | 0 | 0
8 | 24 | 13 | 5 | 1.7931 | 0 | 13.6089 | 0 | 0 | 0 | 0 | 0.69806 | 0 | 0 | 2.9579 | 0 | 19.058 | 0 | 0 | 0 | 0 | 0 | 0 | 0 | 0 | 0 | 0 | 0 | 0 | 0 | 0.45131 | 0 | 0.54519 | 0 | 5.5602 | 0 | 0.36871 | 0.6901 | 0 | 0 | 0 | 0 | 7.6155 | 0 | 0 | 0 | 0 | 0 | 0 | 0 | 0 | 0 | 0 | 0 | 0 | 0
8 | 24 | 14 | 5 | 1.7931 | 0 | 13.6089 | 0 | 0 | 0 | 0 | 0.73788 | 0 | 0 | 2.9578 | 0 | 19.0977 | 0 | 0 | 0 | 0 | 0 | 0 | 0 | 0 | 0 | 0 | 0 | 0 | 0 | 0.45131 | 0 | 0.54519 | 0 | 5.9335 | 0 | 0.36871 | 0.6901 | 0 | 0 | 0 | 0 | 7.9888 | 0 | 0 | 0 | 0 | 0 | 0 | 0 | 0 | 0 | 0 | 0 | 0 | 0
8 | 24 | 15 | 5 | 1.7931 | 0 | 13.6089 | 0 | 0 | 0 | 0 | 0.64884 | 0 | 0 | 2.5401 | 0 | 18.591 | 0 | 0 | 0 | 0 | 0 | 0 | 0 | 0 | 0 | 0 | 0 | 0 | 0 | 0.45131 | 0 | 0.54519 | 0 | 5.0844 | 0 | 0.31621 | 0.6901 | 0 | 0 | 0 | 0 | 7.0872 | 0 | 0 | 0 | 0 | 0 | 0 | 0 | 0 | 0 | 0 | 0 | 0 | 0
8 | 24 | 16 | 5 | 1.7931 | 0 | 13.6089 | 0 | 0 | 0 | 0 | 0.70346 | 0 | 0 | 2.5401 | 0 | 18.6456 | 0 | 0 | 0 | 0 | 0 | 0 | 0 | 0 | 0 | 0 | 0 | 0 | 0 | 0.45131 | 0 | 0.54519 | 0 | 5.5924 | 0 | 0.31621 | 0.6901 | 0 | 0 | 0 | 0 | 7.5952 | 0 | 0 | 0 | 0 | 0 | 0 | 0 | 0 | 0 | 0 | 0 | 0 | 0
8 | 24 | 17 | 5 | 1.7931 | 0 | 13.6089 | 0 | 0 | 0 | 0 | 0.73108 | 0 | 0 | 3.9552 | 0 | 20.0883 | 0 | 0 | 0 | 0 | 0 | 0 | 0 | 0 | 0 | 0 | 0 | 0 | 0 | 0.45131 | 0 | 0.54519 | 0 | 5.9516 | 0 | 0.52621 | 0.6901 | 0 | 0 | 0 | 0 | 8.1644 | 0 | 0 | 0 | 0 | 0 | 0 | 0 | 0 | 0 | 0 | 0 | 0 | 0
8 | 24 | 18 | 5 | 1.7931 | 0 | 9.8982 | 0 | 0 | 0 | 0 | 0.63094 | 0 | 0 | 3.9552 | 0 | 16.2775 | 0 | 0 | 0 | 0 | 0 | 0 | 0 | 0 | 0 | 0 | 0 | 0 | 0 | 0.45131 | 0 | 0.54519 | 0 | 5.1233 | 0 | 0.52621 | 0.6901 | 0 | 0 | 0 | 0 | 7.3361 | 0 | 0 | 0 | 0 | 0 | 0 | 0 | 0 | 0 | 0 | 0 | 0 | 0
8 | 24 | 19 | 5 | 1.7931 | 0 | 2.4769 | 0 | 0 | 0 | 0 | 0.45946 | 0 | 0 | 3.8771 | 0 | 8.6065 | 0 | 0 | 0 | 0 | 0 | 0 | 0 | 0 | 0 | 0 | 0 | 0 | 0 | 0.45131 | 0 | 0.88038 | 0 | 3.6711 | 0 | 0.42121 | 0.6901 | 0 | 0 | 0 | 0 | 6.1141 | 0 | 0 | 0 | 0 | 0 | 0 | 0 | 0 | 0 | 0 | 0 | 0 | 0
8 | 24 | 20 | 5 | 1.7931 | 0 | 2.4769 | 0 | 0 | 0 | 0 | 0.40083 | 0 | 0 | 2.9576 | 0 | 7.6285 | 0 | 0 | 0 | 0 | 0 | 0 | 0 | 0 | 0 | 0 | 0 | 0 | 0 | 0.45131 | 0 | 1.1038 | 0 | 3.1198 | 0 | 0.36871 | 0.6901 | 0 | 0 | 0 | 0 | 5.7338 | 0 | 0 | 0 | 0 | 0 | 0 | 0 | 0 | 0 | 0 | 0 | 0 | 0
8 | 24 | 21 | 5 | 1.7931 | 0 | 2.4769 | 0 | 0 | 0 | 0 | 0.3744 | 0 | 0 | 3.7928 | 0 | 8.4372 | 0 | 0 | 0 | 0 | 0 | 0 | 0 | 0 | 0 | 0 | 0 | 0 | 0 | 0.45131 | 0 | 1.2156 | 0 | 2.8909 | 0 | 0.47371 | 0.6901 | 0 | 0 | 0 | 0 | 5.7216 | 0 | 0 | 0 | 0 | 0 | 0 | 0 | 0 | 0 | 0 | 0 | 0 | 0
8 | 24 | 22 | 5 | 1.7931 | 0 | 2.4769 | 0 | 0 | 0 | 0 | 0.35666 | 0 | 0 | 2.5398 | 0 | 7.1665 | 0 | 0 | 0 | 0 | 0 | 0 | 0 | 0 | 0 | 0 | 0 | 0 | 0 | 0.45131 | 0 | 1.1038 | 0 | 2.7079 | 0 | 0.31621 | 0.6901 | 0 | 0 | 0 | 0 | 5.2694 | 0 | 0 | 0 | 0 | 0 | 0 | 0 | 0 | 0 | 0 | 0 | 0 | 0
8 | 24 | 23 | 5 | 1.7931 | 0 | 2.4769 | 0 | 0 | 0 | 0 | 0.3409 | 0 | 0 | 0.45166 | 0 | 5.0626 | 0 | 0 | 0 | 0 | 0 | 0 | 0 | 0 | 0 | 0 | 0 | 0 | 0 | 0.45131 | 0 | 0.88038 | 0 | 2.5465 | 0 | 0.053706 | 0.6901 | 0 | 0 | 0 | 0 | 4.622 | 0 | 0 | 0 | 0 | 0 | 0 | 0 | 0 | 0 | 0 | 0 | 0 | 0
8 | 24 | 24 | 5 | 1.7931 | 0 | 2.4769 | 0 | 0 | 0 | 0 | 0.33276 | 0 | 0 | 0.45169 | 0 | 5.0545 | 0 | 0 | 0 | 0 | 0 | 0 | 0 | 0 | 0 | 0 | 0 | 0 | 0 | 0.45131 | 0 | 0.54519 | 0 | 2.4719 | 0 | 0.053706 | 0.6901 | 0 | 0 | 0 | 0 | 4.2122 | 0 | 0 | 0 | 0 | 0 | 0 | 0 | 0 | 0 | 0 | 0 | 0 | 0
8 | 25 | 1 | 6 | 1.7931 | 0 | 2.4769 | 0 | 0 | 0 | 0 | 0.32841 | 0 | 0 | 0.45179 | 0 | 5.0502 | 0 | 0 | 0 | 0 | 0 | 0 | 0 | 0 | 0 | 0 | 0 | 0 | 0 | 0.45131 | 0 | 0.32173 | 0 | 2.3983 | 0 | 0.053706 | 0.6901 | 0 | 0 | 0 | 0 | 3.9151 | 0 | 0 | 0 | 0 | 0 | 0 | 0 | 0 | 0 | 0 | 0 | 0 | 0
8 | 25 | 2 | 6 | 1.7931 | 0 | 2.4769 | 0 | 0 | 0 | 0 | 0.32208 | 0 | 0 | 0.45189 | 0 | 5.044 | 0 | 0 | 0 | 0 | 0 | 0 | 0 | 0 | 0 | 0 | 0 | 0 | 0 | 0.45131 | 0 | 0.32173 | 0 | 2.2896 | 0 | 0.053706 | 0.6901 | 0 | 0 | 0 | 0 | 3.8065 | 0 | 0 | 0 | 0 | 0 | 0 | 0 | 0 | 0 | 0 | 0 | 0 | 0
8 | 25 | 3 | 6 | 1.7931 | 0 | 2.4769 | 0 | 0 | 0 | 0 | 0.31201 | 0 | 0 | 0.45193 | 0 | 5.034 | 0 | 0 | 0 | 0 | 0 | 0 | 0 | 0 | 0 | 0 | 0 | 0 | 0 | 0.45131 | 0 | 0.32173 | 0 | 2.1592 | 0 | 0.053706 | 0.6901 | 0 | 0 | 0 | 0 | 3.6761 | 0 | 0 | 0 | 0 | 0 | 0 | 0 | 0 | 0 | 0 | 0 | 0 | 0
8 | 25 | 4 | 6 | 1.7931 | 0 | 2.4769 | 0 | 0 | 0 | 0 | 0.30065 | 0 | 0 | 0.45195 | 0 | 5.0226 | 0 | 0 | 0 | 0 | 0 | 0 | 0 | 0 | 0 | 0 | 0 | 0 | 0 | 0.45131 | 0 | 0.32173 | 0 | 2.0137 | 0 | 0.053706 | 0.6901 | 0 | 0 | 0 | 0 | 3.5306 | 0 | 0 | 0 | 0 | 0 | 0 | 0 | 0 | 0 | 0 | 0 | 0 | 0
8 | 25 | 5 | 6 | 1.7931 | 0 | 2.4769 | 0 | 0 | 0 | 0 | 0.28868 | 0 | 0 | 0.45196 | 0 | 5.0107 | 0 | 0 | 0 | 0 | 0 | 0 | 0 | 0 | 0 | 0 | 0 | 0 | 0 | 0.45131 | 0 | 0.32173 | 0 | 1.8815 | 0 | 0.053706 | 0.6901 | 0 | 0 | 0 | 0 | 3.3983 | 0 | 0 | 0 | 0 | 0 | 0 | 0 | 0 | 0 | 0 | 0 | 0 | 0
8 | 25 | 6 | 6 | 1.7931 | 0 | 2.4769 | 0 | 0 | 0 | 0 | 0.29278 | 0 | 0 | 2.5401 | 0 | 7.1029 | 0 | 0 | 0 | 0 | 0 | 0 | 0 | 0 | 0 | 0 | 0 | 0 | 0 | 0.45131 | 0 | 0.54519 | 0 | 1.8963 | 0 | 0.31621 | 0.6901 | 0 | 0 | 0 | 0 | 3.8992 | 0 | 0 | 0 | 0 | 0 | 0 | 0 | 0 | 0 | 0 | 0 | 0 | 0
8 | 25 | 7 | 6 | 1.7931 | 0 | 2.4769 | 0 | 0 | 0 | 0 | 0.33936 | 0 | 0 | 3.9552 | 0 | 8.5646 | 0 | 0 | 0 | 0 | 0 | 0 | 0 | 0 | 0 | 0 | 0 | 0 | 0 | 0.45131 | 0 | 0.71279 | 0 | 2.2308 | 0 | 0.52621 | 0.6901 | 0 | 0 | 0 | 0 | 4.6112 | 0 | 0 | 0 | 0 | 0 | 0 | 0 | 0 | 0 | 0 | 0 | 0 | 0
8 | 25 | 8 | 6 | 1.7931 | 0 | 13.6089 | 0 | 0 | 0 | 0 | 0.52595 | 0 | 0 | 3.6274 | 0 | 19.5554 | 0 | 0 | 0 | 0 | 0 | 0 | 0 | 0 | 0 | 0 | 0 | 0 | 0 | 0.45131 | 0 | 0.71279 | 0 | 3.644 | 0 | 0.42121 | 0.6901 | 0 | 0 | 0 | 0 | 5.9194 | 0 | 0 | 0 | 0 | 0 | 0 | 0 | 0 | 0 | 0 | 0 | 0 | 0
8 | 25 | 9 | 6 | 1.7931 | 0 | 13.6089 | 0 | 0 | 0 | 0 | 0.58342 | 0 | 0 | 2.5398 | 0 | 18.5252 | 0 | 0 | 0 | 0 | 0 | 0 | 0 | 0 | 0 | 0 | 0 | 0 | 0 | 0.45131 | 0 | 0.71279 | 0 | 4.1986 | 0 | 0.31621 | 0.6901 | 0 | 0 | 0 | 0 | 6.369 | 0 | 0 | 0 | 0 | 0 | 0 | 0 | 0 | 0 | 0 | 0 | 0 | 0
8 | 25 | 10 | 6 | 1.7931 | 0 | 13.6089 | 0 | 0 | 0 | 0 | 0.61881 | 0 | 0 | 2.5397 | 0 | 18.5606 | 0 | 0 | 0 | 0 | 0 | 0 | 0 | 0 | 0 | 0 | 0 | 0 | 0 | 0.45131 | 0 | 0.71279 | 0 | 4.5561 | 0 | 0.31621 | 0.6901 | 0 | 0 | 0 | 0 | 6.7265 | 0 | 0 | 0 | 0 | 0 | 0 | 0 | 0 | 0 | 0 | 0 | 0 | 0
8 | 25 | 11 | 6 | 1.7931 | 0 | 13.6089 | 0 | 0 | 0 | 0 | 0.67978 | 0 | 0 | 2.9573 | 0 | 19.0391 | 0 | 0 | 0 | 0 | 0 | 0 | 0 | 0 | 0 | 0 | 0 | 0 | 0 | 0.45131 | 0 | 0.54519 | 0 | 5.1601 | 0 | 0.36871 | 0.6901 | 0 | 0 | 0 | 0 | 7.2154 | 0 | 0 | 0 | 0 | 0 | 0 | 0 | 0 | 0 | 0 | 0 | 0 | 0
8 | 25 | 12 | 6 | 1.7931 | 0 | 8.6613 | 0 | 0 | 0 | 0 | 0.686 | 0 | 0 | 3.3748 | 0 | 14.5153 | 0 | 0 | 0 | 0 | 0 | 0 | 0 | 0 | 0 | 0 | 0 | 0 | 0 | 0.45131 | 0 | 0.54519 | 0 | 5.2547 | 0 | 0.42121 | 0.6901 | 0 | 0 | 0 | 0 | 7.3625 | 0 | 0 | 0 | 0 | 0 | 0 | 0 | 0 | 0 | 0 | 0 | 0 | 0
8 | 25 | 13 | 6 | 1.7931 | 0 | 13.6089 | 0 | 0 | 0 | 0 | 0.7587 | 0 | 0 | 2.9572 | 0 | 19.1179 | 0 | 0 | 0 | 0 | 0 | 0 | 0 | 0 | 0 | 0 | 0 | 0 | 0 | 0.45131 | 0 | 0.54519 | 0 | 6.0578 | 0 | 0.36871 | 0.6901 | 0 | 0 | 0 | 0 | 8.1131 | 0 | 0 | 0 | 0 | 0 | 0 | 0 | 0 | 0 | 0 | 0 | 0 | 0
8 | 25 | 14 | 6 | 1.7931 | 0 | 13.6089 | 0 | 0 | 0 | 0 | 0.71821 | 0 | 0 | 2.9571 | 0 | 19.0773 | 0 | 0 | 0 | 0 | 0 | 0 | 0 | 0 | 0 | 0 | 0 | 0 | 0 | 0.45131 | 0 | 0.54519 | 0 | 5.6837 | 0 | 0.36871 | 0.6901 | 0 | 0 | 0 | 0 | 7.7391 | 0 | 0 | 0 | 0 | 0 | 0 | 0 | 0 | 0 | 0 | 0 | 0 | 0
8 | 25 | 15 | 6 | 1.7931 | 0 | 13.6089 | 0 | 0 | 0 | 0 | 0.72034 | 0 | 0 | 2.5395 | 0 | 18.6619 | 0 | 0 | 0 | 0 | 0 | 0 | 0 | 0 | 0 | 0 | 0 | 0 | 0 | 0.45131 | 0 | 0.54519 | 0 | 5.7077 | 0 | 0.31621 | 0.6901 | 0 | 0 | 0 | 0 | 7.7105 | 0 | 0 | 0 | 0 | 0 | 0 | 0 | 0 | 0 | 0 | 0 | 0 | 0
8 | 25 | 16 | 6 | 1.7931 | 0 | 13.6089 | 0 | 0 | 0 | 0 | 0.65831 | 0 | 0 | 2.5395 | 0 | 18.5998 | 0 | 0 | 0 | 0 | 0 | 0 | 0 | 0 | 0 | 0 | 0 | 0 | 0 | 0.45131 | 0 | 0.54519 | 0 | 5.1278 | 0 | 0.31621 | 0.6901 | 0 | 0 | 0 | 0 | 7.1307 | 0 | 0 | 0 | 0 | 0 | 0 | 0 | 0 | 0 | 0 | 0 | 0 | 0
8 | 25 | 17 | 6 | 1.7931 | 0 | 13.6089 | 0 | 0 | 0 | 0 | 0.64258 | 0 | 0 | 3.9549 | 0 | 19.9995 | 0 | 0 | 0 | 0 | 0 | 0 | 0 | 0 | 0 | 0 | 0 | 0 | 0 | 0.45131 | 0 | 0.54519 | 0 | 5.017 | 0 | 0.52621 | 0.6901 | 0 | 0 | 0 | 0 | 7.2298 | 0 | 0 | 0 | 0 | 0 | 0 | 0 | 0 | 0 | 0 | 0 | 0 | 0
8 | 25 | 18 | 6 | 1.7931 | 0 | 9.8982 | 0 | 0 | 0 | 0 | 0.61175 | 0 | 0 | 3.9549 | 0 | 16.258 | 0 | 0 | 0 | 0 | 0 | 0 | 0 | 0 | 0 | 0 | 0 | 0 | 0 | 0.45131 | 0 | 0.54519 | 0 | 4.7042 | 0 | 0.52621 | 0.6901 | 0 | 0 | 0 | 0 | 6.917 | 0 | 0 | 0 | 0 | 0 | 0 | 0 | 0 | 0 | 0 | 0 | 0 | 0
8 | 25 | 19 | 6 | 1.7931 | 0 | 2.4769 | 0 | 0 | 0 | 0 | 0.45373 | 0 | 0 | 3.8759 | 0 | 8.5996 | 0 | 0 | 0 | 0 | 0 | 0 | 0 | 0 | 0 | 0 | 0 | 0 | 0 | 0.45131 | 0 | 0.88038 | 0 | 3.418 | 0 | 0.42121 | 0.6901 | 0 | 0 | 0 | 0 | 5.861 | 0 | 0 | 0 | 0 | 0 | 0 | 0 | 0 | 0 | 0 | 0 | 0 | 0
8 | 25 | 20 | 6 | 1.7931 | 0 | 2.4769 | 0 | 0 | 0 | 0 | 0.39903 | 0 | 0 | 2.957 | 0 | 7.6261 | 0 | 0 | 0 | 0 | 0 | 0 | 0 | 0 | 0 | 0 | 0 | 0 | 0 | 0.45131 | 0 | 1.1038 | 0 | 2.8914 | 0 | 0.36871 | 0.6901 | 0 | 0 | 0 | 0 | 5.5053 | 0 | 0 | 0 | 0 | 0 | 0 | 0 | 0 | 0 | 0 | 0 | 0 | 0
8 | 25 | 21 | 6 | 1.7931 | 0 | 2.4769 | 0 | 0 | 0 | 0 | 0.36668 | 0 | 0 | 3.7922 | 0 | 8.4289 | 0 | 0 | 0 | 0 | 0 | 0 | 0 | 0 | 0 | 0 | 0 | 0 | 0 | 0.45131 | 0 | 1.2156 | 0 | 2.5986 | 0 | 0.47371 | 0.6901 | 0 | 0 | 0 | 0 | 5.4293 | 0 | 0 | 0 | 0 | 0 | 0 | 0 | 0 | 0 | 0 | 0 | 0 | 0
8 | 25 | 22 | 6 | 1.7931 | 0 | 2.4769 | 0 | 0 | 0 | 0 | 0.35955 | 0 | 0 | 2.5392 | 0 | 7.1688 | 0 | 0 | 0 | 0 | 0 | 0 | 0 | 0 | 0 | 0 | 0 | 0 | 0 | 0.45131 | 0 | 1.1038 | 0 | 2.5352 | 0 | 0.31621 | 0.6901 | 0 | 0 | 0 | 0 | 5.0967 | 0 | 0 | 0 | 0 | 0 | 0 | 0 | 0 | 0 | 0 | 0 | 0 | 0
8 | 25 | 23 | 6 | 1.7931 | 0 | 2.4769 | 0 | 0 | 0 | 0 | 0.34593 | 0 | 0 | 0.45107 | 0 | 5.067 | 0 | 0 | 0 | 0 | 0 | 0 | 0 | 0 | 0 | 0 | 0 | 0 | 0 | 0.45131 | 0 | 0.88038 | 0 | 2.4111 | 0 | 0.053706 | 0.6901 | 0 | 0 | 0 | 0 | 4.4866 | 0 | 0 | 0 | 0 | 0 | 0 | 0 | 0 | 0 | 0 | 0 | 0 | 0
8 | 25 | 24 | 6 | 1.7931 | 0 | 2.4769 | 0 | 0 | 0 | 0 | 0.33831 | 0 | 0 | 0.4511 | 0 | 5.0594 | 0 | 0 | 0 | 0 | 0 | 0 | 0 | 0 | 0 | 0 | 0 | 0 | 0 | 0.45131 | 0 | 0.54519 | 0 | 2.3741 | 0 | 0.053706 | 0.6901 | 0 | 0 | 0 | 0 | 4.1144 | 0 | 0 | 0 | 0 | 0 | 0 | 0 | 0 | 0 | 0 | 0 | 0 | 0
8 | 26 | 1 | 7 | 1.7931 | 0 | 2.4769 | 0 | 0 | 0 | 0 | 0.32741 | 0 | 0 | 0.45119 | 0 | 5.0486 | 0 | 0 | 0 | 0 | 0 | 0 | 0 | 0 | 0 | 0 | 0 | 0 | 0 | 0.45131 | 0 | 0.32173 | 0 | 2.1846 | 0 | 0.053706 | 0.6901 | 0 | 0 | 0 | 0 | 3.7014 | 0 | 0 | 0 | 0 | 0 | 0 | 0 | 0 | 0 | 0 | 0 | 0 | 0
8 | 26 | 2 | 7 | 1.7931 | 0 | 2.4769 | 0 | 0 | 0 | 0 | 0.28331 | 0 | 0 | 0.45128 | 0 | 5.0046 | 0 | 0 | 0 | 0 | 0 | 0 | 0 | 0 | 0 | 0 | 0 | 0 | 0 | 0.45131 | 0 | 0.32173 | 0 | 1.8295 | 0 | 0.053706 | 0.6901 | 0 | 0 | 0 | 0 | 3.3463 | 0 | 0 | 0 | 0 | 0 | 0 | 0 | 0 | 0 | 0 | 0 | 0 | 0
8 | 26 | 3 | 7 | 1.7931 | 0 | 2.4769 | 0 | 0 | 0 | 0 | 0.27017 | 0 | 0 | 0.45136 | 0 | 4.9916 | 0 | 0 | 0 | 0 | 0 | 0 | 0 | 0 | 0 | 0 | 0 | 0 | 0 | 0.45131 | 0 | 0.32173 | 0 | 1.7706 | 0 | 0.053706 | 0.6901 | 0 | 0 | 0 | 0 | 3.2874 | 0 | 0 | 0 | 0 | 0 | 0 | 0 | 0 | 0 | 0 | 0 | 0 | 0
8 | 26 | 4 | 7 | 1.7931 | 0 | 2.4769 | 0 | 0 | 0 | 0 | 0.26817 | 0 | 0 | 0.45139 | 0 | 4.9896 | 0 | 0 | 0 | 0 | 0 | 0 | 0 | 0 | 0 | 0 | 0 | 0 | 0 | 0.45131 | 0 | 0.32173 | 0 | 1.663 | 0 | 0.053706 | 0.6901 | 0 | 0 | 0 | 0 | 3.1798 | 0 | 0 | 0 | 0 | 0 | 0 | 0 | 0 | 0 | 0 | 0 | 0 | 0
8 | 26 | 5 | 7 | 1.7931 | 0 | 2.4769 | 0 | 0 | 0 | 0 | 0.24931 | 0 | 0 | 0.45139 | 0 | 4.9707 | 0 | 0 | 0 | 0 | 0 | 0 | 0 | 0 | 0 | 0 | 0 | 0 | 0 | 0.45131 | 0 | 0.32173 | 0 | 1.4994 | 0 | 0.053706 | 0.6901 | 0 | 0 | 0 | 0 | 3.0162 | 0 | 0 | 0 | 0 | 0 | 0 | 0 | 0 | 0 | 0 | 0 | 0 | 0
8 | 26 | 6 | 7 | 1.7931 | 0 | 2.4769 | 0 | 0 | 0 | 0 | 0.25041 | 0 | 0 | 2.5395 | 0 | 7.0599 | 0 | 0 | 0 | 0 | 0 | 0 | 0 | 0 | 0 | 0 | 0 | 0 | 0 | 0.45131 | 0 | 0.54519 | 0 | 1.5293 | 0 | 0.31621 | 0.6901 | 0 | 0 | 0 | 0 | 3.5321 | 0 | 0 | 0 | 0 | 0 | 0 | 0 | 0 | 0 | 0 | 0 | 0 | 0
8 | 26 | 7 | 7 | 1.7931 | 0 | 2.4769 | 0 | 0 | 0 | 0 | 0.26507 | 0 | 0 | 3.9549 | 0 | 8.49 | 0 | 0 | 0 | 0 | 0 | 0 | 0 | 0 | 0 | 0 | 0 | 0 | 0 | 0.45131 | 0 | 0.71279 | 0 | 1.6974 | 0 | 0.52621 | 0.6901 | 0 | 0 | 0 | 0 | 4.0778 | 0 | 0 | 0 | 0 | 0 | 0 | 0 | 0 | 0 | 0 | 0 | 0 | 0
8 | 26 | 8 | 7 | 1.7931 | 0 | 13.6089 | 0 | 0 | 0 | 0 | 0.43423 | 0 | 0 | 3.6266 | 0 | 19.4628 | 0 | 0 | 0 | 0 | 0 | 0 | 0 | 0 | 0 | 0 | 0 | 0 | 0 | 0.45131 | 0 | 0.71279 | 0 | 2.8274 | 0 | 0.42121 | 0.6901 | 0 | 0 | 0 | 0 | 5.1028 | 0 | 0 | 0 | 0 | 0 | 0 | 0 | 0 | 0 | 0 | 0 | 0 | 0
8 | 26 | 9 | 7 | 1.7931 | 0 | 13.6089 | 0 | 0 | 0 | 0 | 0.48989 | 0 | 0 | 2.5393 | 0 | 18.4311 | 0 | 0 | 0 | 0 | 0 | 0 | 0 | 0 | 0 | 0 | 0 | 0 | 0 | 0.45131 | 0 | 0.71279 | 0 | 3.2921 | 0 | 0.31621 | 0.6901 | 0 | 0 | 0 | 0 | 5.4625 | 0 | 0 | 0 | 0 | 0 | 0 | 0 | 0 | 0 | 0 | 0 | 0 | 0
8 | 26 | 10 | 7 | 1.7931 | 0 | 13.6089 | 0 | 0 | 0 | 0 | 0.55322 | 0 | 0 | 2.5392 | 0 | 18.4944 | 0 | 0 | 0 | 0 | 0 | 0 | 0 | 0 | 0 | 0 | 0 | 0 | 0 | 0.45131 | 0 | 0.71279 | 0 | 4.0182 | 0 | 0.31621 | 0.6901 | 0 | 0 | 0 | 0 | 6.1886 | 0 | 0 | 0 | 0 | 0 | 0 | 0 | 0 | 0 | 0 | 0 | 0 | 0
8 | 26 | 11 | 7 | 1.7931 | 0 | 13.6089 | 0 | 0 | 0 | 0 | 0.61806 | 0 | 0 | 2.9568 | 0 | 18.9768 | 0 | 0 | 0 | 0 | 0 | 0 | 0 | 0 | 0 | 0 | 0 | 0 | 0 | 0.45131 | 0 | 0.54519 | 0 | 4.6865 | 0 | 0.36871 | 0.6901 | 0 | 0 | 0 | 0 | 6.7418 | 0 | 0 | 0 | 0 | 0 | 0 | 0 | 0 | 0 | 0 | 0 | 0 | 0
8 | 26 | 12 | 7 | 1.7931 | 0 | 8.6613 | 0 | 0 | 0 | 0 | 0.64483 | 0 | 0 | 3.3744 | 0 | 14.4737 | 0 | 0 | 0 | 0 | 0 | 0 | 0 | 0 | 0 | 0 | 0 | 0 | 0 | 0.45131 | 0 | 0.54519 | 0 | 5.1305 | 0 | 0.42121 | 0.6901 | 0 | 0 | 0 | 0 | 7.2383 | 0 | 0 | 0 | 0 | 0 | 0 | 0 | 0 | 0 | 0 | 0 | 0 | 0
8 | 26 | 13 | 7 | 1.7931 | 0 | 13.6089 | 0 | 0 | 0 | 0 | 0.70347 | 0 | 0 | 2.9567 | 0 | 19.0622 | 0 | 0 | 0 | 0 | 0 | 0 | 0 | 0 | 0 | 0 | 0 | 0 | 0 | 0.45131 | 0 | 0.54519 | 0 | 5.7434 | 0 | 0.36871 | 0.6901 | 0 | 0 | 0 | 0 | 7.7987 | 0 | 0 | 0 | 0 | 0 | 0 | 0 | 0 | 0 | 0 | 0 | 0 | 0
8 | 26 | 14 | 7 | 1.7931 | 0 | 13.6089 | 0 | 0 | 0 | 0 | 0.67764 | 0 | 0 | 2.9567 | 0 | 19.0364 | 0 | 0 | 0 | 0 | 0 | 0 | 0 | 0 | 0 | 0 | 0 | 0 | 0 | 0.45131 | 0 | 0.54519 | 0 | 5.5776 | 0 | 0.36871 | 0.6901 | 0 | 0 | 0 | 0 | 7.6329 | 0 | 0 | 0 | 0 | 0 | 0 | 0 | 0 | 0 | 0 | 0 | 0 | 0
8 | 26 | 15 | 7 | 1.7931 | 0 | 13.6089 | 0 | 0 | 0 | 0 | 0.70773 | 0 | 0 | 2.5391 | 0 | 18.6488 | 0 | 0 | 0 | 0 | 0 | 0 | 0 | 0 | 0 | 0 | 0 | 0 | 0 | 0.45131 | 0 | 0.54519 | 0 | 6.0265 | 0 | 0.31621 | 0.6901 | 0 | 0 | 0 | 0 | 8.0293 | 0 | 0 | 0 | 0 | 0 | 0 | 0 | 0 | 0 | 0 | 0 | 0 | 0
8 | 26 | 16 | 7 | 1.7931 | 0 | 13.6089 | 0 | 0 | 0 | 0 | 0.70664 | 0 | 0 | 2.5391 | 0 | 18.6478 | 0 | 0 | 0 | 0 | 0 | 0 | 0 | 0 | 0 | 0 | 0 | 0 | 0 | 0.45131 | 0 | 0.54519 | 0 | 6.0994 | 0 | 0.31621 | 0.6901 | 0 | 0 | 0 | 0 | 8.1022 | 0 | 0 | 0 | 0 | 0 | 0 | 0 | 0 | 0 | 0 | 0 | 0 | 0
8 | 26 | 17 | 7 | 1.7931 | 0 | 13.6089 | 0 | 0 | 0 | 0 | 0.63769 | 0 | 0 | 3.9548 | 0 | 19.9944 | 0 | 0 | 0 | 0 | 0 | 0 | 0 | 0 | 0 | 0 | 0 | 0 | 0 | 0.45131 | 0 | 0.54519 | 0 | 5.5083 | 0 | 0.52621 | 0.6901 | 0 | 0 | 0 | 0 | 7.7211 | 0 | 0 | 0 | 0 | 0 | 0 | 0 | 0 | 0 | 0 | 0 | 0 | 0
8 | 26 | 18 | 7 | 1.7931 | 0 | 9.8982 | 0 | 0 | 0 | 0 | 0.48326 | 0 | 0 | 3.9548 | 0 | 16.1294 | 0 | 0 | 0 | 0 | 0 | 0 | 0 | 0 | 0 | 0 | 0 | 0 | 0 | 0.45131 | 0 | 0.54519 | 0 | 3.7818 | 0 | 0.52621 | 0.6901 | 0 | 0 | 0 | 0 | 5.9946 | 0 | 0 | 0 | 0 | 0 | 0 | 0 | 0 | 0 | 0 | 0 | 0 | 0
8 | 26 | 19 | 7 | 1.7931 | 0 | 2.4769 | 0 | 0 | 0 | 0 | 0.37014 | 0 | 0 | 3.8752 | 0 | 8.5153 | 0 | 0 | 0 | 0 | 0 | 0 | 0 | 0 | 0 | 0 | 0 | 0 | 0 | 0.45131 | 0 | 0.88038 | 0 | 2.8274 | 0 | 0.42121 | 0.6901 | 0 | 0 | 0 | 0 | 5.2704 | 0 | 0 | 0 | 0 | 0 | 0 | 0 | 0 | 0 | 0 | 0 | 0 | 0
8 | 26 | 20 | 7 | 1.7931 | 0 | 2.4769 | 0 | 0 | 0 | 0 | 0.33669 | 0 | 0 | 2.9567 | 0 | 7.5634 | 0 | 0 | 0 | 0 | 0 | 0 | 0 | 0 | 0 | 0 | 0 | 0 | 0 | 0.45131 | 0 | 1.1038 | 0 | 2.4484 | 0 | 0.36871 | 0.6901 | 0 | 0 | 0 | 0 | 5.0623 | 0 | 0 | 0 | 0 | 0 | 0 | 0 | 0 | 0 | 0 | 0 | 0 | 0
8 | 26 | 21 | 7 | 1.7931 | 0 | 2.4769 | 0 | 0 | 0 | 0 | 0.31465 | 0 | 0 | 3.7918 | 0 | 8.3765 | 0 | 0 | 0 | 0 | 0 | 0 | 0 | 0 | 0 | 0 | 0 | 0 | 0 | 0.45131 | 0 | 1.2156 | 0 | 2.228 | 0 | 0.47371 | 0.6901 | 0 | 0 | 0 | 0 | 5.0586 | 0 | 0 | 0 | 0 | 0 | 0 | 0 | 0 | 0 | 0 | 0 | 0 | 0
8 | 26 | 22 | 7 | 1.7931 | 0 | 2.4769 | 0 | 0 | 0 | 0 | 0.30811 | 0 | 0 | 2.5389 | 0 | 7.117 | 0 | 0 | 0 | 0 | 0 | 0 | 0 | 0 | 0 | 0 | 0 | 0 | 0 | 0.45131 | 0 | 1.1038 | 0 | 2.1956 | 0 | 0.31621 | 0.6901 | 0 | 0 | 0 | 0 | 4.757 | 0 | 0 | 0 | 0 | 0 | 0 | 0 | 0 | 0 | 0 | 0 | 0 | 0
8 | 26 | 23 | 7 | 1.7931 | 0 | 2.4769 | 0 | 0 | 0 | 0 | 0.30142 | 0 | 0 | 0.45075 | 0 | 5.0222 | 0 | 0 | 0 | 0 | 0 | 0 | 0 | 0 | 0 | 0 | 0 | 0 | 0 | 0.45131 | 0 | 0.88038 | 0 | 2.2085 | 0 | 0.053706 | 0.6901 | 0 | 0 | 0 | 0 | 4.284 | 0 | 0 | 0 | 0 | 0 | 0 | 0 | 0 | 0 | 0 | 0 | 0 | 0
8 | 26 | 24 | 7 | 1.7931 | 0 | 2.4769 | 0 | 0 | 0 | 0 | 0.29274 | 0 | 0 | 0.45078 | 0 | 5.0135 | 0 | 0 | 0 | 0 | 0 | 0 | 0 | 0 | 0 | 0 | 0 | 0 | 0 | 0.45131 | 0 | 0.54519 | 0 | 2.0837 | 0 | 0.053706 | 0.6901 | 0 | 0 | 0 | 0 | 3.824 | 0 | 0 | 0 | 0 | 0 | 0 | 0 | 0 | 0 | 0 | 0 | 0 | 0
8 | 27 | 1 | 1 | 1.7931 | 0 | 2.4769 | 0 | 0 | 0 | 0 | 0.28557 | 0 | 0 | 0.45088 | 0 | 5.0065 | 0 | 0 | 0 | 0 | 0 | 0 | 0 | 0 | 0 | 0 | 0 | 0 | 0 | 0.45131 | 0 | 0.32173 | 0 | 2.0238 | 0 | 0.053706 | 0.6901 | 0 | 0 | 0 | 0 | 3.5407 | 0 | 0 | 0 | 0 | 0 | 0 | 0 | 0 | 0 | 0 | 0 | 0 | 0
8 | 27 | 2 | 1 | 1.7931 | 0 | 2.4769 | 0 | 0 | 0 | 0 | 0.26365 | 0 | 0 | 0.45099 | 0 | 4.9847 | 0 | 0 | 0 | 0 | 0 | 0 | 0 | 0 | 0 | 0 | 0 | 0 | 0 | 0.45131 | 0 | 0.32173 | 0 | 1.8146 | 0 | 0.053706 | 0.6901 | 0 | 0 | 0 | 0 | 3.3314 | 0 | 0 | 0 | 0 | 0 | 0 | 0 | 0 | 0 | 0 | 0 | 0 | 0
8 | 27 | 3 | 1 | 1.7931 | 0 | 2.4769 | 0 | 0 | 0 | 0 | 0.25137 | 0 | 0 | 0.45106 | 0 | 4.9725 | 0 | 0 | 0 | 0 | 0 | 0 | 0 | 0 | 0 | 0 | 0 | 0 | 0 | 0.45131 | 0 | 0.32173 | 0 | 1.6165 | 0 | 0.053706 | 0.6901 | 0 | 0 | 0 | 0 | 3.1334 | 0 | 0 | 0 | 0 | 0 | 0 | 0 | 0 | 0 | 0 | 0 | 0 | 0
8 | 27 | 4 | 1 | 1.7931 | 0 | 2.4769 | 0 | 0 | 0 | 0 | 0.23784 | 0 | 0 | 0.45109 | 0 | 4.9589 | 0 | 0 | 0 | 0 | 0 | 0 | 0 | 0 | 0 | 0 | 0 | 0 | 0 | 0.45131 | 0 | 0.32173 | 0 | 1.4331 | 0 | 0.053706 | 0.6901 | 0 | 0 | 0 | 0 | 2.95 | 0 | 0 | 0 | 0 | 0 | 0 | 0 | 0 | 0 | 0 | 0 | 0 | 0
8 | 27 | 5 | 1 | 1.7931 | 0 | 2.4769 | 0 | 0 | 0 | 0 | 0.22523 | 0 | 0 | 0.45111 | 0 | 4.9464 | 0 | 0 | 0 | 0 | 0 | 0 | 0 | 0 | 0 | 0 | 0 | 0 | 0 | 0.45131 | 0 | 0.32173 | 0 | 1.3209 | 0 | 0.053706 | 0.6901 | 0 | 0 | 0 | 0 | 2.8377 | 0 | 0 | 0 | 0 | 0 | 0 | 0 | 0 | 0 | 0 | 0 | 0 | 0
8 | 27 | 6 | 1 | 1.7931 | 0 | 2.4769 | 0 | 0 | 0 | 0 | 0.20252 | 0 | 0 | 2.5392 | 0 | 7.0118 | 0 | 0 | 0 | 0 | 0 | 0 | 0 | 0 | 0 | 0 | 0 | 0 | 0 | 0.45131 | 0 | 0.54519 | 0 | 1.134 | 0 | 0.31621 | 0.6901 | 0 | 0 | 0 | 0 | 3.1368 | 0 | 0 | 0 | 0 | 0 | 0 | 0 | 0 | 0 | 0 | 0 | 0 | 0
8 | 27 | 7 | 1 | 1.7931 | 0 | 2.4769 | 0 | 0 | 0 | 0 | 0.21008 | 0 | 0 | 3.9548 | 0 | 8.4349 | 0 | 0 | 0 | 0 | 0 | 0 | 0 | 0 | 0 | 0 | 0 | 0 | 0 | 0.45131 | 0 | 0.71279 | 0 | 1.1393 | 0 | 0.52621 | 0.6901 | 0 | 0 | 0 | 0 | 3.5197 | 0 | 0 | 0 | 0 | 0 | 0 | 0 | 0 | 0 | 0 | 0 | 0 | 0
8 | 27 | 8 | 1 | 1.7931 | 0 | 13.6089 | 0 | 0 | 0 | 0 | 0.32873 | 0 | 0 | 3.6263 | 0 | 19.357 | 0 | 0 | 0 | 0 | 0 | 0 | 0 | 0 | 0 | 0 | 0 | 0 | 0 | 0.45131 | 0 | 0.71279 | 0 | 1.8215 | 0 | 0.42121 | 0.6901 | 0 | 0 | 0 | 0 | 4.0969 | 0 | 0 | 0 | 0 | 0 | 0 | 0 | 0 | 0 | 0 | 0 | 0 | 0
8 | 27 | 9 | 1 | 1.7931 | 0 | 13.6089 | 0 | 0 | 0 | 0 | 0.37162 | 0 | 0 | 2.5391 | 0 | 18.3127 | 0 | 0 | 0 | 0 | 0 | 0 | 0 | 0 | 0 | 0 | 0 | 0 | 0 | 0.45131 | 0 | 0.71279 | 0 | 2.2018 | 0 | 0.31621 | 0.6901 | 0 | 0 | 0 | 0 | 4.3722 | 0 | 0 | 0 | 0 | 0 | 0 | 0 | 0 | 0 | 0 | 0 | 0 | 0
8 | 27 | 10 | 1 | 1.7931 | 0 | 13.6089 | 0 | 0 | 0 | 0 | 0.3872 | 0 | 0 | 2.5391 | 0 | 18.3283 | 0 | 0 | 0 | 0 | 0 | 0 | 0 | 0 | 0 | 0 | 0 | 0 | 0 | 0.45131 | 0 | 0.71279 | 0 | 2.3619 | 0 | 0.31621 | 0.6901 | 0 | 0 | 0 | 0 | 4.5323 | 0 | 0 | 0 | 0 | 0 | 0 | 0 | 0 | 0 | 0 | 0 | 0 | 0
8 | 27 | 11 | 1 | 1.7931 | 0 | 13.6089 | 0 | 0 | 0 | 0 | 0.39908 | 0 | 0 | 2.9567 | 0 | 18.7578 | 0 | 0 | 0 | 0 | 0 | 0 | 0 | 0 | 0 | 0 | 0 | 0 | 0 | 0.45131 | 0 | 0.54519 | 0 | 2.5075 | 0 | 0.36871 | 0.6901 | 0 | 0 | 0 | 0 | 4.5628 | 0 | 0 | 0 | 0 | 0 | 0 | 0 | 0 | 0 | 0 | 0 | 0 | 0
8 | 27 | 12 | 1 | 1.7931 | 0 | 8.6613 | 0 | 0 | 0 | 0 | 0.43673 | 0 | 0 | 3.3743 | 0 | 14.2655 | 0 | 0 | 0 | 0 | 0 | 0 | 0 | 0 | 0 | 0 | 0 | 0 | 0 | 0.45131 | 0 | 0.54519 | 0 | 2.8249 | 0 | 0.42121 | 0.6901 | 0 | 0 | 0 | 0 | 4.9327 | 0 | 0 | 0 | 0 | 0 | 0 | 0 | 0 | 0 | 0 | 0 | 0 | 0
8 | 27 | 13 | 1 | 1.7931 | 0 | 13.6089 | 0 | 0 | 0 | 0 | 0.56035 | 0 | 0 | 2.9567 | 0 | 18.9191 | 0 | 0 | 0 | 0 | 0 | 0 | 0 | 0 | 0 | 0 | 0 | 0 | 0 | 0.45131 | 0 | 0.54519 | 0 | 3.6732 | 0 | 0.36871 | 0.6901 | 0 | 0 | 0 | 0 | 5.7285 | 0 | 0 | 0 | 0 | 0 | 0 | 0 | 0 | 0 | 0 | 0 | 0 | 0
8 | 27 | 14 | 1 | 1.7931 | 0 | 13.6089 | 0 | 0 | 0 | 0 | 0.62436 | 0 | 0 | 2.9567 | 0 | 18.9831 | 0 | 0 | 0 | 0 | 0 | 0 | 0 | 0 | 0 | 0 | 0 | 0 | 0 | 0.45131 | 0 | 0.54519 | 0 | 4.1326 | 0 | 0.36871 | 0.6901 | 0 | 0 | 0 | 0 | 6.1879 | 0 | 0 | 0 | 0 | 0 | 0 | 0 | 0 | 0 | 0 | 0 | 0 | 0
8 | 27 | 15 | 1 | 1.7931 | 0 | 13.6089 | 0 | 0 | 0 | 0 | 0.64445 | 0 | 0 | 2.5391 | 0 | 18.5855 | 0 | 0 | 0 | 0 | 0 | 0 | 0 | 0 | 0 | 0 | 0 | 0 | 0 | 0.45131 | 0 | 0.54519 | 0 | 4.227 | 0 | 0.31621 | 0.6901 | 0 | 0 | 0 | 0 | 6.2298 | 0 | 0 | 0 | 0 | 0 | 0 | 0 | 0 | 0 | 0 | 0 | 0 | 0
8 | 27 | 16 | 1 | 1.7931 | 0 | 13.6089 | 0 | 0 | 0 | 0 | 0.66928 | 0 | 0 | 2.5391 | 0 | 18.6103 | 0 | 0 | 0 | 0 | 0 | 0 | 0 | 0 | 0 | 0 | 0 | 0 | 0 | 0.45131 | 0 | 0.54519 | 0 | 4.4282 | 0 | 0.31621 | 0.6901 | 0 | 0 | 0 | 0 | 6.431 | 0 | 0 | 0 | 0 | 0 | 0 | 0 | 0 | 0 | 0 | 0 | 0 | 0
8 | 27 | 17 | 1 | 1.7931 | 0 | 13.6089 | 0 | 0 | 0 | 0 | 0.66999 | 0 | 0 | 3.9547 | 0 | 20.0267 | 0 | 0 | 0 | 0 | 0 | 0 | 0 | 0 | 0 | 0 | 0 | 0 | 0 | 0.45131 | 0 | 0.54519 | 0 | 4.6296 | 0 | 0.52621 | 0.6901 | 0 | 0 | 0 | 0 | 6.8424 | 0 | 0 | 0 | 0 | 0 | 0 | 0 | 0 | 0 | 0 | 0 | 0 | 0
8 | 27 | 18 | 1 | 1.7931 | 0 | 9.8982 | 0 | 0 | 0 | 0 | 0.5718 | 0 | 0 | 3.9547 | 0 | 16.2179 | 0 | 0 | 0 | 0 | 0 | 0 | 0 | 0 | 0 | 0 | 0 | 0 | 0 | 0.45131 | 0 | 0.54519 | 0 | 4.0952 | 0 | 0.52621 | 0.6901 | 0 | 0 | 0 | 0 | 6.308 | 0 | 0 | 0 | 0 | 0 | 0 | 0 | 0 | 0 | 0 | 0 | 0 | 0
8 | 27 | 19 | 1 | 1.7931 | 0 | 2.4769 | 0 | 0 | 0 | 0 | 0.37023 | 0 | 0 | 3.875 | 0 | 8.5152 | 0 | 0 | 0 | 0 | 0 | 0 | 0 | 0 | 0 | 0 | 0 | 0 | 0 | 0.45131 | 0 | 0.88038 | 0 | 2.6012 | 0 | 0.42121 | 0.6901 | 0 | 0 | 0 | 0 | 5.0442 | 0 | 0 | 0 | 0 | 0 | 0 | 0 | 0 | 0 | 0 | 0 | 0 | 0
8 | 27 | 20 | 1 | 1.7931 | 0 | 2.4769 | 0 | 0 | 0 | 0 | 0.30715 | 0 | 0 | 2.9566 | 0 | 7.5338 | 0 | 0 | 0 | 0 | 0 | 0 | 0 | 0 | 0 | 0 | 0 | 0 | 0 | 0.45131 | 0 | 1.1038 | 0 | 2.1196 | 0 | 0.36871 | 0.6901 | 0 | 0 | 0 | 0 | 4.7336 | 0 | 0 | 0 | 0 | 0 | 0 | 0 | 0 | 0 | 0 | 0 | 0 | 0
8 | 27 | 21 | 1 | 1.7931 | 0 | 2.4769 | 0 | 0 | 0 | 0 | 0.26835 | 0 | 0 | 3.7918 | 0 | 8.3301 | 0 | 0 | 0 | 0 | 0 | 0 | 0 | 0 | 0 | 0 | 0 | 0 | 0 | 0.45131 | 0 | 1.2156 | 0 | 1.7724 | 0 | 0.47371 | 0.6901 | 0 | 0 | 0 | 0 | 4.6031 | 0 | 0 | 0 | 0 | 0 | 0 | 0 | 0 | 0 | 0 | 0 | 0 | 0
8 | 27 | 22 | 1 | 1.7931 | 0 | 2.4769 | 0 | 0 | 0 | 0 | 0.24608 | 0 | 0 | 2.5388 | 0 | 7.0549 | 0 | 0 | 0 | 0 | 0 | 0 | 0 | 0 | 0 | 0 | 0 | 0 | 0 | 0.45131 | 0 | 1.1038 | 0 | 1.6032 | 0 | 0.31621 | 0.6901 | 0 | 0 | 0 | 0 | 4.1647 | 0 | 0 | 0 | 0 | 0 | 0 | 0 | 0 | 0 | 0 | 0 | 0 | 0
8 | 27 | 23 | 1 | 1.7931 | 0 | 2.4769 | 0 | 0 | 0 | 0 | 0.23806 | 0 | 0 | 0.45072 | 0 | 4.9588 | 0 | 0 | 0 | 0 | 0 | 0 | 0 | 0 | 0 | 0 | 0 | 0 | 0 | 0.45131 | 0 | 0.88038 | 0 | 1.5399 | 0 | 0.053706 | 0.6901 | 0 | 0 | 0 | 0 | 3.6154 | 0 | 0 | 0 | 0 | 0 | 0 | 0 | 0 | 0 | 0 | 0 | 0 | 0
8 | 27 | 24 | 1 | 1.7931 | 0 | 2.4769 | 0 | 0 | 0 | 0 | 0.22355 | 0 | 0 | 0.45077 | 0 | 4.9443 | 0 | 0 | 0 | 0 | 0 | 0 | 0 | 0 | 0 | 0 | 0 | 0 | 0 | 0.45131 | 0 | 0.54519 | 0 | 1.4273 | 0 | 0.053706 | 0.6901 | 0 | 0 | 0 | 0 | 3.1676 | 0 | 0 | 0 | 0 | 0 | 0 | 0 | 0 | 0 | 0 | 0 | 0 | 0
8 | 28 | 1 | 2 | 1.7931 | 0 | 2.4769 | 0 | 0 | 0 | 0 | 0.21776 | 0 | 0 | 0.45089 | 0 | 4.9387 | 0 | 0 | 0 | 0 | 0 | 0 | 0 | 0 | 0 | 0 | 0 | 0 | 0 | 0.45131 | 0 | 0.32173 | 0 | 1.3635 | 0 | 0.053706 | 0.6901 | 0 | 0 | 0 | 0 | 2.8803 | 0 | 0 | 0 | 0 | 0 | 0 | 0 | 0 | 0 | 0 | 0 | 0 | 0
8 | 28 | 2 | 2 | 1.7931 | 0 | 2.4769 | 0 | 0 | 0 | 0 | 0.20493 | 0 | 0 | 0.451 | 0 | 4.926 | 0 | 0 | 0 | 0 | 0 | 0 | 0 | 0 | 0 | 0 | 0 | 0 | 0 | 0.45131 | 0 | 0.32173 | 0 | 1.2645 | 0 | 0.053706 | 0.6901 | 0 | 0 | 0 | 0 | 2.7814 | 0 | 0 | 0 | 0 | 0 | 0 | 0 | 0 | 0 | 0 | 0 | 0 | 0
8 | 28 | 3 | 2 | 1.7931 | 0 | 2.4769 | 0 | 0 | 0 | 0 | 0.19116 | 0 | 0 | 0.45108 | 0 | 4.9123 | 0 | 0 | 0 | 0 | 0 | 0 | 0 | 0 | 0 | 0 | 0 | 0 | 0 | 0.45131 | 0 | 0.32173 | 0 | 1.2065 | 0 | 0.053706 | 0.6901 | 0 | 0 | 0 | 0 | 2.7234 | 0 | 0 | 0 | 0 | 0 | 0 | 0 | 0 | 0 | 0 | 0 | 0 | 0
8 | 28 | 4 | 2 | 1.7931 | 0 | 2.4769 | 0 | 0 | 0 | 0 | 0.18578 | 0 | 0 | 0.45113 | 0 | 4.9069 | 0 | 0 | 0 | 0 | 0 | 0 | 0 | 0 | 0 | 0 | 0 | 0 | 0 | 0.45131 | 0 | 0.32173 | 0 | 1.1966 | 0 | 0.053706 | 0.6901 | 0 | 0 | 0 | 0 | 2.7134 | 0 | 0 | 0 | 0 | 0 | 0 | 0 | 0 | 0 | 0 | 0 | 0 | 0
8 | 28 | 5 | 2 | 1.7931 | 0 | 2.4769 | 0 | 0 | 0 | 0 | 0.17182 | 0 | 0 | 0.45116 | 0 | 4.893 | 0 | 0 | 0 | 0 | 0 | 0 | 0 | 0 | 0 | 0 | 0 | 0 | 0 | 0.45131 | 0 | 0.32173 | 0 | 1.1004 | 0 | 0.053706 | 0.6901 | 0 | 0 | 0 | 0 | 2.6173 | 0 | 0 | 0 | 0 | 0 | 0 | 0 | 0 | 0 | 0 | 0 | 0 | 0
8 | 28 | 6 | 2 | 1.7931 | 0 | 2.4769 | 0 | 0 | 0 | 0 | 0.15686 | 0 | 0 | 2.5393 | 0 | 6.9662 | 0 | 0 | 0 | 0 | 0 | 0 | 0 | 0 | 0 | 0 | 0 | 0 | 0 | 0.45131 | 0 | 0.54519 | 0 | 0.99138 | 0 | 0.31621 | 0.6901 | 0 | 0 | 0 | 0 | 2.9942 | 0 | 0 | 0 | 0 | 0 | 0 | 0 | 0 | 0 | 0 | 0 | 0 | 0
8 | 28 | 7 | 2 | 1.7931 | 0 | 2.4769 | 0 | 0 | 0 | 0 | 0.16672 | 0 | 0 | 3.9548 | 0 | 8.3916 | 0 | 0 | 0 | 0 | 0 | 0 | 0 | 0 | 0 | 0 | 0 | 0 | 0 | 0.45131 | 0 | 0.71279 | 0 | 1.0383 | 0 | 0.52621 | 0.6901 | 0 | 0 | 0 | 0 | 3.4187 | 0 | 0 | 0 | 0 | 0 | 0 | 0 | 0 | 0 | 0 | 0 | 0 | 0
8 | 28 | 8 | 2 | 1.7931 | 0 | 13.6089 | 0 | 0 | 0 | 0 | 0.32538 | 0 | 0 | 3.6264 | 0 | 19.3538 | 0 | 0 | 0 | 0 | 0 | 0 | 0 | 0 | 0 | 0 | 0 | 0 | 0 | 0.45131 | 0 | 0.71279 | 0 | 2.1175 | 0 | 0.42121 | 0.6901 | 0 | 0 | 0 | 0 | 4.3929 | 0 | 0 | 0 | 0 | 0 | 0 | 0 | 0 | 0 | 0 | 0 | 0 | 0
8 | 28 | 9 | 2 | 1.7931 | 0 | 13.6089 | 0 | 0 | 0 | 0 | 0.3851 | 0 | 0 | 2.5392 | 0 | 18.3263 | 0 | 0 | 0 | 0 | 0 | 0 | 0 | 0 | 0 | 0 | 0 | 0 | 0 | 0.45131 | 0 | 0.71279 | 0 | 2.6183 | 0 | 0.31621 | 0.6901 | 0 | 0 | 0 | 0 | 4.7887 | 0 | 0 | 0 | 0 | 0 | 0 | 0 | 0 | 0 | 0 | 0 | 0 | 0
8 | 28 | 10 | 2 | 1.7931 | 0 | 13.6089 | 0 | 0 | 0 | 0 | 0.41996 | 0 | 0 | 2.5391 | 0 | 18.3611 | 0 | 0 | 0 | 0 | 0 | 0 | 0 | 0 | 0 | 0 | 0 | 0 | 0 | 0.45131 | 0 | 0.71279 | 0 | 2.907 | 0 | 0.31621 | 0.6901 | 0 | 0 | 0 | 0 | 5.0774 | 0 | 0 | 0 | 0 | 0 | 0 | 0 | 0 | 0 | 0 | 0 | 0 | 0
8 | 28 | 11 | 2 | 1.7931 | 0 | 13.6089 | 0 | 0 | 0 | 0 | 0.43384 | 0 | 0 | 2.9567 | 0 | 18.7926 | 0 | 0 | 0 | 0 | 0 | 0 | 0 | 0 | 0 | 0 | 0 | 0 | 0 | 0.45131 | 0 | 0.54519 | 0 | 3.0147 | 0 | 0.36871 | 0.6901 | 0 | 0 | 0 | 0 | 5.07 | 0 | 0 | 0 | 0 | 0 | 0 | 0 | 0 | 0 | 0 | 0 | 0 | 0
8 | 28 | 12 | 2 | 1.7931 | 0 | 8.6613 | 0 | 0 | 0 | 0 | 0.45212 | 0 | 0 | 3.3744 | 0 | 14.281 | 0 | 0 | 0 | 0 | 0 | 0 | 0 | 0 | 0 | 0 | 0 | 0 | 0 | 0.45131 | 0 | 0.54519 | 0 | 3.139 | 0 | 0.42121 | 0.6901 | 0 | 0 | 0 | 0 | 5.2468 | 0 | 0 | 0 | 0 | 0 | 0 | 0 | 0 | 0 | 0 | 0 | 0 | 0
8 | 28 | 13 | 2 | 1.7931 | 0 | 13.6089 | 0 | 0 | 0 | 0 | 0.55835 | 0 | 0 | 2.9568 | 0 | 18.9171 | 0 | 0 | 0 | 0 | 0 | 0 | 0 | 0 | 0 | 0 | 0 | 0 | 0 | 0.45131 | 0 | 0.54519 | 0 | 3.9394 | 0 | 0.36871 | 0.6901 | 0 | 0 | 0 | 0 | 5.9947 | 0 | 0 | 0 | 0 | 0 | 0 | 0 | 0 | 0 | 0 | 0 | 0 | 0
8 | 28 | 14 | 2 | 1.7931 | 0 | 13.6089 | 0 | 0 | 0 | 0 | 0.5985 | 0 | 0 | 2.9568 | 0 | 18.9573 | 0 | 0 | 0 | 0 | 0 | 0 | 0 | 0 | 0 | 0 | 0 | 0 | 0 | 0.45131 | 0 | 0.54519 | 0 | 4.1952 | 0 | 0.36871 | 0.6901 | 0 | 0 | 0 | 0 | 6.2505 | 0 | 0 | 0 | 0 | 0 | 0 | 0 | 0 | 0 | 0 | 0 | 0 | 0
8 | 28 | 15 | 2 | 1.7931 | 0 | 13.6089 | 0 | 0 | 0 | 0 | 0.4997 | 0 | 0 | 2.5391 | 0 | 18.4409 | 0 | 0 | 0 | 0 | 0 | 0 | 0 | 0 | 0 | 0 | 0 | 0 | 0 | 0.45131 | 0 | 0.54519 | 0 | 3.4208 | 0 | 0.31621 | 0.6901 | 0 | 0 | 0 | 0 | 5.4236 | 0 | 0 | 0 | 0 | 0 | 0 | 0 | 0 | 0 | 0 | 0 | 0 | 0
8 | 28 | 16 | 2 | 1.7931 | 0 | 13.6089 | 0 | 0 | 0 | 0 | 0.45994 | 0 | 0 | 2.5392 | 0 | 18.4011 | 0 | 0 | 0 | 0 | 0 | 0 | 0 | 0 | 0 | 0 | 0 | 0 | 0 | 0.45131 | 0 | 0.54519 | 0 | 3.1808 | 0 | 0.31621 | 0.6901 | 0 | 0 | 0 | 0 | 5.1837 | 0 | 0 | 0 | 0 | 0 | 0 | 0 | 0 | 0 | 0 | 0 | 0 | 0
8 | 28 | 17 | 2 | 1.7931 | 0 | 13.6089 | 0 | 0 | 0 | 0 | 0.43181 | 0 | 0 | 3.9548 | 0 | 19.7886 | 0 | 0 | 0 | 0 | 0 | 0 | 0 | 0 | 0 | 0 | 0 | 0 | 0 | 0.45131 | 0 | 0.54519 | 0 | 3.0646 | 0 | 0.52621 | 0.6901 | 0 | 0 | 0 | 0 | 5.2774 | 0 | 0 | 0 | 0 | 0 | 0 | 0 | 0 | 0 | 0 | 0 | 0 | 0
8 | 28 | 18 | 2 | 1.7931 | 0 | 9.8982 | 0 | 0 | 0 | 0 | 0.35835 | 0 | 0 | 3.9548 | 0 | 16.0045 | 0 | 0 | 0 | 0 | 0 | 0 | 0 | 0 | 0 | 0 | 0 | 0 | 0 | 0.45131 | 0 | 0.54519 | 0 | 2.5589 | 0 | 0.52621 | 0.6901 | 0 | 0 | 0 | 0 | 4.7717 | 0 | 0 | 0 | 0 | 0 | 0 | 0 | 0 | 0 | 0 | 0 | 0 | 0
8 | 28 | 19 | 2 | 1.7931 | 0 | 2.4769 | 0 | 0 | 0 | 0 | 0.22721 | 0 | 0 | 3.8753 | 0 | 8.3726 | 0 | 0 | 0 | 0 | 0 | 0 | 0 | 0 | 0 | 0 | 0 | 0 | 0 | 0.45131 | 0 | 0.88038 | 0 | 1.585 | 0 | 0.42121 | 0.6901 | 0 | 0 | 0 | 0 | 4.0279 | 0 | 0 | 0 | 0 | 0 | 0 | 0 | 0 | 0 | 0 | 0 | 0 | 0
8 | 28 | 20 | 2 | 1.7931 | 0 | 2.4769 | 0 | 0 | 0 | 0 | 0.18729 | 0 | 0 | 2.9568 | 0 | 7.4141 | 0 | 0 | 0 | 0 | 0 | 0 | 0 | 0 | 0 | 0 | 0 | 0 | 0 | 0.45131 | 0 | 1.1038 | 0 | 1.2509 | 0 | 0.36871 | 0.6901 | 0 | 0 | 0 | 0 | 3.8649 | 0 | 0 | 0 | 0 | 0 | 0 | 0 | 0 | 0 | 0 | 0 | 0 | 0
8 | 28 | 21 | 2 | 1.7931 | 0 | 2.4769 | 0 | 0 | 0 | 0 | 0.16987 | 0 | 0 | 3.792 | 0 | 8.2319 | 0 | 0 | 0 | 0 | 0 | 0 | 0 | 0 | 0 | 0 | 0 | 0 | 0 | 0.45131 | 0 | 1.2156 | 0 | 1.1033 | 0 | 0.47371 | 0.6901 | 0 | 0 | 0 | 0 | 3.9339 | 0 | 0 | 0 | 0 | 0 | 0 | 0 | 0 | 0 | 0 | 0 | 0 | 0
8 | 28 | 22 | 2 | 1.7931 | 0 | 2.4769 | 0 | 0 | 0 | 0 | 0.15755 | 0 | 0 | 2.5391 | 0 | 6.9666 | 0 | 0 | 0 | 0 | 0 | 0 | 0 | 0 | 0 | 0 | 0 | 0 | 0 | 0.45131 | 0 | 1.1038 | 0 | 1.006 | 0 | 0.31621 | 0.6901 | 0 | 0 | 0 | 0 | 3.5675 | 0 | 0 | 0 | 0 | 0 | 0 | 0 | 0 | 0 | 0 | 0 | 0 | 0
8 | 28 | 23 | 2 | 1.7931 | 0 | 2.4769 | 0 | 0 | 0 | 0 | 0.15528 | 0 | 0 | 0.45094 | 0 | 4.8762 | 0 | 0 | 0 | 0 | 0 | 0 | 0 | 0 | 0 | 0 | 0 | 0 | 0 | 0.45131 | 0 | 0.88038 | 0 | 0.98003 | 0 | 0.053706 | 0.6901 | 0 | 0 | 0 | 0 | 3.0555 | 0 | 0 | 0 | 0 | 0 | 0 | 0 | 0 | 0 | 0 | 0 | 0 | 0
8 | 28 | 24 | 2 | 1.7931 | 0 | 2.4769 | 0 | 0 | 0 | 0 | 0.15949 | 0 | 0 | 0.45099 | 0 | 4.8805 | 0 | 0 | 0 | 0 | 0 | 0 | 0 | 0 | 0 | 0 | 0 | 0 | 0 | 0.45131 | 0 | 0.54519 | 0 | 0.98428 | 0 | 0.053706 | 0.6901 | 0 | 0 | 0 | 0 | 2.7246 | 0 | 0 | 0 | 0 | 0 | 0 | 0 | 0 | 0 | 0 | 0 | 0 | 0
8 | 29 | 1 | 3 | 1.7931 | 0 | 2.4769 | 0 | 0 | 0 | 0 | 0.14803 | 0 | 0 | 0.45109 | 0 | 4.8691 | 0 | 0 | 0 | 0 | 0 | 0 | 0 | 0 | 0 | 0 | 0 | 0 | 0 | 0.45131 | 0 | 0.32173 | 0 | 0.88197 | 0 | 0.053706 | 0.6901 | 0 | 0 | 0 | 0 | 2.3988 | 0 | 0 | 0 | 0 | 0 | 0 | 0 | 0 | 0 | 0 | 0 | 0 | 0
8 | 29 | 2 | 3 | 1.7931 | 0 | 2.4769 | 0 | 0 | 0 | 0 | 0.1425 | 0 | 0 | 0.45122 | 0 | 4.8637 | 0 | 0 | 0 | 0 | 0 | 0 | 0 | 0 | 0 | 0 | 0 | 0 | 0 | 0.45131 | 0 | 0.32173 | 0 | 0.84703 | 0 | 0.053706 | 0.6901 | 0 | 0 | 0 | 0 | 2.3639 | 0 | 0 | 0 | 0 | 0 | 0 | 0 | 0 | 0 | 0 | 0 | 0 | 0
8 | 29 | 3 | 3 | 1.7931 | 0 | 2.4769 | 0 | 0 | 0 | 0 | 0.13179 | 0 | 0 | 0.45129 | 0 | 4.8531 | 0 | 0 | 0 | 0 | 0 | 0 | 0 | 0 | 0 | 0 | 0 | 0 | 0 | 0.45131 | 0 | 0.32173 | 0 | 0.76763 | 0 | 0.053706 | 0.6901 | 0 | 0 | 0 | 0 | 2.2845 | 0 | 0 | 0 | 0 | 0 | 0 | 0 | 0 | 0 | 0 | 0 | 0 | 0
8 | 29 | 4 | 3 | 1.7931 | 0 | 2.4769 | 0 | 0 | 0 | 0 | 0.12436 | 0 | 0 | 0.45134 | 0 | 4.8457 | 0 | 0 | 0 | 0 | 0 | 0 | 0 | 0 | 0 | 0 | 0 | 0 | 0 | 0.45131 | 0 | 0.32173 | 0 | 0.71023 | 0 | 0.053706 | 0.6901 | 0 | 0 | 0 | 0 | 2.2271 | 0 | 0 | 0 | 0 | 0 | 0 | 0 | 0 | 0 | 0 | 0 | 0 | 0
8 | 29 | 5 | 3 | 1.7931 | 0 | 2.4769 | 0 | 0 | 0 | 0 | 0.12131 | 0 | 0 | 0.45137 | 0 | 4.8427 | 0 | 0 | 0 | 0 | 0 | 0 | 0 | 0 | 0 | 0 | 0 | 0 | 0 | 0.45131 | 0 | 0.32173 | 0 | 0.69033 | 0 | 0.053706 | 0.6901 | 0 | 0 | 0 | 0 | 2.2072 | 0 | 0 | 0 | 0 | 0 | 0 | 0 | 0 | 0 | 0 | 0 | 0 | 0
8 | 29 | 6 | 3 | 1.7931 | 0 | 2.4769 | 0 | 0 | 0 | 0 | 0.12055 | 0 | 0 | 2.5395 | 0 | 6.9301 | 0 | 0 | 0 | 0 | 0 | 0 | 0 | 0 | 0 | 0 | 0 | 0 | 0 | 0.45131 | 0 | 0.54519 | 0 | 0.66723 | 0 | 0.31621 | 0.6901 | 0 | 0 | 0 | 0 | 2.67 | 0 | 0 | 0 | 0 | 0 | 0 | 0 | 0 | 0 | 0 | 0 | 0 | 0
8 | 29 | 7 | 3 | 1.7931 | 0 | 2.4769 | 0 | 0 | 0 | 0 | 0.15891 | 0 | 0 | 3.9549 | 0 | 8.3839 | 0 | 0 | 0 | 0 | 0 | 0 | 0 | 0 | 0 | 0 | 0 | 0 | 0 | 0.45131 | 0 | 0.71279 | 0 | 0.85787 | 0 | 0.52621 | 0.6901 | 0 | 0 | 0 | 0 | 3.2383 | 0 | 0 | 0 | 0 | 0 | 0 | 0 | 0 | 0 | 0 | 0 | 0 | 0
8 | 29 | 8 | 3 | 1.7931 | 0 | 13.6089 | 0 | 0 | 0 | 0 | 0.32656 | 0 | 0 | 3.6267 | 0 | 19.3552 | 0 | 0 | 0 | 0 | 0 | 0 | 0 | 0 | 0 | 0 | 0 | 0 | 0 | 0.45131 | 0 | 0.71279 | 0 | 1.8791 | 0 | 0.42121 | 0.6901 | 0 | 0 | 0 | 0 | 4.1545 | 0 | 0 | 0 | 0 | 0 | 0 | 0 | 0 | 0 | 0 | 0 | 0 | 0
8 | 29 | 9 | 3 | 1.7931 | 0 | 13.6089 | 0 | 0 | 0 | 0 | 0.37902 | 0 | 0 | 2.5394 | 0 | 18.3204 | 0 | 0 | 0 | 0 | 0 | 0 | 0 | 0 | 0 | 0 | 0 | 0 | 0 | 0.45131 | 0 | 0.71279 | 0 | 2.3384 | 0 | 0.31621 | 0.6901 | 0 | 0 | 0 | 0 | 4.5088 | 0 | 0 | 0 | 0 | 0 | 0 | 0 | 0 | 0 | 0 | 0 | 0 | 0
8 | 29 | 10 | 3 | 1.7931 | 0 | 13.6089 | 0 | 0 | 0 | 0 | 0.41102 | 0 | 0 | 2.5393 | 0 | 18.3524 | 0 | 0 | 0 | 0 | 0 | 0 | 0 | 0 | 0 | 0 | 0 | 0 | 0 | 0.45131 | 0 | 0.71279 | 0 | 2.6297 | 0 | 0.31621 | 0.6901 | 0 | 0 | 0 | 0 | 4.8001 | 0 | 0 | 0 | 0 | 0 | 0 | 0 | 0 | 0 | 0 | 0 | 0 | 0
8 | 29 | 11 | 3 | 1.7931 | 0 | 13.6089 | 0 | 0 | 0 | 0 | 0.47161 | 0 | 0 | 2.9569 | 0 | 18.8305 | 0 | 0 | 0 | 0 | 0 | 0 | 0 | 0 | 0 | 0 | 0 | 0 | 0 | 0.45131 | 0 | 0.54519 | 0 | 3.2338 | 0 | 0.36871 | 0.6901 | 0 | 0 | 0 | 0 | 5.2892 | 0 | 0 | 0 | 0 | 0 | 0 | 0 | 0 | 0 | 0 | 0 | 0 | 0
8 | 29 | 12 | 3 | 1.7931 | 0 | 8.6613 | 0 | 0 | 0 | 0 | 0.46805 | 0 | 0 | 3.3746 | 0 | 14.2971 | 0 | 0 | 0 | 0 | 0 | 0 | 0 | 0 | 0 | 0 | 0 | 0 | 0 | 0.45131 | 0 | 0.54519 | 0 | 3.2945 | 0 | 0.42121 | 0.6901 | 0 | 0 | 0 | 0 | 5.4023 | 0 | 0 | 0 | 0 | 0 | 0 | 0 | 0 | 0 | 0 | 0 | 0 | 0
8 | 29 | 13 | 3 | 1.7931 | 0 | 13.6089 | 0 | 0 | 0 | 0 | 0.51877 | 0 | 0 | 2.957 | 0 | 18.8777 | 0 | 0 | 0 | 0 | 0 | 0 | 0 | 0 | 0 | 0 | 0 | 0 | 0 | 0.45131 | 0 | 0.54519 | 0 | 3.8085 | 0 | 0.36871 | 0.6901 | 0 | 0 | 0 | 0 | 5.8638 | 0 | 0 | 0 | 0 | 0 | 0 | 0 | 0 | 0 | 0 | 0 | 0 | 0
8 | 29 | 14 | 3 | 1.7931 | 0 | 13.6089 | 0 | 0 | 0 | 0 | 0.57126 | 0 | 0 | 2.957 | 0 | 18.9302 | 0 | 0 | 0 | 0 | 0 | 0 | 0 | 0 | 0 | 0 | 0 | 0 | 0 | 0.45131 | 0 | 0.54519 | 0 | 4.2473 | 0 | 0.36871 | 0.6901 | 0 | 0 | 0 | 0 | 6.3027 | 0 | 0 | 0 | 0 | 0 | 0 | 0 | 0 | 0 | 0 | 0 | 0 | 0
8 | 29 | 15 | 3 | 1.7931 | 0 | 13.6089 | 0 | 0 | 0 | 0 | 0.54301 | 0 | 0 | 2.5393 | 0 | 18.4844 | 0 | 0 | 0 | 0 | 0 | 0 | 0 | 0 | 0 | 0 | 0 | 0 | 0 | 0.45131 | 0 | 0.54519 | 0 | 3.9409 | 0 | 0.31621 | 0.6901 | 0 | 0 | 0 | 0 | 5.9437 | 0 | 0 | 0 | 0 | 0 | 0 | 0 | 0 | 0 | 0 | 0 | 0 | 0
8 | 29 | 16 | 3 | 1.7931 | 0 | 13.6089 | 0 | 0 | 0 | 0 | 0.5496 | 0 | 0 | 2.5394 | 0 | 18.491 | 0 | 0 | 0 | 0 | 0 | 0 | 0 | 0 | 0 | 0 | 0 | 0 | 0 | 0.45131 | 0 | 0.54519 | 0 | 3.9997 | 0 | 0.31621 | 0.6901 | 0 | 0 | 0 | 0 | 6.0025 | 0 | 0 | 0 | 0 | 0 | 0 | 0 | 0 | 0 | 0 | 0 | 0 | 0
8 | 29 | 17 | 3 | 1.7931 | 0 | 13.6089 | 0 | 0 | 0 | 0 | 0.53301 | 0 | 0 | 3.9549 | 0 | 19.8899 | 0 | 0 | 0 | 0 | 0 | 0 | 0 | 0 | 0 | 0 | 0 | 0 | 0 | 0.45131 | 0 | 0.54519 | 0 | 4.0848 | 0 | 0.52621 | 0.6901 | 0 | 0 | 0 | 0 | 6.2976 | 0 | 0 | 0 | 0 | 0 | 0 | 0 | 0 | 0 | 0 | 0 | 0 | 0
8 | 29 | 18 | 3 | 1.7931 | 0 | 9.8982 | 0 | 0 | 0 | 0 | 0.45183 | 0 | 0 | 3.9549 | 0 | 16.0981 | 0 | 0 | 0 | 0 | 0 | 0 | 0 | 0 | 0 | 0 | 0 | 0 | 0 | 0.45131 | 0 | 0.54519 | 0 | 3.5116 | 0 | 0.52621 | 0.6901 | 0 | 0 | 0 | 0 | 5.7244 | 0 | 0 | 0 | 0 | 0 | 0 | 0 | 0 | 0 | 0 | 0 | 0 | 0
8 | 29 | 19 | 3 | 1.7931 | 0 | 2.4769 | 0 | 0 | 0 | 0 | 0.30573 | 0 | 0 | 3.8756 | 0 | 8.4514 | 0 | 0 | 0 | 0 | 0 | 0 | 0 | 0 | 0 | 0 | 0 | 0 | 0 | 0.45131 | 0 | 0.88038 | 0 | 2.2409 | 0 | 0.42121 | 0.6901 | 0 | 0 | 0 | 0 | 4.6839 | 0 | 0 | 0 | 0 | 0 | 0 | 0 | 0 | 0 | 0 | 0 | 0 | 0
8 | 29 | 20 | 3 | 1.7931 | 0 | 2.4769 | 0 | 0 | 0 | 0 | 0.25462 | 0 | 0 | 2.957 | 0 | 7.4816 | 0 | 0 | 0 | 0 | 0 | 0 | 0 | 0 | 0 | 0 | 0 | 0 | 0 | 0.45131 | 0 | 1.1038 | 0 | 1.7669 | 0 | 0.36871 | 0.6901 | 0 | 0 | 0 | 0 | 4.3809 | 0 | 0 | 0 | 0 | 0 | 0 | 0 | 0 | 0 | 0 | 0 | 0 | 0
8 | 29 | 21 | 3 | 1.7931 | 0 | 2.4769 | 0 | 0 | 0 | 0 | 0.23258 | 0 | 0 | 3.7921 | 0 | 8.2947 | 0 | 0 | 0 | 0 | 0 | 0 | 0 | 0 | 0 | 0 | 0 | 0 | 0 | 0.45131 | 0 | 1.2156 | 0 | 1.5546 | 0 | 0.47371 | 0.6901 | 0 | 0 | 0 | 0 | 4.3853 | 0 | 0 | 0 | 0 | 0 | 0 | 0 | 0 | 0 | 0 | 0 | 0 | 0
8 | 29 | 22 | 3 | 1.7931 | 0 | 2.4769 | 0 | 0 | 0 | 0 | 0.21815 | 0 | 0 | 2.5392 | 0 | 7.0274 | 0 | 0 | 0 | 0 | 0 | 0 | 0 | 0 | 0 | 0 | 0 | 0 | 0 | 0.45131 | 0 | 1.1038 | 0 | 1.4257 | 0 | 0.31621 | 0.6901 | 0 | 0 | 0 | 0 | 3.9872 | 0 | 0 | 0 | 0 | 0 | 0 | 0 | 0 | 0 | 0 | 0 | 0 | 0
8 | 29 | 23 | 3 | 1.7931 | 0 | 2.4769 | 0 | 0 | 0 | 0 | 0.20995 | 0 | 0 | 0.45109 | 0 | 4.9311 | 0 | 0 | 0 | 0 | 0 | 0 | 0 | 0 | 0 | 0 | 0 | 0 | 0 | 0.45131 | 0 | 0.88038 | 0 | 1.3724 | 0 | 0.053706 | 0.6901 | 0 | 0 | 0 | 0 | 3.4479 | 0 | 0 | 0 | 0 | 0 | 0 | 0 | 0 | 0 | 0 | 0 | 0 | 0
8 | 29 | 24 | 3 | 1.7931 | 0 | 2.4769 | 0 | 0 | 0 | 0 | 0.20679 | 0 | 0 | 0.45114 | 0 | 4.928 | 0 | 0 | 0 | 0 | 0 | 0 | 0 | 0 | 0 | 0 | 0 | 0 | 0 | 0.45131 | 0 | 0.54519 | 0 | 1.3305 | 0 | 0.053706 | 0.6901 | 0 | 0 | 0 | 0 | 3.0708 | 0 | 0 | 0 | 0 | 0 | 0 | 0 | 0 | 0 | 0 | 0 | 0 | 0
8 | 30 | 1 | 4 | 1.7931 | 0 | 2.4769 | 0 | 0 | 0 | 0 | 0.1958 | 0 | 0 | 0.45126 | 0 | 4.9171 | 0 | 0 | 0 | 0 | 0 | 0 | 0 | 0 | 0 | 0 | 0 | 0 | 0 | 0.45131 | 0 | 0.32173 | 0 | 1.2191 | 0 | 0.053706 | 0.6901 | 0 | 0 | 0 | 0 | 2.7359 | 0 | 0 | 0 | 0 | 0 | 0 | 0 | 0 | 0 | 0 | 0 | 0 | 0
8 | 30 | 2 | 4 | 1.7931 | 0 | 2.4769 | 0 | 0 | 0 | 0 | 0.19085 | 0 | 0 | 0.45138 | 0 | 4.9123 | 0 | 0 | 0 | 0 | 0 | 0 | 0 | 0 | 0 | 0 | 0 | 0 | 0 | 0.45131 | 0 | 0.32173 | 0 | 1.1857 | 0 | 0.053706 | 0.6901 | 0 | 0 | 0 | 0 | 2.7026 | 0 | 0 | 0 | 0 | 0 | 0 | 0 | 0 | 0 | 0 | 0 | 0 | 0
8 | 30 | 3 | 4 | 1.7931 | 0 | 2.4769 | 0 | 0 | 0 | 0 | 0.18437 | 0 | 0 | 0.45144 | 0 | 4.9058 | 0 | 0 | 0 | 0 | 0 | 0 | 0 | 0 | 0 | 0 | 0 | 0 | 0 | 0.45131 | 0 | 0.32173 | 0 | 1.1281 | 0 | 0.053706 | 0.6901 | 0 | 0 | 0 | 0 | 2.6449 | 0 | 0 | 0 | 0 | 0 | 0 | 0 | 0 | 0 | 0 | 0 | 0 | 0
8 | 30 | 4 | 4 | 1.7931 | 0 | 2.4769 | 0 | 0 | 0 | 0 | 0.17781 | 0 | 0 | 0.45148 | 0 | 4.8993 | 0 | 0 | 0 | 0 | 0 | 0 | 0 | 0 | 0 | 0 | 0 | 0 | 0 | 0.45131 | 0 | 0.32173 | 0 | 1.0817 | 0 | 0.053706 | 0.6901 | 0 | 0 | 0 | 0 | 2.5986 | 0 | 0 | 0 | 0 | 0 | 0 | 0 | 0 | 0 | 0 | 0 | 0 | 0
8 | 30 | 5 | 4 | 1.7931 | 0 | 2.4769 | 0 | 0 | 0 | 0 | 0.16201 | 0 | 0 | 0.4515 | 0 | 4.8835 | 0 | 0 | 0 | 0 | 0 | 0 | 0 | 0 | 0 | 0 | 0 | 0 | 0 | 0.45131 | 0 | 0.32173 | 0 | 0.97565 | 0 | 0.053706 | 0.6901 | 0 | 0 | 0 | 0 | 2.4925 | 0 | 0 | 0 | 0 | 0 | 0 | 0 | 0 | 0 | 0 | 0 | 0 | 0
8 | 30 | 6 | 4 | 1.7931 | 0 | 2.4769 | 0 | 0 | 0 | 0 | 0.15412 | 0 | 0 | 2.5396 | 0 | 6.9638 | 0 | 0 | 0 | 0 | 0 | 0 | 0 | 0 | 0 | 0 | 0 | 0 | 0 | 0.45131 | 0 | 0.54519 | 0 | 0.90751 | 0 | 0.31621 | 0.6901 | 0 | 0 | 0 | 0 | 2.9103 | 0 | 0 | 0 | 0 | 0 | 0 | 0 | 0 | 0 | 0 | 0 | 0 | 0
8 | 30 | 7 | 4 | 1.7931 | 0 | 2.4769 | 0 | 0 | 0 | 0 | 0.19216 | 0 | 0 | 3.955 | 0 | 8.4172 | 0 | 0 | 0 | 0 | 0 | 0 | 0 | 0 | 0 | 0 | 0 | 0 | 0 | 0.45131 | 0 | 0.71279 | 0 | 1.0835 | 0 | 0.52621 | 0.6901 | 0 | 0 | 0 | 0 | 3.4639 | 0 | 0 | 0 | 0 | 0 | 0 | 0 | 0 | 0 | 0 | 0 | 0 | 0
8 | 30 | 8 | 4 | 1.7931 | 0 | 13.6089 | 0 | 0 | 0 | 0 | 0.37019 | 0 | 0 | 3.6268 | 0 | 19.399 | 0 | 0 | 0 | 0 | 0 | 0 | 0 | 0 | 0 | 0 | 0 | 0 | 0 | 0.45131 | 0 | 0.71279 | 0 | 2.1892 | 0 | 0.42121 | 0.6901 | 0 | 0 | 0 | 0 | 4.4646 | 0 | 0 | 0 | 0 | 0 | 0 | 0 | 0 | 0 | 0 | 0 | 0 | 0
8 | 30 | 9 | 4 | 1.7931 | 0 | 13.6089 | 0 | 0 | 0 | 0 | 0.41375 | 0 | 0 | 2.5394 | 0 | 18.3552 | 0 | 0 | 0 | 0 | 0 | 0 | 0 | 0 | 0 | 0 | 0 | 0 | 0 | 0.45131 | 0 | 0.71279 | 0 | 2.6209 | 0 | 0.31621 | 0.6901 | 0 | 0 | 0 | 0 | 4.7913 | 0 | 0 | 0 | 0 | 0 | 0 | 0 | 0 | 0 | 0 | 0 | 0 | 0
8 | 30 | 10 | 4 | 1.7931 | 0 | 13.6089 | 0 | 0 | 0 | 0 | 0.44576 | 0 | 0 | 2.5394 | 0 | 18.3872 | 0 | 0 | 0 | 0 | 0 | 0 | 0 | 0 | 0 | 0 | 0 | 0 | 0 | 0.45131 | 0 | 0.71279 | 0 | 2.914 | 0 | 0.31621 | 0.6901 | 0 | 0 | 0 | 0 | 5.0844 | 0 | 0 | 0 | 0 | 0 | 0 | 0 | 0 | 0 | 0 | 0 | 0 | 0
8 | 30 | 11 | 4 | 1.7931 | 0 | 13.6089 | 0 | 0 | 0 | 0 | 0.50088 | 0 | 0 | 2.957 | 0 | 18.8599 | 0 | 0 | 0 | 0 | 0 | 0 | 0 | 0 | 0 | 0 | 0 | 0 | 0 | 0.45131 | 0 | 0.54519 | 0 | 3.3843 | 0 | 0.36871 | 0.6901 | 0 | 0 | 0 | 0 | 5.4396 | 0 | 0 | 0 | 0 | 0 | 0 | 0 | 0 | 0 | 0 | 0 | 0 | 0
8 | 30 | 12 | 4 | 1.7931 | 0 | 8.6613 | 0 | 0 | 0 | 0 | 0.51285 | 0 | 0 | 3.3746 | 0 | 14.342 | 0 | 0 | 0 | 0 | 0 | 0 | 0 | 0 | 0 | 0 | 0 | 0 | 0 | 0.45131 | 0 | 0.54519 | 0 | 3.5051 | 0 | 0.42121 | 0.6901 | 0 | 0 | 0 | 0 | 5.613 | 0 | 0 | 0 | 0 | 0 | 0 | 0 | 0 | 0 | 0 | 0 | 0 | 0
8 | 30 | 13 | 4 | 1.7931 | 0 | 13.6089 | 0 | 0 | 0 | 0 | 0.60511 | 0 | 0 | 2.957 | 0 | 18.9641 | 0 | 0 | 0 | 0 | 0 | 0 | 0 | 0 | 0 | 0 | 0 | 0 | 0 | 0.45131 | 0 | 0.54519 | 0 | 4.0748 | 0 | 0.36871 | 0.6901 | 0 | 0 | 0 | 0 | 6.1301 | 0 | 0 | 0 | 0 | 0 | 0 | 0 | 0 | 0 | 0 | 0 | 0 | 0
8 | 30 | 14 | 4 | 1.7931 | 0 | 13.6089 | 0 | 0 | 0 | 0 | 0.57537 | 0 | 0 | 2.957 | 0 | 18.9344 | 0 | 0 | 0 | 0 | 0 | 0 | 0 | 0 | 0 | 0 | 0 | 0 | 0 | 0.45131 | 0 | 0.54519 | 0 | 3.9653 | 0 | 0.36871 | 0.6901 | 0 | 0 | 0 | 0 | 6.0206 | 0 | 0 | 0 | 0 | 0 | 0 | 0 | 0 | 0 | 0 | 0 | 0 | 0
8 | 30 | 15 | 4 | 1.7931 | 0 | 13.6089 | 0 | 0 | 0 | 0 | 0.56582 | 0 | 0 | 2.5394 | 0 | 18.5072 | 0 | 0 | 0 | 0 | 0 | 0 | 0 | 0 | 0 | 0 | 0 | 0 | 0 | 0.45131 | 0 | 0.54519 | 0 | 3.9644 | 0 | 0.31621 | 0.6901 | 0 | 0 | 0 | 0 | 5.9672 | 0 | 0 | 0 | 0 | 0 | 0 | 0 | 0 | 0 | 0 | 0 | 0 | 0
8 | 30 | 16 | 4 | 1.7931 | 0 | 13.6089 | 0 | 0 | 0 | 0 | 0.63504 | 0 | 0 | 2.5394 | 0 | 18.5765 | 0 | 0 | 0 | 0 | 0 | 0 | 0 | 0 | 0 | 0 | 0 | 0 | 0 | 0.45131 | 0 | 0.54519 | 0 | 4.3639 | 0 | 0.31621 | 0.6901 | 0 | 0 | 0 | 0 | 6.3667 | 0 | 0 | 0 | 0 | 0 | 0 | 0 | 0 | 0 | 0 | 0 | 0 | 0
8 | 30 | 17 | 4 | 1.7931 | 0 | 13.6089 | 0 | 0 | 0 | 0 | 0.61923 | 0 | 0 | 3.9549 | 0 | 19.9761 | 0 | 0 | 0 | 0 | 0 | 0 | 0 | 0 | 0 | 0 | 0 | 0 | 0 | 0.45131 | 0 | 0.54519 | 0 | 4.3792 | 0 | 0.52621 | 0.6901 | 0 | 0 | 0 | 0 | 6.5921 | 0 | 0 | 0 | 0 | 0 | 0 | 0 | 0 | 0 | 0 | 0 | 0 | 0
8 | 30 | 18 | 4 | 1.7931 | 0 | 9.8982 | 0 | 0 | 0 | 0 | 0.50251 | 0 | 0 | 3.9549 | 0 | 16.1487 | 0 | 0 | 0 | 0 | 0 | 0 | 0 | 0 | 0 | 0 | 0 | 0 | 0 | 0.45131 | 0 | 0.54519 | 0 | 3.7009 | 0 | 0.52621 | 0.6901 | 0 | 0 | 0 | 0 | 5.9138 | 0 | 0 | 0 | 0 | 0 | 0 | 0 | 0 | 0 | 0 | 0 | 0 | 0
8 | 30 | 19 | 4 | 1.7931 | 0 | 2.4769 | 0 | 0 | 0 | 0 | 0.35902 | 0 | 0 | 3.8757 | 0 | 8.5047 | 0 | 0 | 0 | 0 | 0 | 0 | 0 | 0 | 0 | 0 | 0 | 0 | 0 | 0.45131 | 0 | 0.88038 | 0 | 2.5317 | 0 | 0.42121 | 0.6901 | 0 | 0 | 0 | 0 | 4.9747 | 0 | 0 | 0 | 0 | 0 | 0 | 0 | 0 | 0 | 0 | 0 | 0 | 0
8 | 30 | 20 | 4 | 1.7931 | 0 | 2.4769 | 0 | 0 | 0 | 0 | 0.31546 | 0 | 0 | 2.957 | 0 | 7.5424 | 0 | 0 | 0 | 0 | 0 | 0 | 0 | 0 | 0 | 0 | 0 | 0 | 0 | 0.45131 | 0 | 1.1038 | 0 | 2.0681 | 0 | 0.36871 | 0.6901 | 0 | 0 | 0 | 0 | 4.6821 | 0 | 0 | 0 | 0 | 0 | 0 | 0 | 0 | 0 | 0 | 0 | 0 | 0
8 | 30 | 21 | 4 | 1.7931 | 0 | 2.4769 | 0 | 0 | 0 | 0 | 0.29001 | 0 | 0 | 3.7921 | 0 | 8.3521 | 0 | 0 | 0 | 0 | 0 | 0 | 0 | 0 | 0 | 0 | 0 | 0 | 0 | 0.45131 | 0 | 1.2156 | 0 | 1.8297 | 0 | 0.47371 | 0.6901 | 0 | 0 | 0 | 0 | 4.6604 | 0 | 0 | 0 | 0 | 0 | 0 | 0 | 0 | 0 | 0 | 0 | 0 | 0
8 | 30 | 22 | 4 | 1.7931 | 0 | 2.4769 | 0 | 0 | 0 | 0 | 0.27925 | 0 | 0 | 2.5391 | 0 | 7.0884 | 0 | 0 | 0 | 0 | 0 | 0 | 0 | 0 | 0 | 0 | 0 | 0 | 0 | 0.45131 | 0 | 1.1038 | 0 | 1.7671 | 0 | 0.31621 | 0.6901 | 0 | 0 | 0 | 0 | 4.3286 | 0 | 0 | 0 | 0 | 0 | 0 | 0 | 0 | 0 | 0 | 0 | 0 | 0
8 | 30 | 23 | 4 | 1.7931 | 0 | 2.4769 | 0 | 0 | 0 | 0 | 0.27016 | 0 | 0 | 0.45103 | 0 | 4.9912 | 0 | 0 | 0 | 0 | 0 | 0 | 0 | 0 | 0 | 0 | 0 | 0 | 0 | 0.45131 | 0 | 0.88038 | 0 | 1.7284 | 0 | 0.053706 | 0.6901 | 0 | 0 | 0 | 0 | 3.8039 | 0 | 0 | 0 | 0 | 0 | 0 | 0 | 0 | 0 | 0 | 0 | 0 | 0
8 | 30 | 24 | 4 | 1.7931 | 0 | 2.4769 | 0 | 0 | 0 | 0 | 0.26349 | 0 | 0 | 0.45107 | 0 | 4.9846 | 0 | 0 | 0 | 0 | 0 | 0 | 0 | 0 | 0 | 0 | 0 | 0 | 0 | 0.45131 | 0 | 0.54519 | 0 | 1.6882 | 0 | 0.053706 | 0.6901 | 0 | 0 | 0 | 0 | 3.4285 | 0 | 0 | 0 | 0 | 0 | 0 | 0 | 0 | 0 | 0 | 0 | 0 | 0
8 | 31 | 1 | 5 | 1.7931 | 0 | 2.4769 | 0 | 0 | 0 | 0 | 0.25553 | 0 | 0 | 0.45117 | 0 | 4.9767 | 0 | 0 | 0 | 0 | 0 | 0 | 0 | 0 | 0 | 0 | 0 | 0 | 0 | 0.45131 | 0 | 0.32173 | 0 | 1.6266 | 0 | 0.053706 | 0.6901 | 0 | 0 | 0 | 0 | 3.1435 | 0 | 0 | 0 | 0 | 0 | 0 | 0 | 0 | 0 | 0 | 0 | 0 | 0
8 | 31 | 2 | 5 | 1.7931 | 0 | 2.4769 | 0 | 0 | 0 | 0 | 0.24275 | 0 | 0 | 0.45129 | 0 | 4.9641 | 0 | 0 | 0 | 0 | 0 | 0 | 0 | 0 | 0 | 0 | 0 | 0 | 0 | 0.45131 | 0 | 0.32173 | 0 | 1.5159 | 0 | 0.053706 | 0.6901 | 0 | 0 | 0 | 0 | 3.0327 | 0 | 0 | 0 | 0 | 0 | 0 | 0 | 0 | 0 | 0 | 0 | 0 | 0
8 | 31 | 3 | 5 | 1.7931 | 0 | 2.4769 | 0 | 0 | 0 | 0 | 0.22688 | 0 | 0 | 0.45135 | 0 | 4.9482 | 0 | 0 | 0 | 0 | 0 | 0 | 0 | 0 | 0 | 0 | 0 | 0 | 0 | 0.45131 | 0 | 0.32173 | 0 | 1.3939 | 0 | 0.053706 | 0.6901 | 0 | 0 | 0 | 0 | 2.9107 | 0 | 0 | 0 | 0 | 0 | 0 | 0 | 0 | 0 | 0 | 0 | 0 | 0
8 | 31 | 4 | 5 | 1.7931 | 0 | 2.4769 | 0 | 0 | 0 | 0 | 0.20716 | 0 | 0 | 0.45139 | 0 | 4.9286 | 0 | 0 | 0 | 0 | 0 | 0 | 0 | 0 | 0 | 0 | 0 | 0 | 0 | 0.45131 | 0 | 0.32173 | 0 | 1.2496 | 0 | 0.053706 | 0.6901 | 0 | 0 | 0 | 0 | 2.7664 | 0 | 0 | 0 | 0 | 0 | 0 | 0 | 0 | 0 | 0 | 0 | 0 | 0
8 | 31 | 5 | 5 | 1.7931 | 0 | 2.4769 | 0 | 0 | 0 | 0 | 0.20118 | 0 | 0 | 0.45143 | 0 | 4.9226 | 0 | 0 | 0 | 0 | 0 | 0 | 0 | 0 | 0 | 0 | 0 | 0 | 0 | 0.45131 | 0 | 0.32173 | 0 | 1.2119 | 0 | 0.053706 | 0.6901 | 0 | 0 | 0 | 0 | 2.7287 | 0 | 0 | 0 | 0 | 0 | 0 | 0 | 0 | 0 | 0 | 0 | 0 | 0
8 | 31 | 6 | 5 | 1.7931 | 0 | 2.4769 | 0 | 0 | 0 | 0 | 0.18948 | 0 | 0 | 2.5395 | 0 | 6.999 | 0 | 0 | 0 | 0 | 0 | 0 | 0 | 0 | 0 | 0 | 0 | 0 | 0 | 0.45131 | 0 | 0.54519 | 0 | 1.1114 | 0 | 0.31621 | 0.6901 | 0 | 0 | 0 | 0 | 3.1142 | 0 | 0 | 0 | 0 | 0 | 0 | 0 | 0 | 0 | 0 | 0 | 0 | 0
8 | 31 | 7 | 5 | 1.7931 | 0 | 2.4769 | 0 | 0 | 0 | 0 | 0.19592 | 0 | 0 | 3.9549 | 0 | 8.4209 | 0 | 0 | 0 | 0 | 0 | 0 | 0 | 0 | 0 | 0 | 0 | 0 | 0 | 0.45131 | 0 | 0.71279 | 0 | 1.102 | 0 | 0.52621 | 0.6901 | 0 | 0 | 0 | 0 | 3.4824 | 0 | 0 | 0 | 0 | 0 | 0 | 0 | 0 | 0 | 0 | 0 | 0 | 0
8 | 31 | 8 | 5 | 1.7931 | 0 | 13.6089 | 0 | 0 | 0 | 0 | 0.35447 | 0 | 0 | 3.6267 | 0 | 19.3832 | 0 | 0 | 0 | 0 | 0 | 0 | 0 | 0 | 0 | 0 | 0 | 0 | 0 | 0.45131 | 0 | 0.71279 | 0 | 2.0509 | 0 | 0.42121 | 0.6901 | 0 | 0 | 0 | 0 | 4.3263 | 0 | 0 | 0 | 0 | 0 | 0 | 0 | 0 | 0 | 0 | 0 | 0 | 0
8 | 31 | 9 | 5 | 1.7931 | 0 | 13.6089 | 0 | 0 | 0 | 0 | 0.38306 | 0 | 0 | 2.5394 | 0 | 18.3245 | 0 | 0 | 0 | 0 | 0 | 0 | 0 | 0 | 0 | 0 | 0 | 0 | 0 | 0.45131 | 0 | 0.71279 | 0 | 2.224 | 0 | 0.31621 | 0.6901 | 0 | 0 | 0 | 0 | 4.3944 | 0 | 0 | 0 | 0 | 0 | 0 | 0 | 0 | 0 | 0 | 0 | 0 | 0
8 | 31 | 10 | 5 | 1.7931 | 0 | 13.6089 | 0 | 0 | 0 | 0 | 0.41876 | 0 | 0 | 2.5394 | 0 | 18.3602 | 0 | 0 | 0 | 0 | 0 | 0 | 0 | 0 | 0 | 0 | 0 | 0 | 0 | 0.45131 | 0 | 0.71279 | 0 | 2.5137 | 0 | 0.31621 | 0.6901 | 0 | 0 | 0 | 0 | 4.6841 | 0 | 0 | 0 | 0 | 0 | 0 | 0 | 0 | 0 | 0 | 0 | 0 | 0
8 | 31 | 11 | 5 | 1.7931 | 0 | 13.6089 | 0 | 0 | 0 | 0 | 0.46292 | 0 | 0 | 2.957 | 0 | 18.8219 | 0 | 0 | 0 | 0 | 0 | 0 | 0 | 0 | 0 | 0 | 0 | 0 | 0 | 0.45131 | 0 | 0.54519 | 0 | 2.8015 | 0 | 0.36871 | 0.6901 | 0 | 0 | 0 | 0 | 4.8568 | 0 | 0 | 0 | 0 | 0 | 0 | 0 | 0 | 0 | 0 | 0 | 0 | 0
8 | 31 | 12 | 5 | 1.7931 | 0 | 8.6613 | 0 | 0 | 0 | 0 | 0.46848 | 0 | 0 | 3.3746 | 0 | 14.2976 | 0 | 0 | 0 | 0 | 0 | 0 | 0 | 0 | 0 | 0 | 0 | 0 | 0 | 0.45131 | 0 | 0.54519 | 0 | 2.8491 | 0 | 0.42121 | 0.6901 | 0 | 0 | 0 | 0 | 4.9569 | 0 | 0 | 0 | 0 | 0 | 0 | 0 | 0 | 0 | 0 | 0 | 0 | 0
8 | 31 | 13 | 5 | 1.7931 | 0 | 13.6089 | 0 | 0 | 0 | 0 | 0.58291 | 0 | 0 | 2.957 | 0 | 18.9419 | 0 | 0 | 0 | 0 | 0 | 0 | 0 | 0 | 0 | 0 | 0 | 0 | 0 | 0.45131 | 0 | 0.54519 | 0 | 3.5778 | 0 | 0.36871 | 0.6901 | 0 | 0 | 0 | 0 | 5.6331 | 0 | 0 | 0 | 0 | 0 | 0 | 0 | 0 | 0 | 0 | 0 | 0 | 0
8 | 31 | 14 | 5 | 1.7931 | 0 | 13.6089 | 0 | 0 | 0 | 0 | 0.6174 | 0 | 0 | 2.957 | 0 | 18.9764 | 0 | 0 | 0 | 0 | 0 | 0 | 0 | 0 | 0 | 0 | 0 | 0 | 0 | 0.45131 | 0 | 0.54519 | 0 | 3.8771 | 0 | 0.36871 | 0.6901 | 0 | 0 | 0 | 0 | 5.9325 | 0 | 0 | 0 | 0 | 0 | 0 | 0 | 0 | 0 | 0 | 0 | 0 | 0
8 | 31 | 15 | 5 | 1.7931 | 0 | 13.6089 | 0 | 0 | 0 | 0 | 0.57565 | 0 | 0 | 2.5394 | 0 | 18.517 | 0 | 0 | 0 | 0 | 0 | 0 | 0 | 0 | 0 | 0 | 0 | 0 | 0 | 0.45131 | 0 | 0.54519 | 0 | 3.6336 | 0 | 0.31621 | 0.6901 | 0 | 0 | 0 | 0 | 5.6365 | 0 | 0 | 0 | 0 | 0 | 0 | 0 | 0 | 0 | 0 | 0 | 0 | 0
8 | 31 | 16 | 5 | 1.7931 | 0 | 13.6089 | 0 | 0 | 0 | 0 | 0.52502 | 0 | 0 | 2.5393 | 0 | 18.4664 | 0 | 0 | 0 | 0 | 0 | 0 | 0 | 0 | 0 | 0 | 0 | 0 | 0 | 0.45131 | 0 | 0.54519 | 0 | 3.3642 | 0 | 0.31621 | 0.6901 | 0 | 0 | 0 | 0 | 5.367 | 0 | 0 | 0 | 0 | 0 | 0 | 0 | 0 | 0 | 0 | 0 | 0 | 0
8 | 31 | 17 | 5 | 1.7931 | 0 | 13.6089 | 0 | 0 | 0 | 0 | 0.51375 | 0 | 0 | 3.9549 | 0 | 19.8706 | 0 | 0 | 0 | 0 | 0 | 0 | 0 | 0 | 0 | 0 | 0 | 0 | 0 | 0.45131 | 0 | 0.54519 | 0 | 3.4274 | 0 | 0.52621 | 0.6901 | 0 | 0 | 0 | 0 | 5.6402 | 0 | 0 | 0 | 0 | 0 | 0 | 0 | 0 | 0 | 0 | 0 | 0 | 0
8 | 31 | 18 | 5 | 1.7931 | 0 | 9.8982 | 0 | 0 | 0 | 0 | 0.45605 | 0 | 0 | 3.9549 | 0 | 16.1023 | 0 | 0 | 0 | 0 | 0 | 0 | 0 | 0 | 0 | 0 | 0 | 0 | 0 | 0.45131 | 0 | 0.54519 | 0 | 3.154 | 0 | 0.52621 | 0.6901 | 0 | 0 | 0 | 0 | 5.3668 | 0 | 0 | 0 | 0 | 0 | 0 | 0 | 0 | 0 | 0 | 0 | 0 | 0
8 | 31 | 19 | 5 | 1.7931 | 0 | 2.4769 | 0 | 0 | 0 | 0 | 0.31468 | 0 | 0 | 3.8756 | 0 | 8.4603 | 0 | 0 | 0 | 0 | 0 | 0 | 0 | 0 | 0 | 0 | 0 | 0 | 0 | 0.45131 | 0 | 0.88038 | 0 | 2.0743 | 0 | 0.42121 | 0.6901 | 0 | 0 | 0 | 0 | 4.5173 | 0 | 0 | 0 | 0 | 0 | 0 | 0 | 0 | 0 | 0 | 0 | 0 | 0
8 | 31 | 20 | 5 | 1.7931 | 0 | 2.4769 | 0 | 0 | 0 | 0 | 0.2462 | 0 | 0 | 2.9569 | 0 | 7.4731 | 0 | 0 | 0 | 0 | 0 | 0 | 0 | 0 | 0 | 0 | 0 | 0 | 0 | 0.45131 | 0 | 1.1038 | 0 | 1.4933 | 0 | 0.36871 | 0.6901 | 0 | 0 | 0 | 0 | 4.1072 | 0 | 0 | 0 | 0 | 0 | 0 | 0 | 0 | 0 | 0 | 0 | 0 | 0
8 | 31 | 21 | 5 | 1.7931 | 0 | 2.4769 | 0 | 0 | 0 | 0 | 0.22993 | 0 | 0 | 3.7921 | 0 | 8.292 | 0 | 0 | 0 | 0 | 0 | 0 | 0 | 0 | 0 | 0 | 0 | 0 | 0 | 0.45131 | 0 | 1.2156 | 0 | 1.397 | 0 | 0.47371 | 0.6901 | 0 | 0 | 0 | 0 | 4.2277 | 0 | 0 | 0 | 0 | 0 | 0 | 0 | 0 | 0 | 0 | 0 | 0 | 0
8 | 31 | 22 | 5 | 1.7931 | 0 | 2.4769 | 0 | 0 | 0 | 0 | 0.21395 | 0 | 0 | 2.5391 | 0 | 7.0231 | 0 | 0 | 0 | 0 | 0 | 0 | 0 | 0 | 0 | 0 | 0 | 0 | 0 | 0.45131 | 0 | 1.1038 | 0 | 1.2816 | 0 | 0.31621 | 0.6901 | 0 | 0 | 0 | 0 | 3.8431 | 0 | 0 | 0 | 0 | 0 | 0 | 0 | 0 | 0 | 0 | 0 | 0 | 0
8 | 31 | 23 | 5 | 1.7931 | 0 | 2.4769 | 0 | 0 | 0 | 0 | 0.20583 | 0 | 0 | 0.45098 | 0 | 4.9268 | 0 | 0 | 0 | 0 | 0 | 0 | 0 | 0 | 0 | 0 | 0 | 0 | 0 | 0.45131 | 0 | 0.88038 | 0 | 1.2431 | 0 | 0.053706 | 0.6901 | 0 | 0 | 0 | 0 | 3.3186 | 0 | 0 | 0 | 0 | 0 | 0 | 0 | 0 | 0 | 0 | 0 | 0 | 0
8 | 31 | 24 | 5 | 1.7931 | 0 | 2.4769 | 0 | 0 | 0 | 0 | 0.19142 | 0 | 0 | 0.45103 | 0 | 4.9125 | 0 | 0 | 0 | 0 | 0 | 0 | 0 | 0 | 0 | 0 | 0 | 0 | 0 | 0.45131 | 0 | 0.54519 | 0 | 1.144 | 0 | 0.053706 | 0.6901 | 0 | 0 | 0 | 0 | 2.8843 | 0 | 0 | 0 | 0 | 0 | 0 | 0 | 0 | 0 | 0 | 0 | 0 | 0
9 | 1 | 1 | 6 | 1.7931 | 0 | 2.4769 | 0 | 0 | 0 | 0 | 0.1835 | 0 | 0 | 0.44851 | 0 | 4.902 | 0 | 0 | 0 | 0 | 0 | 0 | 0 | 0 | 0 | 0 | 0 | 0 | 0 | 0.45131 | 0 | 0.32173 | 0 | 1.1081 | 0 | 0.053706 | 0.6901 | 0 | 0 | 0 | 0 | 2.625 | 0 | 0 | 0 | 0 | 0 | 0 | 0 | 0 | 0 | 0 | 0 | 0 | 0
9 | 1 | 2 | 6 | 1.7931 | 0 | 2.4769 | 0 | 0 | 0 | 0 | 0.17519 | 0 | 0 | 0.44862 | 0 | 4.8938 | 0 | 0 | 0 | 0 | 0 | 0 | 0 | 0 | 0 | 0 | 0 | 0 | 0 | 0.45131 | 0 | 0.32173 | 0 | 1.0696 | 0 | 0.053706 | 0.6901 | 0 | 0 | 0 | 0 | 2.5864 | 0 | 0 | 0 | 0 | 0 | 0 | 0 | 0 | 0 | 0 | 0 | 0 | 0
9 | 1 | 3 | 6 | 1.7931 | 0 | 2.4769 | 0 | 0 | 0 | 0 | 0.16886 | 0 | 0 | 0.44869 | 0 | 4.8876 | 0 | 0 | 0 | 0 | 0 | 0 | 0 | 0 | 0 | 0 | 0 | 0 | 0 | 0.45131 | 0 | 0.32173 | 0 | 1.0359 | 0 | 0.053706 | 0.6901 | 0 | 0 | 0 | 0 | 2.5528 | 0 | 0 | 0 | 0 | 0 | 0 | 0 | 0 | 0 | 0 | 0 | 0 | 0
9 | 1 | 4 | 6 | 1.7931 | 0 | 2.4769 | 0 | 0 | 0 | 0 | 0.16017 | 0 | 0 | 0.44873 | 0 | 4.8789 | 0 | 0 | 0 | 0 | 0 | 0 | 0 | 0 | 0 | 0 | 0 | 0 | 0 | 0.45131 | 0 | 0.32173 | 0 | 0.99406 | 0 | 0.053706 | 0.6901 | 0 | 0 | 0 | 0 | 2.5109 | 0 | 0 | 0 | 0 | 0 | 0 | 0 | 0 | 0 | 0 | 0 | 0 | 0
9 | 1 | 5 | 6 | 1.7931 | 0 | 2.4769 | 0 | 0 | 0 | 0 | 0.14994 | 0 | 0 | 0.44876 | 0 | 4.8687 | 0 | 0 | 0 | 0 | 0 | 0 | 0 | 0 | 0 | 0 | 0 | 0 | 0 | 0.45131 | 0 | 0.32173 | 0 | 0.93282 | 0 | 0.053706 | 0.6901 | 0 | 0 | 0 | 0 | 2.4497 | 0 | 0 | 0 | 0 | 0 | 0 | 0 | 0 | 0 | 0 | 0 | 0 | 0
9 | 1 | 6 | 6 | 1.7931 | 0 | 2.4769 | 0 | 0 | 0 | 0 | 0.13357 | 0 | 0 | 2.5237 | 0 | 6.9273 | 0 | 0 | 0 | 0 | 0 | 0 | 0 | 0 | 0 | 0 | 0 | 0 | 0 | 0.45131 | 0 | 0.54519 | 0 | 0.8035 | 0 | 0.31621 | 0.6901 | 0 | 0 | 0 | 0 | 2.8063 | 0 | 0 | 0 | 0 | 0 | 0 | 0 | 0 | 0 | 0 | 0 | 0 | 0
9 | 1 | 7 | 6 | 1.7931 | 0 | 2.4769 | 0 | 0 | 0 | 0 | 0.13852 | 0 | 0 | 3.9549 | 0 | 8.3635 | 0 | 0 | 0 | 0 | 0 | 0 | 0 | 0 | 0 | 0 | 0 | 0 | 0 | 0.45131 | 0 | 0.71279 | 0 | 0.81124 | 0 | 0.52621 | 0.6901 | 0 | 0 | 0 | 0 | 3.1916 | 0 | 0 | 0 | 0 | 0 | 0 | 0 | 0 | 0 | 0 | 0 | 0 | 0
9 | 1 | 8 | 6 | 1.7931 | 0 | 13.6089 | 0 | 0 | 0 | 0 | 0.28216 | 0 | 0 | 3.5796 | 0 | 19.2638 | 0 | 0 | 0 | 0 | 0 | 0 | 0 | 0 | 0 | 0 | 0 | 0 | 0 | 0.45131 | 0 | 0.71279 | 0 | 1.7595 | 0 | 0.42121 | 0.6901 | 0 | 0 | 0 | 0 | 4.0349 | 0 | 0 | 0 | 0 | 0 | 0 | 0 | 0 | 0 | 0 | 0 | 0 | 0
9 | 1 | 9 | 6 | 1.7931 | 0 | 13.6089 | 0 | 0 | 0 | 0 | 0.33532 | 0 | 0 | 2.5236 | 0 | 18.2609 | 0 | 0 | 0 | 0 | 0 | 0 | 0 | 0 | 0 | 0 | 0 | 0 | 0 | 0.45131 | 0 | 0.71279 | 0 | 2.1105 | 0 | 0.31621 | 0.6901 | 0 | 0 | 0 | 0 | 4.2809 | 0 | 0 | 0 | 0 | 0 | 0 | 0 | 0 | 0 | 0 | 0 | 0 | 0
9 | 1 | 10 | 6 | 1.7931 | 0 | 13.6089 | 0 | 0 | 0 | 0 | 0.3636 | 0 | 0 | 2.5236 | 0 | 18.2892 | 0 | 0 | 0 | 0 | 0 | 0 | 0 | 0 | 0 | 0 | 0 | 0 | 0 | 0.45131 | 0 | 0.71279 | 0 | 2.2473 | 0 | 0.31621 | 0.6901 | 0 | 0 | 0 | 0 | 4.4177 | 0 | 0 | 0 | 0 | 0 | 0 | 0 | 0 | 0 | 0 | 0 | 0 | 0
9 | 1 | 11 | 6 | 1.7931 | 0 | 13.6089 | 0 | 0 | 0 | 0 | 0.41161 | 0 | 0 | 2.9386 | 0 | 18.7522 | 0 | 0 | 0 | 0 | 0 | 0 | 0 | 0 | 0 | 0 | 0 | 0 | 0 | 0.45131 | 0 | 0.54519 | 0 | 2.5713 | 0 | 0.36871 | 0.6901 | 0 | 0 | 0 | 0 | 4.6266 | 0 | 0 | 0 | 0 | 0 | 0 | 0 | 0 | 0 | 0 | 0 | 0 | 0
9 | 1 | 12 | 6 | 1.7931 | 0 | 8.6613 | 0 | 0 | 0 | 0 | 0.41567 | 0 | 0 | 3.3536 | 0 | 14.2237 | 0 | 0 | 0 | 0 | 0 | 0 | 0 | 0 | 0 | 0 | 0 | 0 | 0 | 0.45131 | 0 | 0.54519 | 0 | 2.6138 | 0 | 0.42121 | 0.6901 | 0 | 0 | 0 | 0 | 4.7217 | 0 | 0 | 0 | 0 | 0 | 0 | 0 | 0 | 0 | 0 | 0 | 0 | 0
9 | 1 | 13 | 6 | 1.7931 | 0 | 13.6089 | 0 | 0 | 0 | 0 | 0.49791 | 0 | 0 | 2.9386 | 0 | 18.8385 | 0 | 0 | 0 | 0 | 0 | 0 | 0 | 0 | 0 | 0 | 0 | 0 | 0 | 0.45131 | 0 | 0.54519 | 0 | 3.075 | 0 | 0.36871 | 0.6901 | 0 | 0 | 0 | 0 | 5.1303 | 0 | 0 | 0 | 0 | 0 | 0 | 0 | 0 | 0 | 0 | 0 | 0 | 0
9 | 1 | 14 | 6 | 1.7931 | 0 | 13.6089 | 0 | 0 | 0 | 0 | 0.55499 | 0 | 0 | 2.9386 | 0 | 18.8956 | 0 | 0 | 0 | 0 | 0 | 0 | 0 | 0 | 0 | 0 | 0 | 0 | 0 | 0.45131 | 0 | 0.54519 | 0 | 3.4442 | 0 | 0.36871 | 0.6901 | 0 | 0 | 0 | 0 | 5.4995 | 0 | 0 | 0 | 0 | 0 | 0 | 0 | 0 | 0 | 0 | 0 | 0 | 0
9 | 1 | 15 | 6 | 1.7931 | 0 | 13.6089 | 0 | 0 | 0 | 0 | 0.62309 | 0 | 0 | 2.5236 | 0 | 18.5487 | 0 | 0 | 0 | 0 | 0 | 0 | 0 | 0 | 0 | 0 | 0 | 0 | 0 | 0.45131 | 0 | 0.54519 | 0 | 4.0174 | 0 | 0.31621 | 0.6901 | 0 | 0 | 0 | 0 | 6.0202 | 0 | 0 | 0 | 0 | 0 | 0 | 0 | 0 | 0 | 0 | 0 | 0 | 0
9 | 1 | 16 | 6 | 1.7931 | 0 | 13.6089 | 0 | 0 | 0 | 0 | 0.65425 | 0 | 0 | 2.5236 | 0 | 18.5799 | 0 | 0 | 0 | 0 | 0 | 0 | 0 | 0 | 0 | 0 | 0 | 0 | 0 | 0.45131 | 0 | 0.54519 | 0 | 4.1177 | 0 | 0.31621 | 0.6901 | 0 | 0 | 0 | 0 | 6.1205 | 0 | 0 | 0 | 0 | 0 | 0 | 0 | 0 | 0 | 0 | 0 | 0 | 0
9 | 1 | 17 | 6 | 1.7931 | 0 | 13.6089 | 0 | 0 | 0 | 0 | 0.63731 | 0 | 0 | 3.9549 | 0 | 19.9942 | 0 | 0 | 0 | 0 | 0 | 0 | 0 | 0 | 0 | 0 | 0 | 0 | 0 | 0.45131 | 0 | 0.54519 | 0 | 3.9567 | 0 | 0.52621 | 0.6901 | 0 | 0 | 0 | 0 | 6.1696 | 0 | 0 | 0 | 0 | 0 | 0 | 0 | 0 | 0 | 0 | 0 | 0 | 0
9 | 1 | 18 | 6 | 1.7931 | 0 | 9.8982 | 0 | 0 | 0 | 0 | 0.49779 | 0 | 0 | 3.9549 | 0 | 16.1441 | 0 | 0 | 0 | 0 | 0 | 0 | 0 | 0 | 0 | 0 | 0 | 0 | 0 | 0.45131 | 0 | 0.54519 | 0 | 3.034 | 0 | 0.52621 | 0.6901 | 0 | 0 | 0 | 0 | 5.2468 | 0 | 0 | 0 | 0 | 0 | 0 | 0 | 0 | 0 | 0 | 0 | 0 | 0
9 | 1 | 19 | 6 | 1.7931 | 0 | 2.4769 | 0 | 0 | 0 | 0 | 0.28478 | 0 | 0 | 3.8029 | 0 | 8.3577 | 0 | 0 | 0 | 0 | 0 | 0 | 0 | 0 | 0 | 0 | 0 | 0 | 0 | 0.45131 | 0 | 0.88038 | 0 | 1.6802 | 0 | 0.42121 | 0.6901 | 0 | 0 | 0 | 0 | 4.1232 | 0 | 0 | 0 | 0 | 0 | 0 | 0 | 0 | 0 | 0 | 0 | 0 | 0
9 | 1 | 20 | 6 | 1.7931 | 0 | 2.4769 | 0 | 0 | 0 | 0 | 0.19229 | 0 | 0 | 2.9386 | 0 | 7.4009 | 0 | 0 | 0 | 0 | 0 | 0 | 0 | 0 | 0 | 0 | 0 | 0 | 0 | 0.45131 | 0 | 1.1038 | 0 | 1.0212 | 0 | 0.36871 | 0.6901 | 0 | 0 | 0 | 0 | 3.6351 | 0 | 0 | 0 | 0 | 0 | 0 | 0 | 0 | 0 | 0 | 0 | 0 | 0
9 | 1 | 21 | 6 | 1.7931 | 0 | 2.4769 | 0 | 0 | 0 | 0 | 0.13654 | 0 | 0 | 3.7685 | 0 | 8.1751 | 0 | 0 | 0 | 0 | 0 | 0 | 0 | 0 | 0 | 0 | 0 | 0 | 0 | 0.45131 | 0 | 1.2156 | 0 | 0.66208 | 0 | 0.47371 | 0.6901 | 0 | 0 | 0 | 0 | 3.4928 | 0 | 0 | 0 | 0 | 0 | 0 | 0 | 0 | 0 | 0 | 0 | 0 | 0
9 | 1 | 22 | 6 | 1.7931 | 0 | 2.4769 | 0 | 0 | 0 | 0 | 0.10744 | 0 | 0 | 2.5235 | 0 | 6.901 | 0 | 0 | 0 | 0 | 0 | 0 | 0 | 0 | 0 | 0 | 0 | 0 | 0 | 0.45131 | 0 | 1.1038 | 0 | 0.49278 | 0 | 0.31621 | 0.6901 | 0 | 0 | 0 | 0 | 3.0542 | 0 | 0 | 0 | 0 | 0 | 0 | 0 | 0 | 0 | 0 | 0 | 0 | 0
9 | 1 | 23 | 6 | 1.7931 | 0 | 2.4769 | 0 | 0 | 0 | 0 | 0.076357 | 0 | 0 | 0.44862 | 0 | 4.795 | 0 | 0 | 0 | 0 | 0 | 0 | 0 | 0 | 0 | 0 | 0 | 0 | 0 | 0.45131 | 0 | 0.88038 | 0 | 0.32749 | 0 | 0.053706 | 0.6901 | 0 | 0 | 0 | 0 | 2.403 | 0 | 0 | 0 | 0 | 0 | 0 | 0 | 0 | 0 | 0 | 0 | 0 | 0
9 | 1 | 24 | 6 | 1.7931 | 0 | 2.4769 | 0 | 0 | 0 | 0 | 0.059444 | 0 | 0 | 0.44871 | 0 | 4.7782 | 0 | 0 | 0 | 0 | 0 | 0 | 0 | 0 | 0 | 0 | 0 | 0 | 0 | 0.45131 | 0 | 0.54519 | 0 | 0.25993 | 0 | 0.053706 | 0.6901 | 0 | 0 | 0 | 0 | 2.0002 | 0 | 0 | 0 | 0 | 0 | 0 | 0 | 0 | 0 | 0 | 0 | 0 | 0
9 | 2 | 1 | 7 | 1.7931 | 0 | 2.4769 | 0 | 0 | 0 | 0 | 0.046618 | 0 | 0 | 0.44885 | 0 | 4.7655 | 0 | 0 | 0 | 0 | 0 | 0 | 0 | 0 | 0 | 0 | 0 | 0 | 0 | 0.45131 | 0 | 0.32173 | 0 | 0.17731 | 0 | 0.053706 | 0.6901 | 0 | 0 | 0 | 0 | 1.6942 | 0 | 0 | 0 | 0 | 0 | 0 | 0 | 0 | 0 | 0 | 0 | 0 | 0
9 | 2 | 2 | 7 | 1.7931 | 0 | 2.4769 | 0 | 0 | 0 | 0 | 0.041512 | 0 | 0 | 0.44899 | 0 | 4.7605 | 0 | 0 | 0 | 0 | 0 | 0 | 0 | 0 | 0 | 0 | 0 | 0 | 0 | 0.45131 | 0 | 0.32173 | 0 | 0.14707 | 0 | 0.053706 | 0.6901 | 0 | 0 | 0 | 0 | 1.6639 | 0 | 0 | 0 | 0 | 0 | 0 | 0 | 0 | 0 | 0 | 0 | 0 | 0
9 | 2 | 3 | 7 | 1.7931 | 0 | 2.4769 | 0 | 0 | 0 | 0 | 0.034723 | 0 | 0 | 0.44905 | 0 | 4.7538 | 0 | 0 | 0 | 0 | 0 | 0 | 0 | 0 | 0 | 0 | 0 | 0 | 0 | 0.45131 | 0 | 0.32173 | 0 | 0.11323 | 0 | 0.053706 | 0.6901 | 0 | 0 | 0 | 0 | 1.6301 | 0 | 0 | 0 | 0 | 0 | 0 | 0 | 0 | 0 | 0 | 0 | 0 | 0
9 | 2 | 4 | 7 | 1.7931 | 0 | 2.4769 | 0 | 0 | 0 | 0 | 0.023715 | 0 | 0 | 0.44908 | 0 | 4.7428 | 0 | 0 | 0 | 0 | 0 | 0 | 0 | 0 | 0 | 0 | 0 | 0 | 0 | 0.45131 | 0 | 0.32173 | 0 | 0.061339 | 0 | 0.053706 | 0.6901 | 0 | 0 | 0 | 0 | 1.5782 | 0 | 0 | 0 | 0 | 0 | 0 | 0 | 0 | 0 | 0 | 0 | 0 | 0
9 | 2 | 5 | 7 | 1.7931 | 0 | 2.4769 | 0 | 0 | 0 | 0 | 0.01326 | 0 | 0 | 0.44912 | 0 | 4.7324 | 0 | 0 | 0 | 0 | 0 | 0 | 0 | 0 | 0 | 0 | 0 | 0 | 0 | 0.45131 | 0 | 0.32173 | 0 | 0.014337 | 0 | 0.053706 | 0.6901 | 0 | 0 | 0 | 0 | 1.5312 | 0 | 0 | 0 | 0 | 0 | 0 | 0 | 0 | 0 | 0 | 0 | 0 | 0
9 | 2 | 6 | 7 | 1.7931 | 0 | 2.4769 | 0 | 0 | 0 | 0 | 0.010653 | 0 | 0 | 2.5241 | 0 | 6.8048 | 0 | 0 | 0 | 0 | 0 | 0 | 0 | 0 | 0 | 0 | 0 | 0 | 0 | 0.45131 | 0 | 0.54519 | 0 | 0.0026057 | 0 | 0.31621 | 0.6901 | 0 | 0 | 0 | 0 | 2.0054 | 0 | 0 | 0 | 0 | 0 | 0 | 0 | 0 | 0 | 0 | 0 | 0 | 0
9 | 2 | 7 | 7 | 1.7931 | 0 | 2.4769 | 0 | 0 | 0 | 0 | 0.026334 | 0 | 0 | 3.9552 | 0 | 8.2515 | 0 | 0 | 0 | 0 | 0 | 0 | 0 | 0 | 0 | 0 | 0 | 0 | 0 | 0.45131 | 0 | 0.71279 | 0 | 0.0072347 | 0 | 0.52621 | 0.6901 | 0 | 0 | 0 | 0 | 2.3876 | 0 | 0 | 0 | 0 | 0 | 0 | 0 | 0 | 0 | 0 | 0 | 0 | 0
9 | 2 | 8 | 7 | 1.7931 | 0 | 13.6089 | 0 | 0 | 0 | 0 | 0.17493 | 0 | 0 | 3.5802 | 0 | 19.1571 | 0 | 0 | 0 | 0 | 0 | 0 | 0 | 0 | 0 | 0 | 0 | 0 | 0 | 0.45131 | 0 | 0.71279 | 0 | 0.65904 | 0 | 0.42121 | 0.6901 | 0 | 0 | 0 | 0 | 2.9344 | 0 | 0 | 0 | 0 | 0 | 0 | 0 | 0 | 0 | 0 | 0 | 0 | 0
9 | 2 | 9 | 7 | 1.7931 | 0 | 13.6089 | 0 | 0 | 0 | 0 | 0.20694 | 0 | 0 | 2.524 | 0 | 18.133 | 0 | 0 | 0 | 0 | 0 | 0 | 0 | 0 | 0 | 0 | 0 | 0 | 0 | 0.45131 | 0 | 0.71279 | 0 | 1.0852 | 0 | 0.31621 | 0.6901 | 0 | 0 | 0 | 0 | 3.2556 | 0 | 0 | 0 | 0 | 0 | 0 | 0 | 0 | 0 | 0 | 0 | 0 | 0
9 | 2 | 10 | 7 | 1.7931 | 0 | 13.6089 | 0 | 0 | 0 | 0 | 0.23766 | 0 | 0 | 2.524 | 0 | 18.1637 | 0 | 0 | 0 | 0 | 0 | 0 | 0 | 0 | 0 | 0 | 0 | 0 | 0 | 0.45131 | 0 | 0.71279 | 0 | 1.1589 | 0 | 0.31621 | 0.6901 | 0 | 0 | 0 | 0 | 3.3293 | 0 | 0 | 0 | 0 | 0 | 0 | 0 | 0 | 0 | 0 | 0 | 0 | 0
9 | 2 | 11 | 7 | 1.7931 | 0 | 13.6089 | 0 | 0 | 0 | 0 | 0.27925 | 0 | 0 | 2.939 | 0 | 18.6203 | 0 | 0 | 0 | 0 | 0 | 0 | 0 | 0 | 0 | 0 | 0 | 0 | 0 | 0.45131 | 0 | 0.54519 | 0 | 1.371 | 0 | 0.36871 | 0.6901 | 0 | 0 | 0 | 0 | 3.4263 | 0 | 0 | 0 | 0 | 0 | 0 | 0 | 0 | 0 | 0 | 0 | 0 | 0
9 | 2 | 12 | 7 | 1.7931 | 0 | 8.6613 | 0 | 0 | 0 | 0 | 0.29241 | 0 | 0 | 3.354 | 0 | 14.1009 | 0 | 0 | 0 | 0 | 0 | 0 | 0 | 0 | 0 | 0 | 0 | 0 | 0 | 0.45131 | 0 | 0.54519 | 0 | 1.4685 | 0 | 0.42121 | 0.6901 | 0 | 0 | 0 | 0 | 3.5763 | 0 | 0 | 0 | 0 | 0 | 0 | 0 | 0 | 0 | 0 | 0 | 0 | 0
9 | 2 | 13 | 7 | 1.7931 | 0 | 13.6089 | 0 | 0 | 0 | 0 | 0.41727 | 0 | 0 | 2.939 | 0 | 18.7583 | 0 | 0 | 0 | 0 | 0 | 0 | 0 | 0 | 0 | 0 | 0 | 0 | 0 | 0.45131 | 0 | 0.54519 | 0 | 2.0748 | 0 | 0.36871 | 0.6901 | 0 | 0 | 0 | 0 | 4.1301 | 0 | 0 | 0 | 0 | 0 | 0 | 0 | 0 | 0 | 0 | 0 | 0 | 0
9 | 2 | 14 | 7 | 1.7931 | 0 | 13.6089 | 0 | 0 | 0 | 0 | 0.45773 | 0 | 0 | 2.939 | 0 | 18.7988 | 0 | 0 | 0 | 0 | 0 | 0 | 0 | 0 | 0 | 0 | 0 | 0 | 0 | 0.45131 | 0 | 0.54519 | 0 | 2.4805 | 0 | 0.36871 | 0.6901 | 0 | 0 | 0 | 0 | 4.5358 | 0 | 0 | 0 | 0 | 0 | 0 | 0 | 0 | 0 | 0 | 0 | 0 | 0
9 | 2 | 15 | 7 | 1.7931 | 0 | 13.6089 | 0 | 0 | 0 | 0 | 0.49738 | 0 | 0 | 2.5241 | 0 | 18.4235 | 0 | 0 | 0 | 0 | 0 | 0 | 0 | 0 | 0 | 0 | 0 | 0 | 0 | 0.45131 | 0 | 0.54519 | 0 | 2.727 | 0 | 0.31621 | 0.6901 | 0 | 0 | 0 | 0 | 4.7298 | 0 | 0 | 0 | 0 | 0 | 0 | 0 | 0 | 0 | 0 | 0 | 0 | 0
9 | 2 | 16 | 7 | 1.7931 | 0 | 13.6089 | 0 | 0 | 0 | 0 | 0.44109 | 0 | 0 | 2.5241 | 0 | 18.3672 | 0 | 0 | 0 | 0 | 0 | 0 | 0 | 0 | 0 | 0 | 0 | 0 | 0 | 0.45131 | 0 | 0.54519 | 0 | 2.4813 | 0 | 0.31621 | 0.6901 | 0 | 0 | 0 | 0 | 4.4841 | 0 | 0 | 0 | 0 | 0 | 0 | 0 | 0 | 0 | 0 | 0 | 0 | 0
9 | 2 | 17 | 7 | 1.7931 | 0 | 13.6089 | 0 | 0 | 0 | 0 | 0.47236 | 0 | 0 | 3.9552 | 0 | 19.8295 | 0 | 0 | 0 | 0 | 0 | 0 | 0 | 0 | 0 | 0 | 0 | 0 | 0 | 0.45131 | 0 | 0.54519 | 0 | 2.6991 | 0 | 0.52621 | 0.6901 | 0 | 0 | 0 | 0 | 4.9119 | 0 | 0 | 0 | 0 | 0 | 0 | 0 | 0 | 0 | 0 | 0 | 0 | 0
9 | 2 | 18 | 7 | 1.7931 | 0 | 9.8982 | 0 | 0 | 0 | 0 | 0.33959 | 0 | 0 | 3.9552 | 0 | 15.9861 | 0 | 0 | 0 | 0 | 0 | 0 | 0 | 0 | 0 | 0 | 0 | 0 | 0 | 0.45131 | 0 | 0.54519 | 0 | 1.8439 | 0 | 0.52621 | 0.6901 | 0 | 0 | 0 | 0 | 4.0567 | 0 | 0 | 0 | 0 | 0 | 0 | 0 | 0 | 0 | 0 | 0 | 0 | 0
9 | 2 | 19 | 7 | 1.7931 | 0 | 2.4769 | 0 | 0 | 0 | 0 | 0.13011 | 0 | 0 | 3.8039 | 0 | 8.204 | 0 | 0 | 0 | 0 | 0 | 0 | 0 | 0 | 0 | 0 | 0 | 0 | 0 | 0.45131 | 0 | 0.88038 | 0 | 0.64821 | 0 | 0.42121 | 0.6901 | 0 | 0 | 0 | 0 | 3.0912 | 0 | 0 | 0 | 0 | 0 | 0 | 0 | 0 | 0 | 0 | 0 | 0 | 0
9 | 2 | 20 | 7 | 1.7931 | 0 | 2.4769 | 0 | 0 | 0 | 0 | 0.059089 | 0 | 0 | 2.9391 | 0 | 7.2683 | 0 | 0 | 0 | 0 | 0 | 0 | 0 | 0 | 0 | 0 | 0 | 0 | 0 | 0.45131 | 0 | 1.1038 | 0 | 0.24971 | 0 | 0.36871 | 0.6901 | 0 | 0 | 0 | 0 | 2.8637 | 0 | 0 | 0 | 0 | 0 | 0 | 0 | 0 | 0 | 0 | 0 | 0 | 0
9 | 2 | 21 | 7 | 1.7931 | 0 | 2.4769 | 0 | 0 | 0 | 0 | 0.039827 | 0 | 0 | 3.7691 | 0 | 8.0789 | 0 | 0 | 0 | 0 | 0 | 0 | 0 | 0 | 0 | 0 | 0 | 0 | 0 | 0.45131 | 0 | 1.2156 | 0 | 0.15077 | 0 | 0.47371 | 0.6901 | 0 | 0 | 0 | 0 | 2.9815 | 0 | 0 | 0 | 0 | 0 | 0 | 0 | 0 | 0 | 0 | 0 | 0 | 0
9 | 2 | 22 | 7 | 1.7931 | 0 | 2.4769 | 0 | 0 | 0 | 0 | 0.027342 | 0 | 0 | 2.524 | 0 | 6.8214 | 0 | 0 | 0 | 0 | 0 | 0 | 0 | 0 | 0 | 0 | 0 | 0 | 0 | 0.45131 | 0 | 1.1038 | 0 | 0.086486 | 0 | 0.31621 | 0.6901 | 0 | 0 | 0 | 0 | 2.6479 | 0 | 0 | 0 | 0 | 0 | 0 | 0 | 0 | 0 | 0 | 0 | 0 | 0
9 | 2 | 23 | 7 | 1.7931 | 0 | 2.4769 | 0 | 0 | 0 | 0 | 0.021029 | 0 | 0 | 0.44912 | 0 | 4.7402 | 0 | 0 | 0 | 0 | 0 | 0 | 0 | 0 | 0 | 0 | 0 | 0 | 0 | 0.45131 | 0 | 0.88038 | 0 | 0.054656 | 0 | 0.053706 | 0.6901 | 0 | 0 | 0 | 0 | 2.1301 | 0 | 0 | 0 | 0 | 0 | 0 | 0 | 0 | 0 | 0 | 0 | 0 | 0
9 | 2 | 24 | 7 | 1.7931 | 0 | 2.4769 | 0 | 0 | 0 | 0 | 0.020543 | 0 | 0 | 0.44919 | 0 | 4.7397 | 0 | 0 | 0 | 0 | 0 | 0 | 0 | 0 | 0 | 0 | 0 | 0 | 0 | 0.45131 | 0 | 0.54519 | 0 | 0.051662 | 0 | 0.053706 | 0.6901 | 0 | 0 | 0 | 0 | 1.792 | 0 | 0 | 0 | 0 | 0 | 0 | 0 | 0 | 0 | 0 | 0 | 0 | 0
9 | 3 | 1 | 8 | 1.7931 | 0 | 2.4769 | 0 | 0 | 0 | 0 | 0.031202 | 0 | 0 | 0.4493 | 0 | 4.7505 | 0 | 0 | 0 | 0 | 0 | 0 | 0 | 0 | 0 | 0 | 0 | 0 | 0 | 0.45131 | 0 | 0.32173 | 0 | 0.089889 | 0 | 0.053706 | 0.6901 | 0 | 0 | 0 | 0 | 1.6067 | 0 | 0 | 0 | 0 | 0 | 0 | 0 | 0 | 0 | 0 | 0 | 0 | 0
9 | 3 | 2 | 8 | 1.7931 | 0 | 2.4769 | 0 | 0 | 0 | 0 | 0.026399 | 0 | 0 | 0.4494 | 0 | 4.7458 | 0 | 0 | 0 | 0 | 0 | 0 | 0 | 0 | 0 | 0 | 0 | 0 | 0 | 0.45131 | 0 | 0.32173 | 0 | 0.081409 | 0 | 0.053706 | 0.6901 | 0 | 0 | 0 | 0 | 1.5983 | 0 | 0 | 0 | 0 | 0 | 0 | 0 | 0 | 0 | 0 | 0 | 0 | 0
9 | 3 | 3 | 8 | 1.7931 | 0 | 2.4769 | 0 | 0 | 0 | 0 | 0.022934 | 0 | 0 | 0.44946 | 0 | 4.7424 | 0 | 0 | 0 | 0 | 0 | 0 | 0 | 0 | 0 | 0 | 0 | 0 | 0 | 0.45131 | 0 | 0.32173 | 0 | 0.065217 | 0 | 0.053706 | 0.6901 | 0 | 0 | 0 | 0 | 1.5821 | 0 | 0 | 0 | 0 | 0 | 0 | 0 | 0 | 0 | 0 | 0 | 0 | 0
9 | 3 | 4 | 8 | 1.7931 | 0 | 2.4769 | 0 | 0 | 0 | 0 | 0.019991 | 0 | 0 | 0.44951 | 0 | 4.7395 | 0 | 0 | 0 | 0 | 0 | 0 | 0 | 0 | 0 | 0 | 0 | 0 | 0 | 0.45131 | 0 | 0.32173 | 0 | 0.049677 | 0 | 0.053706 | 0.6901 | 0 | 0 | 0 | 0 | 1.5665 | 0 | 0 | 0 | 0 | 0 | 0 | 0 | 0 | 0 | 0 | 0 | 0 | 0
9 | 3 | 5 | 8 | 1.7931 | 0 | 2.4769 | 0 | 0 | 0 | 0 | 0.015053 | 0 | 0 | 0.44954 | 0 | 4.7346 | 0 | 0 | 0 | 0 | 0 | 0 | 0 | 0 | 0 | 0 | 0 | 0 | 0 | 0.45131 | 0 | 0.32173 | 0 | 0.028156 | 0 | 0.053706 | 0.6901 | 0 | 0 | 0 | 0 | 1.545 | 0 | 0 | 0 | 0 | 0 | 0 | 0 | 0 | 0 | 0 | 0 | 0 | 0
9 | 3 | 6 | 8 | 1.7931 | 0 | 2.4769 | 0 | 0 | 0 | 0 | 0.011088 | 0 | 0 | 2.5245 | 0 | 6.8056 | 0 | 0 | 0 | 0 | 0 | 0 | 0 | 0 | 0 | 0 | 0 | 0 | 0 | 0.45131 | 0 | 0.54519 | 0 | 0.005683 | 0 | 0.31621 | 0.6901 | 0 | 0 | 0 | 0 | 2.0085 | 0 | 0 | 0 | 0 | 0 | 0 | 0 | 0 | 0 | 0 | 0 | 0 | 0
9 | 3 | 7 | 8 | 1.7931 | 0 | 2.4769 | 0 | 0 | 0 | 0 | 0.049611 | 0 | 0 | 3.9554 | 0 | 8.275 | 0 | 0 | 0 | 0 | 0 | 0 | 0 | 0 | 0 | 0 | 0 | 0 | 0 | 0.45131 | 0 | 0.71279 | 0 | 0.011618 | 0 | 0.52621 | 0.6901 | 0 | 0 | 0 | 0 | 2.392 | 0 | 0 | 0 | 0 | 0 | 0 | 0 | 0 | 0 | 0 | 0 | 0 | 0
9 | 3 | 8 | 8 | 1.7931 | 0 | 13.6089 | 0 | 0 | 0 | 0 | 0.28468 | 0 | 0 | 3.5808 | 0 | 19.2675 | 0 | 0 | 0 | 0 | 0 | 0 | 0 | 0 | 0 | 0 | 0 | 0 | 0 | 0.45131 | 0 | 0.71279 | 0 | 0.80392 | 0 | 0.42121 | 0.6901 | 0 | 0 | 0 | 0 | 3.0793 | 0 | 0 | 0 | 0 | 0 | 0 | 0 | 0 | 0 | 0 | 0 | 0 | 0
9 | 3 | 9 | 8 | 1.7931 | 0 | 13.6089 | 0 | 0 | 0 | 0 | 0.30012 | 0 | 0 | 2.5245 | 0 | 18.2266 | 0 | 0 | 0 | 0 | 0 | 0 | 0 | 0 | 0 | 0 | 0 | 0 | 0 | 0.45131 | 0 | 0.71279 | 0 | 1.5431 | 0 | 0.31621 | 0.6901 | 0 | 0 | 0 | 0 | 3.7135 | 0 | 0 | 0 | 0 | 0 | 0 | 0 | 0 | 0 | 0 | 0 | 0 | 0
9 | 3 | 10 | 8 | 1.7931 | 0 | 13.6089 | 0 | 0 | 0 | 0 | 0.31254 | 0 | 0 | 2.5245 | 0 | 18.239 | 0 | 0 | 0 | 0 | 0 | 0 | 0 | 0 | 0 | 0 | 0 | 0 | 0 | 0.45131 | 0 | 0.71279 | 0 | 1.8938 | 0 | 0.31621 | 0.6901 | 0 | 0 | 0 | 0 | 4.0642 | 0 | 0 | 0 | 0 | 0 | 0 | 0 | 0 | 0 | 0 | 0 | 0 | 0
9 | 3 | 11 | 8 | 1.7931 | 0 | 13.6089 | 0 | 0 | 0 | 0 | 0.32856 | 0 | 0 | 2.9394 | 0 | 18.67 | 0 | 0 | 0 | 0 | 0 | 0 | 0 | 0 | 0 | 0 | 0 | 0 | 0 | 0.45131 | 0 | 0.54519 | 0 | 1.9279 | 0 | 0.36871 | 0.6901 | 0 | 0 | 0 | 0 | 3.9832 | 0 | 0 | 0 | 0 | 0 | 0 | 0 | 0 | 0 | 0 | 0 | 0 | 0
9 | 3 | 12 | 8 | 1.7931 | 0 | 8.6613 | 0 | 0 | 0 | 0 | 0.31023 | 0 | 0 | 3.3545 | 0 | 14.1192 | 0 | 0 | 0 | 0 | 0 | 0 | 0 | 0 | 0 | 0 | 0 | 0 | 0 | 0.45131 | 0 | 0.54519 | 0 | 1.7007 | 0 | 0.42121 | 0.6901 | 0 | 0 | 0 | 0 | 3.8085 | 0 | 0 | 0 | 0 | 0 | 0 | 0 | 0 | 0 | 0 | 0 | 0 | 0
9 | 3 | 13 | 8 | 1.7931 | 0 | 13.6089 | 0 | 0 | 0 | 0 | 0.418 | 0 | 0 | 2.9395 | 0 | 18.7595 | 0 | 0 | 0 | 0 | 0 | 0 | 0 | 0 | 0 | 0 | 0 | 0 | 0 | 0.45131 | 0 | 0.54519 | 0 | 2.389 | 0 | 0.36871 | 0.6901 | 0 | 0 | 0 | 0 | 4.4443 | 0 | 0 | 0 | 0 | 0 | 0 | 0 | 0 | 0 | 0 | 0 | 0 | 0
9 | 3 | 14 | 8 | 1.7931 | 0 | 13.6089 | 0 | 0 | 0 | 0 | 0.48767 | 0 | 0 | 2.9396 | 0 | 18.8292 | 0 | 0 | 0 | 0 | 0 | 0 | 0 | 0 | 0 | 0 | 0 | 0 | 0 | 0.45131 | 0 | 0.54519 | 0 | 2.8828 | 0 | 0.36871 | 0.6901 | 0 | 0 | 0 | 0 | 4.9381 | 0 | 0 | 0 | 0 | 0 | 0 | 0 | 0 | 0 | 0 | 0 | 0 | 0
9 | 3 | 15 | 8 | 1.7931 | 0 | 13.6089 | 0 | 0 | 0 | 0 | 0.52229 | 0 | 0 | 2.5246 | 0 | 18.4489 | 0 | 0 | 0 | 0 | 0 | 0 | 0 | 0 | 0 | 0 | 0 | 0 | 0 | 0.45131 | 0 | 0.54519 | 0 | 3.1507 | 0 | 0.31621 | 0.6901 | 0 | 0 | 0 | 0 | 5.1535 | 0 | 0 | 0 | 0 | 0 | 0 | 0 | 0 | 0 | 0 | 0 | 0 | 0
9 | 3 | 16 | 8 | 1.7931 | 0 | 13.6089 | 0 | 0 | 0 | 0 | 0.52262 | 0 | 0 | 2.5246 | 0 | 18.4493 | 0 | 0 | 0 | 0 | 0 | 0 | 0 | 0 | 0 | 0 | 0 | 0 | 0 | 0.45131 | 0 | 0.54519 | 0 | 3.1545 | 0 | 0.31621 | 0.6901 | 0 | 0 | 0 | 0 | 5.1573 | 0 | 0 | 0 | 0 | 0 | 0 | 0 | 0 | 0 | 0 | 0 | 0 | 0
9 | 3 | 17 | 8 | 1.7931 | 0 | 13.6089 | 0 | 0 | 0 | 0 | 0.49039 | 0 | 0 | 3.9554 | 0 | 19.8478 | 0 | 0 | 0 | 0 | 0 | 0 | 0 | 0 | 0 | 0 | 0 | 0 | 0 | 0.45131 | 0 | 0.54519 | 0 | 2.9109 | 0 | 0.52621 | 0.6901 | 0 | 0 | 0 | 0 | 5.1237 | 0 | 0 | 0 | 0 | 0 | 0 | 0 | 0 | 0 | 0 | 0 | 0 | 0
9 | 3 | 18 | 8 | 1.7931 | 0 | 9.8982 | 0 | 0 | 0 | 0 | 0.34797 | 0 | 0 | 3.9555 | 0 | 15.9948 | 0 | 0 | 0 | 0 | 0 | 0 | 0 | 0 | 0 | 0 | 0 | 0 | 0 | 0.45131 | 0 | 0.54519 | 0 | 1.9927 | 0 | 0.52621 | 0.6901 | 0 | 0 | 0 | 0 | 4.2055 | 0 | 0 | 0 | 0 | 0 | 0 | 0 | 0 | 0 | 0 | 0 | 0 | 0
9 | 3 | 19 | 8 | 1.7931 | 0 | 2.4769 | 0 | 0 | 0 | 0 | 0.14286 | 0 | 0 | 3.8051 | 0 | 8.218 | 0 | 0 | 0 | 0 | 0 | 0 | 0 | 0 | 0 | 0 | 0 | 0 | 0 | 0.45131 | 0 | 0.88038 | 0 | 0.77409 | 0 | 0.42121 | 0.6901 | 0 | 0 | 0 | 0 | 3.2171 | 0 | 0 | 0 | 0 | 0 | 0 | 0 | 0 | 0 | 0 | 0 | 0 | 0
9 | 3 | 20 | 8 | 1.7931 | 0 | 2.4769 | 0 | 0 | 0 | 0 | 0.085199 | 0 | 0 | 2.9397 | 0 | 7.295 | 0 | 0 | 0 | 0 | 0 | 0 | 0 | 0 | 0 | 0 | 0 | 0 | 0 | 0.45131 | 0 | 1.1038 | 0 | 0.42863 | 0 | 0.36871 | 0.6901 | 0 | 0 | 0 | 0 | 3.0426 | 0 | 0 | 0 | 0 | 0 | 0 | 0 | 0 | 0 | 0 | 0 | 0 | 0
9 | 3 | 21 | 8 | 1.7931 | 0 | 2.4769 | 0 | 0 | 0 | 0 | 0.048807 | 0 | 0 | 3.7696 | 0 | 8.0884 | 0 | 0 | 0 | 0 | 0 | 0 | 0 | 0 | 0 | 0 | 0 | 0 | 0 | 0.45131 | 0 | 1.2156 | 0 | 0.21883 | 0 | 0.47371 | 0.6901 | 0 | 0 | 0 | 0 | 3.0495 | 0 | 0 | 0 | 0 | 0 | 0 | 0 | 0 | 0 | 0 | 0 | 0 | 0
9 | 3 | 22 | 8 | 1.7931 | 0 | 2.4769 | 0 | 0 | 0 | 0 | 0.043245 | 0 | 0 | 2.5246 | 0 | 6.8379 | 0 | 0 | 0 | 0 | 0 | 0 | 0 | 0 | 0 | 0 | 0 | 0 | 0 | 0.45131 | 0 | 1.1038 | 0 | 0.1895 | 0 | 0.31621 | 0.6901 | 0 | 0 | 0 | 0 | 2.751 | 0 | 0 | 0 | 0 | 0 | 0 | 0 | 0 | 0 | 0 | 0 | 0 | 0
9 | 3 | 23 | 8 | 1.7931 | 0 | 2.4769 | 0 | 0 | 0 | 0 | 0.044058 | 0 | 0 | 0.44968 | 0 | 4.7638 | 0 | 0 | 0 | 0 | 0 | 0 | 0 | 0 | 0 | 0 | 0 | 0 | 0 | 0.45131 | 0 | 0.88038 | 0 | 0.18724 | 0 | 0.053706 | 0.6901 | 0 | 0 | 0 | 0 | 2.2627 | 0 | 0 | 0 | 0 | 0 | 0 | 0 | 0 | 0 | 0 | 0 | 0 | 0
9 | 3 | 24 | 8 | 1.7931 | 0 | 2.4769 | 0 | 0 | 0 | 0 | 0.036582 | 0 | 0 | 0.44972 | 0 | 4.7563 | 0 | 0 | 0 | 0 | 0 | 0 | 0 | 0 | 0 | 0 | 0 | 0 | 0 | 0.45131 | 0 | 0.54519 | 0 | 0.14731 | 0 | 0.053706 | 0.6901 | 0 | 0 | 0 | 0 | 1.8876 | 0 | 0 | 0 | 0 | 0 | 0 | 0 | 0 | 0 | 0 | 0 | 0 | 0
9 | 4 | 1 | 2 | 1.7931 | 0 | 2.4769 | 0 | 0 | 0 | 0 | 0.028646 | 0 | 0 | 0.44984 | 0 | 4.7485 | 0 | 0 | 0 | 0 | 0 | 0 | 0 | 0 | 0 | 0 | 0 | 0 | 0 | 0.45131 | 0 | 0.32173 | 0 | 0.10214 | 0 | 0.053706 | 0.6901 | 0 | 0 | 0 | 0 | 1.619 | 0 | 0 | 0 | 0 | 0 | 0 | 0 | 0 | 0 | 0 | 0 | 0 | 0
9 | 4 | 2 | 2 | 1.7931 | 0 | 2.4769 | 0 | 0 | 0 | 0 | 0.027751 | 0 | 0 | 0.44997 | 0 | 4.7477 | 0 | 0 | 0 | 0 | 0 | 0 | 0 | 0 | 0 | 0 | 0 | 0 | 0 | 0.45131 | 0 | 0.32173 | 0 | 0.097148 | 0 | 0.053706 | 0.6901 | 0 | 0 | 0 | 0 | 1.614 | 0 | 0 | 0 | 0 | 0 | 0 | 0 | 0 | 0 | 0 | 0 | 0 | 0
9 | 4 | 3 | 2 | 1.7931 | 0 | 2.4769 | 0 | 0 | 0 | 0 | 0.022791 | 0 | 0 | 0.45005 | 0 | 4.7429 | 0 | 0 | 0 | 0 | 0 | 0 | 0 | 0 | 0 | 0 | 0 | 0 | 0 | 0.45131 | 0 | 0.32173 | 0 | 0.070201 | 0 | 0.053706 | 0.6901 | 0 | 0 | 0 | 0 | 1.5871 | 0 | 0 | 0 | 0 | 0 | 0 | 0 | 0 | 0 | 0 | 0 | 0 | 0
9 | 4 | 4 | 2 | 1.7931 | 0 | 2.4769 | 0 | 0 | 0 | 0 | 0.020949 | 0 | 0 | 0.4501 | 0 | 4.7411 | 0 | 0 | 0 | 0 | 0 | 0 | 0 | 0 | 0 | 0 | 0 | 0 | 0 | 0.45131 | 0 | 0.32173 | 0 | 0.060569 | 0 | 0.053706 | 0.6901 | 0 | 0 | 0 | 0 | 1.5774 | 0 | 0 | 0 | 0 | 0 | 0 | 0 | 0 | 0 | 0 | 0 | 0 | 0
9 | 4 | 5 | 2 | 1.7931 | 0 | 2.4769 | 0 | 0 | 0 | 0 | 0.018174 | 0 | 0 | 0.45014 | 0 | 4.7383 | 0 | 0 | 0 | 0 | 0 | 0 | 0 | 0 | 0 | 0 | 0 | 0 | 0 | 0.45131 | 0 | 0.32173 | 0 | 0.045128 | 0 | 0.053706 | 0.6901 | 0 | 0 | 0 | 0 | 1.562 | 0 | 0 | 0 | 0 | 0 | 0 | 0 | 0 | 0 | 0 | 0 | 0 | 0
9 | 4 | 6 | 2 | 1.7931 | 0 | 2.4769 | 0 | 0 | 0 | 0 | 0.015048 | 0 | 0 | 2.5251 | 0 | 6.8102 | 0 | 0 | 0 | 0 | 0 | 0 | 0 | 0 | 0 | 0 | 0 | 0 | 0 | 0.45131 | 0 | 0.54519 | 0 | 0.027465 | 0 | 0.31621 | 0.6901 | 0 | 0 | 0 | 0 | 2.0303 | 0 | 0 | 0 | 0 | 0 | 0 | 0 | 0 | 0 | 0 | 0 | 0 | 0
9 | 4 | 7 | 2 | 1.7931 | 0 | 2.4769 | 0 | 0 | 0 | 0 | 0.019988 | 0 | 0 | 3.9556 | 0 | 8.2456 | 0 | 0 | 0 | 0 | 0 | 0 | 0 | 0 | 0 | 0 | 0 | 0 | 0 | 0.45131 | 0 | 0.71279 | 0 | 0.026226 | 0 | 0.52621 | 0.6901 | 0 | 0 | 0 | 0 | 2.4066 | 0 | 0 | 0 | 0 | 0 | 0 | 0 | 0 | 0 | 0 | 0 | 0 | 0
9 | 4 | 8 | 2 | 1.7931 | 0 | 13.6089 | 0 | 0 | 0 | 0 | 0.30645 | 0 | 0 | 3.5816 | 0 | 19.2901 | 0 | 0 | 0 | 0 | 0 | 0 | 0 | 0 | 0 | 0 | 0 | 0 | 0 | 0.45131 | 0 | 0.71279 | 0 | 0.41312 | 0 | 0.42121 | 0.6901 | 0 | 0 | 0 | 0 | 2.6885 | 0 | 0 | 0 | 0 | 0 | 0 | 0 | 0 | 0 | 0 | 0 | 0 | 0
9 | 4 | 9 | 2 | 1.7931 | 0 | 13.6089 | 0 | 0 | 0 | 0 | 0.3332 | 0 | 0 | 2.525 | 0 | 18.2602 | 0 | 0 | 0 | 0 | 0 | 0 | 0 | 0 | 0 | 0 | 0 | 0 | 0 | 0.45131 | 0 | 0.71279 | 0 | 1.7139 | 0 | 0.31621 | 0.6901 | 0 | 0 | 0 | 0 | 3.8843 | 0 | 0 | 0 | 0 | 0 | 0 | 0 | 0 | 0 | 0 | 0 | 0 | 0
9 | 4 | 10 | 2 | 1.7931 | 0 | 13.6089 | 0 | 0 | 0 | 0 | 0.30463 | 0 | 0 | 2.5249 | 0 | 18.2316 | 0 | 0 | 0 | 0 | 0 | 0 | 0 | 0 | 0 | 0 | 0 | 0 | 0 | 0.45131 | 0 | 0.71279 | 0 | 2.0076 | 0 | 0.31621 | 0.6901 | 0 | 0 | 0 | 0 | 4.178 | 0 | 0 | 0 | 0 | 0 | 0 | 0 | 0 | 0 | 0 | 0 | 0 | 0
9 | 4 | 11 | 2 | 1.7931 | 0 | 13.6089 | 0 | 0 | 0 | 0 | 0.34221 | 0 | 0 | 2.9399 | 0 | 18.6841 | 0 | 0 | 0 | 0 | 0 | 0 | 0 | 0 | 0 | 0 | 0 | 0 | 0 | 0.45131 | 0 | 0.54519 | 0 | 2.3203 | 0 | 0.36871 | 0.6901 | 0 | 0 | 0 | 0 | 4.3756 | 0 | 0 | 0 | 0 | 0 | 0 | 0 | 0 | 0 | 0 | 0 | 0 | 0
9 | 4 | 12 | 2 | 1.7931 | 0 | 8.6613 | 0 | 0 | 0 | 0 | 0.22472 | 0 | 0 | 3.3549 | 0 | 14.0341 | 0 | 0 | 0 | 0 | 0 | 0 | 0 | 0 | 0 | 0 | 0 | 0 | 0 | 0.45131 | 0 | 0.54519 | 0 | 1.3489 | 0 | 0.42121 | 0.6901 | 0 | 0 | 0 | 0 | 3.4566 | 0 | 0 | 0 | 0 | 0 | 0 | 0 | 0 | 0 | 0 | 0 | 0 | 0
9 | 4 | 13 | 2 | 1.7931 | 0 | 13.6089 | 0 | 0 | 0 | 0 | 0.25447 | 0 | 0 | 2.94 | 0 | 18.5964 | 0 | 0 | 0 | 0 | 0 | 0 | 0 | 0 | 0 | 0 | 0 | 0 | 0 | 0.45131 | 0 | 0.54519 | 0 | 1.551 | 0 | 0.36871 | 0.6901 | 0 | 0 | 0 | 0 | 3.6063 | 0 | 0 | 0 | 0 | 0 | 0 | 0 | 0 | 0 | 0 | 0 | 0 | 0
9 | 4 | 14 | 2 | 1.7931 | 0 | 13.6089 | 0 | 0 | 0 | 0 | 0.28788 | 0 | 0 | 2.94 | 0 | 18.6299 | 0 | 0 | 0 | 0 | 0 | 0 | 0 | 0 | 0 | 0 | 0 | 0 | 0 | 0.45131 | 0 | 0.54519 | 0 | 1.8 | 0 | 0.36871 | 0.6901 | 0 | 0 | 0 | 0 | 3.8553 | 0 | 0 | 0 | 0 | 0 | 0 | 0 | 0 | 0 | 0 | 0 | 0 | 0
9 | 4 | 15 | 2 | 1.7931 | 0 | 13.6089 | 0 | 0 | 0 | 0 | 0.39791 | 0 | 0 | 2.525 | 0 | 18.3249 | 0 | 0 | 0 | 0 | 0 | 0 | 0 | 0 | 0 | 0 | 0 | 0 | 0 | 0.45131 | 0 | 0.54519 | 0 | 2.6296 | 0 | 0.31621 | 0.6901 | 0 | 0 | 0 | 0 | 4.6324 | 0 | 0 | 0 | 0 | 0 | 0 | 0 | 0 | 0 | 0 | 0 | 0 | 0
9 | 4 | 16 | 2 | 1.7931 | 0 | 13.6089 | 0 | 0 | 0 | 0 | 0.31764 | 0 | 0 | 2.525 | 0 | 18.2447 | 0 | 0 | 0 | 0 | 0 | 0 | 0 | 0 | 0 | 0 | 0 | 0 | 0 | 0.45131 | 0 | 0.54519 | 0 | 2.1214 | 0 | 0.31621 | 0.6901 | 0 | 0 | 0 | 0 | 4.1242 | 0 | 0 | 0 | 0 | 0 | 0 | 0 | 0 | 0 | 0 | 0 | 0 | 0
9 | 4 | 17 | 2 | 1.7931 | 0 | 13.6089 | 0 | 0 | 0 | 0 | 0.40322 | 0 | 0 | 3.9556 | 0 | 19.7609 | 0 | 0 | 0 | 0 | 0 | 0 | 0 | 0 | 0 | 0 | 0 | 0 | 0 | 0.45131 | 0 | 0.54519 | 0 | 2.8372 | 0 | 0.52621 | 0.6901 | 0 | 0 | 0 | 0 | 5.05 | 0 | 0 | 0 | 0 | 0 | 0 | 0 | 0 | 0 | 0 | 0 | 0 | 0
9 | 4 | 18 | 2 | 1.7931 | 0 | 9.8982 | 0 | 0 | 0 | 0 | 0.35743 | 0 | 0 | 3.9556 | 0 | 16.0044 | 0 | 0 | 0 | 0 | 0 | 0 | 0 | 0 | 0 | 0 | 0 | 0 | 0 | 0.45131 | 0 | 0.54519 | 0 | 2.5222 | 0 | 0.52621 | 0.6901 | 0 | 0 | 0 | 0 | 4.735 | 0 | 0 | 0 | 0 | 0 | 0 | 0 | 0 | 0 | 0 | 0 | 0 | 0
9 | 4 | 19 | 2 | 1.7931 | 0 | 2.4769 | 0 | 0 | 0 | 0 | 0.17216 | 0 | 0 | 3.8057 | 0 | 8.2479 | 0 | 0 | 0 | 0 | 0 | 0 | 0 | 0 | 0 | 0 | 0 | 0 | 0 | 0.45131 | 0 | 0.88038 | 0 | 1.1068 | 0 | 0.42121 | 0.6901 | 0 | 0 | 0 | 0 | 3.5498 | 0 | 0 | 0 | 0 | 0 | 0 | 0 | 0 | 0 | 0 | 0 | 0 | 0
9 | 4 | 20 | 2 | 1.7931 | 0 | 2.4769 | 0 | 0 | 0 | 0 | 0.11732 | 0 | 0 | 2.94 | 0 | 7.3273 | 0 | 0 | 0 | 0 | 0 | 0 | 0 | 0 | 0 | 0 | 0 | 0 | 0 | 0.45131 | 0 | 1.1038 | 0 | 0.68008 | 0 | 0.36871 | 0.6901 | 0 | 0 | 0 | 0 | 3.294 | 0 | 0 | 0 | 0 | 0 | 0 | 0 | 0 | 0 | 0 | 0 | 0 | 0
9 | 4 | 21 | 2 | 1.7931 | 0 | 2.4769 | 0 | 0 | 0 | 0 | 0.093052 | 0 | 0 | 3.7699 | 0 | 8.1329 | 0 | 0 | 0 | 0 | 0 | 0 | 0 | 0 | 0 | 0 | 0 | 0 | 0 | 0.45131 | 0 | 1.2156 | 0 | 0.51592 | 0 | 0.47371 | 0.6901 | 0 | 0 | 0 | 0 | 3.3466 | 0 | 0 | 0 | 0 | 0 | 0 | 0 | 0 | 0 | 0 | 0 | 0 | 0
9 | 4 | 22 | 2 | 1.7931 | 0 | 2.4769 | 0 | 0 | 0 | 0 | 0.070622 | 0 | 0 | 2.5248 | 0 | 6.8655 | 0 | 0 | 0 | 0 | 0 | 0 | 0 | 0 | 0 | 0 | 0 | 0 | 0 | 0.45131 | 0 | 1.1038 | 0 | 0.37574 | 0 | 0.31621 | 0.6901 | 0 | 0 | 0 | 0 | 2.9372 | 0 | 0 | 0 | 0 | 0 | 0 | 0 | 0 | 0 | 0 | 0 | 0 | 0
9 | 4 | 23 | 2 | 1.7931 | 0 | 2.4769 | 0 | 0 | 0 | 0 | 0.055108 | 0 | 0 | 0.44991 | 0 | 4.775 | 0 | 0 | 0 | 0 | 0 | 0 | 0 | 0 | 0 | 0 | 0 | 0 | 0 | 0.45131 | 0 | 0.88038 | 0 | 0.28054 | 0 | 0.053706 | 0.6901 | 0 | 0 | 0 | 0 | 2.356 | 0 | 0 | 0 | 0 | 0 | 0 | 0 | 0 | 0 | 0 | 0 | 0 | 0
9 | 4 | 24 | 2 | 1.7931 | 0 | 2.4769 | 0 | 0 | 0 | 0 | 0.043929 | 0 | 0 | 0.44997 | 0 | 4.7639 | 0 | 0 | 0 | 0 | 0 | 0 | 0 | 0 | 0 | 0 | 0 | 0 | 0 | 0.45131 | 0 | 0.54519 | 0 | 0.20722 | 0 | 0.053706 | 0.6901 | 0 | 0 | 0 | 0 | 1.9475 | 0 | 0 | 0 | 0 | 0 | 0 | 0 | 0 | 0 | 0 | 0 | 0 | 0
9 | 5 | 1 | 3 | 1.7931 | 0 | 2.4769 | 0 | 0 | 0 | 0 | 0.033733 | 0 | 0 | 0.4501 | 0 | 4.7539 | 0 | 0 | 0 | 0 | 0 | 0 | 0 | 0 | 0 | 0 | 0 | 0 | 0 | 0.45131 | 0 | 0.32173 | 0 | 0.13672 | 0 | 0.053706 | 0.6901 | 0 | 0 | 0 | 0 | 1.6536 | 0 | 0 | 0 | 0 | 0 | 0 | 0 | 0 | 0 | 0 | 0 | 0 | 0
9 | 5 | 2 | 3 | 1.7931 | 0 | 2.4769 | 0 | 0 | 0 | 0 | 0.026204 | 0 | 0 | 0.45024 | 0 | 4.7465 | 0 | 0 | 0 | 0 | 0 | 0 | 0 | 0 | 0 | 0 | 0 | 0 | 0 | 0.45131 | 0 | 0.32173 | 0 | 0.088771 | 0 | 0.053706 | 0.6901 | 0 | 0 | 0 | 0 | 1.6056 | 0 | 0 | 0 | 0 | 0 | 0 | 0 | 0 | 0 | 0 | 0 | 0 | 0
9 | 5 | 3 | 3 | 1.7931 | 0 | 2.4769 | 0 | 0 | 0 | 0 | 0.030981 | 0 | 0 | 0.45032 | 0 | 4.7513 | 0 | 0 | 0 | 0 | 0 | 0 | 0 | 0 | 0 | 0 | 0 | 0 | 0 | 0.45131 | 0 | 0.32173 | 0 | 0.11455 | 0 | 0.053706 | 0.6901 | 0 | 0 | 0 | 0 | 1.6314 | 0 | 0 | 0 | 0 | 0 | 0 | 0 | 0 | 0 | 0 | 0 | 0 | 0
9 | 5 | 4 | 3 | 1.7931 | 0 | 2.4769 | 0 | 0 | 0 | 0 | 0.023473 | 0 | 0 | 0.45035 | 0 | 4.7438 | 0 | 0 | 0 | 0 | 0 | 0 | 0 | 0 | 0 | 0 | 0 | 0 | 0 | 0.45131 | 0 | 0.32173 | 0 | 0.071659 | 0 | 0.053706 | 0.6901 | 0 | 0 | 0 | 0 | 1.5885 | 0 | 0 | 0 | 0 | 0 | 0 | 0 | 0 | 0 | 0 | 0 | 0 | 0
9 | 5 | 5 | 3 | 1.7931 | 0 | 2.4769 | 0 | 0 | 0 | 0 | 0.01364 | 0 | 0 | 0.45037 | 0 | 4.734 | 0 | 0 | 0 | 0 | 0 | 0 | 0 | 0 | 0 | 0 | 0 | 0 | 0 | 0.45131 | 0 | 0.32173 | 0 | 0.018858 | 0 | 0.053706 | 0.6901 | 0 | 0 | 0 | 0 | 1.5357 | 0 | 0 | 0 | 0 | 0 | 0 | 0 | 0 | 0 | 0 | 0 | 0 | 0
9 | 5 | 6 | 3 | 1.7931 | 0 | 2.4769 | 0 | 0 | 0 | 0 | 0.010686 | 0 | 0 | 2.5253 | 0 | 6.806 | 0 | 0 | 0 | 0 | 0 | 0 | 0 | 0 | 0 | 0 | 0 | 0 | 0 | 0.45131 | 0 | 0.54519 | 0 | 0.0030715 | 0 | 0.31621 | 0.6901 | 0 | 0 | 0 | 0 | 2.0059 | 0 | 0 | 0 | 0 | 0 | 0 | 0 | 0 | 0 | 0 | 0 | 0 | 0
9 | 5 | 7 | 3 | 1.7931 | 0 | 2.4769 | 0 | 0 | 0 | 0 | 0.030773 | 0 | 0 | 3.9558 | 0 | 8.2566 | 0 | 0 | 0 | 0 | 0 | 0 | 0 | 0 | 0 | 0 | 0 | 0 | 0 | 0.45131 | 0 | 0.71279 | 0 | 0 | 0 | 0.52621 | 0.6901 | 0 | 0 | 0 | 0 | 2.3804 | 0 | 0 | 0 | 0 | 0 | 0 | 0 | 0 | 0 | 0 | 0 | 0 | 0
9 | 5 | 8 | 3 | 1.7931 | 0 | 13.6089 | 0 | 0 | 0 | 0 | 0.22301 | 0 | 0 | 3.582 | 0 | 19.207 | 0 | 0 | 0 | 0 | 0 | 0 | 0 | 0 | 0 | 0 | 0 | 0 | 0 | 0.45131 | 0 | 0.71279 | 0 | 0.5873 | 0 | 0.42121 | 0.6901 | 0 | 0 | 0 | 0 | 2.8627 | 0 | 0 | 0 | 0 | 0 | 0 | 0 | 0 | 0 | 0 | 0 | 0 | 0
9 | 5 | 9 | 3 | 1.7931 | 0 | 13.6089 | 0 | 0 | 0 | 0 | 0.22686 | 0 | 0 | 2.5252 | 0 | 18.1541 | 0 | 0 | 0 | 0 | 0 | 0 | 0 | 0 | 0 | 0 | 0 | 0 | 0 | 0.45131 | 0 | 0.71279 | 0 | 1.2574 | 0 | 0.31621 | 0.6901 | 0 | 0 | 0 | 0 | 3.4278 | 0 | 0 | 0 | 0 | 0 | 0 | 0 | 0 | 0 | 0 | 0 | 0 | 0
9 | 5 | 10 | 3 | 1.7931 | 0 | 13.6089 | 0 | 0 | 0 | 0 | 0.22979 | 0 | 0 | 2.5252 | 0 | 18.157 | 0 | 0 | 0 | 0 | 0 | 0 | 0 | 0 | 0 | 0 | 0 | 0 | 0 | 0.45131 | 0 | 0.71279 | 0 | 1.2765 | 0 | 0.31621 | 0.6901 | 0 | 0 | 0 | 0 | 3.4469 | 0 | 0 | 0 | 0 | 0 | 0 | 0 | 0 | 0 | 0 | 0 | 0 | 0
9 | 5 | 11 | 3 | 1.7931 | 0 | 13.6089 | 0 | 0 | 0 | 0 | 0.23896 | 0 | 0 | 2.9402 | 0 | 18.5811 | 0 | 0 | 0 | 0 | 0 | 0 | 0 | 0 | 0 | 0 | 0 | 0 | 0 | 0.45131 | 0 | 0.54519 | 0 | 1.2295 | 0 | 0.36871 | 0.6901 | 0 | 0 | 0 | 0 | 3.2848 | 0 | 0 | 0 | 0 | 0 | 0 | 0 | 0 | 0 | 0 | 0 | 0 | 0
9 | 5 | 12 | 3 | 1.7931 | 0 | 8.6613 | 0 | 0 | 0 | 0 | 0.2658 | 0 | 0 | 3.3552 | 0 | 14.0754 | 0 | 0 | 0 | 0 | 0 | 0 | 0 | 0 | 0 | 0 | 0 | 0 | 0 | 0.45131 | 0 | 0.54519 | 0 | 1.3866 | 0 | 0.42121 | 0.6901 | 0 | 0 | 0 | 0 | 3.4945 | 0 | 0 | 0 | 0 | 0 | 0 | 0 | 0 | 0 | 0 | 0 | 0 | 0
9 | 5 | 13 | 3 | 1.7931 | 0 | 13.6089 | 0 | 0 | 0 | 0 | 0.33485 | 0 | 0 | 2.9402 | 0 | 18.677 | 0 | 0 | 0 | 0 | 0 | 0 | 0 | 0 | 0 | 0 | 0 | 0 | 0 | 0.45131 | 0 | 0.54519 | 0 | 1.7525 | 0 | 0.36871 | 0.6901 | 0 | 0 | 0 | 0 | 3.8078 | 0 | 0 | 0 | 0 | 0 | 0 | 0 | 0 | 0 | 0 | 0 | 0 | 0
9 | 5 | 14 | 3 | 1.7931 | 0 | 13.6089 | 0 | 0 | 0 | 0 | 0.41504 | 0 | 0 | 2.9402 | 0 | 18.7572 | 0 | 0 | 0 | 0 | 0 | 0 | 0 | 0 | 0 | 0 | 0 | 0 | 0 | 0.45131 | 0 | 0.54519 | 0 | 2.3246 | 0 | 0.36871 | 0.6901 | 0 | 0 | 0 | 0 | 4.3799 | 0 | 0 | 0 | 0 | 0 | 0 | 0 | 0 | 0 | 0 | 0 | 0 | 0
9 | 5 | 15 | 3 | 1.7931 | 0 | 13.6089 | 0 | 0 | 0 | 0 | 0.47573 | 0 | 0 | 2.5252 | 0 | 18.4029 | 0 | 0 | 0 | 0 | 0 | 0 | 0 | 0 | 0 | 0 | 0 | 0 | 0 | 0.45131 | 0 | 0.54519 | 0 | 2.6722 | 0 | 0.31621 | 0.6901 | 0 | 0 | 0 | 0 | 4.675 | 0 | 0 | 0 | 0 | 0 | 0 | 0 | 0 | 0 | 0 | 0 | 0 | 0
9 | 5 | 16 | 3 | 1.7931 | 0 | 13.6089 | 0 | 0 | 0 | 0 | 0.51633 | 0 | 0 | 2.5252 | 0 | 18.4435 | 0 | 0 | 0 | 0 | 0 | 0 | 0 | 0 | 0 | 0 | 0 | 0 | 0 | 0.45131 | 0 | 0.54519 | 0 | 2.8943 | 0 | 0.31621 | 0.6901 | 0 | 0 | 0 | 0 | 4.8971 | 0 | 0 | 0 | 0 | 0 | 0 | 0 | 0 | 0 | 0 | 0 | 0 | 0
9 | 5 | 17 | 3 | 1.7931 | 0 | 13.6089 | 0 | 0 | 0 | 0 | 0.5218 | 0 | 0 | 3.9557 | 0 | 19.8795 | 0 | 0 | 0 | 0 | 0 | 0 | 0 | 0 | 0 | 0 | 0 | 0 | 0 | 0.45131 | 0 | 0.54519 | 0 | 3.0017 | 0 | 0.52621 | 0.6901 | 0 | 0 | 0 | 0 | 5.2145 | 0 | 0 | 0 | 0 | 0 | 0 | 0 | 0 | 0 | 0 | 0 | 0 | 0
9 | 5 | 18 | 3 | 1.7931 | 0 | 9.8982 | 0 | 0 | 0 | 0 | 0.38805 | 0 | 0 | 3.9557 | 0 | 16.0351 | 0 | 0 | 0 | 0 | 0 | 0 | 0 | 0 | 0 | 0 | 0 | 0 | 0 | 0.45131 | 0 | 0.54519 | 0 | 2.2531 | 0 | 0.52621 | 0.6901 | 0 | 0 | 0 | 0 | 4.4659 | 0 | 0 | 0 | 0 | 0 | 0 | 0 | 0 | 0 | 0 | 0 | 0 | 0
9 | 5 | 19 | 3 | 1.7931 | 0 | 2.4769 | 0 | 0 | 0 | 0 | 0.18299 | 0 | 0 | 3.806 | 0 | 8.259 | 0 | 0 | 0 | 0 | 0 | 0 | 0 | 0 | 0 | 0 | 0 | 0 | 0 | 0.45131 | 0 | 0.88038 | 0 | 1.0008 | 0 | 0.42121 | 0.6901 | 0 | 0 | 0 | 0 | 3.4438 | 0 | 0 | 0 | 0 | 0 | 0 | 0 | 0 | 0 | 0 | 0 | 0 | 0
9 | 5 | 20 | 3 | 1.7931 | 0 | 2.4769 | 0 | 0 | 0 | 0 | 0.1118 | 0 | 0 | 2.9401 | 0 | 7.322 | 0 | 0 | 0 | 0 | 0 | 0 | 0 | 0 | 0 | 0 | 0 | 0 | 0 | 0.45131 | 0 | 1.1038 | 0 | 0.55802 | 0 | 0.36871 | 0.6901 | 0 | 0 | 0 | 0 | 3.172 | 0 | 0 | 0 | 0 | 0 | 0 | 0 | 0 | 0 | 0 | 0 | 0 | 0
9 | 5 | 21 | 3 | 1.7931 | 0 | 2.4769 | 0 | 0 | 0 | 0 | 0.081497 | 0 | 0 | 3.77 | 0 | 8.1215 | 0 | 0 | 0 | 0 | 0 | 0 | 0 | 0 | 0 | 0 | 0 | 0 | 0 | 0.45131 | 0 | 1.2156 | 0 | 0.38758 | 0 | 0.47371 | 0.6901 | 0 | 0 | 0 | 0 | 3.2183 | 0 | 0 | 0 | 0 | 0 | 0 | 0 | 0 | 0 | 0 | 0 | 0 | 0
9 | 5 | 22 | 3 | 1.7931 | 0 | 2.4769 | 0 | 0 | 0 | 0 | 0.068184 | 0 | 0 | 2.525 | 0 | 6.8632 | 0 | 0 | 0 | 0 | 0 | 0 | 0 | 0 | 0 | 0 | 0 | 0 | 0 | 0.45131 | 0 | 1.1038 | 0 | 0.30268 | 0 | 0.31621 | 0.6901 | 0 | 0 | 0 | 0 | 2.8641 | 0 | 0 | 0 | 0 | 0 | 0 | 0 | 0 | 0 | 0 | 0 | 0 | 0
9 | 5 | 23 | 3 | 1.7931 | 0 | 2.4769 | 0 | 0 | 0 | 0 | 0.052486 | 0 | 0 | 0.45006 | 0 | 4.7726 | 0 | 0 | 0 | 0 | 0 | 0 | 0 | 0 | 0 | 0 | 0 | 0 | 0 | 0.45131 | 0 | 0.88038 | 0 | 0.22111 | 0 | 0.053706 | 0.6901 | 0 | 0 | 0 | 0 | 2.2966 | 0 | 0 | 0 | 0 | 0 | 0 | 0 | 0 | 0 | 0 | 0 | 0 | 0
9 | 5 | 24 | 3 | 1.7931 | 0 | 2.4769 | 0 | 0 | 0 | 0 | 0.042155 | 0 | 0 | 0.45011 | 0 | 4.7623 | 0 | 0 | 0 | 0 | 0 | 0 | 0 | 0 | 0 | 0 | 0 | 0 | 0 | 0.45131 | 0 | 0.54519 | 0 | 0.16179 | 0 | 0.053706 | 0.6901 | 0 | 0 | 0 | 0 | 1.9021 | 0 | 0 | 0 | 0 | 0 | 0 | 0 | 0 | 0 | 0 | 0 | 0 | 0
9 | 6 | 1 | 4 | 1.7931 | 0 | 2.4769 | 0 | 0 | 0 | 0 | 0.033908 | 0 | 0 | 0.45023 | 0 | 4.7542 | 0 | 0 | 0 | 0 | 0 | 0 | 0 | 0 | 0 | 0 | 0 | 0 | 0 | 0.45131 | 0 | 0.32173 | 0 | 0.11817 | 0 | 0.053706 | 0.6901 | 0 | 0 | 0 | 0 | 1.635 | 0 | 0 | 0 | 0 | 0 | 0 | 0 | 0 | 0 | 0 | 0 | 0 | 0
9 | 6 | 2 | 4 | 1.7931 | 0 | 2.4769 | 0 | 0 | 0 | 0 | 0.03228 | 0 | 0 | 0.45036 | 0 | 4.7527 | 0 | 0 | 0 | 0 | 0 | 0 | 0 | 0 | 0 | 0 | 0 | 0 | 0 | 0.45131 | 0 | 0.32173 | 0 | 0.11123 | 0 | 0.053706 | 0.6901 | 0 | 0 | 0 | 0 | 1.6281 | 0 | 0 | 0 | 0 | 0 | 0 | 0 | 0 | 0 | 0 | 0 | 0 | 0
9 | 6 | 3 | 4 | 1.7931 | 0 | 2.4769 | 0 | 0 | 0 | 0 | 0.017582 | 0 | 0 | 0.45043 | 0 | 4.738 | 0 | 0 | 0 | 0 | 0 | 0 | 0 | 0 | 0 | 0 | 0 | 0 | 0 | 0.45131 | 0 | 0.32173 | 0 | 0.040296 | 0 | 0.053706 | 0.6901 | 0 | 0 | 0 | 0 | 1.5572 | 0 | 0 | 0 | 0 | 0 | 0 | 0 | 0 | 0 | 0 | 0 | 0 | 0
9 | 6 | 4 | 4 | 1.7931 | 0 | 2.4769 | 0 | 0 | 0 | 0 | 0.013227 | 0 | 0 | 0.45049 | 0 | 4.7337 | 0 | 0 | 0 | 0 | 0 | 0 | 0 | 0 | 0 | 0 | 0 | 0 | 0 | 0.45131 | 0 | 0.32173 | 0 | 0.016179 | 0 | 0.053706 | 0.6901 | 0 | 0 | 0 | 0 | 1.533 | 0 | 0 | 0 | 0 | 0 | 0 | 0 | 0 | 0 | 0 | 0 | 0 | 0
9 | 6 | 5 | 4 | 1.7931 | 0 | 2.4769 | 0 | 0 | 0 | 0 | 0.010947 | 0 | 0 | 0.45056 | 0 | 4.7315 | 0 | 0 | 0 | 0 | 0 | 0 | 0 | 0 | 0 | 0 | 0 | 0 | 0 | 0.45131 | 0 | 0.32173 | 0 | 0.0042743 | 0 | 0.053706 | 0.6901 | 0 | 0 | 0 | 0 | 1.5211 | 0 | 0 | 0 | 0 | 0 | 0 | 0 | 0 | 0 | 0 | 0 | 0 | 0
9 | 6 | 6 | 4 | 1.7931 | 0 | 2.4769 | 0 | 0 | 0 | 0 | 0.01 | 0 | 0 | 2.5255 | 0 | 6.8055 | 0 | 0 | 0 | 0 | 0 | 0 | 0 | 0 | 0 | 0 | 0 | 0 | 0 | 0.45131 | 0 | 0.54519 | 0 | 0 | 0 | 0.31621 | 0.6901 | 0 | 0 | 0 | 0 | 2.0028 | 0 | 0 | 0 | 0 | 0 | 0 | 0 | 0 | 0 | 0 | 0 | 0 | 0
9 | 6 | 7 | 4 | 1.7931 | 0 | 2.4769 | 0 | 0 | 0 | 0 | 0.011041 | 0 | 0 | 3.9558 | 0 | 8.2369 | 0 | 0 | 0 | 0 | 0 | 0 | 0 | 0 | 0 | 0 | 0 | 0 | 0 | 0.45131 | 0 | 0.71279 | 0 | 0 | 0 | 0.52621 | 0.6901 | 0 | 0 | 0 | 0 | 2.3804 | 0 | 0 | 0 | 0 | 0 | 0 | 0 | 0 | 0 | 0 | 0 | 0 | 0
9 | 6 | 8 | 4 | 1.7931 | 0 | 13.6089 | 0 | 0 | 0 | 0 | 0.11726 | 0 | 0 | 3.5823 | 0 | 19.1015 | 0 | 0 | 0 | 0 | 0 | 0 | 0 | 0 | 0 | 0 | 0 | 0 | 0 | 0.45131 | 0 | 0.71279 | 0 | 0.094345 | 0 | 0.42121 | 0.6901 | 0 | 0 | 0 | 0 | 2.3697 | 0 | 0 | 0 | 0 | 0 | 0 | 0 | 0 | 0 | 0 | 0 | 0 | 0
9 | 6 | 9 | 4 | 1.7931 | 0 | 13.6089 | 0 | 0 | 0 | 0 | 0.19109 | 0 | 0 | 2.5254 | 0 | 18.1185 | 0 | 0 | 0 | 0 | 0 | 0 | 0 | 0 | 0 | 0 | 0 | 0 | 0 | 0.45131 | 0 | 0.71279 | 0 | 0.94344 | 0 | 0.31621 | 0.6901 | 0 | 0 | 0 | 0 | 3.1138 | 0 | 0 | 0 | 0 | 0 | 0 | 0 | 0 | 0 | 0 | 0 | 0 | 0
9 | 6 | 10 | 4 | 1.7931 | 0 | 13.6089 | 0 | 0 | 0 | 0 | 0.21424 | 0 | 0 | 2.5253 | 0 | 18.1416 | 0 | 0 | 0 | 0 | 0 | 0 | 0 | 0 | 0 | 0 | 0 | 0 | 0 | 0.45131 | 0 | 0.71279 | 0 | 1.07 | 0 | 0.31621 | 0.6901 | 0 | 0 | 0 | 0 | 3.2404 | 0 | 0 | 0 | 0 | 0 | 0 | 0 | 0 | 0 | 0 | 0 | 0 | 0
9 | 6 | 11 | 4 | 1.7931 | 0 | 13.6089 | 0 | 0 | 0 | 0 | 0.26404 | 0 | 0 | 2.9403 | 0 | 18.6063 | 0 | 0 | 0 | 0 | 0 | 0 | 0 | 0 | 0 | 0 | 0 | 0 | 0 | 0.45131 | 0 | 0.54519 | 0 | 1.3758 | 0 | 0.36871 | 0.6901 | 0 | 0 | 0 | 0 | 3.4311 | 0 | 0 | 0 | 0 | 0 | 0 | 0 | 0 | 0 | 0 | 0 | 0 | 0
9 | 6 | 12 | 4 | 1.7931 | 0 | 8.6613 | 0 | 0 | 0 | 0 | 0.27565 | 0 | 0 | 3.3553 | 0 | 14.0854 | 0 | 0 | 0 | 0 | 0 | 0 | 0 | 0 | 0 | 0 | 0 | 0 | 0 | 0.45131 | 0 | 0.54519 | 0 | 1.4171 | 0 | 0.42121 | 0.6901 | 0 | 0 | 0 | 0 | 3.5249 | 0 | 0 | 0 | 0 | 0 | 0 | 0 | 0 | 0 | 0 | 0 | 0 | 0
9 | 6 | 13 | 4 | 1.7931 | 0 | 13.6089 | 0 | 0 | 0 | 0 | 0.40751 | 0 | 0 | 2.9403 | 0 | 18.7499 | 0 | 0 | 0 | 0 | 0 | 0 | 0 | 0 | 0 | 0 | 0 | 0 | 0 | 0.45131 | 0 | 0.54519 | 0 | 2.1692 | 0 | 0.36871 | 0.6901 | 0 | 0 | 0 | 0 | 4.2246 | 0 | 0 | 0 | 0 | 0 | 0 | 0 | 0 | 0 | 0 | 0 | 0 | 0
9 | 6 | 14 | 4 | 1.7931 | 0 | 13.6089 | 0 | 0 | 0 | 0 | 0.48598 | 0 | 0 | 2.9403 | 0 | 18.8283 | 0 | 0 | 0 | 0 | 0 | 0 | 0 | 0 | 0 | 0 | 0 | 0 | 0 | 0.45131 | 0 | 0.54519 | 0 | 2.7755 | 0 | 0.36871 | 0.6901 | 0 | 0 | 0 | 0 | 4.8308 | 0 | 0 | 0 | 0 | 0 | 0 | 0 | 0 | 0 | 0 | 0 | 0 | 0
9 | 6 | 15 | 4 | 1.7931 | 0 | 13.6089 | 0 | 0 | 0 | 0 | 0.51454 | 0 | 0 | 2.5253 | 0 | 18.4419 | 0 | 0 | 0 | 0 | 0 | 0 | 0 | 0 | 0 | 0 | 0 | 0 | 0 | 0.45131 | 0 | 0.54519 | 0 | 2.936 | 0 | 0.31621 | 0.6901 | 0 | 0 | 0 | 0 | 4.9389 | 0 | 0 | 0 | 0 | 0 | 0 | 0 | 0 | 0 | 0 | 0 | 0 | 0
9 | 6 | 16 | 4 | 1.7931 | 0 | 13.6089 | 0 | 0 | 0 | 0 | 0.52575 | 0 | 0 | 2.5253 | 0 | 18.4531 | 0 | 0 | 0 | 0 | 0 | 0 | 0 | 0 | 0 | 0 | 0 | 0 | 0 | 0.45131 | 0 | 0.54519 | 0 | 3.082 | 0 | 0.31621 | 0.6901 | 0 | 0 | 0 | 0 | 5.0848 | 0 | 0 | 0 | 0 | 0 | 0 | 0 | 0 | 0 | 0 | 0 | 0 | 0
9 | 6 | 17 | 4 | 1.7931 | 0 | 13.6089 | 0 | 0 | 0 | 0 | 0.50056 | 0 | 0 | 3.9558 | 0 | 19.8584 | 0 | 0 | 0 | 0 | 0 | 0 | 0 | 0 | 0 | 0 | 0 | 0 | 0 | 0.45131 | 0 | 0.54519 | 0 | 2.9827 | 0 | 0.52621 | 0.6901 | 0 | 0 | 0 | 0 | 5.1955 | 0 | 0 | 0 | 0 | 0 | 0 | 0 | 0 | 0 | 0 | 0 | 0 | 0
9 | 6 | 18 | 4 | 1.7931 | 0 | 9.8982 | 0 | 0 | 0 | 0 | 0.36534 | 0 | 0 | 3.9558 | 0 | 16.0125 | 0 | 0 | 0 | 0 | 0 | 0 | 0 | 0 | 0 | 0 | 0 | 0 | 0 | 0.45131 | 0 | 0.54519 | 0 | 2.1858 | 0 | 0.52621 | 0.6901 | 0 | 0 | 0 | 0 | 4.3986 | 0 | 0 | 0 | 0 | 0 | 0 | 0 | 0 | 0 | 0 | 0 | 0 | 0
9 | 6 | 19 | 4 | 1.7931 | 0 | 2.4769 | 0 | 0 | 0 | 0 | 0.15254 | 0 | 0 | 3.8064 | 0 | 8.2289 | 0 | 0 | 0 | 0 | 0 | 0 | 0 | 0 | 0 | 0 | 0 | 0 | 0 | 0.45131 | 0 | 0.88038 | 0 | 0.86053 | 0 | 0.42121 | 0.6901 | 0 | 0 | 0 | 0 | 3.3035 | 0 | 0 | 0 | 0 | 0 | 0 | 0 | 0 | 0 | 0 | 0 | 0 | 0
9 | 6 | 20 | 4 | 1.7931 | 0 | 2.4769 | 0 | 0 | 0 | 0 | 0.088191 | 0 | 0 | 2.9404 | 0 | 7.2986 | 0 | 0 | 0 | 0 | 0 | 0 | 0 | 0 | 0 | 0 | 0 | 0 | 0 | 0.45131 | 0 | 1.1038 | 0 | 0.45641 | 0 | 0.36871 | 0.6901 | 0 | 0 | 0 | 0 | 3.0704 | 0 | 0 | 0 | 0 | 0 | 0 | 0 | 0 | 0 | 0 | 0 | 0 | 0
9 | 6 | 21 | 4 | 1.7931 | 0 | 2.4769 | 0 | 0 | 0 | 0 | 0.063364 | 0 | 0 | 3.7702 | 0 | 8.1036 | 0 | 0 | 0 | 0 | 0 | 0 | 0 | 0 | 0 | 0 | 0 | 0 | 0 | 0.45131 | 0 | 1.2156 | 0 | 0.30724 | 0 | 0.47371 | 0.6901 | 0 | 0 | 0 | 0 | 3.1379 | 0 | 0 | 0 | 0 | 0 | 0 | 0 | 0 | 0 | 0 | 0 | 0 | 0
9 | 6 | 22 | 4 | 1.7931 | 0 | 2.4769 | 0 | 0 | 0 | 0 | 0.05675 | 0 | 0 | 2.5252 | 0 | 6.852 | 0 | 0 | 0 | 0 | 0 | 0 | 0 | 0 | 0 | 0 | 0 | 0 | 0 | 0.45131 | 0 | 1.1038 | 0 | 0.26672 | 0 | 0.31621 | 0.6901 | 0 | 0 | 0 | 0 | 2.8282 | 0 | 0 | 0 | 0 | 0 | 0 | 0 | 0 | 0 | 0 | 0 | 0 | 0
9 | 6 | 23 | 4 | 1.7931 | 0 | 2.4769 | 0 | 0 | 0 | 0 | 0.048492 | 0 | 0 | 0.45029 | 0 | 4.7688 | 0 | 0 | 0 | 0 | 0 | 0 | 0 | 0 | 0 | 0 | 0 | 0 | 0 | 0.45131 | 0 | 0.88038 | 0 | 0.21696 | 0 | 0.053706 | 0.6901 | 0 | 0 | 0 | 0 | 2.2925 | 0 | 0 | 0 | 0 | 0 | 0 | 0 | 0 | 0 | 0 | 0 | 0 | 0
9 | 6 | 24 | 4 | 1.7931 | 0 | 2.4769 | 0 | 0 | 0 | 0 | 0.037545 | 0 | 0 | 0.45034 | 0 | 4.7579 | 0 | 0 | 0 | 0 | 0 | 0 | 0 | 0 | 0 | 0 | 0 | 0 | 0 | 0.45131 | 0 | 0.54519 | 0 | 0.15387 | 0 | 0.053706 | 0.6901 | 0 | 0 | 0 | 0 | 1.8942 | 0 | 0 | 0 | 0 | 0 | 0 | 0 | 0 | 0 | 0 | 0 | 0 | 0
9 | 7 | 1 | 5 | 1.7931 | 0 | 2.4769 | 0 | 0 | 0 | 0 | 0.03823 | 0 | 0 | 0.45047 | 0 | 4.7587 | 0 | 0 | 0 | 0 | 0 | 0 | 0 | 0 | 0 | 0 | 0 | 0 | 0 | 0.45131 | 0 | 0.32173 | 0 | 0.15867 | 0 | 0.053706 | 0.6901 | 0 | 0 | 0 | 0 | 1.6755 | 0 | 0 | 0 | 0 | 0 | 0 | 0 | 0 | 0 | 0 | 0 | 0 | 0
9 | 7 | 2 | 5 | 1.7931 | 0 | 2.4769 | 0 | 0 | 0 | 0 | 0.037922 | 0 | 0 | 0.45059 | 0 | 4.7585 | 0 | 0 | 0 | 0 | 0 | 0 | 0 | 0 | 0 | 0 | 0 | 0 | 0 | 0.45131 | 0 | 0.32173 | 0 | 0.153 | 0 | 0.053706 | 0.6901 | 0 | 0 | 0 | 0 | 1.6699 | 0 | 0 | 0 | 0 | 0 | 0 | 0 | 0 | 0 | 0 | 0 | 0 | 0
9 | 7 | 3 | 5 | 1.7931 | 0 | 2.4769 | 0 | 0 | 0 | 0 | 0.030853 | 0 | 0 | 0.45065 | 0 | 4.7515 | 0 | 0 | 0 | 0 | 0 | 0 | 0 | 0 | 0 | 0 | 0 | 0 | 0 | 0.45131 | 0 | 0.32173 | 0 | 0.11185 | 0 | 0.053706 | 0.6901 | 0 | 0 | 0 | 0 | 1.6287 | 0 | 0 | 0 | 0 | 0 | 0 | 0 | 0 | 0 | 0 | 0 | 0 | 0
9 | 7 | 4 | 5 | 1.7931 | 0 | 2.4769 | 0 | 0 | 0 | 0 | 0.026897 | 0 | 0 | 0.45068 | 0 | 4.7476 | 0 | 0 | 0 | 0 | 0 | 0 | 0 | 0 | 0 | 0 | 0 | 0 | 0 | 0.45131 | 0 | 0.32173 | 0 | 0.089174 | 0 | 0.053706 | 0.6901 | 0 | 0 | 0 | 0 | 1.606 | 0 | 0 | 0 | 0 | 0 | 0 | 0 | 0 | 0 | 0 | 0 | 0 | 0
9 | 7 | 5 | 5 | 1.7931 | 0 | 2.4769 | 0 | 0 | 0 | 0 | 0.023511 | 0 | 0 | 0.45071 | 0 | 4.7442 | 0 | 0 | 0 | 0 | 0 | 0 | 0 | 0 | 0 | 0 | 0 | 0 | 0 | 0.45131 | 0 | 0.32173 | 0 | 0.07016 | 0 | 0.053706 | 0.6901 | 0 | 0 | 0 | 0 | 1.587 | 0 | 0 | 0 | 0 | 0 | 0 | 0 | 0 | 0 | 0 | 0 | 0 | 0
9 | 7 | 6 | 5 | 1.7931 | 0 | 2.4769 | 0 | 0 | 0 | 0 | 0.017704 | 0 | 0 | 2.5257 | 0 | 6.8134 | 0 | 0 | 0 | 0 | 0 | 0 | 0 | 0 | 0 | 0 | 0 | 0 | 0 | 0.45131 | 0 | 0.54519 | 0 | 0.038758 | 0 | 0.31621 | 0.6901 | 0 | 0 | 0 | 0 | 2.0416 | 0 | 0 | 0 | 0 | 0 | 0 | 0 | 0 | 0 | 0 | 0 | 0 | 0
9 | 7 | 7 | 5 | 1.7931 | 0 | 2.4769 | 0 | 0 | 0 | 0 | 0.028311 | 0 | 0 | 3.9559 | 0 | 8.2542 | 0 | 0 | 0 | 0 | 0 | 0 | 0 | 0 | 0 | 0 | 0 | 0 | 0 | 0.45131 | 0 | 0.71279 | 0 | 0.043873 | 0 | 0.52621 | 0.6901 | 0 | 0 | 0 | 0 | 2.4243 | 0 | 0 | 0 | 0 | 0 | 0 | 0 | 0 | 0 | 0 | 0 | 0 | 0
9 | 7 | 8 | 5 | 1.7931 | 0 | 13.6089 | 0 | 0 | 0 | 0 | 0.28328 | 0 | 0 | 3.5825 | 0 | 19.2677 | 0 | 0 | 0 | 0 | 0 | 0 | 0 | 0 | 0 | 0 | 0 | 0 | 0 | 0.45131 | 0 | 0.71279 | 0 | 0.57234 | 0 | 0.42121 | 0.6901 | 0 | 0 | 0 | 0 | 2.8477 | 0 | 0 | 0 | 0 | 0 | 0 | 0 | 0 | 0 | 0 | 0 | 0 | 0
9 | 7 | 9 | 5 | 1.7931 | 0 | 13.6089 | 0 | 0 | 0 | 0 | 0.29446 | 0 | 0 | 2.5255 | 0 | 18.222 | 0 | 0 | 0 | 0 | 0 | 0 | 0 | 0 | 0 | 0 | 0 | 0 | 0 | 0.45131 | 0 | 0.71279 | 0 | 1.5521 | 0 | 0.31621 | 0.6901 | 0 | 0 | 0 | 0 | 3.7225 | 0 | 0 | 0 | 0 | 0 | 0 | 0 | 0 | 0 | 0 | 0 | 0 | 0
9 | 7 | 10 | 5 | 1.7931 | 0 | 13.6089 | 0 | 0 | 0 | 0 | 0.30478 | 0 | 0 | 2.5255 | 0 | 18.2323 | 0 | 0 | 0 | 0 | 0 | 0 | 0 | 0 | 0 | 0 | 0 | 0 | 0 | 0.45131 | 0 | 0.71279 | 0 | 1.8869 | 0 | 0.31621 | 0.6901 | 0 | 0 | 0 | 0 | 4.0573 | 0 | 0 | 0 | 0 | 0 | 0 | 0 | 0 | 0 | 0 | 0 | 0 | 0
9 | 7 | 11 | 5 | 1.7931 | 0 | 13.6089 | 0 | 0 | 0 | 0 | 0.34533 | 0 | 0 | 2.9404 | 0 | 18.6877 | 0 | 0 | 0 | 0 | 0 | 0 | 0 | 0 | 0 | 0 | 0 | 0 | 0 | 0.45131 | 0 | 0.54519 | 0 | 2.034 | 0 | 0.36871 | 0.6901 | 0 | 0 | 0 | 0 | 4.0893 | 0 | 0 | 0 | 0 | 0 | 0 | 0 | 0 | 0 | 0 | 0 | 0 | 0
9 | 7 | 12 | 5 | 1.7931 | 0 | 8.6613 | 0 | 0 | 0 | 0 | 0.36381 | 0 | 0 | 3.3554 | 0 | 14.1737 | 0 | 0 | 0 | 0 | 0 | 0 | 0 | 0 | 0 | 0 | 0 | 0 | 0 | 0.45131 | 0 | 0.54519 | 0 | 2.1279 | 0 | 0.42121 | 0.6901 | 0 | 0 | 0 | 0 | 4.2356 | 0 | 0 | 0 | 0 | 0 | 0 | 0 | 0 | 0 | 0 | 0 | 0 | 0
9 | 7 | 13 | 5 | 1.7931 | 0 | 13.6089 | 0 | 0 | 0 | 0 | 0.46289 | 0 | 0 | 2.9404 | 0 | 18.8053 | 0 | 0 | 0 | 0 | 0 | 0 | 0 | 0 | 0 | 0 | 0 | 0 | 0 | 0.45131 | 0 | 0.54519 | 0 | 2.7338 | 0 | 0.36871 | 0.6901 | 0 | 0 | 0 | 0 | 4.7891 | 0 | 0 | 0 | 0 | 0 | 0 | 0 | 0 | 0 | 0 | 0 | 0 | 0
9 | 7 | 14 | 5 | 1.7931 | 0 | 13.6089 | 0 | 0 | 0 | 0 | 0.53874 | 0 | 0 | 2.9404 | 0 | 18.8812 | 0 | 0 | 0 | 0 | 0 | 0 | 0 | 0 | 0 | 0 | 0 | 0 | 0 | 0.45131 | 0 | 0.54519 | 0 | 3.4251 | 0 | 0.36871 | 0.6901 | 0 | 0 | 0 | 0 | 5.4804 | 0 | 0 | 0 | 0 | 0 | 0 | 0 | 0 | 0 | 0 | 0 | 0 | 0
9 | 7 | 15 | 5 | 1.7931 | 0 | 13.6089 | 0 | 0 | 0 | 0 | 0.54507 | 0 | 0 | 2.5254 | 0 | 18.4725 | 0 | 0 | 0 | 0 | 0 | 0 | 0 | 0 | 0 | 0 | 0 | 0 | 0 | 0.45131 | 0 | 0.54519 | 0 | 3.4161 | 0 | 0.31621 | 0.6901 | 0 | 0 | 0 | 0 | 5.4189 | 0 | 0 | 0 | 0 | 0 | 0 | 0 | 0 | 0 | 0 | 0 | 0 | 0
9 | 7 | 16 | 5 | 1.7931 | 0 | 13.6089 | 0 | 0 | 0 | 0 | 0.54551 | 0 | 0 | 2.5254 | 0 | 18.473 | 0 | 0 | 0 | 0 | 0 | 0 | 0 | 0 | 0 | 0 | 0 | 0 | 0 | 0.45131 | 0 | 0.54519 | 0 | 3.6154 | 0 | 0.31621 | 0.6901 | 0 | 0 | 0 | 0 | 5.6182 | 0 | 0 | 0 | 0 | 0 | 0 | 0 | 0 | 0 | 0 | 0 | 0 | 0
9 | 7 | 17 | 5 | 1.7931 | 0 | 13.6089 | 0 | 0 | 0 | 0 | 0.53756 | 0 | 0 | 3.9558 | 0 | 19.8954 | 0 | 0 | 0 | 0 | 0 | 0 | 0 | 0 | 0 | 0 | 0 | 0 | 0 | 0.45131 | 0 | 0.54519 | 0 | 3.6179 | 0 | 0.52621 | 0.6901 | 0 | 0 | 0 | 0 | 5.8307 | 0 | 0 | 0 | 0 | 0 | 0 | 0 | 0 | 0 | 0 | 0 | 0 | 0
9 | 7 | 18 | 5 | 1.7931 | 0 | 9.8982 | 0 | 0 | 0 | 0 | 0.38518 | 0 | 0 | 3.9558 | 0 | 16.0324 | 0 | 0 | 0 | 0 | 0 | 0 | 0 | 0 | 0 | 0 | 0 | 0 | 0 | 0.45131 | 0 | 0.54519 | 0 | 2.6393 | 0 | 0.52621 | 0.6901 | 0 | 0 | 0 | 0 | 4.8521 | 0 | 0 | 0 | 0 | 0 | 0 | 0 | 0 | 0 | 0 | 0 | 0 | 0
9 | 7 | 19 | 5 | 1.7931 | 0 | 2.4769 | 0 | 0 | 0 | 0 | 0.20658 | 0 | 0 | 3.8065 | 0 | 8.2831 | 0 | 0 | 0 | 0 | 0 | 0 | 0 | 0 | 0 | 0 | 0 | 0 | 0 | 0.45131 | 0 | 0.88038 | 0 | 1.3729 | 0 | 0.42121 | 0.6901 | 0 | 0 | 0 | 0 | 3.8159 | 0 | 0 | 0 | 0 | 0 | 0 | 0 | 0 | 0 | 0 | 0 | 0 | 0
9 | 7 | 20 | 5 | 1.7931 | 0 | 2.4769 | 0 | 0 | 0 | 0 | 0.14907 | 0 | 0 | 2.9404 | 0 | 7.3595 | 0 | 0 | 0 | 0 | 0 | 0 | 0 | 0 | 0 | 0 | 0 | 0 | 0 | 0.45131 | 0 | 1.1038 | 0 | 0.92494 | 0 | 0.36871 | 0.6901 | 0 | 0 | 0 | 0 | 3.5389 | 0 | 0 | 0 | 0 | 0 | 0 | 0 | 0 | 0 | 0 | 0 | 0 | 0
9 | 7 | 21 | 5 | 1.7931 | 0 | 2.4769 | 0 | 0 | 0 | 0 | 0.12464 | 0 | 0 | 3.7703 | 0 | 8.165 | 0 | 0 | 0 | 0 | 0 | 0 | 0 | 0 | 0 | 0 | 0 | 0 | 0 | 0.45131 | 0 | 1.2156 | 0 | 0.74092 | 0 | 0.47371 | 0.6901 | 0 | 0 | 0 | 0 | 3.5716 | 0 | 0 | 0 | 0 | 0 | 0 | 0 | 0 | 0 | 0 | 0 | 0 | 0
9 | 7 | 22 | 5 | 1.7931 | 0 | 2.4769 | 0 | 0 | 0 | 0 | 0.1027 | 0 | 0 | 2.5253 | 0 | 6.898 | 0 | 0 | 0 | 0 | 0 | 0 | 0 | 0 | 0 | 0 | 0 | 0 | 0 | 0.45131 | 0 | 1.1038 | 0 | 0.57104 | 0 | 0.31621 | 0.6901 | 0 | 0 | 0 | 0 | 3.1325 | 0 | 0 | 0 | 0 | 0 | 0 | 0 | 0 | 0 | 0 | 0 | 0 | 0
9 | 7 | 23 | 5 | 1.7931 | 0 | 2.4769 | 0 | 0 | 0 | 0 | 0.093079 | 0 | 0 | 0.45034 | 0 | 4.8134 | 0 | 0 | 0 | 0 | 0 | 0 | 0 | 0 | 0 | 0 | 0 | 0 | 0 | 0.45131 | 0 | 0.88038 | 0 | 0.50145 | 0 | 0.053706 | 0.6901 | 0 | 0 | 0 | 0 | 2.577 | 0 | 0 | 0 | 0 | 0 | 0 | 0 | 0 | 0 | 0 | 0 | 0 | 0
9 | 7 | 24 | 5 | 1.7931 | 0 | 2.4769 | 0 | 0 | 0 | 0 | 0.075552 | 0 | 0 | 0.45039 | 0 | 4.796 | 0 | 0 | 0 | 0 | 0 | 0 | 0 | 0 | 0 | 0 | 0 | 0 | 0 | 0.45131 | 0 | 0.54519 | 0 | 0.3871 | 0 | 0.053706 | 0.6901 | 0 | 0 | 0 | 0 | 2.1274 | 0 | 0 | 0 | 0 | 0 | 0 | 0 | 0 | 0 | 0 | 0 | 0 | 0
9 | 8 | 1 | 6 | 1.7931 | 0 | 2.4769 | 0 | 0 | 0 | 0 | 0.070922 | 0 | 0 | 0.45051 | 0 | 4.7915 | 0 | 0 | 0 | 0 | 0 | 0 | 0 | 0 | 0 | 0 | 0 | 0 | 0 | 0.45131 | 0 | 0.32173 | 0 | 0.35644 | 0 | 0.053706 | 0.6901 | 0 | 0 | 0 | 0 | 1.8733 | 0 | 0 | 0 | 0 | 0 | 0 | 0 | 0 | 0 | 0 | 0 | 0 | 0
9 | 8 | 2 | 6 | 1.7931 | 0 | 2.4769 | 0 | 0 | 0 | 0 | 0.068012 | 0 | 0 | 0.45063 | 0 | 4.7887 | 0 | 0 | 0 | 0 | 0 | 0 | 0 | 0 | 0 | 0 | 0 | 0 | 0 | 0.45131 | 0 | 0.32173 | 0 | 0.33995 | 0 | 0.053706 | 0.6901 | 0 | 0 | 0 | 0 | 1.8568 | 0 | 0 | 0 | 0 | 0 | 0 | 0 | 0 | 0 | 0 | 0 | 0 | 0
9 | 8 | 3 | 6 | 1.7931 | 0 | 2.4769 | 0 | 0 | 0 | 0 | 0.066138 | 0 | 0 | 0.45069 | 0 | 4.7869 | 0 | 0 | 0 | 0 | 0 | 0 | 0 | 0 | 0 | 0 | 0 | 0 | 0 | 0.45131 | 0 | 0.32173 | 0 | 0.3263 | 0 | 0.053706 | 0.6901 | 0 | 0 | 0 | 0 | 1.8432 | 0 | 0 | 0 | 0 | 0 | 0 | 0 | 0 | 0 | 0 | 0 | 0 | 0
9 | 8 | 4 | 6 | 1.7931 | 0 | 2.4769 | 0 | 0 | 0 | 0 | 0.054867 | 0 | 0 | 0.45071 | 0 | 4.7756 | 0 | 0 | 0 | 0 | 0 | 0 | 0 | 0 | 0 | 0 | 0 | 0 | 0 | 0.45131 | 0 | 0.32173 | 0 | 0.25785 | 0 | 0.053706 | 0.6901 | 0 | 0 | 0 | 0 | 1.7747 | 0 | 0 | 0 | 0 | 0 | 0 | 0 | 0 | 0 | 0 | 0 | 0 | 0
9 | 8 | 5 | 6 | 1.7931 | 0 | 2.4769 | 0 | 0 | 0 | 0 | 0.048209 | 0 | 0 | 0.45074 | 0 | 4.769 | 0 | 0 | 0 | 0 | 0 | 0 | 0 | 0 | 0 | 0 | 0 | 0 | 0 | 0.45131 | 0 | 0.32173 | 0 | 0.21821 | 0 | 0.053706 | 0.6901 | 0 | 0 | 0 | 0 | 1.7351 | 0 | 0 | 0 | 0 | 0 | 0 | 0 | 0 | 0 | 0 | 0 | 0 | 0
9 | 8 | 6 | 6 | 1.7931 | 0 | 2.4769 | 0 | 0 | 0 | 0 | 0.047108 | 0 | 0 | 2.5257 | 0 | 6.8428 | 0 | 0 | 0 | 0 | 0 | 0 | 0 | 0 | 0 | 0 | 0 | 0 | 0 | 0.45131 | 0 | 0.54519 | 0 | 0.21006 | 0 | 0.31621 | 0.6901 | 0 | 0 | 0 | 0 | 2.2129 | 0 | 0 | 0 | 0 | 0 | 0 | 0 | 0 | 0 | 0 | 0 | 0 | 0
9 | 8 | 7 | 6 | 1.7931 | 0 | 2.4769 | 0 | 0 | 0 | 0 | 0.10239 | 0 | 0 | 3.9559 | 0 | 8.3283 | 0 | 0 | 0 | 0 | 0 | 0 | 0 | 0 | 0 | 0 | 0 | 0 | 0 | 0.45131 | 0 | 0.71279 | 0 | 0.45666 | 0 | 0.52621 | 0.6901 | 0 | 0 | 0 | 0 | 2.8371 | 0 | 0 | 0 | 0 | 0 | 0 | 0 | 0 | 0 | 0 | 0 | 0 | 0
9 | 8 | 8 | 6 | 1.7931 | 0 | 13.6089 | 0 | 0 | 0 | 0 | 0.27918 | 0 | 0 | 3.5825 | 0 | 19.2636 | 0 | 0 | 0 | 0 | 0 | 0 | 0 | 0 | 0 | 0 | 0 | 0 | 0 | 0.45131 | 0 | 0.71279 | 0 | 1.4862 | 0 | 0.42121 | 0.6901 | 0 | 0 | 0 | 0 | 3.7616 | 0 | 0 | 0 | 0 | 0 | 0 | 0 | 0 | 0 | 0 | 0 | 0 | 0
9 | 8 | 9 | 6 | 1.7931 | 0 | 13.6089 | 0 | 0 | 0 | 0 | 0.32191 | 0 | 0 | 2.5255 | 0 | 18.2494 | 0 | 0 | 0 | 0 | 0 | 0 | 0 | 0 | 0 | 0 | 0 | 0 | 0 | 0.45131 | 0 | 0.71279 | 0 | 2.0216 | 0 | 0.31621 | 0.6901 | 0 | 0 | 0 | 0 | 4.192 | 0 | 0 | 0 | 0 | 0 | 0 | 0 | 0 | 0 | 0 | 0 | 0 | 0
9 | 8 | 10 | 6 | 1.7931 | 0 | 13.6089 | 0 | 0 | 0 | 0 | 0.34299 | 0 | 0 | 2.5255 | 0 | 18.2704 | 0 | 0 | 0 | 0 | 0 | 0 | 0 | 0 | 0 | 0 | 0 | 0 | 0 | 0.45131 | 0 | 0.71279 | 0 | 2.2037 | 0 | 0.31621 | 0.6901 | 0 | 0 | 0 | 0 | 4.3741 | 0 | 0 | 0 | 0 | 0 | 0 | 0 | 0 | 0 | 0 | 0 | 0 | 0
9 | 8 | 11 | 6 | 1.7931 | 0 | 13.6089 | 0 | 0 | 0 | 0 | 0.38177 | 0 | 0 | 2.9404 | 0 | 18.7242 | 0 | 0 | 0 | 0 | 0 | 0 | 0 | 0 | 0 | 0 | 0 | 0 | 0 | 0.45131 | 0 | 0.54519 | 0 | 2.4161 | 0 | 0.36871 | 0.6901 | 0 | 0 | 0 | 0 | 4.4714 | 0 | 0 | 0 | 0 | 0 | 0 | 0 | 0 | 0 | 0 | 0 | 0 | 0
9 | 8 | 12 | 6 | 1.7931 | 0 | 8.6613 | 0 | 0 | 0 | 0 | 0.39248 | 0 | 0 | 3.3554 | 0 | 14.2023 | 0 | 0 | 0 | 0 | 0 | 0 | 0 | 0 | 0 | 0 | 0 | 0 | 0 | 0.45131 | 0 | 0.54519 | 0 | 2.5297 | 0 | 0.42121 | 0.6901 | 0 | 0 | 0 | 0 | 4.6376 | 0 | 0 | 0 | 0 | 0 | 0 | 0 | 0 | 0 | 0 | 0 | 0 | 0
9 | 8 | 13 | 6 | 1.7931 | 0 | 13.6089 | 0 | 0 | 0 | 0 | 0.48879 | 0 | 0 | 2.9404 | 0 | 18.8312 | 0 | 0 | 0 | 0 | 0 | 0 | 0 | 0 | 0 | 0 | 0 | 0 | 0 | 0.45131 | 0 | 0.54519 | 0 | 3.2852 | 0 | 0.36871 | 0.6901 | 0 | 0 | 0 | 0 | 5.3405 | 0 | 0 | 0 | 0 | 0 | 0 | 0 | 0 | 0 | 0 | 0 | 0 | 0
9 | 8 | 14 | 6 | 1.7931 | 0 | 13.6089 | 0 | 0 | 0 | 0 | 0.57461 | 0 | 0 | 2.9404 | 0 | 18.917 | 0 | 0 | 0 | 0 | 0 | 0 | 0 | 0 | 0 | 0 | 0 | 0 | 0 | 0.45131 | 0 | 0.54519 | 0 | 3.9996 | 0 | 0.36871 | 0.6901 | 0 | 0 | 0 | 0 | 6.0549 | 0 | 0 | 0 | 0 | 0 | 0 | 0 | 0 | 0 | 0 | 0 | 0 | 0
9 | 8 | 15 | 6 | 1.7931 | 0 | 13.6089 | 0 | 0 | 0 | 0 | 0.61422 | 0 | 0 | 2.5254 | 0 | 18.5416 | 0 | 0 | 0 | 0 | 0 | 0 | 0 | 0 | 0 | 0 | 0 | 0 | 0 | 0.45131 | 0 | 0.54519 | 0 | 4.4432 | 0 | 0.31621 | 0.6901 | 0 | 0 | 0 | 0 | 6.446 | 0 | 0 | 0 | 0 | 0 | 0 | 0 | 0 | 0 | 0 | 0 | 0 | 0
9 | 8 | 16 | 6 | 1.7931 | 0 | 13.6089 | 0 | 0 | 0 | 0 | 0.61105 | 0 | 0 | 2.5254 | 0 | 18.5384 | 0 | 0 | 0 | 0 | 0 | 0 | 0 | 0 | 0 | 0 | 0 | 0 | 0 | 0.45131 | 0 | 0.54519 | 0 | 4.4876 | 0 | 0.31621 | 0.6901 | 0 | 0 | 0 | 0 | 6.4904 | 0 | 0 | 0 | 0 | 0 | 0 | 0 | 0 | 0 | 0 | 0 | 0 | 0
9 | 8 | 17 | 6 | 1.7931 | 0 | 13.6089 | 0 | 0 | 0 | 0 | 0.56317 | 0 | 0 | 3.9558 | 0 | 19.921 | 0 | 0 | 0 | 0 | 0 | 0 | 0 | 0 | 0 | 0 | 0 | 0 | 0 | 0.45131 | 0 | 0.54519 | 0 | 4.1328 | 0 | 0.52621 | 0.6901 | 0 | 0 | 0 | 0 | 6.3456 | 0 | 0 | 0 | 0 | 0 | 0 | 0 | 0 | 0 | 0 | 0 | 0 | 0
9 | 8 | 18 | 6 | 1.7931 | 0 | 9.8982 | 0 | 0 | 0 | 0 | 0.43989 | 0 | 0 | 3.9558 | 0 | 16.087 | 0 | 0 | 0 | 0 | 0 | 0 | 0 | 0 | 0 | 0 | 0 | 0 | 0 | 0.45131 | 0 | 0.54519 | 0 | 3.1535 | 0 | 0.52621 | 0.6901 | 0 | 0 | 0 | 0 | 5.3663 | 0 | 0 | 0 | 0 | 0 | 0 | 0 | 0 | 0 | 0 | 0 | 0 | 0
9 | 8 | 19 | 6 | 1.7931 | 0 | 2.4769 | 0 | 0 | 0 | 0 | 0.2403 | 0 | 0 | 3.8064 | 0 | 8.3167 | 0 | 0 | 0 | 0 | 0 | 0 | 0 | 0 | 0 | 0 | 0 | 0 | 0 | 0.45131 | 0 | 0.88038 | 0 | 1.6773 | 0 | 0.42121 | 0.6901 | 0 | 0 | 0 | 0 | 4.1203 | 0 | 0 | 0 | 0 | 0 | 0 | 0 | 0 | 0 | 0 | 0 | 0 | 0
9 | 8 | 20 | 6 | 1.7931 | 0 | 2.4769 | 0 | 0 | 0 | 0 | 0.17429 | 0 | 0 | 2.9403 | 0 | 7.3846 | 0 | 0 | 0 | 0 | 0 | 0 | 0 | 0 | 0 | 0 | 0 | 0 | 0 | 0.45131 | 0 | 1.1038 | 0 | 1.1419 | 0 | 0.36871 | 0.6901 | 0 | 0 | 0 | 0 | 3.7559 | 0 | 0 | 0 | 0 | 0 | 0 | 0 | 0 | 0 | 0 | 0 | 0 | 0
9 | 8 | 21 | 6 | 1.7931 | 0 | 2.4769 | 0 | 0 | 0 | 0 | 0.14693 | 0 | 0 | 3.7702 | 0 | 8.1872 | 0 | 0 | 0 | 0 | 0 | 0 | 0 | 0 | 0 | 0 | 0 | 0 | 0 | 0.45131 | 0 | 1.2156 | 0 | 0.91612 | 0 | 0.47371 | 0.6901 | 0 | 0 | 0 | 0 | 3.7468 | 0 | 0 | 0 | 0 | 0 | 0 | 0 | 0 | 0 | 0 | 0 | 0 | 0
9 | 8 | 22 | 6 | 1.7931 | 0 | 2.4769 | 0 | 0 | 0 | 0 | 0.12655 | 0 | 0 | 2.5252 | 0 | 6.9217 | 0 | 0 | 0 | 0 | 0 | 0 | 0 | 0 | 0 | 0 | 0 | 0 | 0 | 0.45131 | 0 | 1.1038 | 0 | 0.76749 | 0 | 0.31621 | 0.6901 | 0 | 0 | 0 | 0 | 3.3289 | 0 | 0 | 0 | 0 | 0 | 0 | 0 | 0 | 0 | 0 | 0 | 0 | 0
9 | 8 | 23 | 6 | 1.7931 | 0 | 2.4769 | 0 | 0 | 0 | 0 | 0.11252 | 0 | 0 | 0.45024 | 0 | 4.8328 | 0 | 0 | 0 | 0 | 0 | 0 | 0 | 0 | 0 | 0 | 0 | 0 | 0 | 0.45131 | 0 | 0.88038 | 0 | 0.67808 | 0 | 0.053706 | 0.6901 | 0 | 0 | 0 | 0 | 2.7536 | 0 | 0 | 0 | 0 | 0 | 0 | 0 | 0 | 0 | 0 | 0 | 0 | 0
9 | 8 | 24 | 6 | 1.7931 | 0 | 2.4769 | 0 | 0 | 0 | 0 | 0.10691 | 0 | 0 | 0.45028 | 0 | 4.8272 | 0 | 0 | 0 | 0 | 0 | 0 | 0 | 0 | 0 | 0 | 0 | 0 | 0 | 0.45131 | 0 | 0.54519 | 0 | 0.62849 | 0 | 0.053706 | 0.6901 | 0 | 0 | 0 | 0 | 2.3688 | 0 | 0 | 0 | 0 | 0 | 0 | 0 | 0 | 0 | 0 | 0 | 0 | 0
9 | 9 | 1 | 7 | 1.7931 | 0 | 2.4769 | 0 | 0 | 0 | 0 | 0.10373 | 0 | 0 | 0.45039 | 0 | 4.8241 | 0 | 0 | 0 | 0 | 0 | 0 | 0 | 0 | 0 | 0 | 0 | 0 | 0 | 0.45131 | 0 | 0.32173 | 0 | 0.593 | 0 | 0.053706 | 0.6901 | 0 | 0 | 0 | 0 | 2.1098 | 0 | 0 | 0 | 0 | 0 | 0 | 0 | 0 | 0 | 0 | 0 | 0 | 0
9 | 9 | 2 | 7 | 1.7931 | 0 | 2.4769 | 0 | 0 | 0 | 0 | 0.089899 | 0 | 0 | 0.4505 | 0 | 4.8104 | 0 | 0 | 0 | 0 | 0 | 0 | 0 | 0 | 0 | 0 | 0 | 0 | 0 | 0.45131 | 0 | 0.32173 | 0 | 0.50423 | 0 | 0.053706 | 0.6901 | 0 | 0 | 0 | 0 | 2.0211 | 0 | 0 | 0 | 0 | 0 | 0 | 0 | 0 | 0 | 0 | 0 | 0 | 0
9 | 9 | 3 | 7 | 1.7931 | 0 | 2.4769 | 0 | 0 | 0 | 0 | 0.094868 | 0 | 0 | 0.45056 | 0 | 4.8155 | 0 | 0 | 0 | 0 | 0 | 0 | 0 | 0 | 0 | 0 | 0 | 0 | 0 | 0.45131 | 0 | 0.32173 | 0 | 0.53955 | 0 | 0.053706 | 0.6901 | 0 | 0 | 0 | 0 | 2.0564 | 0 | 0 | 0 | 0 | 0 | 0 | 0 | 0 | 0 | 0 | 0 | 0 | 0
9 | 9 | 4 | 7 | 1.7931 | 0 | 2.4769 | 0 | 0 | 0 | 0 | 0.088945 | 0 | 0 | 0.45059 | 0 | 4.8095 | 0 | 0 | 0 | 0 | 0 | 0 | 0 | 0 | 0 | 0 | 0 | 0 | 0 | 0.45131 | 0 | 0.32173 | 0 | 0.49634 | 0 | 0.053706 | 0.6901 | 0 | 0 | 0 | 0 | 2.0132 | 0 | 0 | 0 | 0 | 0 | 0 | 0 | 0 | 0 | 0 | 0 | 0 | 0
9 | 9 | 5 | 7 | 1.7931 | 0 | 2.4769 | 0 | 0 | 0 | 0 | 0.088467 | 0 | 0 | 0.4506 | 0 | 4.8091 | 0 | 0 | 0 | 0 | 0 | 0 | 0 | 0 | 0 | 0 | 0 | 0 | 0 | 0.45131 | 0 | 0.32173 | 0 | 0.4874 | 0 | 0.053706 | 0.6901 | 0 | 0 | 0 | 0 | 2.0042 | 0 | 0 | 0 | 0 | 0 | 0 | 0 | 0 | 0 | 0 | 0 | 0 | 0
9 | 9 | 6 | 7 | 1.7931 | 0 | 2.4769 | 0 | 0 | 0 | 0 | 0.086912 | 0 | 0 | 2.5255 | 0 | 6.8825 | 0 | 0 | 0 | 0 | 0 | 0 | 0 | 0 | 0 | 0 | 0 | 0 | 0 | 0.45131 | 0 | 0.54519 | 0 | 0.46302 | 0 | 0.31621 | 0.6901 | 0 | 0 | 0 | 0 | 2.4658 | 0 | 0 | 0 | 0 | 0 | 0 | 0 | 0 | 0 | 0 | 0 | 0 | 0
9 | 9 | 7 | 7 | 1.7931 | 0 | 2.4769 | 0 | 0 | 0 | 0 | 0.1713 | 0 | 0 | 3.9558 | 0 | 8.3971 | 0 | 0 | 0 | 0 | 0 | 0 | 0 | 0 | 0 | 0 | 0 | 0 | 0 | 0.45131 | 0 | 0.71279 | 0 | 0.88336 | 0 | 0.52621 | 0.6901 | 0 | 0 | 0 | 0 | 3.2638 | 0 | 0 | 0 | 0 | 0 | 0 | 0 | 0 | 0 | 0 | 0 | 0 | 0
9 | 9 | 8 | 7 | 1.7931 | 0 | 13.6089 | 0 | 0 | 0 | 0 | 0.32587 | 0 | 0 | 3.5822 | 0 | 19.3101 | 0 | 0 | 0 | 0 | 0 | 0 | 0 | 0 | 0 | 0 | 0 | 0 | 0 | 0.45131 | 0 | 0.71279 | 0 | 1.8855 | 0 | 0.42121 | 0.6901 | 0 | 0 | 0 | 0 | 4.1608 | 0 | 0 | 0 | 0 | 0 | 0 | 0 | 0 | 0 | 0 | 0 | 0 | 0
9 | 9 | 9 | 7 | 1.7931 | 0 | 13.6089 | 0 | 0 | 0 | 0 | 0.3701 | 0 | 0 | 2.5253 | 0 | 18.2974 | 0 | 0 | 0 | 0 | 0 | 0 | 0 | 0 | 0 | 0 | 0 | 0 | 0 | 0.45131 | 0 | 0.71279 | 0 | 2.3871 | 0 | 0.31621 | 0.6901 | 0 | 0 | 0 | 0 | 4.5575 | 0 | 0 | 0 | 0 | 0 | 0 | 0 | 0 | 0 | 0 | 0 | 0 | 0
9 | 9 | 10 | 7 | 1.7931 | 0 | 13.6089 | 0 | 0 | 0 | 0 | 0.3911 | 0 | 0 | 2.5253 | 0 | 18.3184 | 0 | 0 | 0 | 0 | 0 | 0 | 0 | 0 | 0 | 0 | 0 | 0 | 0 | 0.45131 | 0 | 0.71279 | 0 | 2.5218 | 0 | 0.31621 | 0.6901 | 0 | 0 | 0 | 0 | 4.6922 | 0 | 0 | 0 | 0 | 0 | 0 | 0 | 0 | 0 | 0 | 0 | 0 | 0
9 | 9 | 11 | 7 | 1.7931 | 0 | 13.6089 | 0 | 0 | 0 | 0 | 0.44059 | 0 | 0 | 2.9402 | 0 | 18.7828 | 0 | 0 | 0 | 0 | 0 | 0 | 0 | 0 | 0 | 0 | 0 | 0 | 0 | 0.45131 | 0 | 0.54519 | 0 | 2.8441 | 0 | 0.36871 | 0.6901 | 0 | 0 | 0 | 0 | 4.8994 | 0 | 0 | 0 | 0 | 0 | 0 | 0 | 0 | 0 | 0 | 0 | 0 | 0
9 | 9 | 12 | 7 | 1.7931 | 0 | 8.6613 | 0 | 0 | 0 | 0 | 0.43863 | 0 | 0 | 3.3552 | 0 | 14.2483 | 0 | 0 | 0 | 0 | 0 | 0 | 0 | 0 | 0 | 0 | 0 | 0 | 0 | 0.45131 | 0 | 0.54519 | 0 | 2.8902 | 0 | 0.42121 | 0.6901 | 0 | 0 | 0 | 0 | 4.998 | 0 | 0 | 0 | 0 | 0 | 0 | 0 | 0 | 0 | 0 | 0 | 0 | 0
9 | 9 | 13 | 7 | 1.7931 | 0 | 13.6089 | 0 | 0 | 0 | 0 | 0.54256 | 0 | 0 | 2.9402 | 0 | 18.8848 | 0 | 0 | 0 | 0 | 0 | 0 | 0 | 0 | 0 | 0 | 0 | 0 | 0 | 0.45131 | 0 | 0.54519 | 0 | 3.6325 | 0 | 0.36871 | 0.6901 | 0 | 0 | 0 | 0 | 5.6878 | 0 | 0 | 0 | 0 | 0 | 0 | 0 | 0 | 0 | 0 | 0 | 0 | 0
9 | 9 | 14 | 7 | 1.7931 | 0 | 13.6089 | 0 | 0 | 0 | 0 | 0.61219 | 0 | 0 | 2.9402 | 0 | 18.9544 | 0 | 0 | 0 | 0 | 0 | 0 | 0 | 0 | 0 | 0 | 0 | 0 | 0 | 0.45131 | 0 | 0.54519 | 0 | 4.176 | 0 | 0.36871 | 0.6901 | 0 | 0 | 0 | 0 | 6.2313 | 0 | 0 | 0 | 0 | 0 | 0 | 0 | 0 | 0 | 0 | 0 | 0 | 0
9 | 9 | 15 | 7 | 1.7931 | 0 | 13.6089 | 0 | 0 | 0 | 0 | 0.64728 | 0 | 0 | 2.5252 | 0 | 18.5745 | 0 | 0 | 0 | 0 | 0 | 0 | 0 | 0 | 0 | 0 | 0 | 0 | 0 | 0.45131 | 0 | 0.54519 | 0 | 4.5105 | 0 | 0.31621 | 0.6901 | 0 | 0 | 0 | 0 | 6.5133 | 0 | 0 | 0 | 0 | 0 | 0 | 0 | 0 | 0 | 0 | 0 | 0 | 0
9 | 9 | 16 | 7 | 1.7931 | 0 | 13.6089 | 0 | 0 | 0 | 0 | 0.65526 | 0 | 0 | 2.5252 | 0 | 18.5825 | 0 | 0 | 0 | 0 | 0 | 0 | 0 | 0 | 0 | 0 | 0 | 0 | 0 | 0.45131 | 0 | 0.54519 | 0 | 4.5711 | 0 | 0.31621 | 0.6901 | 0 | 0 | 0 | 0 | 6.5739 | 0 | 0 | 0 | 0 | 0 | 0 | 0 | 0 | 0 | 0 | 0 | 0 | 0
9 | 9 | 17 | 7 | 1.7931 | 0 | 13.6089 | 0 | 0 | 0 | 0 | 0.62865 | 0 | 0 | 3.9557 | 0 | 19.9864 | 0 | 0 | 0 | 0 | 0 | 0 | 0 | 0 | 0 | 0 | 0 | 0 | 0 | 0.45131 | 0 | 0.54519 | 0 | 4.397 | 0 | 0.52621 | 0.6901 | 0 | 0 | 0 | 0 | 6.6098 | 0 | 0 | 0 | 0 | 0 | 0 | 0 | 0 | 0 | 0 | 0 | 0 | 0
9 | 9 | 18 | 7 | 1.7931 | 0 | 9.8982 | 0 | 0 | 0 | 0 | 0.4744 | 0 | 0 | 3.9557 | 0 | 16.1215 | 0 | 0 | 0 | 0 | 0 | 0 | 0 | 0 | 0 | 0 | 0 | 0 | 0 | 0.45131 | 0 | 0.54519 | 0 | 3.2647 | 0 | 0.52621 | 0.6901 | 0 | 0 | 0 | 0 | 5.4775 | 0 | 0 | 0 | 0 | 0 | 0 | 0 | 0 | 0 | 0 | 0 | 0 | 0
9 | 9 | 19 | 7 | 1.7931 | 0 | 2.4769 | 0 | 0 | 0 | 0 | 0.2737 | 0 | 0 | 3.806 | 0 | 8.3498 | 0 | 0 | 0 | 0 | 0 | 0 | 0 | 0 | 0 | 0 | 0 | 0 | 0 | 0.45131 | 0 | 0.88038 | 0 | 1.8812 | 0 | 0.42121 | 0.6901 | 0 | 0 | 0 | 0 | 4.3242 | 0 | 0 | 0 | 0 | 0 | 0 | 0 | 0 | 0 | 0 | 0 | 0 | 0
9 | 9 | 20 | 7 | 1.7931 | 0 | 2.4769 | 0 | 0 | 0 | 0 | 0.2148 | 0 | 0 | 2.9402 | 0 | 7.425 | 0 | 0 | 0 | 0 | 0 | 0 | 0 | 0 | 0 | 0 | 0 | 0 | 0 | 0.45131 | 0 | 1.1038 | 0 | 1.438 | 0 | 0.36871 | 0.6901 | 0 | 0 | 0 | 0 | 4.0519 | 0 | 0 | 0 | 0 | 0 | 0 | 0 | 0 | 0 | 0 | 0 | 0 | 0
9 | 9 | 21 | 7 | 1.7931 | 0 | 2.4769 | 0 | 0 | 0 | 0 | 0.18314 | 0 | 0 | 3.77 | 0 | 8.2232 | 0 | 0 | 0 | 0 | 0 | 0 | 0 | 0 | 0 | 0 | 0 | 0 | 0 | 0.45131 | 0 | 1.2156 | 0 | 1.1864 | 0 | 0.47371 | 0.6901 | 0 | 0 | 0 | 0 | 4.0171 | 0 | 0 | 0 | 0 | 0 | 0 | 0 | 0 | 0 | 0 | 0 | 0 | 0
9 | 9 | 22 | 7 | 1.7931 | 0 | 2.4769 | 0 | 0 | 0 | 0 | 0.17772 | 0 | 0 | 2.525 | 0 | 6.9727 | 0 | 0 | 0 | 0 | 0 | 0 | 0 | 0 | 0 | 0 | 0 | 0 | 0 | 0.45131 | 0 | 1.1038 | 0 | 1.1328 | 0 | 0.31621 | 0.6901 | 0 | 0 | 0 | 0 | 3.6943 | 0 | 0 | 0 | 0 | 0 | 0 | 0 | 0 | 0 | 0 | 0 | 0 | 0
9 | 9 | 23 | 7 | 1.7931 | 0 | 2.4769 | 0 | 0 | 0 | 0 | 0.16167 | 0 | 0 | 0.45002 | 0 | 4.8817 | 0 | 0 | 0 | 0 | 0 | 0 | 0 | 0 | 0 | 0 | 0 | 0 | 0 | 0.45131 | 0 | 0.88038 | 0 | 1.012 | 0 | 0.053706 | 0.6901 | 0 | 0 | 0 | 0 | 3.0875 | 0 | 0 | 0 | 0 | 0 | 0 | 0 | 0 | 0 | 0 | 0 | 0 | 0
9 | 9 | 24 | 7 | 1.7931 | 0 | 2.4769 | 0 | 0 | 0 | 0 | 0.15434 | 0 | 0 | 0.45006 | 0 | 4.8744 | 0 | 0 | 0 | 0 | 0 | 0 | 0 | 0 | 0 | 0 | 0 | 0 | 0 | 0.45131 | 0 | 0.54519 | 0 | 0.96207 | 0 | 0.053706 | 0.6901 | 0 | 0 | 0 | 0 | 2.7024 | 0 | 0 | 0 | 0 | 0 | 0 | 0 | 0 | 0 | 0 | 0 | 0 | 0
9 | 10 | 1 | 1 | 1.7931 | 0 | 2.4769 | 0 | 0 | 0 | 0 | 0.14541 | 0 | 0 | 0.45016 | 0 | 4.8656 | 0 | 0 | 0 | 0 | 0 | 0 | 0 | 0 | 0 | 0 | 0 | 0 | 0 | 0.45131 | 0 | 0.32173 | 0 | 0.88128 | 0 | 0.053706 | 0.6901 | 0 | 0 | 0 | 0 | 2.3981 | 0 | 0 | 0 | 0 | 0 | 0 | 0 | 0 | 0 | 0 | 0 | 0 | 0
9 | 10 | 2 | 1 | 1.7931 | 0 | 2.4769 | 0 | 0 | 0 | 0 | 0.14183 | 0 | 0 | 0.45026 | 0 | 4.8621 | 0 | 0 | 0 | 0 | 0 | 0 | 0 | 0 | 0 | 0 | 0 | 0 | 0 | 0.45131 | 0 | 0.32173 | 0 | 0.84766 | 0 | 0.053706 | 0.6901 | 0 | 0 | 0 | 0 | 2.3645 | 0 | 0 | 0 | 0 | 0 | 0 | 0 | 0 | 0 | 0 | 0 | 0 | 0
9 | 10 | 3 | 1 | 1.7931 | 0 | 2.4769 | 0 | 0 | 0 | 0 | 0.13467 | 0 | 0 | 0.45031 | 0 | 4.855 | 0 | 0 | 0 | 0 | 0 | 0 | 0 | 0 | 0 | 0 | 0 | 0 | 0 | 0.45131 | 0 | 0.32173 | 0 | 0.80315 | 0 | 0.053706 | 0.6901 | 0 | 0 | 0 | 0 | 2.32 | 0 | 0 | 0 | 0 | 0 | 0 | 0 | 0 | 0 | 0 | 0 | 0 | 0
9 | 10 | 4 | 1 | 1.7931 | 0 | 2.4769 | 0 | 0 | 0 | 0 | 0.13242 | 0 | 0 | 0.45034 | 0 | 4.8528 | 0 | 0 | 0 | 0 | 0 | 0 | 0 | 0 | 0 | 0 | 0 | 0 | 0 | 0.45131 | 0 | 0.32173 | 0 | 0.79633 | 0 | 0.053706 | 0.6901 | 0 | 0 | 0 | 0 | 2.3132 | 0 | 0 | 0 | 0 | 0 | 0 | 0 | 0 | 0 | 0 | 0 | 0 | 0
9 | 10 | 5 | 1 | 1.7931 | 0 | 2.4769 | 0 | 0 | 0 | 0 | 0.12558 | 0 | 0 | 0.45034 | 0 | 4.8459 | 0 | 0 | 0 | 0 | 0 | 0 | 0 | 0 | 0 | 0 | 0 | 0 | 0 | 0.45131 | 0 | 0.32173 | 0 | 0.76244 | 0 | 0.053706 | 0.6901 | 0 | 0 | 0 | 0 | 2.2793 | 0 | 0 | 0 | 0 | 0 | 0 | 0 | 0 | 0 | 0 | 0 | 0 | 0
9 | 10 | 6 | 1 | 1.7931 | 0 | 2.4769 | 0 | 0 | 0 | 0 | 0.10766 | 0 | 0 | 2.5253 | 0 | 6.9029 | 0 | 0 | 0 | 0 | 0 | 0 | 0 | 0 | 0 | 0 | 0 | 0 | 0 | 0.45131 | 0 | 0.54519 | 0 | 0.65114 | 0 | 0.31621 | 0.6901 | 0 | 0 | 0 | 0 | 2.654 | 0 | 0 | 0 | 0 | 0 | 0 | 0 | 0 | 0 | 0 | 0 | 0 | 0
9 | 10 | 7 | 1 | 1.7931 | 0 | 2.4769 | 0 | 0 | 0 | 0 | 0.13657 | 0 | 0 | 3.9557 | 0 | 8.3623 | 0 | 0 | 0 | 0 | 0 | 0 | 0 | 0 | 0 | 0 | 0 | 0 | 0 | 0.45131 | 0 | 0.71279 | 0 | 0.83458 | 0 | 0.52621 | 0.6901 | 0 | 0 | 0 | 0 | 3.215 | 0 | 0 | 0 | 0 | 0 | 0 | 0 | 0 | 0 | 0 | 0 | 0 | 0
9 | 10 | 8 | 1 | 1.7931 | 0 | 13.6089 | 0 | 0 | 0 | 0 | 0.30657 | 0 | 0 | 3.5818 | 0 | 19.2904 | 0 | 0 | 0 | 0 | 0 | 0 | 0 | 0 | 0 | 0 | 0 | 0 | 0 | 0.45131 | 0 | 0.71279 | 0 | 2.0731 | 0 | 0.42121 | 0.6901 | 0 | 0 | 0 | 0 | 4.3486 | 0 | 0 | 0 | 0 | 0 | 0 | 0 | 0 | 0 | 0 | 0 | 0 | 0
9 | 10 | 9 | 1 | 1.7931 | 0 | 13.6089 | 0 | 0 | 0 | 0 | 0.35649 | 0 | 0 | 2.5251 | 0 | 18.2836 | 0 | 0 | 0 | 0 | 0 | 0 | 0 | 0 | 0 | 0 | 0 | 0 | 0 | 0.45131 | 0 | 0.71279 | 0 | 2.5334 | 0 | 0.31621 | 0.6901 | 0 | 0 | 0 | 0 | 4.7039 | 0 | 0 | 0 | 0 | 0 | 0 | 0 | 0 | 0 | 0 | 0 | 0 | 0
9 | 10 | 10 | 1 | 1.7931 | 0 | 13.6089 | 0 | 0 | 0 | 0 | 0.34919 | 0 | 0 | 2.525 | 0 | 18.2762 | 0 | 0 | 0 | 0 | 0 | 0 | 0 | 0 | 0 | 0 | 0 | 0 | 0 | 0.45131 | 0 | 0.71279 | 0 | 2.4959 | 0 | 0.31621 | 0.6901 | 0 | 0 | 0 | 0 | 4.6663 | 0 | 0 | 0 | 0 | 0 | 0 | 0 | 0 | 0 | 0 | 0 | 0 | 0
9 | 10 | 11 | 1 | 1.7931 | 0 | 13.6089 | 0 | 0 | 0 | 0 | 0.43082 | 0 | 0 | 2.94 | 0 | 18.7728 | 0 | 0 | 0 | 0 | 0 | 0 | 0 | 0 | 0 | 0 | 0 | 0 | 0 | 0.45131 | 0 | 0.54519 | 0 | 3.1876 | 0 | 0.36871 | 0.6901 | 0 | 0 | 0 | 0 | 5.2429 | 0 | 0 | 0 | 0 | 0 | 0 | 0 | 0 | 0 | 0 | 0 | 0 | 0
9 | 10 | 12 | 1 | 1.7931 | 0 | 8.6613 | 0 | 0 | 0 | 0 | 0.41394 | 0 | 0 | 3.3549 | 0 | 14.2233 | 0 | 0 | 0 | 0 | 0 | 0 | 0 | 0 | 0 | 0 | 0 | 0 | 0 | 0.45131 | 0 | 0.54519 | 0 | 3.0741 | 0 | 0.42121 | 0.6901 | 0 | 0 | 0 | 0 | 5.1819 | 0 | 0 | 0 | 0 | 0 | 0 | 0 | 0 | 0 | 0 | 0 | 0 | 0
9 | 10 | 13 | 1 | 1.7931 | 0 | 13.6089 | 0 | 0 | 0 | 0 | 0.5477 | 0 | 0 | 2.9399 | 0 | 18.8897 | 0 | 0 | 0 | 0 | 0 | 0 | 0 | 0 | 0 | 0 | 0 | 0 | 0 | 0.45131 | 0 | 0.54519 | 0 | 4.0454 | 0 | 0.36871 | 0.6901 | 0 | 0 | 0 | 0 | 6.1007 | 0 | 0 | 0 | 0 | 0 | 0 | 0 | 0 | 0 | 0 | 0 | 0 | 0
9 | 10 | 14 | 1 | 1.7931 | 0 | 13.6089 | 0 | 0 | 0 | 0 | 0.61482 | 0 | 0 | 2.9399 | 0 | 18.9568 | 0 | 0 | 0 | 0 | 0 | 0 | 0 | 0 | 0 | 0 | 0 | 0 | 0 | 0.45131 | 0 | 0.54519 | 0 | 4.5639 | 0 | 0.36871 | 0.6901 | 0 | 0 | 0 | 0 | 6.6192 | 0 | 0 | 0 | 0 | 0 | 0 | 0 | 0 | 0 | 0 | 0 | 0 | 0
9 | 10 | 15 | 1 | 1.7931 | 0 | 13.6089 | 0 | 0 | 0 | 0 | 0.45029 | 0 | 0 | 2.5249 | 0 | 18.3772 | 0 | 0 | 0 | 0 | 0 | 0 | 0 | 0 | 0 | 0 | 0 | 0 | 0 | 0.45131 | 0 | 0.54519 | 0 | 3.3521 | 0 | 0.31621 | 0.6901 | 0 | 0 | 0 | 0 | 5.3549 | 0 | 0 | 0 | 0 | 0 | 0 | 0 | 0 | 0 | 0 | 0 | 0 | 0
9 | 10 | 16 | 1 | 1.7931 | 0 | 13.6089 | 0 | 0 | 0 | 0 | 0.43682 | 0 | 0 | 2.525 | 0 | 18.3638 | 0 | 0 | 0 | 0 | 0 | 0 | 0 | 0 | 0 | 0 | 0 | 0 | 0 | 0.45131 | 0 | 0.54519 | 0 | 3.2921 | 0 | 0.31621 | 0.6901 | 0 | 0 | 0 | 0 | 5.2949 | 0 | 0 | 0 | 0 | 0 | 0 | 0 | 0 | 0 | 0 | 0 | 0 | 0
9 | 10 | 17 | 1 | 1.7931 | 0 | 13.6089 | 0 | 0 | 0 | 0 | 0.40181 | 0 | 0 | 3.9556 | 0 | 19.7594 | 0 | 0 | 0 | 0 | 0 | 0 | 0 | 0 | 0 | 0 | 0 | 0 | 0 | 0.45131 | 0 | 0.54519 | 0 | 3.0638 | 0 | 0.52621 | 0.6901 | 0 | 0 | 0 | 0 | 5.2767 | 0 | 0 | 0 | 0 | 0 | 0 | 0 | 0 | 0 | 0 | 0 | 0 | 0
9 | 10 | 18 | 1 | 1.7931 | 0 | 9.8982 | 0 | 0 | 0 | 0 | 0.32694 | 0 | 0 | 3.9556 | 0 | 15.9739 | 0 | 0 | 0 | 0 | 0 | 0 | 0 | 0 | 0 | 0 | 0 | 0 | 0 | 0.45131 | 0 | 0.54519 | 0 | 2.45 | 0 | 0.52621 | 0.6901 | 0 | 0 | 0 | 0 | 4.6628 | 0 | 0 | 0 | 0 | 0 | 0 | 0 | 0 | 0 | 0 | 0 | 0 | 0
9 | 10 | 19 | 1 | 1.7931 | 0 | 2.4769 | 0 | 0 | 0 | 0 | 0.20813 | 0 | 0 | 3.8056 | 0 | 8.2837 | 0 | 0 | 0 | 0 | 0 | 0 | 0 | 0 | 0 | 0 | 0 | 0 | 0 | 0.45131 | 0 | 0.88038 | 0 | 1.4478 | 0 | 0.42121 | 0.6901 | 0 | 0 | 0 | 0 | 3.8908 | 0 | 0 | 0 | 0 | 0 | 0 | 0 | 0 | 0 | 0 | 0 | 0 | 0
9 | 10 | 20 | 1 | 1.7931 | 0 | 2.4769 | 0 | 0 | 0 | 0 | 0.16531 | 0 | 0 | 2.9399 | 0 | 7.3753 | 0 | 0 | 0 | 0 | 0 | 0 | 0 | 0 | 0 | 0 | 0 | 0 | 0 | 0.45131 | 0 | 1.1038 | 0 | 1.0274 | 0 | 0.36871 | 0.6901 | 0 | 0 | 0 | 0 | 3.6414 | 0 | 0 | 0 | 0 | 0 | 0 | 0 | 0 | 0 | 0 | 0 | 0 | 0
9 | 10 | 21 | 1 | 1.7931 | 0 | 2.4769 | 0 | 0 | 0 | 0 | 0.14122 | 0 | 0 | 3.7698 | 0 | 8.181 | 0 | 0 | 0 | 0 | 0 | 0 | 0 | 0 | 0 | 0 | 0 | 0 | 0 | 0.45131 | 0 | 1.2156 | 0 | 0.83317 | 0 | 0.47371 | 0.6901 | 0 | 0 | 0 | 0 | 3.6639 | 0 | 0 | 0 | 0 | 0 | 0 | 0 | 0 | 0 | 0 | 0 | 0 | 0
9 | 10 | 22 | 1 | 1.7931 | 0 | 2.4769 | 0 | 0 | 0 | 0 | 0.12452 | 0 | 0 | 2.5248 | 0 | 6.9193 | 0 | 0 | 0 | 0 | 0 | 0 | 0 | 0 | 0 | 0 | 0 | 0 | 0 | 0.45131 | 0 | 1.1038 | 0 | 0.71646 | 0 | 0.31621 | 0.6901 | 0 | 0 | 0 | 0 | 3.2779 | 0 | 0 | 0 | 0 | 0 | 0 | 0 | 0 | 0 | 0 | 0 | 0 | 0
9 | 10 | 23 | 1 | 1.7931 | 0 | 2.4769 | 0 | 0 | 0 | 0 | 0.11309 | 0 | 0 | 0.44982 | 0 | 4.8329 | 0 | 0 | 0 | 0 | 0 | 0 | 0 | 0 | 0 | 0 | 0 | 0 | 0 | 0.45131 | 0 | 0.88038 | 0 | 0.61782 | 0 | 0.053706 | 0.6901 | 0 | 0 | 0 | 0 | 2.6933 | 0 | 0 | 0 | 0 | 0 | 0 | 0 | 0 | 0 | 0 | 0 | 0 | 0
9 | 10 | 24 | 1 | 1.7931 | 0 | 2.4769 | 0 | 0 | 0 | 0 | 0.10635 | 0 | 0 | 0.44986 | 0 | 4.8262 | 0 | 0 | 0 | 0 | 0 | 0 | 0 | 0 | 0 | 0 | 0 | 0 | 0 | 0.45131 | 0 | 0.54519 | 0 | 0.5635 | 0 | 0.053706 | 0.6901 | 0 | 0 | 0 | 0 | 2.3038 | 0 | 0 | 0 | 0 | 0 | 0 | 0 | 0 | 0 | 0 | 0 | 0 | 0
9 | 11 | 1 | 2 | 1.7931 | 0 | 2.4769 | 0 | 0 | 0 | 0 | 0.1013 | 0 | 0 | 0.44995 | 0 | 4.8213 | 0 | 0 | 0 | 0 | 0 | 0 | 0 | 0 | 0 | 0 | 0 | 0 | 0 | 0.45131 | 0 | 0.32173 | 0 | 0.52545 | 0 | 0.053706 | 0.6901 | 0 | 0 | 0 | 0 | 2.0423 | 0 | 0 | 0 | 0 | 0 | 0 | 0 | 0 | 0 | 0 | 0 | 0 | 0
9 | 11 | 2 | 2 | 1.7931 | 0 | 2.4769 | 0 | 0 | 0 | 0 | 0.08431 | 0 | 0 | 0.45005 | 0 | 4.8044 | 0 | 0 | 0 | 0 | 0 | 0 | 0 | 0 | 0 | 0 | 0 | 0 | 0 | 0.45131 | 0 | 0.32173 | 0 | 0.41898 | 0 | 0.053706 | 0.6901 | 0 | 0 | 0 | 0 | 1.9358 | 0 | 0 | 0 | 0 | 0 | 0 | 0 | 0 | 0 | 0 | 0 | 0 | 0
9 | 11 | 3 | 2 | 1.7931 | 0 | 2.4769 | 0 | 0 | 0 | 0 | 0.074752 | 0 | 0 | 0.45012 | 0 | 4.7949 | 0 | 0 | 0 | 0 | 0 | 0 | 0 | 0 | 0 | 0 | 0 | 0 | 0 | 0.45131 | 0 | 0.32173 | 0 | 0.35879 | 0 | 0.053706 | 0.6901 | 0 | 0 | 0 | 0 | 1.8756 | 0 | 0 | 0 | 0 | 0 | 0 | 0 | 0 | 0 | 0 | 0 | 0 | 0
9 | 11 | 4 | 2 | 1.7931 | 0 | 2.4769 | 0 | 0 | 0 | 0 | 0.05369 | 0 | 0 | 0.45015 | 0 | 4.7739 | 0 | 0 | 0 | 0 | 0 | 0 | 0 | 0 | 0 | 0 | 0 | 0 | 0 | 0.45131 | 0 | 0.32173 | 0 | 0.24171 | 0 | 0.053706 | 0.6901 | 0 | 0 | 0 | 0 | 1.7586 | 0 | 0 | 0 | 0 | 0 | 0 | 0 | 0 | 0 | 0 | 0 | 0 | 0
9 | 11 | 5 | 2 | 1.7931 | 0 | 2.4769 | 0 | 0 | 0 | 0 | 0.041952 | 0 | 0 | 0.45019 | 0 | 4.7622 | 0 | 0 | 0 | 0 | 0 | 0 | 0 | 0 | 0 | 0 | 0 | 0 | 0 | 0.45131 | 0 | 0.32173 | 0 | 0.17459 | 0 | 0.053706 | 0.6901 | 0 | 0 | 0 | 0 | 1.6914 | 0 | 0 | 0 | 0 | 0 | 0 | 0 | 0 | 0 | 0 | 0 | 0 | 0
9 | 11 | 6 | 2 | 1.7931 | 0 | 2.4769 | 0 | 0 | 0 | 0 | 0.026668 | 0 | 0 | 2.5251 | 0 | 6.8218 | 0 | 0 | 0 | 0 | 0 | 0 | 0 | 0 | 0 | 0 | 0 | 0 | 0 | 0.45131 | 0 | 0.54519 | 0 | 0.086935 | 0 | 0.31621 | 0.6901 | 0 | 0 | 0 | 0 | 2.0897 | 0 | 0 | 0 | 0 | 0 | 0 | 0 | 0 | 0 | 0 | 0 | 0 | 0
9 | 11 | 7 | 2 | 1.7931 | 0 | 2.4769 | 0 | 0 | 0 | 0 | 0.045476 | 0 | 0 | 3.9556 | 0 | 8.2711 | 0 | 0 | 0 | 0 | 0 | 0 | 0 | 0 | 0 | 0 | 0 | 0 | 0 | 0.45131 | 0 | 0.71279 | 0 | 0.15633 | 0 | 0.52621 | 0.6901 | 0 | 0 | 0 | 0 | 2.5367 | 0 | 0 | 0 | 0 | 0 | 0 | 0 | 0 | 0 | 0 | 0 | 0 | 0
9 | 11 | 8 | 2 | 1.7931 | 0 | 13.6089 | 0 | 0 | 0 | 0 | 0.23503 | 0 | 0 | 3.5817 | 0 | 19.2187 | 0 | 0 | 0 | 0 | 0 | 0 | 0 | 0 | 0 | 0 | 0 | 0 | 0 | 0.45131 | 0 | 0.71279 | 0 | 0.84178 | 0 | 0.42121 | 0.6901 | 0 | 0 | 0 | 0 | 3.1172 | 0 | 0 | 0 | 0 | 0 | 0 | 0 | 0 | 0 | 0 | 0 | 0 | 0
9 | 11 | 9 | 2 | 1.7931 | 0 | 13.6089 | 0 | 0 | 0 | 0 | 0.26632 | 0 | 0 | 2.525 | 0 | 18.1933 | 0 | 0 | 0 | 0 | 0 | 0 | 0 | 0 | 0 | 0 | 0 | 0 | 0 | 0.45131 | 0 | 0.71279 | 0 | 1.4216 | 0 | 0.31621 | 0.6901 | 0 | 0 | 0 | 0 | 3.592 | 0 | 0 | 0 | 0 | 0 | 0 | 0 | 0 | 0 | 0 | 0 | 0 | 0
9 | 11 | 10 | 2 | 1.7931 | 0 | 13.6089 | 0 | 0 | 0 | 0 | 0.29636 | 0 | 0 | 2.525 | 0 | 18.2233 | 0 | 0 | 0 | 0 | 0 | 0 | 0 | 0 | 0 | 0 | 0 | 0 | 0 | 0.45131 | 0 | 0.71279 | 0 | 1.6539 | 0 | 0.31621 | 0.6901 | 0 | 0 | 0 | 0 | 3.8243 | 0 | 0 | 0 | 0 | 0 | 0 | 0 | 0 | 0 | 0 | 0 | 0 | 0
9 | 11 | 11 | 2 | 1.7931 | 0 | 13.6089 | 0 | 0 | 0 | 0 | 0.35132 | 0 | 0 | 2.9399 | 0 | 18.6932 | 0 | 0 | 0 | 0 | 0 | 0 | 0 | 0 | 0 | 0 | 0 | 0 | 0 | 0.45131 | 0 | 0.54519 | 0 | 1.9454 | 0 | 0.36871 | 0.6901 | 0 | 0 | 0 | 0 | 4.0007 | 0 | 0 | 0 | 0 | 0 | 0 | 0 | 0 | 0 | 0 | 0 | 0 | 0
9 | 11 | 12 | 2 | 1.7931 | 0 | 8.6613 | 0 | 0 | 0 | 0 | 0.36469 | 0 | 0 | 3.3549 | 0 | 14.174 | 0 | 0 | 0 | 0 | 0 | 0 | 0 | 0 | 0 | 0 | 0 | 0 | 0 | 0.45131 | 0 | 0.54519 | 0 | 2.0589 | 0 | 0.42121 | 0.6901 | 0 | 0 | 0 | 0 | 4.1667 | 0 | 0 | 0 | 0 | 0 | 0 | 0 | 0 | 0 | 0 | 0 | 0 | 0
9 | 11 | 13 | 2 | 1.7931 | 0 | 13.6089 | 0 | 0 | 0 | 0 | 0.47676 | 0 | 0 | 2.9399 | 0 | 18.8187 | 0 | 0 | 0 | 0 | 0 | 0 | 0 | 0 | 0 | 0 | 0 | 0 | 0 | 0.45131 | 0 | 0.54519 | 0 | 2.7087 | 0 | 0.36871 | 0.6901 | 0 | 0 | 0 | 0 | 4.764 | 0 | 0 | 0 | 0 | 0 | 0 | 0 | 0 | 0 | 0 | 0 | 0 | 0
9 | 11 | 14 | 2 | 1.7931 | 0 | 13.6089 | 0 | 0 | 0 | 0 | 0.53341 | 0 | 0 | 2.9399 | 0 | 18.8753 | 0 | 0 | 0 | 0 | 0 | 0 | 0 | 0 | 0 | 0 | 0 | 0 | 0 | 0.45131 | 0 | 0.54519 | 0 | 3.1958 | 0 | 0.36871 | 0.6901 | 0 | 0 | 0 | 0 | 5.2511 | 0 | 0 | 0 | 0 | 0 | 0 | 0 | 0 | 0 | 0 | 0 | 0 | 0
9 | 11 | 15 | 2 | 1.7931 | 0 | 13.6089 | 0 | 0 | 0 | 0 | 0.55944 | 0 | 0 | 2.5249 | 0 | 18.4864 | 0 | 0 | 0 | 0 | 0 | 0 | 0 | 0 | 0 | 0 | 0 | 0 | 0 | 0.45131 | 0 | 0.54519 | 0 | 3.2962 | 0 | 0.31621 | 0.6901 | 0 | 0 | 0 | 0 | 5.299 | 0 | 0 | 0 | 0 | 0 | 0 | 0 | 0 | 0 | 0 | 0 | 0 | 0
9 | 11 | 16 | 2 | 1.7931 | 0 | 13.6089 | 0 | 0 | 0 | 0 | 0.58178 | 0 | 0 | 2.5249 | 0 | 18.5087 | 0 | 0 | 0 | 0 | 0 | 0 | 0 | 0 | 0 | 0 | 0 | 0 | 0 | 0.45131 | 0 | 0.54519 | 0 | 3.5789 | 0 | 0.31621 | 0.6901 | 0 | 0 | 0 | 0 | 5.5817 | 0 | 0 | 0 | 0 | 0 | 0 | 0 | 0 | 0 | 0 | 0 | 0 | 0
9 | 11 | 17 | 2 | 1.7931 | 0 | 13.6089 | 0 | 0 | 0 | 0 | 0.57355 | 0 | 0 | 3.9556 | 0 | 19.9311 | 0 | 0 | 0 | 0 | 0 | 0 | 0 | 0 | 0 | 0 | 0 | 0 | 0 | 0.45131 | 0 | 0.54519 | 0 | 3.5539 | 0 | 0.52621 | 0.6901 | 0 | 0 | 0 | 0 | 5.7668 | 0 | 0 | 0 | 0 | 0 | 0 | 0 | 0 | 0 | 0 | 0 | 0 | 0
9 | 11 | 18 | 2 | 1.7931 | 0 | 9.8982 | 0 | 0 | 0 | 0 | 0.44288 | 0 | 0 | 3.9556 | 0 | 16.0898 | 0 | 0 | 0 | 0 | 0 | 0 | 0 | 0 | 0 | 0 | 0 | 0 | 0 | 0.45131 | 0 | 0.54519 | 0 | 2.7938 | 0 | 0.52621 | 0.6901 | 0 | 0 | 0 | 0 | 5.0066 | 0 | 0 | 0 | 0 | 0 | 0 | 0 | 0 | 0 | 0 | 0 | 0 | 0
9 | 11 | 19 | 2 | 1.7931 | 0 | 2.4769 | 0 | 0 | 0 | 0 | 0.24067 | 0 | 0 | 3.8055 | 0 | 8.3162 | 0 | 0 | 0 | 0 | 0 | 0 | 0 | 0 | 0 | 0 | 0 | 0 | 0 | 0.45131 | 0 | 0.88038 | 0 | 1.4094 | 0 | 0.42121 | 0.6901 | 0 | 0 | 0 | 0 | 3.8524 | 0 | 0 | 0 | 0 | 0 | 0 | 0 | 0 | 0 | 0 | 0 | 0 | 0
9 | 11 | 20 | 2 | 1.7931 | 0 | 2.4769 | 0 | 0 | 0 | 0 | 0.17158 | 0 | 0 | 2.9399 | 0 | 7.3815 | 0 | 0 | 0 | 0 | 0 | 0 | 0 | 0 | 0 | 0 | 0 | 0 | 0 | 0.45131 | 0 | 1.1038 | 0 | 0.93735 | 0 | 0.36871 | 0.6901 | 0 | 0 | 0 | 0 | 3.5513 | 0 | 0 | 0 | 0 | 0 | 0 | 0 | 0 | 0 | 0 | 0 | 0 | 0
9 | 11 | 21 | 2 | 1.7931 | 0 | 2.4769 | 0 | 0 | 0 | 0 | 0.1327 | 0 | 0 | 3.7698 | 0 | 8.1725 | 0 | 0 | 0 | 0 | 0 | 0 | 0 | 0 | 0 | 0 | 0 | 0 | 0 | 0.45131 | 0 | 1.2156 | 0 | 0.68421 | 0 | 0.47371 | 0.6901 | 0 | 0 | 0 | 0 | 3.5149 | 0 | 0 | 0 | 0 | 0 | 0 | 0 | 0 | 0 | 0 | 0 | 0 | 0
9 | 11 | 22 | 2 | 1.7931 | 0 | 2.4769 | 0 | 0 | 0 | 0 | 0.10708 | 0 | 0 | 2.5247 | 0 | 6.9018 | 0 | 0 | 0 | 0 | 0 | 0 | 0 | 0 | 0 | 0 | 0 | 0 | 0 | 0.45131 | 0 | 1.1038 | 0 | 0.53665 | 0 | 0.31621 | 0.6901 | 0 | 0 | 0 | 0 | 3.0981 | 0 | 0 | 0 | 0 | 0 | 0 | 0 | 0 | 0 | 0 | 0 | 0 | 0
9 | 11 | 23 | 2 | 1.7931 | 0 | 2.4769 | 0 | 0 | 0 | 0 | 0.090738 | 0 | 0 | 0.44982 | 0 | 4.8106 | 0 | 0 | 0 | 0 | 0 | 0 | 0 | 0 | 0 | 0 | 0 | 0 | 0 | 0.45131 | 0 | 0.88038 | 0 | 0.43457 | 0 | 0.053706 | 0.6901 | 0 | 0 | 0 | 0 | 2.5101 | 0 | 0 | 0 | 0 | 0 | 0 | 0 | 0 | 0 | 0 | 0 | 0 | 0
9 | 11 | 24 | 2 | 1.7931 | 0 | 2.4769 | 0 | 0 | 0 | 0 | 0.077704 | 0 | 0 | 0.44988 | 0 | 4.7976 | 0 | 0 | 0 | 0 | 0 | 0 | 0 | 0 | 0 | 0 | 0 | 0 | 0 | 0.45131 | 0 | 0.54519 | 0 | 0.36116 | 0 | 0.053706 | 0.6901 | 0 | 0 | 0 | 0 | 2.1015 | 0 | 0 | 0 | 0 | 0 | 0 | 0 | 0 | 0 | 0 | 0 | 0 | 0
9 | 12 | 1 | 3 | 1.7931 | 0 | 2.4769 | 0 | 0 | 0 | 0 | 0.067904 | 0 | 0 | 0.45 | 0 | 4.7879 | 0 | 0 | 0 | 0 | 0 | 0 | 0 | 0 | 0 | 0 | 0 | 0 | 0 | 0.45131 | 0 | 0.32173 | 0 | 0.29898 | 0 | 0.053706 | 0.6901 | 0 | 0 | 0 | 0 | 1.8158 | 0 | 0 | 0 | 0 | 0 | 0 | 0 | 0 | 0 | 0 | 0 | 0 | 0
9 | 12 | 2 | 3 | 1.7931 | 0 | 2.4769 | 0 | 0 | 0 | 0 | 0.048897 | 0 | 0 | 0.45012 | 0 | 4.769 | 0 | 0 | 0 | 0 | 0 | 0 | 0 | 0 | 0 | 0 | 0 | 0 | 0 | 0.45131 | 0 | 0.32173 | 0 | 0.19735 | 0 | 0.053706 | 0.6901 | 0 | 0 | 0 | 0 | 1.7142 | 0 | 0 | 0 | 0 | 0 | 0 | 0 | 0 | 0 | 0 | 0 | 0 | 0
9 | 12 | 3 | 3 | 1.7931 | 0 | 2.4769 | 0 | 0 | 0 | 0 | 0.044211 | 0 | 0 | 0.45021 | 0 | 4.7644 | 0 | 0 | 0 | 0 | 0 | 0 | 0 | 0 | 0 | 0 | 0 | 0 | 0 | 0.45131 | 0 | 0.32173 | 0 | 0.17219 | 0 | 0.053706 | 0.6901 | 0 | 0 | 0 | 0 | 1.689 | 0 | 0 | 0 | 0 | 0 | 0 | 0 | 0 | 0 | 0 | 0 | 0 | 0
9 | 12 | 4 | 3 | 1.7931 | 0 | 2.4769 | 0 | 0 | 0 | 0 | 0.029484 | 0 | 0 | 0.45025 | 0 | 4.7497 | 0 | 0 | 0 | 0 | 0 | 0 | 0 | 0 | 0 | 0 | 0 | 0 | 0 | 0.45131 | 0 | 0.32173 | 0 | 0.10193 | 0 | 0.053706 | 0.6901 | 0 | 0 | 0 | 0 | 1.6188 | 0 | 0 | 0 | 0 | 0 | 0 | 0 | 0 | 0 | 0 | 0 | 0 | 0
9 | 12 | 5 | 3 | 1.7931 | 0 | 2.4769 | 0 | 0 | 0 | 0 | 0.022734 | 0 | 0 | 0.45029 | 0 | 4.743 | 0 | 0 | 0 | 0 | 0 | 0 | 0 | 0 | 0 | 0 | 0 | 0 | 0 | 0.45131 | 0 | 0.32173 | 0 | 0.063416 | 0 | 0.053706 | 0.6901 | 0 | 0 | 0 | 0 | 1.5803 | 0 | 0 | 0 | 0 | 0 | 0 | 0 | 0 | 0 | 0 | 0 | 0 | 0
9 | 12 | 6 | 3 | 1.7931 | 0 | 2.4769 | 0 | 0 | 0 | 0 | 0.018325 | 0 | 0 | 2.5252 | 0 | 6.8136 | 0 | 0 | 0 | 0 | 0 | 0 | 0 | 0 | 0 | 0 | 0 | 0 | 0 | 0.45131 | 0 | 0.54519 | 0 | 0.039928 | 0 | 0.31621 | 0.6901 | 0 | 0 | 0 | 0 | 2.0427 | 0 | 0 | 0 | 0 | 0 | 0 | 0 | 0 | 0 | 0 | 0 | 0 | 0
9 | 12 | 7 | 3 | 1.7931 | 0 | 2.4769 | 0 | 0 | 0 | 0 | 0.023798 | 0 | 0 | 3.9557 | 0 | 8.2495 | 0 | 0 | 0 | 0 | 0 | 0 | 0 | 0 | 0 | 0 | 0 | 0 | 0 | 0.45131 | 0 | 0.71279 | 0 | 0.015851 | 0 | 0.52621 | 0.6901 | 0 | 0 | 0 | 0 | 2.3963 | 0 | 0 | 0 | 0 | 0 | 0 | 0 | 0 | 0 | 0 | 0 | 0 | 0
9 | 12 | 8 | 3 | 1.7931 | 0 | 13.6089 | 0 | 0 | 0 | 0 | 0.24977 | 0 | 0 | 3.5818 | 0 | 19.2336 | 0 | 0 | 0 | 0 | 0 | 0 | 0 | 0 | 0 | 0 | 0 | 0 | 0 | 0.45131 | 0 | 0.71279 | 0 | 0.69452 | 0 | 0.42121 | 0.6901 | 0 | 0 | 0 | 0 | 2.9699 | 0 | 0 | 0 | 0 | 0 | 0 | 0 | 0 | 0 | 0 | 0 | 0 | 0
9 | 12 | 9 | 3 | 1.7931 | 0 | 13.6089 | 0 | 0 | 0 | 0 | 0.25651 | 0 | 0 | 2.5251 | 0 | 18.1836 | 0 | 0 | 0 | 0 | 0 | 0 | 0 | 0 | 0 | 0 | 0 | 0 | 0 | 0.45131 | 0 | 0.71279 | 0 | 1.3255 | 0 | 0.31621 | 0.6901 | 0 | 0 | 0 | 0 | 3.4959 | 0 | 0 | 0 | 0 | 0 | 0 | 0 | 0 | 0 | 0 | 0 | 0 | 0
9 | 12 | 10 | 3 | 1.7931 | 0 | 13.6089 | 0 | 0 | 0 | 0 | 0.27949 | 0 | 0 | 2.525 | 0 | 18.2065 | 0 | 0 | 0 | 0 | 0 | 0 | 0 | 0 | 0 | 0 | 0 | 0 | 0 | 0.45131 | 0 | 0.71279 | 0 | 1.541 | 0 | 0.31621 | 0.6901 | 0 | 0 | 0 | 0 | 3.7114 | 0 | 0 | 0 | 0 | 0 | 0 | 0 | 0 | 0 | 0 | 0 | 0 | 0
9 | 12 | 11 | 3 | 1.7931 | 0 | 13.6089 | 0 | 0 | 0 | 0 | 0.33109 | 0 | 0 | 2.94 | 0 | 18.6731 | 0 | 0 | 0 | 0 | 0 | 0 | 0 | 0 | 0 | 0 | 0 | 0 | 0 | 0.45131 | 0 | 0.54519 | 0 | 1.7221 | 0 | 0.36871 | 0.6901 | 0 | 0 | 0 | 0 | 3.7774 | 0 | 0 | 0 | 0 | 0 | 0 | 0 | 0 | 0 | 0 | 0 | 0 | 0
9 | 12 | 12 | 3 | 1.7931 | 0 | 8.6613 | 0 | 0 | 0 | 0 | 0.34414 | 0 | 0 | 3.355 | 0 | 14.1536 | 0 | 0 | 0 | 0 | 0 | 0 | 0 | 0 | 0 | 0 | 0 | 0 | 0 | 0.45131 | 0 | 0.54519 | 0 | 1.7959 | 0 | 0.42121 | 0.6901 | 0 | 0 | 0 | 0 | 3.9037 | 0 | 0 | 0 | 0 | 0 | 0 | 0 | 0 | 0 | 0 | 0 | 0 | 0
9 | 12 | 13 | 3 | 1.7931 | 0 | 13.6089 | 0 | 0 | 0 | 0 | 0.46672 | 0 | 0 | 2.94 | 0 | 18.8087 | 0 | 0 | 0 | 0 | 0 | 0 | 0 | 0 | 0 | 0 | 0 | 0 | 0 | 0.45131 | 0 | 0.54519 | 0 | 2.519 | 0 | 0.36871 | 0.6901 | 0 | 0 | 0 | 0 | 4.5743 | 0 | 0 | 0 | 0 | 0 | 0 | 0 | 0 | 0 | 0 | 0 | 0 | 0
9 | 12 | 14 | 3 | 1.7931 | 0 | 13.6089 | 0 | 0 | 0 | 0 | 0.51111 | 0 | 0 | 2.94 | 0 | 18.8531 | 0 | 0 | 0 | 0 | 0 | 0 | 0 | 0 | 0 | 0 | 0 | 0 | 0 | 0.45131 | 0 | 0.54519 | 0 | 2.8276 | 0 | 0.36871 | 0.6901 | 0 | 0 | 0 | 0 | 4.8829 | 0 | 0 | 0 | 0 | 0 | 0 | 0 | 0 | 0 | 0 | 0 | 0 | 0
9 | 12 | 15 | 3 | 1.7931 | 0 | 13.6089 | 0 | 0 | 0 | 0 | 0.52783 | 0 | 0 | 2.525 | 0 | 18.4549 | 0 | 0 | 0 | 0 | 0 | 0 | 0 | 0 | 0 | 0 | 0 | 0 | 0 | 0.45131 | 0 | 0.54519 | 0 | 2.8988 | 0 | 0.31621 | 0.6901 | 0 | 0 | 0 | 0 | 4.9016 | 0 | 0 | 0 | 0 | 0 | 0 | 0 | 0 | 0 | 0 | 0 | 0 | 0
9 | 12 | 16 | 3 | 1.7931 | 0 | 13.6089 | 0 | 0 | 0 | 0 | 0.52825 | 0 | 0 | 2.525 | 0 | 18.4553 | 0 | 0 | 0 | 0 | 0 | 0 | 0 | 0 | 0 | 0 | 0 | 0 | 0 | 0.45131 | 0 | 0.54519 | 0 | 2.9308 | 0 | 0.31621 | 0.6901 | 0 | 0 | 0 | 0 | 4.9336 | 0 | 0 | 0 | 0 | 0 | 0 | 0 | 0 | 0 | 0 | 0 | 0 | 0
9 | 12 | 17 | 3 | 1.7931 | 0 | 13.6089 | 0 | 0 | 0 | 0 | 0.50267 | 0 | 0 | 3.9556 | 0 | 19.8603 | 0 | 0 | 0 | 0 | 0 | 0 | 0 | 0 | 0 | 0 | 0 | 0 | 0 | 0.45131 | 0 | 0.54519 | 0 | 2.8553 | 0 | 0.52621 | 0.6901 | 0 | 0 | 0 | 0 | 5.0681 | 0 | 0 | 0 | 0 | 0 | 0 | 0 | 0 | 0 | 0 | 0 | 0 | 0
9 | 12 | 18 | 3 | 1.7931 | 0 | 9.8982 | 0 | 0 | 0 | 0 | 0.36652 | 0 | 0 | 3.9556 | 0 | 16.0135 | 0 | 0 | 0 | 0 | 0 | 0 | 0 | 0 | 0 | 0 | 0 | 0 | 0 | 0.45131 | 0 | 0.54519 | 0 | 2.0788 | 0 | 0.52621 | 0.6901 | 0 | 0 | 0 | 0 | 4.2916 | 0 | 0 | 0 | 0 | 0 | 0 | 0 | 0 | 0 | 0 | 0 | 0 | 0
9 | 12 | 19 | 3 | 1.7931 | 0 | 2.4769 | 0 | 0 | 0 | 0 | 0.16997 | 0 | 0 | 3.8058 | 0 | 8.2458 | 0 | 0 | 0 | 0 | 0 | 0 | 0 | 0 | 0 | 0 | 0 | 0 | 0 | 0.45131 | 0 | 0.88038 | 0 | 0.8971 | 0 | 0.42121 | 0.6901 | 0 | 0 | 0 | 0 | 3.3401 | 0 | 0 | 0 | 0 | 0 | 0 | 0 | 0 | 0 | 0 | 0 | 0 | 0
9 | 12 | 20 | 3 | 1.7931 | 0 | 2.4769 | 0 | 0 | 0 | 0 | 0.10931 | 0 | 0 | 2.94 | 0 | 7.3194 | 0 | 0 | 0 | 0 | 0 | 0 | 0 | 0 | 0 | 0 | 0 | 0 | 0 | 0.45131 | 0 | 1.1038 | 0 | 0.55043 | 0 | 0.36871 | 0.6901 | 0 | 0 | 0 | 0 | 3.1644 | 0 | 0 | 0 | 0 | 0 | 0 | 0 | 0 | 0 | 0 | 0 | 0 | 0
9 | 12 | 21 | 3 | 1.7931 | 0 | 2.4769 | 0 | 0 | 0 | 0 | 0.088135 | 0 | 0 | 3.7699 | 0 | 8.1281 | 0 | 0 | 0 | 0 | 0 | 0 | 0 | 0 | 0 | 0 | 0 | 0 | 0 | 0.45131 | 0 | 1.2156 | 0 | 0.42648 | 0 | 0.47371 | 0.6901 | 0 | 0 | 0 | 0 | 3.2572 | 0 | 0 | 0 | 0 | 0 | 0 | 0 | 0 | 0 | 0 | 0 | 0 | 0
9 | 12 | 22 | 3 | 1.7931 | 0 | 2.4769 | 0 | 0 | 0 | 0 | 0.064973 | 0 | 0 | 2.5249 | 0 | 6.8599 | 0 | 0 | 0 | 0 | 0 | 0 | 0 | 0 | 0 | 0 | 0 | 0 | 0 | 0.45131 | 0 | 1.1038 | 0 | 0.28852 | 0 | 0.31621 | 0.6901 | 0 | 0 | 0 | 0 | 2.85 | 0 | 0 | 0 | 0 | 0 | 0 | 0 | 0 | 0 | 0 | 0 | 0 | 0
9 | 12 | 23 | 3 | 1.7931 | 0 | 2.4769 | 0 | 0 | 0 | 0 | 0.069016 | 0 | 0 | 0.44998 | 0 | 4.789 | 0 | 0 | 0 | 0 | 0 | 0 | 0 | 0 | 0 | 0 | 0 | 0 | 0 | 0.45131 | 0 | 0.88038 | 0 | 0.30965 | 0 | 0.053706 | 0.6901 | 0 | 0 | 0 | 0 | 2.3851 | 0 | 0 | 0 | 0 | 0 | 0 | 0 | 0 | 0 | 0 | 0 | 0 | 0
9 | 12 | 24 | 3 | 1.7931 | 0 | 2.4769 | 0 | 0 | 0 | 0 | 0.05287 | 0 | 0 | 0.45001 | 0 | 4.7729 | 0 | 0 | 0 | 0 | 0 | 0 | 0 | 0 | 0 | 0 | 0 | 0 | 0 | 0.45131 | 0 | 0.54519 | 0 | 0.22399 | 0 | 0.053706 | 0.6901 | 0 | 0 | 0 | 0 | 1.9643 | 0 | 0 | 0 | 0 | 0 | 0 | 0 | 0 | 0 | 0 | 0 | 0 | 0
9 | 13 | 1 | 4 | 1.7931 | 0 | 2.4769 | 0 | 0 | 0 | 0 | 0.041656 | 0 | 0 | 0.45013 | 0 | 4.7618 | 0 | 0 | 0 | 0 | 0 | 0 | 0 | 0 | 0 | 0 | 0 | 0 | 0 | 0.45131 | 0 | 0.32173 | 0 | 0.16493 | 0 | 0.053706 | 0.6901 | 0 | 0 | 0 | 0 | 1.6818 | 0 | 0 | 0 | 0 | 0 | 0 | 0 | 0 | 0 | 0 | 0 | 0 | 0
9 | 13 | 2 | 4 | 1.7931 | 0 | 2.4769 | 0 | 0 | 0 | 0 | 0.038503 | 0 | 0 | 0.45026 | 0 | 4.7588 | 0 | 0 | 0 | 0 | 0 | 0 | 0 | 0 | 0 | 0 | 0 | 0 | 0 | 0.45131 | 0 | 0.32173 | 0 | 0.14793 | 0 | 0.053706 | 0.6901 | 0 | 0 | 0 | 0 | 1.6648 | 0 | 0 | 0 | 0 | 0 | 0 | 0 | 0 | 0 | 0 | 0 | 0 | 0
9 | 13 | 3 | 4 | 1.7931 | 0 | 2.4769 | 0 | 0 | 0 | 0 | 0.024119 | 0 | 0 | 0.45033 | 0 | 4.7445 | 0 | 0 | 0 | 0 | 0 | 0 | 0 | 0 | 0 | 0 | 0 | 0 | 0 | 0.45131 | 0 | 0.32173 | 0 | 0.07217 | 0 | 0.053706 | 0.6901 | 0 | 0 | 0 | 0 | 1.589 | 0 | 0 | 0 | 0 | 0 | 0 | 0 | 0 | 0 | 0 | 0 | 0 | 0
9 | 13 | 4 | 4 | 1.7931 | 0 | 2.4769 | 0 | 0 | 0 | 0 | 0.021889 | 0 | 0 | 0.45039 | 0 | 4.7423 | 0 | 0 | 0 | 0 | 0 | 0 | 0 | 0 | 0 | 0 | 0 | 0 | 0 | 0.45131 | 0 | 0.32173 | 0 | 0.061704 | 0 | 0.053706 | 0.6901 | 0 | 0 | 0 | 0 | 1.5785 | 0 | 0 | 0 | 0 | 0 | 0 | 0 | 0 | 0 | 0 | 0 | 0 | 0
9 | 13 | 5 | 4 | 1.7931 | 0 | 2.4769 | 0 | 0 | 0 | 0 | 0.017998 | 0 | 0 | 0.45043 | 0 | 4.7384 | 0 | 0 | 0 | 0 | 0 | 0 | 0 | 0 | 0 | 0 | 0 | 0 | 0 | 0.45131 | 0 | 0.32173 | 0 | 0.041277 | 0 | 0.053706 | 0.6901 | 0 | 0 | 0 | 0 | 1.5581 | 0 | 0 | 0 | 0 | 0 | 0 | 0 | 0 | 0 | 0 | 0 | 0 | 0
9 | 13 | 6 | 4 | 1.7931 | 0 | 2.4769 | 0 | 0 | 0 | 0 | 0.014037 | 0 | 0 | 2.5254 | 0 | 6.8094 | 0 | 0 | 0 | 0 | 0 | 0 | 0 | 0 | 0 | 0 | 0 | 0 | 0 | 0.45131 | 0 | 0.54519 | 0 | 0.019973 | 0 | 0.31621 | 0.6901 | 0 | 0 | 0 | 0 | 2.0228 | 0 | 0 | 0 | 0 | 0 | 0 | 0 | 0 | 0 | 0 | 0 | 0 | 0
9 | 13 | 7 | 4 | 1.7931 | 0 | 2.4769 | 0 | 0 | 0 | 0 | 0.026206 | 0 | 0 | 3.9558 | 0 | 8.252 | 0 | 0 | 0 | 0 | 0 | 0 | 0 | 0 | 0 | 0 | 0 | 0 | 0 | 0.45131 | 0 | 0.71279 | 0 | 0.030035 | 0 | 0.52621 | 0.6901 | 0 | 0 | 0 | 0 | 2.4104 | 0 | 0 | 0 | 0 | 0 | 0 | 0 | 0 | 0 | 0 | 0 | 0 | 0
9 | 13 | 8 | 4 | 1.7931 | 0 | 13.6089 | 0 | 0 | 0 | 0 | 0.27858 | 0 | 0 | 3.582 | 0 | 19.2626 | 0 | 0 | 0 | 0 | 0 | 0 | 0 | 0 | 0 | 0 | 0 | 0 | 0 | 0.45131 | 0 | 0.71279 | 0 | 0.41641 | 0 | 0.42121 | 0.6901 | 0 | 0 | 0 | 0 | 2.6918 | 0 | 0 | 0 | 0 | 0 | 0 | 0 | 0 | 0 | 0 | 0 | 0 | 0
9 | 13 | 9 | 4 | 1.7931 | 0 | 13.6089 | 0 | 0 | 0 | 0 | 0.2794 | 0 | 0 | 2.5252 | 0 | 18.2066 | 0 | 0 | 0 | 0 | 0 | 0 | 0 | 0 | 0 | 0 | 0 | 0 | 0 | 0.45131 | 0 | 0.71279 | 0 | 1.4539 | 0 | 0.31621 | 0.6901 | 0 | 0 | 0 | 0 | 3.6243 | 0 | 0 | 0 | 0 | 0 | 0 | 0 | 0 | 0 | 0 | 0 | 0 | 0
9 | 13 | 10 | 4 | 1.7931 | 0 | 13.6089 | 0 | 0 | 0 | 0 | 0.28587 | 0 | 0 | 2.5252 | 0 | 18.2131 | 0 | 0 | 0 | 0 | 0 | 0 | 0 | 0 | 0 | 0 | 0 | 0 | 0 | 0.45131 | 0 | 0.71279 | 0 | 1.7622 | 0 | 0.31621 | 0.6901 | 0 | 0 | 0 | 0 | 3.9326 | 0 | 0 | 0 | 0 | 0 | 0 | 0 | 0 | 0 | 0 | 0 | 0 | 0
9 | 13 | 11 | 4 | 1.7931 | 0 | 13.6089 | 0 | 0 | 0 | 0 | 0.34872 | 0 | 0 | 2.9401 | 0 | 18.6909 | 0 | 0 | 0 | 0 | 0 | 0 | 0 | 0 | 0 | 0 | 0 | 0 | 0 | 0.45131 | 0 | 0.54519 | 0 | 2.1185 | 0 | 0.36871 | 0.6901 | 0 | 0 | 0 | 0 | 4.1738 | 0 | 0 | 0 | 0 | 0 | 0 | 0 | 0 | 0 | 0 | 0 | 0 | 0
9 | 13 | 12 | 4 | 1.7931 | 0 | 8.6613 | 0 | 0 | 0 | 0 | 0.36689 | 0 | 0 | 3.3551 | 0 | 14.1765 | 0 | 0 | 0 | 0 | 0 | 0 | 0 | 0 | 0 | 0 | 0 | 0 | 0 | 0.45131 | 0 | 0.54519 | 0 | 2.1731 | 0 | 0.42121 | 0.6901 | 0 | 0 | 0 | 0 | 4.2809 | 0 | 0 | 0 | 0 | 0 | 0 | 0 | 0 | 0 | 0 | 0 | 0 | 0
9 | 13 | 13 | 4 | 1.7931 | 0 | 13.6089 | 0 | 0 | 0 | 0 | 0.49391 | 0 | 0 | 2.9402 | 0 | 18.8361 | 0 | 0 | 0 | 0 | 0 | 0 | 0 | 0 | 0 | 0 | 0 | 0 | 0 | 0.45131 | 0 | 0.54519 | 0 | 3.0416 | 0 | 0.36871 | 0.6901 | 0 | 0 | 0 | 0 | 5.0969 | 0 | 0 | 0 | 0 | 0 | 0 | 0 | 0 | 0 | 0 | 0 | 0 | 0
9 | 13 | 14 | 4 | 1.7931 | 0 | 13.6089 | 0 | 0 | 0 | 0 | 0.55999 | 0 | 0 | 2.9402 | 0 | 18.9021 | 0 | 0 | 0 | 0 | 0 | 0 | 0 | 0 | 0 | 0 | 0 | 0 | 0 | 0.45131 | 0 | 0.54519 | 0 | 3.6412 | 0 | 0.36871 | 0.6901 | 0 | 0 | 0 | 0 | 5.6965 | 0 | 0 | 0 | 0 | 0 | 0 | 0 | 0 | 0 | 0 | 0 | 0 | 0
9 | 13 | 15 | 4 | 1.7931 | 0 | 13.6089 | 0 | 0 | 0 | 0 | 0.57717 | 0 | 0 | 2.5252 | 0 | 18.5043 | 0 | 0 | 0 | 0 | 0 | 0 | 0 | 0 | 0 | 0 | 0 | 0 | 0 | 0.45131 | 0 | 0.54519 | 0 | 3.7595 | 0 | 0.31621 | 0.6901 | 0 | 0 | 0 | 0 | 5.7623 | 0 | 0 | 0 | 0 | 0 | 0 | 0 | 0 | 0 | 0 | 0 | 0 | 0
9 | 13 | 16 | 4 | 1.7931 | 0 | 13.6089 | 0 | 0 | 0 | 0 | 0.5713 | 0 | 0 | 2.5252 | 0 | 18.4985 | 0 | 0 | 0 | 0 | 0 | 0 | 0 | 0 | 0 | 0 | 0 | 0 | 0 | 0.45131 | 0 | 0.54519 | 0 | 3.6761 | 0 | 0.31621 | 0.6901 | 0 | 0 | 0 | 0 | 5.679 | 0 | 0 | 0 | 0 | 0 | 0 | 0 | 0 | 0 | 0 | 0 | 0 | 0
9 | 13 | 17 | 4 | 1.7931 | 0 | 13.6089 | 0 | 0 | 0 | 0 | 0.54907 | 0 | 0 | 3.9557 | 0 | 19.9068 | 0 | 0 | 0 | 0 | 0 | 0 | 0 | 0 | 0 | 0 | 0 | 0 | 0 | 0.45131 | 0 | 0.54519 | 0 | 3.783 | 0 | 0.52621 | 0.6901 | 0 | 0 | 0 | 0 | 5.9958 | 0 | 0 | 0 | 0 | 0 | 0 | 0 | 0 | 0 | 0 | 0 | 0 | 0
9 | 13 | 18 | 4 | 1.7931 | 0 | 9.8982 | 0 | 0 | 0 | 0 | 0.41169 | 0 | 0 | 3.9557 | 0 | 16.0587 | 0 | 0 | 0 | 0 | 0 | 0 | 0 | 0 | 0 | 0 | 0 | 0 | 0 | 0.45131 | 0 | 0.54519 | 0 | 2.8526 | 0 | 0.52621 | 0.6901 | 0 | 0 | 0 | 0 | 5.0654 | 0 | 0 | 0 | 0 | 0 | 0 | 0 | 0 | 0 | 0 | 0 | 0 | 0
9 | 13 | 19 | 4 | 1.7931 | 0 | 2.4769 | 0 | 0 | 0 | 0 | 0.22429 | 0 | 0 | 3.806 | 0 | 8.3003 | 0 | 0 | 0 | 0 | 0 | 0 | 0 | 0 | 0 | 0 | 0 | 0 | 0 | 0.45131 | 0 | 0.88038 | 0 | 1.4896 | 0 | 0.42121 | 0.6901 | 0 | 0 | 0 | 0 | 3.9326 | 0 | 0 | 0 | 0 | 0 | 0 | 0 | 0 | 0 | 0 | 0 | 0 | 0
9 | 13 | 20 | 4 | 1.7931 | 0 | 2.4769 | 0 | 0 | 0 | 0 | 0.17135 | 0 | 0 | 2.9402 | 0 | 7.3815 | 0 | 0 | 0 | 0 | 0 | 0 | 0 | 0 | 0 | 0 | 0 | 0 | 0 | 0.45131 | 0 | 1.1038 | 0 | 1.0763 | 0 | 0.36871 | 0.6901 | 0 | 0 | 0 | 0 | 3.6903 | 0 | 0 | 0 | 0 | 0 | 0 | 0 | 0 | 0 | 0 | 0 | 0 | 0
9 | 13 | 21 | 4 | 1.7931 | 0 | 2.4769 | 0 | 0 | 0 | 0 | 0.15107 | 0 | 0 | 3.77 | 0 | 8.1911 | 0 | 0 | 0 | 0 | 0 | 0 | 0 | 0 | 0 | 0 | 0 | 0 | 0 | 0.45131 | 0 | 1.2156 | 0 | 0.91306 | 0 | 0.47371 | 0.6901 | 0 | 0 | 0 | 0 | 3.7437 | 0 | 0 | 0 | 0 | 0 | 0 | 0 | 0 | 0 | 0 | 0 | 0 | 0
9 | 13 | 22 | 4 | 1.7931 | 0 | 2.4769 | 0 | 0 | 0 | 0 | 0.11942 | 0 | 0 | 2.525 | 0 | 6.9144 | 0 | 0 | 0 | 0 | 0 | 0 | 0 | 0 | 0 | 0 | 0 | 0 | 0 | 0.45131 | 0 | 1.1038 | 0 | 0.69023 | 0 | 0.31621 | 0.6901 | 0 | 0 | 0 | 0 | 3.2517 | 0 | 0 | 0 | 0 | 0 | 0 | 0 | 0 | 0 | 0 | 0 | 0 | 0
9 | 13 | 23 | 4 | 1.7931 | 0 | 2.4769 | 0 | 0 | 0 | 0 | 0.089558 | 0 | 0 | 0.45007 | 0 | 4.8097 | 0 | 0 | 0 | 0 | 0 | 0 | 0 | 0 | 0 | 0 | 0 | 0 | 0 | 0.45131 | 0 | 0.88038 | 0 | 0.48674 | 0 | 0.053706 | 0.6901 | 0 | 0 | 0 | 0 | 2.5622 | 0 | 0 | 0 | 0 | 0 | 0 | 0 | 0 | 0 | 0 | 0 | 0 | 0
9 | 13 | 24 | 4 | 1.7931 | 0 | 2.4769 | 0 | 0 | 0 | 0 | 0.069165 | 0 | 0 | 0.45015 | 0 | 4.7893 | 0 | 0 | 0 | 0 | 0 | 0 | 0 | 0 | 0 | 0 | 0 | 0 | 0 | 0.45131 | 0 | 0.54519 | 0 | 0.34119 | 0 | 0.053706 | 0.6901 | 0 | 0 | 0 | 0 | 2.0815 | 0 | 0 | 0 | 0 | 0 | 0 | 0 | 0 | 0 | 0 | 0 | 0 | 0
9 | 14 | 1 | 5 | 1.7931 | 0 | 2.4769 | 0 | 0 | 0 | 0 | 0.033622 | 0 | 0 | 0.45029 | 0 | 4.7539 | 0 | 0 | 0 | 0 | 0 | 0 | 0 | 0 | 0 | 0 | 0 | 0 | 0 | 0.45131 | 0 | 0.32173 | 0 | 0.13251 | 0 | 0.053706 | 0.6901 | 0 | 0 | 0 | 0 | 1.6494 | 0 | 0 | 0 | 0 | 0 | 0 | 0 | 0 | 0 | 0 | 0 | 0 | 0
9 | 14 | 2 | 5 | 1.7931 | 0 | 2.4769 | 0 | 0 | 0 | 0 | 0.017523 | 0 | 0 | 0.45045 | 0 | 4.738 | 0 | 0 | 0 | 0 | 0 | 0 | 0 | 0 | 0 | 0 | 0 | 0 | 0 | 0.45131 | 0 | 0.32173 | 0 | 0.039405 | 0 | 0.053706 | 0.6901 | 0 | 0 | 0 | 0 | 1.5562 | 0 | 0 | 0 | 0 | 0 | 0 | 0 | 0 | 0 | 0 | 0 | 0 | 0
9 | 14 | 3 | 5 | 1.7931 | 0 | 2.4769 | 0 | 0 | 0 | 0 | 0.010113 | 0 | 0 | 0.45057 | 0 | 4.7307 | 0 | 0 | 0 | 0 | 0 | 0 | 0 | 0 | 0 | 0 | 0 | 0 | 0 | 0.45131 | 0 | 0.32173 | 0 | 0.00053985 | 0 | 0.053706 | 0.6901 | 0 | 0 | 0 | 0 | 1.5174 | 0 | 0 | 0 | 0 | 0 | 0 | 0 | 0 | 0 | 0 | 0 | 0 | 0
9 | 14 | 4 | 5 | 1.7931 | 0 | 2.4769 | 0 | 0 | 0 | 0 | 0.011009 | 0 | 0 | 0.45069 | 0 | 4.7317 | 0 | 0 | 0 | 0 | 0 | 0 | 0 | 0 | 0 | 0 | 0 | 0 | 0 | 0.45131 | 0 | 0.32173 | 0 | 0.0044069 | 0 | 0.053706 | 0.6901 | 0 | 0 | 0 | 0 | 1.5213 | 0 | 0 | 0 | 0 | 0 | 0 | 0 | 0 | 0 | 0 | 0 | 0 | 0
9 | 14 | 5 | 5 | 1.7931 | 0 | 2.4769 | 0 | 0 | 0 | 0 | 0.010655 | 0 | 0 | 0.45071 | 0 | 4.7314 | 0 | 0 | 0 | 0 | 0 | 0 | 0 | 0 | 0 | 0 | 0 | 0 | 0 | 0.45131 | 0 | 0.32173 | 0 | 0.0027641 | 0 | 0.053706 | 0.6901 | 0 | 0 | 0 | 0 | 1.5196 | 0 | 0 | 0 | 0 | 0 | 0 | 0 | 0 | 0 | 0 | 0 | 0 | 0
9 | 14 | 6 | 5 | 1.7931 | 0 | 2.4769 | 0 | 0 | 0 | 0 | 0.01 | 0 | 0 | 2.5256 | 0 | 6.8057 | 0 | 0 | 0 | 0 | 0 | 0 | 0 | 0 | 0 | 0 | 0 | 0 | 0 | 0.45131 | 0 | 0.54519 | 0 | 0 | 0 | 0.31621 | 0.6901 | 0 | 0 | 0 | 0 | 2.0028 | 0 | 0 | 0 | 0 | 0 | 0 | 0 | 0 | 0 | 0 | 0 | 0 | 0
9 | 14 | 7 | 5 | 1.7931 | 0 | 2.4769 | 0 | 0 | 0 | 0 | 0.01 | 0 | 0 | 3.9559 | 0 | 8.2359 | 0 | 0 | 0 | 0 | 0 | 0 | 0 | 0 | 0 | 0 | 0 | 0 | 0 | 0.45131 | 0 | 0.71279 | 0 | 0 | 0 | 0.52621 | 0.6901 | 0 | 0 | 0 | 0 | 2.3804 | 0 | 0 | 0 | 0 | 0 | 0 | 0 | 0 | 0 | 0 | 0 | 0 | 0
9 | 14 | 8 | 5 | 1.7931 | 0 | 13.6089 | 0 | 0 | 0 | 0 | 0.010384 | 0 | 0 | 3.5825 | 0 | 18.9949 | 0 | 0 | 0 | 0 | 0 | 0 | 0 | 0 | 0 | 0 | 0 | 0 | 0 | 0.45131 | 0 | 0.71279 | 0 | 0 | 0 | 0.42121 | 0.6901 | 0 | 0 | 0 | 0 | 2.2754 | 0 | 0 | 0 | 0 | 0 | 0 | 0 | 0 | 0 | 0 | 0 | 0 | 0
9 | 14 | 9 | 5 | 1.7931 | 0 | 13.6089 | 0 | 0 | 0 | 0 | 0.011498 | 0 | 0 | 2.5256 | 0 | 17.9391 | 0 | 0 | 0 | 0 | 0 | 0 | 0 | 0 | 0 | 0 | 0 | 0 | 0 | 0.45131 | 0 | 0.71279 | 0 | 0.0053822 | 0 | 0.31621 | 0.6901 | 0 | 0 | 0 | 0 | 2.1758 | 0 | 0 | 0 | 0 | 0 | 0 | 0 | 0 | 0 | 0 | 0 | 0 | 0
9 | 14 | 10 | 5 | 1.7931 | 0 | 13.6089 | 0 | 0 | 0 | 0 | 0.01075 | 0 | 0 | 2.5256 | 0 | 17.9384 | 0 | 0 | 0 | 0 | 0 | 0 | 0 | 0 | 0 | 0 | 0 | 0 | 0 | 0.45131 | 0 | 0.71279 | 0 | 0.0024711 | 0 | 0.31621 | 0.6901 | 0 | 0 | 0 | 0 | 2.1729 | 0 | 0 | 0 | 0 | 0 | 0 | 0 | 0 | 0 | 0 | 0 | 0 | 0
9 | 14 | 11 | 5 | 1.7931 | 0 | 13.6089 | 0 | 0 | 0 | 0 | 0.012852 | 0 | 0 | 2.9406 | 0 | 18.3555 | 0 | 0 | 0 | 0 | 0 | 0 | 0 | 0 | 0 | 0 | 0 | 0 | 0 | 0.45131 | 0 | 0.54519 | 0 | 0.0068036 | 0 | 0.36871 | 0.6901 | 0 | 0 | 0 | 0 | 2.0621 | 0 | 0 | 0 | 0 | 0 | 0 | 0 | 0 | 0 | 0 | 0 | 0 | 0
9 | 14 | 12 | 5 | 1.7931 | 0 | 8.6613 | 0 | 0 | 0 | 0 | 0.010001 | 0 | 0 | 3.3557 | 0 | 13.8201 | 0 | 0 | 0 | 0 | 0 | 0 | 0 | 0 | 0 | 0 | 0 | 0 | 0 | 0.45131 | 0 | 0.54519 | 0 | 0 | 0 | 0.42121 | 0.6901 | 0 | 0 | 0 | 0 | 2.1078 | 0 | 0 | 0 | 0 | 0 | 0 | 0 | 0 | 0 | 0 | 0 | 0 | 0
9 | 14 | 13 | 5 | 1.7931 | 0 | 13.6089 | 0 | 0 | 0 | 0 | 0.011384 | 0 | 0 | 2.9407 | 0 | 18.3541 | 0 | 0 | 0 | 0 | 0 | 0 | 0 | 0 | 0 | 0 | 0 | 0 | 0 | 0.45131 | 0 | 0.54519 | 0 | 0.0071615 | 0 | 0.36871 | 0.6901 | 0 | 0 | 0 | 0 | 2.0625 | 0 | 0 | 0 | 0 | 0 | 0 | 0 | 0 | 0 | 0 | 0 | 0 | 0
9 | 14 | 14 | 5 | 1.7931 | 0 | 13.6089 | 0 | 0 | 0 | 0 | 0.012095 | 0 | 0 | 2.9407 | 0 | 18.3548 | 0 | 0 | 0 | 0 | 0 | 0 | 0 | 0 | 0 | 0 | 0 | 0 | 0 | 0.45131 | 0 | 0.54519 | 0 | 0.0076084 | 0 | 0.36871 | 0.6901 | 0 | 0 | 0 | 0 | 2.0629 | 0 | 0 | 0 | 0 | 0 | 0 | 0 | 0 | 0 | 0 | 0 | 0 | 0
9 | 14 | 15 | 5 | 1.7931 | 0 | 13.6089 | 0 | 0 | 0 | 0 | 0.01085 | 0 | 0 | 2.5257 | 0 | 17.9386 | 0 | 0 | 0 | 0 | 0 | 0 | 0 | 0 | 0 | 0 | 0 | 0 | 0 | 0.45131 | 0 | 0.54519 | 0 | 0.0027897 | 0 | 0.31621 | 0.6901 | 0 | 0 | 0 | 0 | 2.0056 | 0 | 0 | 0 | 0 | 0 | 0 | 0 | 0 | 0 | 0 | 0 | 0 | 0
9 | 14 | 16 | 5 | 1.7931 | 0 | 13.6089 | 0 | 0 | 0 | 0 | 0.015224 | 0 | 0 | 2.5257 | 0 | 17.943 | 0 | 0 | 0 | 0 | 0 | 0 | 0 | 0 | 0 | 0 | 0 | 0 | 0 | 0.45131 | 0 | 0.54519 | 0 | 0.0088858 | 0 | 0.31621 | 0.6901 | 0 | 0 | 0 | 0 | 2.0117 | 0 | 0 | 0 | 0 | 0 | 0 | 0 | 0 | 0 | 0 | 0 | 0 | 0
9 | 14 | 17 | 5 | 1.7931 | 0 | 13.6089 | 0 | 0 | 0 | 0 | 0.087245 | 0 | 0 | 3.956 | 0 | 19.4452 | 0 | 0 | 0 | 0 | 0 | 0 | 0 | 0 | 0 | 0 | 0 | 0 | 0 | 0.45131 | 0 | 0.54519 | 0 | 0.16201 | 0 | 0.52621 | 0.6901 | 0 | 0 | 0 | 0 | 2.3748 | 0 | 0 | 0 | 0 | 0 | 0 | 0 | 0 | 0 | 0 | 0 | 0 | 0
9 | 14 | 18 | 5 | 1.7931 | 0 | 9.8982 | 0 | 0 | 0 | 0 | 0.070302 | 0 | 0 | 3.956 | 0 | 15.7176 | 0 | 0 | 0 | 0 | 0 | 0 | 0 | 0 | 0 | 0 | 0 | 0 | 0 | 0.45131 | 0 | 0.54519 | 0 | 0.31973 | 0 | 0.52621 | 0.6901 | 0 | 0 | 0 | 0 | 2.5325 | 0 | 0 | 0 | 0 | 0 | 0 | 0 | 0 | 0 | 0 | 0 | 0 | 0
9 | 14 | 19 | 5 | 1.7931 | 0 | 2.4769 | 0 | 0 | 0 | 0 | 0.010181 | 0 | 0 | 3.807 | 0 | 8.0872 | 0 | 0 | 0 | 0 | 0 | 0 | 0 | 0 | 0 | 0 | 0 | 0 | 0 | 0.45131 | 0 | 0.88038 | 0 | 0.00090531 | 0 | 0.42121 | 0.6901 | 0 | 0 | 0 | 0 | 2.4439 | 0 | 0 | 0 | 0 | 0 | 0 | 0 | 0 | 0 | 0 | 0 | 0 | 0
9 | 14 | 20 | 5 | 1.7931 | 0 | 2.4769 | 0 | 0 | 0 | 0 | 0.01 | 0 | 0 | 2.9406 | 0 | 7.2207 | 0 | 0 | 0 | 0 | 0 | 0 | 0 | 0 | 0 | 0 | 0 | 0 | 0 | 0.45131 | 0 | 1.1038 | 0 | 0 | 0 | 0.36871 | 0.6901 | 0 | 0 | 0 | 0 | 2.614 | 0 | 0 | 0 | 0 | 0 | 0 | 0 | 0 | 0 | 0 | 0 | 0 | 0
9 | 14 | 21 | 5 | 1.7931 | 0 | 2.4769 | 0 | 0 | 0 | 0 | 0.01 | 0 | 0 | 3.7705 | 0 | 8.0505 | 0 | 0 | 0 | 0 | 0 | 0 | 0 | 0 | 0 | 0 | 0 | 0 | 0 | 0.45131 | 0 | 1.2156 | 0 | 0 | 0 | 0.47371 | 0.6901 | 0 | 0 | 0 | 0 | 2.8307 | 0 | 0 | 0 | 0 | 0 | 0 | 0 | 0 | 0 | 0 | 0 | 0 | 0
9 | 14 | 22 | 5 | 1.7931 | 0 | 2.4769 | 0 | 0 | 0 | 0 | 0.01 | 0 | 0 | 2.5254 | 0 | 6.8055 | 0 | 0 | 0 | 0 | 0 | 0 | 0 | 0 | 0 | 0 | 0 | 0 | 0 | 0.45131 | 0 | 1.1038 | 0 | 0 | 0 | 0.31621 | 0.6901 | 0 | 0 | 0 | 0 | 2.5615 | 0 | 0 | 0 | 0 | 0 | 0 | 0 | 0 | 0 | 0 | 0 | 0 | 0
9 | 14 | 23 | 5 | 1.7931 | 0 | 2.4769 | 0 | 0 | 0 | 0 | 0.01 | 0 | 0 | 0.45048 | 0 | 4.7305 | 0 | 0 | 0 | 0 | 0 | 0 | 0 | 0 | 0 | 0 | 0 | 0 | 0 | 0.45131 | 0 | 0.88038 | 0 | 0 | 0 | 0.053706 | 0.6901 | 0 | 0 | 0 | 0 | 2.0755 | 0 | 0 | 0 | 0 | 0 | 0 | 0 | 0 | 0 | 0 | 0 | 0 | 0
9 | 14 | 24 | 5 | 1.7931 | 0 | 2.4769 | 0 | 0 | 0 | 0 | 0.01 | 0 | 0 | 0.4506 | 0 | 4.7306 | 0 | 0 | 0 | 0 | 0 | 0 | 0 | 0 | 0 | 0 | 0 | 0 | 0 | 0.45131 | 0 | 0.54519 | 0 | 0 | 0 | 0.053706 | 0.6901 | 0 | 0 | 0 | 0 | 1.7403 | 0 | 0 | 0 | 0 | 0 | 0 | 0 | 0 | 0 | 0 | 0 | 0 | 0
9 | 15 | 1 | 6 | 1.7931 | 0 | 2.4769 | 0 | 0 | 0 | 0 | 0.01 | 0 | 0 | 0.45092 | 0 | 4.7309 | 0 | 0 | 0 | 0 | 0 | 0 | 0 | 0 | 0 | 0 | 0 | 0 | 0 | 0.45131 | 0 | 0.32173 | 0 | 0 | 0 | 0.053706 | 0.6901 | 0 | 0 | 0 | 0 | 1.5169 | 0 | 0 | 0 | 0 | 0 | 0 | 0 | 0 | 0 | 0 | 0 | 0 | 0
9 | 15 | 2 | 6 | 1.7931 | 0 | 2.4769 | 0 | 0 | 0 | 0 | 0.01 | 0 | 0 | 0.45121 | 0 | 4.7312 | 0 | 0 | 0 | 0 | 0 | 0 | 0 | 0 | 0 | 0 | 0 | 0 | 0 | 0.45131 | 0 | 0.32173 | 0 | 0 | 0 | 0.053706 | 0.6901 | 0 | 0 | 0 | 0 | 1.5169 | 0 | 0 | 0 | 0 | 0 | 0 | 0 | 0 | 0 | 0 | 0 | 0 | 0
9 | 15 | 3 | 6 | 1.7931 | 0 | 2.4769 | 0 | 0 | 0 | 0 | 0.01 | 0 | 0 | 0.45128 | 0 | 4.7313 | 0 | 0 | 0 | 0 | 0 | 0 | 0 | 0 | 0 | 0 | 0 | 0 | 0 | 0.45131 | 0 | 0.32173 | 0 | 0 | 0 | 0.053706 | 0.6901 | 0 | 0 | 0 | 0 | 1.5169 | 0 | 0 | 0 | 0 | 0 | 0 | 0 | 0 | 0 | 0 | 0 | 0 | 0
9 | 15 | 4 | 6 | 1.7931 | 0 | 2.4769 | 0 | 0 | 0 | 0 | 0.01 | 0 | 0 | 0.45135 | 0 | 4.7314 | 0 | 0 | 0 | 0 | 0 | 0 | 0 | 0 | 0 | 0 | 0 | 0 | 0 | 0.45131 | 0 | 0.32173 | 0 | 0 | 0 | 0.053706 | 0.6901 | 0 | 0 | 0 | 0 | 1.5169 | 0 | 0 | 0 | 0 | 0 | 0 | 0 | 0 | 0 | 0 | 0 | 0 | 0
9 | 15 | 5 | 6 | 1.7931 | 0 | 2.4769 | 0 | 0 | 0 | 0 | 0.01 | 0 | 0 | 0.45144 | 0 | 4.7315 | 0 | 0 | 0 | 0 | 0 | 0 | 0 | 0 | 0 | 0 | 0 | 0 | 0 | 0.45131 | 0 | 0.32173 | 0 | 0 | 0 | 0.053706 | 0.6901 | 0 | 0 | 0 | 0 | 1.5169 | 0 | 0 | 0 | 0 | 0 | 0 | 0 | 0 | 0 | 0 | 0 | 0 | 0
9 | 15 | 6 | 6 | 1.7931 | 0 | 2.4769 | 0 | 0 | 0 | 0 | 0.01 | 0 | 0 | 2.5264 | 0 | 6.8064 | 0 | 0 | 0 | 0 | 0 | 0 | 0 | 0 | 0 | 0 | 0 | 0 | 0 | 0.45131 | 0 | 0.54519 | 0 | 0 | 0 | 0.31621 | 0.6901 | 0 | 0 | 0 | 0 | 2.0028 | 0 | 0 | 0 | 0 | 0 | 0 | 0 | 0 | 0 | 0 | 0 | 0 | 0
9 | 15 | 7 | 6 | 1.7931 | 0 | 2.4769 | 0 | 0 | 0 | 0 | 0.01 | 0 | 0 | 3.9563 | 0 | 8.2363 | 0 | 0 | 0 | 0 | 0 | 0 | 0 | 0 | 0 | 0 | 0 | 0 | 0 | 0.45131 | 0 | 0.71279 | 0 | 0 | 0 | 0.52621 | 0.6901 | 0 | 0 | 0 | 0 | 2.3804 | 0 | 0 | 0 | 0 | 0 | 0 | 0 | 0 | 0 | 0 | 0 | 0 | 0
9 | 15 | 8 | 6 | 1.7931 | 0 | 13.6089 | 0 | 0 | 0 | 0 | 0.01 | 0 | 0 | 3.5838 | 0 | 18.9958 | 0 | 0 | 0 | 0 | 0 | 0 | 0 | 0 | 0 | 0 | 0 | 0 | 0 | 0.45131 | 0 | 0.71279 | 0 | 0 | 0 | 0.42121 | 0.6901 | 0 | 0 | 0 | 0 | 2.2754 | 0 | 0 | 0 | 0 | 0 | 0 | 0 | 0 | 0 | 0 | 0 | 0 | 0
9 | 15 | 9 | 6 | 1.7931 | 0 | 13.6089 | 0 | 0 | 0 | 0 | 0.01 | 0 | 0 | 2.5265 | 0 | 17.9385 | 0 | 0 | 0 | 0 | 0 | 0 | 0 | 0 | 0 | 0 | 0 | 0 | 0 | 0.45131 | 0 | 0.71279 | 0 | 0 | 0 | 0.31621 | 0.6901 | 0 | 0 | 0 | 0 | 2.1704 | 0 | 0 | 0 | 0 | 0 | 0 | 0 | 0 | 0 | 0 | 0 | 0 | 0
9 | 15 | 10 | 6 | 1.7931 | 0 | 13.6089 | 0 | 0 | 0 | 0 | 0.01 | 0 | 0 | 2.5265 | 0 | 17.9385 | 0 | 0 | 0 | 0 | 0 | 0 | 0 | 0 | 0 | 0 | 0 | 0 | 0 | 0.45131 | 0 | 0.71279 | 0 | 0 | 0 | 0.31621 | 0.6901 | 0 | 0 | 0 | 0 | 2.1704 | 0 | 0 | 0 | 0 | 0 | 0 | 0 | 0 | 0 | 0 | 0 | 0 | 0
9 | 15 | 11 | 6 | 1.7931 | 0 | 13.6089 | 0 | 0 | 0 | 0 | 0.01 | 0 | 0 | 2.9414 | 0 | 18.3534 | 0 | 0 | 0 | 0 | 0 | 0 | 0 | 0 | 0 | 0 | 0 | 0 | 0 | 0.45131 | 0 | 0.54519 | 0 | 0 | 0 | 0.36871 | 0.6901 | 0 | 0 | 0 | 0 | 2.0553 | 0 | 0 | 0 | 0 | 0 | 0 | 0 | 0 | 0 | 0 | 0 | 0 | 0
9 | 15 | 12 | 6 | 1.7931 | 0 | 8.6613 | 0 | 0 | 0 | 0 | 0.01 | 0 | 0 | 3.3565 | 0 | 13.8209 | 0 | 0 | 0 | 0 | 0 | 0 | 0 | 0 | 0 | 0 | 0 | 0 | 0 | 0.45131 | 0 | 0.54519 | 0 | 0 | 0 | 0.42121 | 0.6901 | 0 | 0 | 0 | 0 | 2.1078 | 0 | 0 | 0 | 0 | 0 | 0 | 0 | 0 | 0 | 0 | 0 | 0 | 0
9 | 15 | 13 | 6 | 1.7931 | 0 | 13.6089 | 0 | 0 | 0 | 0 | 0.021107 | 0 | 0 | 2.9415 | 0 | 18.3646 | 0 | 0 | 0 | 0 | 0 | 0 | 0 | 0 | 0 | 0 | 0 | 0 | 0 | 0.45131 | 0 | 0.54519 | 0 | 0 | 0 | 0.36871 | 0.6901 | 0 | 0 | 0 | 0 | 2.0553 | 0 | 0 | 0 | 0 | 0 | 0 | 0 | 0 | 0 | 0 | 0 | 0 | 0
9 | 15 | 14 | 6 | 1.7931 | 0 | 13.6089 | 0 | 0 | 0 | 0 | 0.088125 | 0 | 0 | 2.9415 | 0 | 18.4317 | 0 | 0 | 0 | 0 | 0 | 0 | 0 | 0 | 0 | 0 | 0 | 0 | 0 | 0.45131 | 0 | 0.54519 | 0 | 0.12831 | 0 | 0.36871 | 0.6901 | 0 | 0 | 0 | 0 | 2.1836 | 0 | 0 | 0 | 0 | 0 | 0 | 0 | 0 | 0 | 0 | 0 | 0 | 0
9 | 15 | 15 | 6 | 1.7931 | 0 | 13.6089 | 0 | 0 | 0 | 0 | 0.18507 | 0 | 0 | 2.5266 | 0 | 18.1137 | 0 | 0 | 0 | 0 | 0 | 0 | 0 | 0 | 0 | 0 | 0 | 0 | 0 | 0.45131 | 0 | 0.54519 | 0 | 0.50814 | 0 | 0.31621 | 0.6901 | 0 | 0 | 0 | 0 | 2.5109 | 0 | 0 | 0 | 0 | 0 | 0 | 0 | 0 | 0 | 0 | 0 | 0 | 0
9 | 15 | 16 | 6 | 1.7931 | 0 | 13.6089 | 0 | 0 | 0 | 0 | 0.21032 | 0 | 0 | 2.5266 | 0 | 18.1389 | 0 | 0 | 0 | 0 | 0 | 0 | 0 | 0 | 0 | 0 | 0 | 0 | 0 | 0.45131 | 0 | 0.54519 | 0 | 1.0694 | 0 | 0.31621 | 0.6901 | 0 | 0 | 0 | 0 | 3.0722 | 0 | 0 | 0 | 0 | 0 | 0 | 0 | 0 | 0 | 0 | 0 | 0 | 0
9 | 15 | 17 | 6 | 1.7931 | 0 | 13.6089 | 0 | 0 | 0 | 0 | 0.17367 | 0 | 0 | 3.9564 | 0 | 19.5321 | 0 | 0 | 0 | 0 | 0 | 0 | 0 | 0 | 0 | 0 | 0 | 0 | 0 | 0.45131 | 0 | 0.54519 | 0 | 0.9715 | 0 | 0.52621 | 0.6901 | 0 | 0 | 0 | 0 | 3.1843 | 0 | 0 | 0 | 0 | 0 | 0 | 0 | 0 | 0 | 0 | 0 | 0 | 0
9 | 15 | 18 | 6 | 1.7931 | 0 | 9.8982 | 0 | 0 | 0 | 0 | 0.070409 | 0 | 0 | 3.9564 | 0 | 15.7182 | 0 | 0 | 0 | 0 | 0 | 0 | 0 | 0 | 0 | 0 | 0 | 0 | 0 | 0.45131 | 0 | 0.54519 | 0 | 0.32649 | 0 | 0.52621 | 0.6901 | 0 | 0 | 0 | 0 | 2.5393 | 0 | 0 | 0 | 0 | 0 | 0 | 0 | 0 | 0 | 0 | 0 | 0 | 0
9 | 15 | 19 | 6 | 1.7931 | 0 | 2.4769 | 0 | 0 | 0 | 0 | 0.01 | 0 | 0 | 3.8089 | 0 | 8.089 | 0 | 0 | 0 | 0 | 0 | 0 | 0 | 0 | 0 | 0 | 0 | 0 | 0 | 0.45131 | 0 | 0.88038 | 0 | 0 | 0 | 0.42121 | 0.6901 | 0 | 0 | 0 | 0 | 2.443 | 0 | 0 | 0 | 0 | 0 | 0 | 0 | 0 | 0 | 0 | 0 | 0 | 0
9 | 15 | 20 | 6 | 1.7931 | 0 | 2.4769 | 0 | 0 | 0 | 0 | 0.01 | 0 | 0 | 2.9417 | 0 | 7.2217 | 0 | 0 | 0 | 0 | 0 | 0 | 0 | 0 | 0 | 0 | 0 | 0 | 0 | 0.45131 | 0 | 1.1038 | 0 | 0 | 0 | 0.36871 | 0.6901 | 0 | 0 | 0 | 0 | 2.614 | 0 | 0 | 0 | 0 | 0 | 0 | 0 | 0 | 0 | 0 | 0 | 0 | 0
9 | 15 | 21 | 6 | 1.7931 | 0 | 2.4769 | 0 | 0 | 0 | 0 | 0.01 | 0 | 0 | 3.7715 | 0 | 8.0516 | 0 | 0 | 0 | 0 | 0 | 0 | 0 | 0 | 0 | 0 | 0 | 0 | 0 | 0.45131 | 0 | 1.2156 | 0 | 0 | 0 | 0.47371 | 0.6901 | 0 | 0 | 0 | 0 | 2.8307 | 0 | 0 | 0 | 0 | 0 | 0 | 0 | 0 | 0 | 0 | 0 | 0 | 0
9 | 15 | 22 | 6 | 1.7931 | 0 | 2.4769 | 0 | 0 | 0 | 0 | 0.01 | 0 | 0 | 2.5265 | 0 | 6.8066 | 0 | 0 | 0 | 0 | 0 | 0 | 0 | 0 | 0 | 0 | 0 | 0 | 0 | 0.45131 | 0 | 1.1038 | 0 | 0 | 0 | 0.31621 | 0.6901 | 0 | 0 | 0 | 0 | 2.5615 | 0 | 0 | 0 | 0 | 0 | 0 | 0 | 0 | 0 | 0 | 0 | 0 | 0
9 | 15 | 23 | 6 | 1.7931 | 0 | 2.4769 | 0 | 0 | 0 | 0 | 0.01 | 0 | 0 | 0.45165 | 0 | 4.7317 | 0 | 0 | 0 | 0 | 0 | 0 | 0 | 0 | 0 | 0 | 0 | 0 | 0 | 0.45131 | 0 | 0.88038 | 0 | 0 | 0 | 0.053706 | 0.6901 | 0 | 0 | 0 | 0 | 2.0755 | 0 | 0 | 0 | 0 | 0 | 0 | 0 | 0 | 0 | 0 | 0 | 0 | 0
9 | 15 | 24 | 6 | 1.7931 | 0 | 2.4769 | 0 | 0 | 0 | 0 | 0.01 | 0 | 0 | 0.45172 | 0 | 4.7317 | 0 | 0 | 0 | 0 | 0 | 0 | 0 | 0 | 0 | 0 | 0 | 0 | 0 | 0.45131 | 0 | 0.54519 | 0 | 0 | 0 | 0.053706 | 0.6901 | 0 | 0 | 0 | 0 | 1.7403 | 0 | 0 | 0 | 0 | 0 | 0 | 0 | 0 | 0 | 0 | 0 | 0 | 0
9 | 16 | 1 | 7 | 1.7931 | 0 | 2.4769 | 0 | 0 | 0 | 0 | 0.01 | 0 | 0 | 0.45188 | 0 | 4.7319 | 0 | 0 | 0 | 0 | 0 | 0 | 0 | 0 | 0 | 0 | 0 | 0 | 0 | 0.45131 | 0 | 0.32173 | 0 | 0 | 0 | 0.053706 | 0.6901 | 0 | 0 | 0 | 0 | 1.5169 | 0 | 0 | 0 | 0 | 0 | 0 | 0 | 0 | 0 | 0 | 0 | 0 | 0
9 | 16 | 2 | 7 | 1.7931 | 0 | 2.4769 | 0 | 0 | 0 | 0 | 0.01 | 0 | 0 | 0.45213 | 0 | 4.7321 | 0 | 0 | 0 | 0 | 0 | 0 | 0 | 0 | 0 | 0 | 0 | 0 | 0 | 0.45131 | 0 | 0.32173 | 0 | 0 | 0 | 0.053706 | 0.6901 | 0 | 0 | 0 | 0 | 1.5169 | 0 | 0 | 0 | 0 | 0 | 0 | 0 | 0 | 0 | 0 | 0 | 0 | 0
9 | 16 | 3 | 7 | 1.7931 | 0 | 2.4769 | 0 | 0 | 0 | 0 | 0.01 | 0 | 0 | 0.45219 | 0 | 4.7322 | 0 | 0 | 0 | 0 | 0 | 0 | 0 | 0 | 0 | 0 | 0 | 0 | 0 | 0.45131 | 0 | 0.32173 | 0 | 0 | 0 | 0.053706 | 0.6901 | 0 | 0 | 0 | 0 | 1.5169 | 0 | 0 | 0 | 0 | 0 | 0 | 0 | 0 | 0 | 0 | 0 | 0 | 0
9 | 16 | 4 | 7 | 1.7931 | 0 | 2.4769 | 0 | 0 | 0 | 0 | 0.01 | 0 | 0 | 0.45222 | 0 | 4.7322 | 0 | 0 | 0 | 0 | 0 | 0 | 0 | 0 | 0 | 0 | 0 | 0 | 0 | 0.45131 | 0 | 0.32173 | 0 | 0 | 0 | 0.053706 | 0.6901 | 0 | 0 | 0 | 0 | 1.5169 | 0 | 0 | 0 | 0 | 0 | 0 | 0 | 0 | 0 | 0 | 0 | 0 | 0
9 | 16 | 5 | 7 | 1.7931 | 0 | 2.4769 | 0 | 0 | 0 | 0 | 0.01 | 0 | 0 | 0.45227 | 0 | 4.7323 | 0 | 0 | 0 | 0 | 0 | 0 | 0 | 0 | 0 | 0 | 0 | 0 | 0 | 0.45131 | 0 | 0.32173 | 0 | 0 | 0 | 0.053706 | 0.6901 | 0 | 0 | 0 | 0 | 1.5169 | 0 | 0 | 0 | 0 | 0 | 0 | 0 | 0 | 0 | 0 | 0 | 0 | 0
9 | 16 | 6 | 7 | 1.7931 | 0 | 2.4769 | 0 | 0 | 0 | 0 | 0.01 | 0 | 0 | 2.5272 | 0 | 6.8072 | 0 | 0 | 0 | 0 | 0 | 0 | 0 | 0 | 0 | 0 | 0 | 0 | 0 | 0.45131 | 0 | 0.54519 | 0 | 0 | 0 | 0.31621 | 0.6901 | 0 | 0 | 0 | 0 | 2.0028 | 0 | 0 | 0 | 0 | 0 | 0 | 0 | 0 | 0 | 0 | 0 | 0 | 0
9 | 16 | 7 | 7 | 1.7931 | 0 | 2.4769 | 0 | 0 | 0 | 0 | 0.01 | 0 | 0 | 3.9567 | 0 | 8.2367 | 0 | 0 | 0 | 0 | 0 | 0 | 0 | 0 | 0 | 0 | 0 | 0 | 0 | 0.45131 | 0 | 0.71279 | 0 | 0 | 0 | 0.52621 | 0.6901 | 0 | 0 | 0 | 0 | 2.3804 | 0 | 0 | 0 | 0 | 0 | 0 | 0 | 0 | 0 | 0 | 0 | 0 | 0
9 | 16 | 8 | 7 | 1.7931 | 0 | 13.6089 | 0 | 0 | 0 | 0 | 0.01 | 0 | 0 | 3.5849 | 0 | 18.9969 | 0 | 0 | 0 | 0 | 0 | 0 | 0 | 0 | 0 | 0 | 0 | 0 | 0 | 0.45131 | 0 | 0.71279 | 0 | 0 | 0 | 0.42121 | 0.6901 | 0 | 0 | 0 | 0 | 2.2754 | 0 | 0 | 0 | 0 | 0 | 0 | 0 | 0 | 0 | 0 | 0 | 0 | 0
9 | 16 | 9 | 7 | 1.7931 | 0 | 13.6089 | 0 | 0 | 0 | 0 | 0.01 | 0 | 0 | 2.5272 | 0 | 17.9392 | 0 | 0 | 0 | 0 | 0 | 0 | 0 | 0 | 0 | 0 | 0 | 0 | 0 | 0.45131 | 0 | 0.71279 | 0 | 0 | 0 | 0.31621 | 0.6901 | 0 | 0 | 0 | 0 | 2.1704 | 0 | 0 | 0 | 0 | 0 | 0 | 0 | 0 | 0 | 0 | 0 | 0 | 0
9 | 16 | 10 | 7 | 1.7931 | 0 | 13.6089 | 0 | 0 | 0 | 0 | 0.01 | 0 | 0 | 2.5272 | 0 | 17.9392 | 0 | 0 | 0 | 0 | 0 | 0 | 0 | 0 | 0 | 0 | 0 | 0 | 0 | 0.45131 | 0 | 0.71279 | 0 | 0 | 0 | 0.31621 | 0.6901 | 0 | 0 | 0 | 0 | 2.1704 | 0 | 0 | 0 | 0 | 0 | 0 | 0 | 0 | 0 | 0 | 0 | 0 | 0
9 | 16 | 11 | 7 | 1.7931 | 0 | 13.6089 | 0 | 0 | 0 | 0 | 0.01 | 0 | 0 | 2.9422 | 0 | 18.3542 | 0 | 0 | 0 | 0 | 0 | 0 | 0 | 0 | 0 | 0 | 0 | 0 | 0 | 0.45131 | 0 | 0.54519 | 0 | 0 | 0 | 0.36871 | 0.6901 | 0 | 0 | 0 | 0 | 2.0553 | 0 | 0 | 0 | 0 | 0 | 0 | 0 | 0 | 0 | 0 | 0 | 0 | 0
9 | 16 | 12 | 7 | 1.7931 | 0 | 8.6613 | 0 | 0 | 0 | 0 | 0.039579 | 0 | 0 | 3.3572 | 0 | 13.8512 | 0 | 0 | 0 | 0 | 0 | 0 | 0 | 0 | 0 | 0 | 0 | 0 | 0 | 0.45131 | 0 | 0.54519 | 0 | 0 | 0 | 0.42121 | 0.6901 | 0 | 0 | 0 | 0 | 2.1078 | 0 | 0 | 0 | 0 | 0 | 0 | 0 | 0 | 0 | 0 | 0 | 0 | 0
9 | 16 | 13 | 7 | 1.7931 | 0 | 13.6089 | 0 | 0 | 0 | 0 | 0.091503 | 0 | 0 | 2.9422 | 0 | 18.4357 | 0 | 0 | 0 | 0 | 0 | 0 | 0 | 0 | 0 | 0 | 0 | 0 | 0 | 0.45131 | 0 | 0.54519 | 0 | 0.1979 | 0 | 0.36871 | 0.6901 | 0 | 0 | 0 | 0 | 2.2532 | 0 | 0 | 0 | 0 | 0 | 0 | 0 | 0 | 0 | 0 | 0 | 0 | 0
9 | 16 | 14 | 7 | 1.7931 | 0 | 13.6089 | 0 | 0 | 0 | 0 | 0.22408 | 0 | 0 | 2.9422 | 0 | 18.5683 | 0 | 0 | 0 | 0 | 0 | 0 | 0 | 0 | 0 | 0 | 0 | 0 | 0 | 0.45131 | 0 | 0.54519 | 0 | 0.66161 | 0 | 0.36871 | 0.6901 | 0 | 0 | 0 | 0 | 2.7169 | 0 | 0 | 0 | 0 | 0 | 0 | 0 | 0 | 0 | 0 | 0 | 0 | 0
9 | 16 | 15 | 7 | 1.7931 | 0 | 13.6089 | 0 | 0 | 0 | 0 | 0.258 | 0 | 0 | 2.5273 | 0 | 18.1873 | 0 | 0 | 0 | 0 | 0 | 0 | 0 | 0 | 0 | 0 | 0 | 0 | 0 | 0.45131 | 0 | 0.54519 | 0 | 1.3072 | 0 | 0.31621 | 0.6901 | 0 | 0 | 0 | 0 | 3.31 | 0 | 0 | 0 | 0 | 0 | 0 | 0 | 0 | 0 | 0 | 0 | 0 | 0
9 | 16 | 16 | 7 | 1.7931 | 0 | 13.6089 | 0 | 0 | 0 | 0 | 0.28656 | 0 | 0 | 2.5273 | 0 | 18.2159 | 0 | 0 | 0 | 0 | 0 | 0 | 0 | 0 | 0 | 0 | 0 | 0 | 0 | 0.45131 | 0 | 0.54519 | 0 | 1.6868 | 0 | 0.31621 | 0.6901 | 0 | 0 | 0 | 0 | 3.6896 | 0 | 0 | 0 | 0 | 0 | 0 | 0 | 0 | 0 | 0 | 0 | 0 | 0
9 | 16 | 17 | 7 | 1.7931 | 0 | 13.6089 | 0 | 0 | 0 | 0 | 0.27266 | 0 | 0 | 3.9568 | 0 | 19.6314 | 0 | 0 | 0 | 0 | 0 | 0 | 0 | 0 | 0 | 0 | 0 | 0 | 0 | 0.45131 | 0 | 0.54519 | 0 | 1.5882 | 0 | 0.52621 | 0.6901 | 0 | 0 | 0 | 0 | 3.801 | 0 | 0 | 0 | 0 | 0 | 0 | 0 | 0 | 0 | 0 | 0 | 0 | 0
9 | 16 | 18 | 7 | 1.7931 | 0 | 9.8982 | 0 | 0 | 0 | 0 | 0.11548 | 0 | 0 | 3.9568 | 0 | 15.7636 | 0 | 0 | 0 | 0 | 0 | 0 | 0 | 0 | 0 | 0 | 0 | 0 | 0 | 0.45131 | 0 | 0.54519 | 0 | 0.58254 | 0 | 0.52621 | 0.6901 | 0 | 0 | 0 | 0 | 2.7954 | 0 | 0 | 0 | 0 | 0 | 0 | 0 | 0 | 0 | 0 | 0 | 0 | 0
9 | 16 | 19 | 7 | 1.7931 | 0 | 2.4769 | 0 | 0 | 0 | 0 | 0.015144 | 0 | 0 | 3.8102 | 0 | 8.0954 | 0 | 0 | 0 | 0 | 0 | 0 | 0 | 0 | 0 | 0 | 0 | 0 | 0 | 0.45131 | 0 | 0.88038 | 0 | 0.025597 | 0 | 0.42121 | 0.6901 | 0 | 0 | 0 | 0 | 2.4686 | 0 | 0 | 0 | 0 | 0 | 0 | 0 | 0 | 0 | 0 | 0 | 0 | 0
9 | 16 | 20 | 7 | 1.7931 | 0 | 2.4769 | 0 | 0 | 0 | 0 | 0.01 | 0 | 0 | 2.9423 | 0 | 7.2223 | 0 | 0 | 0 | 0 | 0 | 0 | 0 | 0 | 0 | 0 | 0 | 0 | 0 | 0.45131 | 0 | 1.1038 | 0 | 0 | 0 | 0.36871 | 0.6901 | 0 | 0 | 0 | 0 | 2.614 | 0 | 0 | 0 | 0 | 0 | 0 | 0 | 0 | 0 | 0 | 0 | 0 | 0
9 | 16 | 21 | 7 | 1.7931 | 0 | 2.4769 | 0 | 0 | 0 | 0 | 0.01 | 0 | 0 | 3.7722 | 0 | 8.0522 | 0 | 0 | 0 | 0 | 0 | 0 | 0 | 0 | 0 | 0 | 0 | 0 | 0 | 0.45131 | 0 | 1.2156 | 0 | 0 | 0 | 0.47371 | 0.6901 | 0 | 0 | 0 | 0 | 2.8307 | 0 | 0 | 0 | 0 | 0 | 0 | 0 | 0 | 0 | 0 | 0 | 0 | 0
9 | 16 | 22 | 7 | 1.7931 | 0 | 2.4769 | 0 | 0 | 0 | 0 | 0.01 | 0 | 0 | 2.5272 | 0 | 6.8072 | 0 | 0 | 0 | 0 | 0 | 0 | 0 | 0 | 0 | 0 | 0 | 0 | 0 | 0.45131 | 0 | 1.1038 | 0 | 0 | 0 | 0.31621 | 0.6901 | 0 | 0 | 0 | 0 | 2.5615 | 0 | 0 | 0 | 0 | 0 | 0 | 0 | 0 | 0 | 0 | 0 | 0 | 0
9 | 16 | 23 | 7 | 1.7931 | 0 | 2.4769 | 0 | 0 | 0 | 0 | 0.01 | 0 | 0 | 0.45225 | 0 | 4.7323 | 0 | 0 | 0 | 0 | 0 | 0 | 0 | 0 | 0 | 0 | 0 | 0 | 0 | 0.45131 | 0 | 0.88038 | 0 | 0 | 0 | 0.053706 | 0.6901 | 0 | 0 | 0 | 0 | 2.0755 | 0 | 0 | 0 | 0 | 0 | 0 | 0 | 0 | 0 | 0 | 0 | 0 | 0
9 | 16 | 24 | 7 | 1.7931 | 0 | 2.4769 | 0 | 0 | 0 | 0 | 0.01 | 0 | 0 | 0.45228 | 0 | 4.7323 | 0 | 0 | 0 | 0 | 0 | 0 | 0 | 0 | 0 | 0 | 0 | 0 | 0 | 0.45131 | 0 | 0.54519 | 0 | 0 | 0 | 0.053706 | 0.6901 | 0 | 0 | 0 | 0 | 1.7403 | 0 | 0 | 0 | 0 | 0 | 0 | 0 | 0 | 0 | 0 | 0 | 0 | 0
9 | 17 | 1 | 1 | 1.7931 | 0 | 2.4769 | 0 | 0 | 0 | 0 | 0.01 | 0 | 0 | 0.45241 | 0 | 4.7324 | 0 | 0 | 0 | 0 | 0 | 0 | 0 | 0 | 0 | 0 | 0 | 0 | 0 | 0.45131 | 0 | 0.32173 | 0 | 0 | 0 | 0.053706 | 0.6901 | 0 | 0 | 0 | 0 | 1.5169 | 0 | 0 | 0 | 0 | 0 | 0 | 0 | 0 | 0 | 0 | 0 | 0 | 0
9 | 17 | 2 | 1 | 1.7931 | 0 | 2.4769 | 0 | 0 | 0 | 0 | 0.01 | 0 | 0 | 0.45255 | 0 | 4.7326 | 0 | 0 | 0 | 0 | 0 | 0 | 0 | 0 | 0 | 0 | 0 | 0 | 0 | 0.45131 | 0 | 0.32173 | 0 | 0 | 0 | 0.053706 | 0.6901 | 0 | 0 | 0 | 0 | 1.5169 | 0 | 0 | 0 | 0 | 0 | 0 | 0 | 0 | 0 | 0 | 0 | 0 | 0
9 | 17 | 3 | 1 | 1.7931 | 0 | 2.4769 | 0 | 0 | 0 | 0 | 0.01 | 0 | 0 | 0.45263 | 0 | 4.7326 | 0 | 0 | 0 | 0 | 0 | 0 | 0 | 0 | 0 | 0 | 0 | 0 | 0 | 0.45131 | 0 | 0.32173 | 0 | 0 | 0 | 0.053706 | 0.6901 | 0 | 0 | 0 | 0 | 1.5169 | 0 | 0 | 0 | 0 | 0 | 0 | 0 | 0 | 0 | 0 | 0 | 0 | 0
9 | 17 | 4 | 1 | 1.7931 | 0 | 2.4769 | 0 | 0 | 0 | 0 | 0.01 | 0 | 0 | 0.45268 | 0 | 4.7327 | 0 | 0 | 0 | 0 | 0 | 0 | 0 | 0 | 0 | 0 | 0 | 0 | 0 | 0.45131 | 0 | 0.32173 | 0 | 0 | 0 | 0.053706 | 0.6901 | 0 | 0 | 0 | 0 | 1.5169 | 0 | 0 | 0 | 0 | 0 | 0 | 0 | 0 | 0 | 0 | 0 | 0 | 0
9 | 17 | 5 | 1 | 1.7931 | 0 | 2.4769 | 0 | 0 | 0 | 0 | 0.01 | 0 | 0 | 0.45271 | 0 | 4.7327 | 0 | 0 | 0 | 0 | 0 | 0 | 0 | 0 | 0 | 0 | 0 | 0 | 0 | 0.45131 | 0 | 0.32173 | 0 | 0 | 0 | 0.053706 | 0.6901 | 0 | 0 | 0 | 0 | 1.5169 | 0 | 0 | 0 | 0 | 0 | 0 | 0 | 0 | 0 | 0 | 0 | 0 | 0
9 | 17 | 6 | 1 | 1.7931 | 0 | 2.4769 | 0 | 0 | 0 | 0 | 0.01 | 0 | 0 | 2.5277 | 0 | 6.8077 | 0 | 0 | 0 | 0 | 0 | 0 | 0 | 0 | 0 | 0 | 0 | 0 | 0 | 0.45131 | 0 | 0.54519 | 0 | 0 | 0 | 0.31621 | 0.6901 | 0 | 0 | 0 | 0 | 2.0028 | 0 | 0 | 0 | 0 | 0 | 0 | 0 | 0 | 0 | 0 | 0 | 0 | 0
9 | 17 | 7 | 1 | 1.7931 | 0 | 2.4769 | 0 | 0 | 0 | 0 | 0.01 | 0 | 0 | 3.9569 | 0 | 8.237 | 0 | 0 | 0 | 0 | 0 | 0 | 0 | 0 | 0 | 0 | 0 | 0 | 0 | 0.45131 | 0 | 0.71279 | 0 | 0 | 0 | 0.52621 | 0.6901 | 0 | 0 | 0 | 0 | 2.3804 | 0 | 0 | 0 | 0 | 0 | 0 | 0 | 0 | 0 | 0 | 0 | 0 | 0
9 | 17 | 8 | 1 | 1.7931 | 0 | 13.6089 | 0 | 0 | 0 | 0 | 0.01 | 0 | 0 | 3.5855 | 0 | 18.9975 | 0 | 0 | 0 | 0 | 0 | 0 | 0 | 0 | 0 | 0 | 0 | 0 | 0 | 0.45131 | 0 | 0.71279 | 0 | 0 | 0 | 0.42121 | 0.6901 | 0 | 0 | 0 | 0 | 2.2754 | 0 | 0 | 0 | 0 | 0 | 0 | 0 | 0 | 0 | 0 | 0 | 0 | 0
9 | 17 | 9 | 1 | 1.7931 | 0 | 13.6089 | 0 | 0 | 0 | 0 | 0.01 | 0 | 0 | 2.5276 | 0 | 17.9396 | 0 | 0 | 0 | 0 | 0 | 0 | 0 | 0 | 0 | 0 | 0 | 0 | 0 | 0.45131 | 0 | 0.71279 | 0 | 0 | 0 | 0.31621 | 0.6901 | 0 | 0 | 0 | 0 | 2.1704 | 0 | 0 | 0 | 0 | 0 | 0 | 0 | 0 | 0 | 0 | 0 | 0 | 0
9 | 17 | 10 | 1 | 1.7931 | 0 | 13.6089 | 0 | 0 | 0 | 0 | 0.019727 | 0 | 0 | 2.5275 | 0 | 17.9493 | 0 | 0 | 0 | 0 | 0 | 0 | 0 | 0 | 0 | 0 | 0 | 0 | 0 | 0.45131 | 0 | 0.71279 | 0 | 0 | 0 | 0.31621 | 0.6901 | 0 | 0 | 0 | 0 | 2.1704 | 0 | 0 | 0 | 0 | 0 | 0 | 0 | 0 | 0 | 0 | 0 | 0 | 0
9 | 17 | 11 | 1 | 1.7931 | 0 | 13.6089 | 0 | 0 | 0 | 0 | 0.038952 | 0 | 0 | 2.9425 | 0 | 18.3835 | 0 | 0 | 0 | 0 | 0 | 0 | 0 | 0 | 0 | 0 | 0 | 0 | 0 | 0.45131 | 0 | 0.54519 | 0 | 0.083775 | 0 | 0.36871 | 0.6901 | 0 | 0 | 0 | 0 | 2.1391 | 0 | 0 | 0 | 0 | 0 | 0 | 0 | 0 | 0 | 0 | 0 | 0 | 0
9 | 17 | 12 | 1 | 1.7931 | 0 | 8.6613 | 0 | 0 | 0 | 0 | 0.098018 | 0 | 0 | 3.3575 | 0 | 13.91 | 0 | 0 | 0 | 0 | 0 | 0 | 0 | 0 | 0 | 0 | 0 | 0 | 0 | 0.45131 | 0 | 0.54519 | 0 | 0.21221 | 0 | 0.42121 | 0.6901 | 0 | 0 | 0 | 0 | 2.32 | 0 | 0 | 0 | 0 | 0 | 0 | 0 | 0 | 0 | 0 | 0 | 0 | 0
9 | 17 | 13 | 1 | 1.7931 | 0 | 13.6089 | 0 | 0 | 0 | 0 | 0.192 | 0 | 0 | 2.9425 | 0 | 18.5365 | 0 | 0 | 0 | 0 | 0 | 0 | 0 | 0 | 0 | 0 | 0 | 0 | 0 | 0.45131 | 0 | 0.54519 | 0 | 1.0578 | 0 | 0.36871 | 0.6901 | 0 | 0 | 0 | 0 | 3.1131 | 0 | 0 | 0 | 0 | 0 | 0 | 0 | 0 | 0 | 0 | 0 | 0 | 0
9 | 17 | 14 | 1 | 1.7931 | 0 | 13.6089 | 0 | 0 | 0 | 0 | 0.27032 | 0 | 0 | 2.9425 | 0 | 18.6149 | 0 | 0 | 0 | 0 | 0 | 0 | 0 | 0 | 0 | 0 | 0 | 0 | 0 | 0.45131 | 0 | 0.54519 | 0 | 1.3763 | 0 | 0.36871 | 0.6901 | 0 | 0 | 0 | 0 | 3.4317 | 0 | 0 | 0 | 0 | 0 | 0 | 0 | 0 | 0 | 0 | 0 | 0 | 0
9 | 17 | 15 | 1 | 1.7931 | 0 | 13.6089 | 0 | 0 | 0 | 0 | 0.3104 | 0 | 0 | 2.5276 | 0 | 18.24 | 0 | 0 | 0 | 0 | 0 | 0 | 0 | 0 | 0 | 0 | 0 | 0 | 0 | 0.45131 | 0 | 0.54519 | 0 | 1.6431 | 0 | 0.31621 | 0.6901 | 0 | 0 | 0 | 0 | 3.6459 | 0 | 0 | 0 | 0 | 0 | 0 | 0 | 0 | 0 | 0 | 0 | 0 | 0
9 | 17 | 16 | 1 | 1.7931 | 0 | 13.6089 | 0 | 0 | 0 | 0 | 0.32957 | 0 | 0 | 2.5276 | 0 | 18.2591 | 0 | 0 | 0 | 0 | 0 | 0 | 0 | 0 | 0 | 0 | 0 | 0 | 0 | 0.45131 | 0 | 0.54519 | 0 | 1.848 | 0 | 0.31621 | 0.6901 | 0 | 0 | 0 | 0 | 3.8509 | 0 | 0 | 0 | 0 | 0 | 0 | 0 | 0 | 0 | 0 | 0 | 0 | 0
9 | 17 | 17 | 1 | 1.7931 | 0 | 13.6089 | 0 | 0 | 0 | 0 | 0.31393 | 0 | 0 | 3.9569 | 0 | 19.6728 | 0 | 0 | 0 | 0 | 0 | 0 | 0 | 0 | 0 | 0 | 0 | 0 | 0 | 0.45131 | 0 | 0.54519 | 0 | 1.7253 | 0 | 0.52621 | 0.6901 | 0 | 0 | 0 | 0 | 3.9381 | 0 | 0 | 0 | 0 | 0 | 0 | 0 | 0 | 0 | 0 | 0 | 0 | 0
9 | 17 | 18 | 1 | 1.7931 | 0 | 9.8982 | 0 | 0 | 0 | 0 | 0.18016 | 0 | 0 | 3.9569 | 0 | 15.8284 | 0 | 0 | 0 | 0 | 0 | 0 | 0 | 0 | 0 | 0 | 0 | 0 | 0 | 0.45131 | 0 | 0.54519 | 0 | 0.98822 | 0 | 0.52621 | 0.6901 | 0 | 0 | 0 | 0 | 3.201 | 0 | 0 | 0 | 0 | 0 | 0 | 0 | 0 | 0 | 0 | 0 | 0 | 0
9 | 17 | 19 | 1 | 1.7931 | 0 | 2.4769 | 0 | 0 | 0 | 0 | 0.043113 | 0 | 0 | 3.8107 | 0 | 8.1238 | 0 | 0 | 0 | 0 | 0 | 0 | 0 | 0 | 0 | 0 | 0 | 0 | 0 | 0.45131 | 0 | 0.88038 | 0 | 0.18053 | 0 | 0.42121 | 0.6901 | 0 | 0 | 0 | 0 | 2.6235 | 0 | 0 | 0 | 0 | 0 | 0 | 0 | 0 | 0 | 0 | 0 | 0 | 0
9 | 17 | 20 | 1 | 1.7931 | 0 | 2.4769 | 0 | 0 | 0 | 0 | 0.016606 | 0 | 0 | 2.9425 | 0 | 7.2291 | 0 | 0 | 0 | 0 | 0 | 0 | 0 | 0 | 0 | 0 | 0 | 0 | 0 | 0.45131 | 0 | 1.1038 | 0 | 0.033441 | 0 | 0.36871 | 0.6901 | 0 | 0 | 0 | 0 | 2.6474 | 0 | 0 | 0 | 0 | 0 | 0 | 0 | 0 | 0 | 0 | 0 | 0 | 0
9 | 17 | 21 | 1 | 1.7931 | 0 | 2.4769 | 0 | 0 | 0 | 0 | 0.011497 | 0 | 0 | 3.7724 | 0 | 8.0539 | 0 | 0 | 0 | 0 | 0 | 0 | 0 | 0 | 0 | 0 | 0 | 0 | 0 | 0.45131 | 0 | 1.2156 | 0 | 0.0071675 | 0 | 0.47371 | 0.6901 | 0 | 0 | 0 | 0 | 2.8379 | 0 | 0 | 0 | 0 | 0 | 0 | 0 | 0 | 0 | 0 | 0 | 0 | 0
9 | 17 | 22 | 1 | 1.7931 | 0 | 2.4769 | 0 | 0 | 0 | 0 | 0.010573 | 0 | 0 | 2.5274 | 0 | 6.808 | 0 | 0 | 0 | 0 | 0 | 0 | 0 | 0 | 0 | 0 | 0 | 0 | 0 | 0.45131 | 0 | 1.1038 | 0 | 0.0026438 | 0 | 0.31621 | 0.6901 | 0 | 0 | 0 | 0 | 2.5641 | 0 | 0 | 0 | 0 | 0 | 0 | 0 | 0 | 0 | 0 | 0 | 0 | 0
9 | 17 | 23 | 1 | 1.7931 | 0 | 2.4769 | 0 | 0 | 0 | 0 | 0.01 | 0 | 0 | 0.45243 | 0 | 4.7325 | 0 | 0 | 0 | 0 | 0 | 0 | 0 | 0 | 0 | 0 | 0 | 0 | 0 | 0.45131 | 0 | 0.88038 | 0 | 0 | 0 | 0.053706 | 0.6901 | 0 | 0 | 0 | 0 | 2.0755 | 0 | 0 | 0 | 0 | 0 | 0 | 0 | 0 | 0 | 0 | 0 | 0 | 0
9 | 17 | 24 | 1 | 1.7931 | 0 | 2.4769 | 0 | 0 | 0 | 0 | 0.01 | 0 | 0 | 0.45248 | 0 | 4.7325 | 0 | 0 | 0 | 0 | 0 | 0 | 0 | 0 | 0 | 0 | 0 | 0 | 0 | 0.45131 | 0 | 0.54519 | 0 | 0 | 0 | 0.053706 | 0.6901 | 0 | 0 | 0 | 0 | 1.7403 | 0 | 0 | 0 | 0 | 0 | 0 | 0 | 0 | 0 | 0 | 0 | 0 | 0
9 | 18 | 1 | 2 | 1.7931 | 0 | 2.4769 | 0 | 0 | 0 | 0 | 0.01 | 0 | 0 | 0.45258 | 0 | 4.7326 | 0 | 0 | 0 | 0 | 0 | 0 | 0 | 0 | 0 | 0 | 0 | 0 | 0 | 0.45131 | 0 | 0.32173 | 0 | 0 | 0 | 0.053706 | 0.6901 | 0 | 0 | 0 | 0 | 1.5169 | 0 | 0 | 0 | 0 | 0 | 0 | 0 | 0 | 0 | 0 | 0 | 0 | 0
9 | 18 | 2 | 2 | 1.7931 | 0 | 2.4769 | 0 | 0 | 0 | 0 | 0.01 | 0 | 0 | 0.45271 | 0 | 4.7327 | 0 | 0 | 0 | 0 | 0 | 0 | 0 | 0 | 0 | 0 | 0 | 0 | 0 | 0.45131 | 0 | 0.32173 | 0 | 0 | 0 | 0.053706 | 0.6901 | 0 | 0 | 0 | 0 | 1.5169 | 0 | 0 | 0 | 0 | 0 | 0 | 0 | 0 | 0 | 0 | 0 | 0 | 0
9 | 18 | 3 | 2 | 1.7931 | 0 | 2.4769 | 0 | 0 | 0 | 0 | 0.01 | 0 | 0 | 0.45277 | 0 | 4.7328 | 0 | 0 | 0 | 0 | 0 | 0 | 0 | 0 | 0 | 0 | 0 | 0 | 0 | 0.45131 | 0 | 0.32173 | 0 | 0 | 0 | 0.053706 | 0.6901 | 0 | 0 | 0 | 0 | 1.5169 | 0 | 0 | 0 | 0 | 0 | 0 | 0 | 0 | 0 | 0 | 0 | 0 | 0
9 | 18 | 4 | 2 | 1.7931 | 0 | 2.4769 | 0 | 0 | 0 | 0 | 0.01 | 0 | 0 | 0.45281 | 0 | 4.7328 | 0 | 0 | 0 | 0 | 0 | 0 | 0 | 0 | 0 | 0 | 0 | 0 | 0 | 0.45131 | 0 | 0.32173 | 0 | 0 | 0 | 0.053706 | 0.6901 | 0 | 0 | 0 | 0 | 1.5169 | 0 | 0 | 0 | 0 | 0 | 0 | 0 | 0 | 0 | 0 | 0 | 0 | 0
9 | 18 | 5 | 2 | 1.7931 | 0 | 2.4769 | 0 | 0 | 0 | 0 | 0.01 | 0 | 0 | 0.4528 | 0 | 4.7328 | 0 | 0 | 0 | 0 | 0 | 0 | 0 | 0 | 0 | 0 | 0 | 0 | 0 | 0.45131 | 0 | 0.32173 | 0 | 0 | 0 | 0.053706 | 0.6901 | 0 | 0 | 0 | 0 | 1.5169 | 0 | 0 | 0 | 0 | 0 | 0 | 0 | 0 | 0 | 0 | 0 | 0 | 0
9 | 18 | 6 | 2 | 1.7931 | 0 | 2.4769 | 0 | 0 | 0 | 0 | 0.01 | 0 | 0 | 2.5278 | 0 | 6.8078 | 0 | 0 | 0 | 0 | 0 | 0 | 0 | 0 | 0 | 0 | 0 | 0 | 0 | 0.45131 | 0 | 0.54519 | 0 | 0 | 0 | 0.31621 | 0.6901 | 0 | 0 | 0 | 0 | 2.0028 | 0 | 0 | 0 | 0 | 0 | 0 | 0 | 0 | 0 | 0 | 0 | 0 | 0
9 | 18 | 7 | 2 | 1.7931 | 0 | 2.4769 | 0 | 0 | 0 | 0 | 0.01 | 0 | 0 | 3.9569 | 0 | 8.237 | 0 | 0 | 0 | 0 | 0 | 0 | 0 | 0 | 0 | 0 | 0 | 0 | 0 | 0.45131 | 0 | 0.71279 | 0 | 0 | 0 | 0.52621 | 0.6901 | 0 | 0 | 0 | 0 | 2.3804 | 0 | 0 | 0 | 0 | 0 | 0 | 0 | 0 | 0 | 0 | 0 | 0 | 0
9 | 18 | 8 | 2 | 1.7931 | 0 | 13.6089 | 0 | 0 | 0 | 0 | 0.018391 | 0 | 0 | 3.5856 | 0 | 19.006 | 0 | 0 | 0 | 0 | 0 | 0 | 0 | 0 | 0 | 0 | 0 | 0 | 0 | 0.45131 | 0 | 0.71279 | 0 | 0 | 0 | 0.42121 | 0.6901 | 0 | 0 | 0 | 0 | 2.2754 | 0 | 0 | 0 | 0 | 0 | 0 | 0 | 0 | 0 | 0 | 0 | 0 | 0
9 | 18 | 9 | 2 | 1.7931 | 0 | 13.6089 | 0 | 0 | 0 | 0 | 0.032806 | 0 | 0 | 2.5276 | 0 | 17.9624 | 0 | 0 | 0 | 0 | 0 | 0 | 0 | 0 | 0 | 0 | 0 | 0 | 0 | 0.45131 | 0 | 0.71279 | 0 | 0.060667 | 0 | 0.31621 | 0.6901 | 0 | 0 | 0 | 0 | 2.2311 | 0 | 0 | 0 | 0 | 0 | 0 | 0 | 0 | 0 | 0 | 0 | 0 | 0
9 | 18 | 10 | 2 | 1.7931 | 0 | 13.6089 | 0 | 0 | 0 | 0 | 0.1128 | 0 | 0 | 2.5276 | 0 | 18.0424 | 0 | 0 | 0 | 0 | 0 | 0 | 0 | 0 | 0 | 0 | 0 | 0 | 0 | 0.45131 | 0 | 0.71279 | 0 | 0.1859 | 0 | 0.31621 | 0.6901 | 0 | 0 | 0 | 0 | 2.3563 | 0 | 0 | 0 | 0 | 0 | 0 | 0 | 0 | 0 | 0 | 0 | 0 | 0
9 | 18 | 11 | 2 | 1.7931 | 0 | 13.6089 | 0 | 0 | 0 | 0 | 0.22639 | 0 | 0 | 2.9425 | 0 | 18.5709 | 0 | 0 | 0 | 0 | 0 | 0 | 0 | 0 | 0 | 0 | 0 | 0 | 0 | 0.45131 | 0 | 0.54519 | 0 | 0.88503 | 0 | 0.36871 | 0.6901 | 0 | 0 | 0 | 0 | 2.9403 | 0 | 0 | 0 | 0 | 0 | 0 | 0 | 0 | 0 | 0 | 0 | 0 | 0
9 | 18 | 12 | 2 | 1.7931 | 0 | 8.6613 | 0 | 0 | 0 | 0 | 0.21191 | 0 | 0 | 3.3575 | 0 | 14.0239 | 0 | 0 | 0 | 0 | 0 | 0 | 0 | 0 | 0 | 0 | 0 | 0 | 0 | 0.45131 | 0 | 0.54519 | 0 | 1.1748 | 0 | 0.42121 | 0.6901 | 0 | 0 | 0 | 0 | 3.2826 | 0 | 0 | 0 | 0 | 0 | 0 | 0 | 0 | 0 | 0 | 0 | 0 | 0
9 | 18 | 13 | 2 | 1.7931 | 0 | 13.6089 | 0 | 0 | 0 | 0 | 0.2471 | 0 | 0 | 2.9425 | 0 | 18.5916 | 0 | 0 | 0 | 0 | 0 | 0 | 0 | 0 | 0 | 0 | 0 | 0 | 0 | 0.45131 | 0 | 0.54519 | 0 | 1.4258 | 0 | 0.36871 | 0.6901 | 0 | 0 | 0 | 0 | 3.4811 | 0 | 0 | 0 | 0 | 0 | 0 | 0 | 0 | 0 | 0 | 0 | 0 | 0
9 | 18 | 14 | 2 | 1.7931 | 0 | 13.6089 | 0 | 0 | 0 | 0 | 0.34093 | 0 | 0 | 2.9425 | 0 | 18.6854 | 0 | 0 | 0 | 0 | 0 | 0 | 0 | 0 | 0 | 0 | 0 | 0 | 0 | 0.45131 | 0 | 0.54519 | 0 | 1.8924 | 0 | 0.36871 | 0.6901 | 0 | 0 | 0 | 0 | 3.9478 | 0 | 0 | 0 | 0 | 0 | 0 | 0 | 0 | 0 | 0 | 0 | 0 | 0
9 | 18 | 15 | 2 | 1.7931 | 0 | 13.6089 | 0 | 0 | 0 | 0 | 0.22841 | 0 | 0 | 2.5275 | 0 | 18.1579 | 0 | 0 | 0 | 0 | 0 | 0 | 0 | 0 | 0 | 0 | 0 | 0 | 0 | 0.45131 | 0 | 0.54519 | 0 | 1.2253 | 0 | 0.31621 | 0.6901 | 0 | 0 | 0 | 0 | 3.2281 | 0 | 0 | 0 | 0 | 0 | 0 | 0 | 0 | 0 | 0 | 0 | 0 | 0
9 | 18 | 16 | 2 | 1.7931 | 0 | 13.6089 | 0 | 0 | 0 | 0 | 0.21596 | 0 | 0 | 2.5275 | 0 | 18.1455 | 0 | 0 | 0 | 0 | 0 | 0 | 0 | 0 | 0 | 0 | 0 | 0 | 0 | 0.45131 | 0 | 0.54519 | 0 | 1.1716 | 0 | 0.31621 | 0.6901 | 0 | 0 | 0 | 0 | 3.1744 | 0 | 0 | 0 | 0 | 0 | 0 | 0 | 0 | 0 | 0 | 0 | 0 | 0
9 | 18 | 17 | 2 | 1.7931 | 0 | 13.6089 | 0 | 0 | 0 | 0 | 0.20736 | 0 | 0 | 3.9569 | 0 | 19.5662 | 0 | 0 | 0 | 0 | 0 | 0 | 0 | 0 | 0 | 0 | 0 | 0 | 0 | 0.45131 | 0 | 0.54519 | 0 | 1.1874 | 0 | 0.52621 | 0.6901 | 0 | 0 | 0 | 0 | 3.4002 | 0 | 0 | 0 | 0 | 0 | 0 | 0 | 0 | 0 | 0 | 0 | 0 | 0
9 | 18 | 18 | 2 | 1.7931 | 0 | 9.8982 | 0 | 0 | 0 | 0 | 0.13612 | 0 | 0 | 3.9569 | 0 | 15.7843 | 0 | 0 | 0 | 0 | 0 | 0 | 0 | 0 | 0 | 0 | 0 | 0 | 0 | 0.45131 | 0 | 0.54519 | 0 | 0.75934 | 0 | 0.52621 | 0.6901 | 0 | 0 | 0 | 0 | 2.9722 | 0 | 0 | 0 | 0 | 0 | 0 | 0 | 0 | 0 | 0 | 0 | 0 | 0
9 | 18 | 19 | 2 | 1.7931 | 0 | 2.4769 | 0 | 0 | 0 | 0 | 0.040221 | 0 | 0 | 3.8106 | 0 | 8.1208 | 0 | 0 | 0 | 0 | 0 | 0 | 0 | 0 | 0 | 0 | 0 | 0 | 0 | 0.45131 | 0 | 0.88038 | 0 | 0.17144 | 0 | 0.42121 | 0.6901 | 0 | 0 | 0 | 0 | 2.6144 | 0 | 0 | 0 | 0 | 0 | 0 | 0 | 0 | 0 | 0 | 0 | 0 | 0
9 | 18 | 20 | 2 | 1.7931 | 0 | 2.4769 | 0 | 0 | 0 | 0 | 0.020625 | 0 | 0 | 2.9424 | 0 | 7.2331 | 0 | 0 | 0 | 0 | 0 | 0 | 0 | 0 | 0 | 0 | 0 | 0 | 0 | 0.45131 | 0 | 1.1038 | 0 | 0.056886 | 0 | 0.36871 | 0.6901 | 0 | 0 | 0 | 0 | 2.6708 | 0 | 0 | 0 | 0 | 0 | 0 | 0 | 0 | 0 | 0 | 0 | 0 | 0
9 | 18 | 21 | 2 | 1.7931 | 0 | 2.4769 | 0 | 0 | 0 | 0 | 0.014221 | 0 | 0 | 3.7723 | 0 | 8.0565 | 0 | 0 | 0 | 0 | 0 | 0 | 0 | 0 | 0 | 0 | 0 | 0 | 0 | 0.45131 | 0 | 1.2156 | 0 | 0.021553 | 0 | 0.47371 | 0.6901 | 0 | 0 | 0 | 0 | 2.8522 | 0 | 0 | 0 | 0 | 0 | 0 | 0 | 0 | 0 | 0 | 0 | 0 | 0
9 | 18 | 22 | 2 | 1.7931 | 0 | 2.4769 | 0 | 0 | 0 | 0 | 0.011728 | 0 | 0 | 2.5272 | 0 | 6.809 | 0 | 0 | 0 | 0 | 0 | 0 | 0 | 0 | 0 | 0 | 0 | 0 | 0 | 0.45131 | 0 | 1.1038 | 0 | 0.008571 | 0 | 0.31621 | 0.6901 | 0 | 0 | 0 | 0 | 2.57 | 0 | 0 | 0 | 0 | 0 | 0 | 0 | 0 | 0 | 0 | 0 | 0 | 0
9 | 18 | 23 | 2 | 1.7931 | 0 | 2.4769 | 0 | 0 | 0 | 0 | 0.017716 | 0 | 0 | 0.45229 | 0 | 4.74 | 0 | 0 | 0 | 0 | 0 | 0 | 0 | 0 | 0 | 0 | 0 | 0 | 0 | 0.45131 | 0 | 0.88038 | 0 | 0.022726 | 0 | 0.053706 | 0.6901 | 0 | 0 | 0 | 0 | 2.0982 | 0 | 0 | 0 | 0 | 0 | 0 | 0 | 0 | 0 | 0 | 0 | 0 | 0
9 | 18 | 24 | 2 | 1.7931 | 0 | 2.4769 | 0 | 0 | 0 | 0 | 0.010615 | 0 | 0 | 0.45231 | 0 | 4.7329 | 0 | 0 | 0 | 0 | 0 | 0 | 0 | 0 | 0 | 0 | 0 | 0 | 0 | 0.45131 | 0 | 0.54519 | 0 | 0.0030934 | 0 | 0.053706 | 0.6901 | 0 | 0 | 0 | 0 | 1.7434 | 0 | 0 | 0 | 0 | 0 | 0 | 0 | 0 | 0 | 0 | 0 | 0 | 0
9 | 19 | 1 | 3 | 1.7931 | 0 | 2.4769 | 0 | 0 | 0 | 0 | 0.010263 | 0 | 0 | 0.45242 | 0 | 4.7327 | 0 | 0 | 0 | 0 | 0 | 0 | 0 | 0 | 0 | 0 | 0 | 0 | 0 | 0.45131 | 0 | 0.32173 | 0 | 0.0012305 | 0 | 0.053706 | 0.6901 | 0 | 0 | 0 | 0 | 1.5181 | 0 | 0 | 0 | 0 | 0 | 0 | 0 | 0 | 0 | 0 | 0 | 0 | 0
9 | 19 | 2 | 3 | 1.7931 | 0 | 2.4769 | 0 | 0 | 0 | 0 | 0.01 | 0 | 0 | 0.45253 | 0 | 4.7325 | 0 | 0 | 0 | 0 | 0 | 0 | 0 | 0 | 0 | 0 | 0 | 0 | 0 | 0.45131 | 0 | 0.32173 | 0 | 0 | 0 | 0.053706 | 0.6901 | 0 | 0 | 0 | 0 | 1.5169 | 0 | 0 | 0 | 0 | 0 | 0 | 0 | 0 | 0 | 0 | 0 | 0 | 0
9 | 19 | 3 | 3 | 1.7931 | 0 | 2.4769 | 0 | 0 | 0 | 0 | 0.01 | 0 | 0 | 0.45259 | 0 | 4.7326 | 0 | 0 | 0 | 0 | 0 | 0 | 0 | 0 | 0 | 0 | 0 | 0 | 0 | 0.45131 | 0 | 0.32173 | 0 | 0 | 0 | 0.053706 | 0.6901 | 0 | 0 | 0 | 0 | 1.5169 | 0 | 0 | 0 | 0 | 0 | 0 | 0 | 0 | 0 | 0 | 0 | 0 | 0
9 | 19 | 4 | 3 | 1.7931 | 0 | 2.4769 | 0 | 0 | 0 | 0 | 0.01 | 0 | 0 | 0.45262 | 0 | 4.7326 | 0 | 0 | 0 | 0 | 0 | 0 | 0 | 0 | 0 | 0 | 0 | 0 | 0 | 0.45131 | 0 | 0.32173 | 0 | 0 | 0 | 0.053706 | 0.6901 | 0 | 0 | 0 | 0 | 1.5169 | 0 | 0 | 0 | 0 | 0 | 0 | 0 | 0 | 0 | 0 | 0 | 0 | 0
9 | 19 | 5 | 3 | 1.7931 | 0 | 2.4769 | 0 | 0 | 0 | 0 | 0.01 | 0 | 0 | 0.45266 | 0 | 4.7327 | 0 | 0 | 0 | 0 | 0 | 0 | 0 | 0 | 0 | 0 | 0 | 0 | 0 | 0.45131 | 0 | 0.32173 | 0 | 0 | 0 | 0.053706 | 0.6901 | 0 | 0 | 0 | 0 | 1.5169 | 0 | 0 | 0 | 0 | 0 | 0 | 0 | 0 | 0 | 0 | 0 | 0 | 0
9 | 19 | 6 | 3 | 1.7931 | 0 | 2.4769 | 0 | 0 | 0 | 0 | 0.01 | 0 | 0 | 2.5276 | 0 | 6.8076 | 0 | 0 | 0 | 0 | 0 | 0 | 0 | 0 | 0 | 0 | 0 | 0 | 0 | 0.45131 | 0 | 0.54519 | 0 | 0 | 0 | 0.31621 | 0.6901 | 0 | 0 | 0 | 0 | 2.0028 | 0 | 0 | 0 | 0 | 0 | 0 | 0 | 0 | 0 | 0 | 0 | 0 | 0
9 | 19 | 7 | 3 | 1.7931 | 0 | 2.4769 | 0 | 0 | 0 | 0 | 0.01 | 0 | 0 | 3.9569 | 0 | 8.2369 | 0 | 0 | 0 | 0 | 0 | 0 | 0 | 0 | 0 | 0 | 0 | 0 | 0 | 0.45131 | 0 | 0.71279 | 0 | 0 | 0 | 0.52621 | 0.6901 | 0 | 0 | 0 | 0 | 2.3804 | 0 | 0 | 0 | 0 | 0 | 0 | 0 | 0 | 0 | 0 | 0 | 0 | 0
9 | 19 | 8 | 3 | 1.7931 | 0 | 13.6089 | 0 | 0 | 0 | 0 | 0.054897 | 0 | 0 | 3.5853 | 0 | 19.0422 | 0 | 0 | 0 | 0 | 0 | 0 | 0 | 0 | 0 | 0 | 0 | 0 | 0 | 0.45131 | 0 | 0.71279 | 0 | 0 | 0 | 0.42121 | 0.6901 | 0 | 0 | 0 | 0 | 2.2754 | 0 | 0 | 0 | 0 | 0 | 0 | 0 | 0 | 0 | 0 | 0 | 0 | 0
9 | 19 | 9 | 3 | 1.7931 | 0 | 13.6089 | 0 | 0 | 0 | 0 | 0.1037 | 0 | 0 | 2.5274 | 0 | 18.0331 | 0 | 0 | 0 | 0 | 0 | 0 | 0 | 0 | 0 | 0 | 0 | 0 | 0 | 0.45131 | 0 | 0.71279 | 0 | 0.19827 | 0 | 0.31621 | 0.6901 | 0 | 0 | 0 | 0 | 2.3687 | 0 | 0 | 0 | 0 | 0 | 0 | 0 | 0 | 0 | 0 | 0 | 0 | 0
9 | 19 | 10 | 3 | 1.7931 | 0 | 13.6089 | 0 | 0 | 0 | 0 | 0.16104 | 0 | 0 | 2.5274 | 0 | 18.0904 | 0 | 0 | 0 | 0 | 0 | 0 | 0 | 0 | 0 | 0 | 0 | 0 | 0 | 0.45131 | 0 | 0.71279 | 0 | 0.59259 | 0 | 0.31621 | 0.6901 | 0 | 0 | 0 | 0 | 2.763 | 0 | 0 | 0 | 0 | 0 | 0 | 0 | 0 | 0 | 0 | 0 | 0 | 0
9 | 19 | 11 | 3 | 1.7931 | 0 | 13.6089 | 0 | 0 | 0 | 0 | 0.23047 | 0 | 0 | 2.9423 | 0 | 18.5748 | 0 | 0 | 0 | 0 | 0 | 0 | 0 | 0 | 0 | 0 | 0 | 0 | 0 | 0.45131 | 0 | 0.54519 | 0 | 1.2687 | 0 | 0.36871 | 0.6901 | 0 | 0 | 0 | 0 | 3.324 | 0 | 0 | 0 | 0 | 0 | 0 | 0 | 0 | 0 | 0 | 0 | 0 | 0
9 | 19 | 12 | 3 | 1.7931 | 0 | 8.6613 | 0 | 0 | 0 | 0 | 0.25753 | 0 | 0 | 3.3573 | 0 | 14.0693 | 0 | 0 | 0 | 0 | 0 | 0 | 0 | 0 | 0 | 0 | 0 | 0 | 0 | 0.45131 | 0 | 0.54519 | 0 | 1.5857 | 0 | 0.42121 | 0.6901 | 0 | 0 | 0 | 0 | 3.6936 | 0 | 0 | 0 | 0 | 0 | 0 | 0 | 0 | 0 | 0 | 0 | 0 | 0
9 | 19 | 13 | 3 | 1.7931 | 0 | 13.6089 | 0 | 0 | 0 | 0 | 0.3588 | 0 | 0 | 2.9423 | 0 | 18.7031 | 0 | 0 | 0 | 0 | 0 | 0 | 0 | 0 | 0 | 0 | 0 | 0 | 0 | 0.45131 | 0 | 0.54519 | 0 | 2.1718 | 0 | 0.36871 | 0.6901 | 0 | 0 | 0 | 0 | 4.2271 | 0 | 0 | 0 | 0 | 0 | 0 | 0 | 0 | 0 | 0 | 0 | 0 | 0
9 | 19 | 14 | 3 | 1.7931 | 0 | 13.6089 | 0 | 0 | 0 | 0 | 0.41791 | 0 | 0 | 2.9423 | 0 | 18.7622 | 0 | 0 | 0 | 0 | 0 | 0 | 0 | 0 | 0 | 0 | 0 | 0 | 0 | 0.45131 | 0 | 0.54519 | 0 | 2.4241 | 0 | 0.36871 | 0.6901 | 0 | 0 | 0 | 0 | 4.4794 | 0 | 0 | 0 | 0 | 0 | 0 | 0 | 0 | 0 | 0 | 0 | 0 | 0
9 | 19 | 15 | 3 | 1.7931 | 0 | 13.6089 | 0 | 0 | 0 | 0 | 0.42651 | 0 | 0 | 2.5273 | 0 | 18.3558 | 0 | 0 | 0 | 0 | 0 | 0 | 0 | 0 | 0 | 0 | 0 | 0 | 0 | 0.45131 | 0 | 0.54519 | 0 | 2.3984 | 0 | 0.31621 | 0.6901 | 0 | 0 | 0 | 0 | 4.4012 | 0 | 0 | 0 | 0 | 0 | 0 | 0 | 0 | 0 | 0 | 0 | 0 | 0
9 | 19 | 16 | 3 | 1.7931 | 0 | 13.6089 | 0 | 0 | 0 | 0 | 0.41275 | 0 | 0 | 2.5273 | 0 | 18.342 | 0 | 0 | 0 | 0 | 0 | 0 | 0 | 0 | 0 | 0 | 0 | 0 | 0 | 0.45131 | 0 | 0.54519 | 0 | 2.3375 | 0 | 0.31621 | 0.6901 | 0 | 0 | 0 | 0 | 4.3403 | 0 | 0 | 0 | 0 | 0 | 0 | 0 | 0 | 0 | 0 | 0 | 0 | 0
9 | 19 | 17 | 3 | 1.7931 | 0 | 13.6089 | 0 | 0 | 0 | 0 | 0.3765 | 0 | 0 | 3.9567 | 0 | 19.7352 | 0 | 0 | 0 | 0 | 0 | 0 | 0 | 0 | 0 | 0 | 0 | 0 | 0 | 0.45131 | 0 | 0.54519 | 0 | 2.2344 | 0 | 0.52621 | 0.6901 | 0 | 0 | 0 | 0 | 4.4472 | 0 | 0 | 0 | 0 | 0 | 0 | 0 | 0 | 0 | 0 | 0 | 0 | 0
9 | 19 | 18 | 3 | 1.7931 | 0 | 9.8982 | 0 | 0 | 0 | 0 | 0.24639 | 0 | 0 | 3.9567 | 0 | 15.8945 | 0 | 0 | 0 | 0 | 0 | 0 | 0 | 0 | 0 | 0 | 0 | 0 | 0 | 0.45131 | 0 | 0.54519 | 0 | 1.4628 | 0 | 0.52621 | 0.6901 | 0 | 0 | 0 | 0 | 3.6756 | 0 | 0 | 0 | 0 | 0 | 0 | 0 | 0 | 0 | 0 | 0 | 0 | 0
9 | 19 | 19 | 3 | 1.7931 | 0 | 2.4769 | 0 | 0 | 0 | 0 | 0.090168 | 0 | 0 | 3.8101 | 0 | 8.1703 | 0 | 0 | 0 | 0 | 0 | 0 | 0 | 0 | 0 | 0 | 0 | 0 | 0 | 0.45131 | 0 | 0.88038 | 0 | 0.48483 | 0 | 0.42121 | 0.6901 | 0 | 0 | 0 | 0 | 2.9278 | 0 | 0 | 0 | 0 | 0 | 0 | 0 | 0 | 0 | 0 | 0 | 0 | 0
9 | 19 | 20 | 3 | 1.7931 | 0 | 2.4769 | 0 | 0 | 0 | 0 | 0.037969 | 0 | 0 | 2.9422 | 0 | 7.2502 | 0 | 0 | 0 | 0 | 0 | 0 | 0 | 0 | 0 | 0 | 0 | 0 | 0 | 0.45131 | 0 | 1.1038 | 0 | 0.16101 | 0 | 0.36871 | 0.6901 | 0 | 0 | 0 | 0 | 2.775 | 0 | 0 | 0 | 0 | 0 | 0 | 0 | 0 | 0 | 0 | 0 | 0 | 0
9 | 19 | 21 | 3 | 1.7931 | 0 | 2.4769 | 0 | 0 | 0 | 0 | 0.023774 | 0 | 0 | 3.7721 | 0 | 8.0659 | 0 | 0 | 0 | 0 | 0 | 0 | 0 | 0 | 0 | 0 | 0 | 0 | 0 | 0.45131 | 0 | 1.2156 | 0 | 0.07766 | 0 | 0.47371 | 0.6901 | 0 | 0 | 0 | 0 | 2.9083 | 0 | 0 | 0 | 0 | 0 | 0 | 0 | 0 | 0 | 0 | 0 | 0 | 0
9 | 19 | 22 | 3 | 1.7931 | 0 | 2.4769 | 0 | 0 | 0 | 0 | 0.018863 | 0 | 0 | 2.5271 | 0 | 6.8159 | 0 | 0 | 0 | 0 | 0 | 0 | 0 | 0 | 0 | 0 | 0 | 0 | 0 | 0.45131 | 0 | 1.1038 | 0 | 0.048247 | 0 | 0.31621 | 0.6901 | 0 | 0 | 0 | 0 | 2.6097 | 0 | 0 | 0 | 0 | 0 | 0 | 0 | 0 | 0 | 0 | 0 | 0 | 0
9 | 19 | 23 | 3 | 1.7931 | 0 | 2.4769 | 0 | 0 | 0 | 0 | 0.018228 | 0 | 0 | 0.4521 | 0 | 4.7404 | 0 | 0 | 0 | 0 | 0 | 0 | 0 | 0 | 0 | 0 | 0 | 0 | 0 | 0.45131 | 0 | 0.88038 | 0 | 0.043892 | 0 | 0.053706 | 0.6901 | 0 | 0 | 0 | 0 | 2.1194 | 0 | 0 | 0 | 0 | 0 | 0 | 0 | 0 | 0 | 0 | 0 | 0 | 0
9 | 19 | 24 | 3 | 1.7931 | 0 | 2.4769 | 0 | 0 | 0 | 0 | 0.01694 | 0 | 0 | 0.45213 | 0 | 4.7391 | 0 | 0 | 0 | 0 | 0 | 0 | 0 | 0 | 0 | 0 | 0 | 0 | 0 | 0.45131 | 0 | 0.54519 | 0 | 0.037263 | 0 | 0.053706 | 0.6901 | 0 | 0 | 0 | 0 | 1.7776 | 0 | 0 | 0 | 0 | 0 | 0 | 0 | 0 | 0 | 0 | 0 | 0 | 0
9 | 20 | 1 | 4 | 1.7931 | 0 | 2.4769 | 0 | 0 | 0 | 0 | 0.015908 | 0 | 0 | 0.45222 | 0 | 4.7382 | 0 | 0 | 0 | 0 | 0 | 0 | 0 | 0 | 0 | 0 | 0 | 0 | 0 | 0.45131 | 0 | 0.32173 | 0 | 0.031555 | 0 | 0.053706 | 0.6901 | 0 | 0 | 0 | 0 | 1.5484 | 0 | 0 | 0 | 0 | 0 | 0 | 0 | 0 | 0 | 0 | 0 | 0 | 0
9 | 20 | 2 | 4 | 1.7931 | 0 | 2.4769 | 0 | 0 | 0 | 0 | 0.013967 | 0 | 0 | 0.45232 | 0 | 4.7363 | 0 | 0 | 0 | 0 | 0 | 0 | 0 | 0 | 0 | 0 | 0 | 0 | 0 | 0.45131 | 0 | 0.32173 | 0 | 0.02088 | 0 | 0.053706 | 0.6901 | 0 | 0 | 0 | 0 | 1.5377 | 0 | 0 | 0 | 0 | 0 | 0 | 0 | 0 | 0 | 0 | 0 | 0 | 0
9 | 20 | 3 | 4 | 1.7931 | 0 | 2.4769 | 0 | 0 | 0 | 0 | 0.012402 | 0 | 0 | 0.45238 | 0 | 4.7348 | 0 | 0 | 0 | 0 | 0 | 0 | 0 | 0 | 0 | 0 | 0 | 0 | 0 | 0.45131 | 0 | 0.32173 | 0 | 0.012726 | 0 | 0.053706 | 0.6901 | 0 | 0 | 0 | 0 | 1.5296 | 0 | 0 | 0 | 0 | 0 | 0 | 0 | 0 | 0 | 0 | 0 | 0 | 0
9 | 20 | 4 | 4 | 1.7931 | 0 | 2.4769 | 0 | 0 | 0 | 0 | 0.012129 | 0 | 0 | 0.45241 | 0 | 4.7346 | 0 | 0 | 0 | 0 | 0 | 0 | 0 | 0 | 0 | 0 | 0 | 0 | 0 | 0.45131 | 0 | 0.32173 | 0 | 0.011389 | 0 | 0.053706 | 0.6901 | 0 | 0 | 0 | 0 | 1.5282 | 0 | 0 | 0 | 0 | 0 | 0 | 0 | 0 | 0 | 0 | 0 | 0 | 0
9 | 20 | 5 | 4 | 1.7931 | 0 | 2.4769 | 0 | 0 | 0 | 0 | 0.011789 | 0 | 0 | 0.45242 | 0 | 4.7342 | 0 | 0 | 0 | 0 | 0 | 0 | 0 | 0 | 0 | 0 | 0 | 0 | 0 | 0.45131 | 0 | 0.32173 | 0 | 0.0098371 | 0 | 0.053706 | 0.6901 | 0 | 0 | 0 | 0 | 1.5267 | 0 | 0 | 0 | 0 | 0 | 0 | 0 | 0 | 0 | 0 | 0 | 0 | 0
9 | 20 | 6 | 4 | 1.7931 | 0 | 2.4769 | 0 | 0 | 0 | 0 | 0.010492 | 0 | 0 | 2.5273 | 0 | 6.8079 | 0 | 0 | 0 | 0 | 0 | 0 | 0 | 0 | 0 | 0 | 0 | 0 | 0 | 0.45131 | 0 | 0.54519 | 0 | 0.0024395 | 0 | 0.31621 | 0.6901 | 0 | 0 | 0 | 0 | 2.0053 | 0 | 0 | 0 | 0 | 0 | 0 | 0 | 0 | 0 | 0 | 0 | 0 | 0
9 | 20 | 7 | 4 | 1.7931 | 0 | 2.4769 | 0 | 0 | 0 | 0 | 0.01 | 0 | 0 | 3.9567 | 0 | 8.2368 | 0 | 0 | 0 | 0 | 0 | 0 | 0 | 0 | 0 | 0 | 0 | 0 | 0 | 0.45131 | 0 | 0.71279 | 0 | 0 | 0 | 0.52621 | 0.6901 | 0 | 0 | 0 | 0 | 2.3804 | 0 | 0 | 0 | 0 | 0 | 0 | 0 | 0 | 0 | 0 | 0 | 0 | 0
9 | 20 | 8 | 4 | 1.7931 | 0 | 13.6089 | 0 | 0 | 0 | 0 | 0.10991 | 0 | 0 | 3.5849 | 0 | 19.0968 | 0 | 0 | 0 | 0 | 0 | 0 | 0 | 0 | 0 | 0 | 0 | 0 | 0 | 0.45131 | 0 | 0.71279 | 0 | 0 | 0 | 0.42121 | 0.6901 | 0 | 0 | 0 | 0 | 2.2754 | 0 | 0 | 0 | 0 | 0 | 0 | 0 | 0 | 0 | 0 | 0 | 0 | 0
9 | 20 | 9 | 4 | 1.7931 | 0 | 13.6089 | 0 | 0 | 0 | 0 | 0.15843 | 0 | 0 | 2.5271 | 0 | 18.0876 | 0 | 0 | 0 | 0 | 0 | 0 | 0 | 0 | 0 | 0 | 0 | 0 | 0 | 0.45131 | 0 | 0.71279 | 0 | 0.7134 | 0 | 0.31621 | 0.6901 | 0 | 0 | 0 | 0 | 2.8838 | 0 | 0 | 0 | 0 | 0 | 0 | 0 | 0 | 0 | 0 | 0 | 0 | 0
9 | 20 | 10 | 4 | 1.7931 | 0 | 13.6089 | 0 | 0 | 0 | 0 | 0.1457 | 0 | 0 | 2.5271 | 0 | 18.0748 | 0 | 0 | 0 | 0 | 0 | 0 | 0 | 0 | 0 | 0 | 0 | 0 | 0 | 0.45131 | 0 | 0.71279 | 0 | 0.9108 | 0 | 0.31621 | 0.6901 | 0 | 0 | 0 | 0 | 3.0812 | 0 | 0 | 0 | 0 | 0 | 0 | 0 | 0 | 0 | 0 | 0 | 0 | 0
9 | 20 | 11 | 4 | 1.7931 | 0 | 13.6089 | 0 | 0 | 0 | 0 | 0.13336 | 0 | 0 | 2.9421 | 0 | 18.4774 | 0 | 0 | 0 | 0 | 0 | 0 | 0 | 0 | 0 | 0 | 0 | 0 | 0 | 0.45131 | 0 | 0.54519 | 0 | 0.80818 | 0 | 0.36871 | 0.6901 | 0 | 0 | 0 | 0 | 2.8635 | 0 | 0 | 0 | 0 | 0 | 0 | 0 | 0 | 0 | 0 | 0 | 0 | 0
9 | 20 | 12 | 4 | 1.7931 | 0 | 8.6613 | 0 | 0 | 0 | 0 | 0.07873 | 0 | 0 | 3.3571 | 0 | 13.8903 | 0 | 0 | 0 | 0 | 0 | 0 | 0 | 0 | 0 | 0 | 0 | 0 | 0 | 0.45131 | 0 | 0.54519 | 0 | 0.4096 | 0 | 0.42121 | 0.6901 | 0 | 0 | 0 | 0 | 2.5174 | 0 | 0 | 0 | 0 | 0 | 0 | 0 | 0 | 0 | 0 | 0 | 0 | 0
9 | 20 | 13 | 4 | 1.7931 | 0 | 13.6089 | 0 | 0 | 0 | 0 | 0.085526 | 0 | 0 | 2.9421 | 0 | 18.4297 | 0 | 0 | 0 | 0 | 0 | 0 | 0 | 0 | 0 | 0 | 0 | 0 | 0 | 0.45131 | 0 | 0.54519 | 0 | 0.42763 | 0 | 0.36871 | 0.6901 | 0 | 0 | 0 | 0 | 2.4829 | 0 | 0 | 0 | 0 | 0 | 0 | 0 | 0 | 0 | 0 | 0 | 0 | 0
9 | 20 | 14 | 4 | 1.7931 | 0 | 13.6089 | 0 | 0 | 0 | 0 | 0.081684 | 0 | 0 | 2.9422 | 0 | 18.4259 | 0 | 0 | 0 | 0 | 0 | 0 | 0 | 0 | 0 | 0 | 0 | 0 | 0 | 0.45131 | 0 | 0.54519 | 0 | 0.41637 | 0 | 0.36871 | 0.6901 | 0 | 0 | 0 | 0 | 2.4717 | 0 | 0 | 0 | 0 | 0 | 0 | 0 | 0 | 0 | 0 | 0 | 0 | 0
9 | 20 | 15 | 4 | 1.7931 | 0 | 13.6089 | 0 | 0 | 0 | 0 | 0.11153 | 0 | 0 | 2.5272 | 0 | 18.0407 | 0 | 0 | 0 | 0 | 0 | 0 | 0 | 0 | 0 | 0 | 0 | 0 | 0 | 0.45131 | 0 | 0.54519 | 0 | 0.58376 | 0 | 0.31621 | 0.6901 | 0 | 0 | 0 | 0 | 2.5866 | 0 | 0 | 0 | 0 | 0 | 0 | 0 | 0 | 0 | 0 | 0 | 0 | 0
9 | 20 | 16 | 4 | 1.7931 | 0 | 13.6089 | 0 | 0 | 0 | 0 | 0.11823 | 0 | 0 | 2.5272 | 0 | 18.0474 | 0 | 0 | 0 | 0 | 0 | 0 | 0 | 0 | 0 | 0 | 0 | 0 | 0 | 0.45131 | 0 | 0.54519 | 0 | 0.60785 | 0 | 0.31621 | 0.6901 | 0 | 0 | 0 | 0 | 2.6107 | 0 | 0 | 0 | 0 | 0 | 0 | 0 | 0 | 0 | 0 | 0 | 0 | 0
9 | 20 | 17 | 4 | 1.7931 | 0 | 13.6089 | 0 | 0 | 0 | 0 | 0.13078 | 0 | 0 | 3.9567 | 0 | 19.4895 | 0 | 0 | 0 | 0 | 0 | 0 | 0 | 0 | 0 | 0 | 0 | 0 | 0 | 0.45131 | 0 | 0.54519 | 0 | 0.72524 | 0 | 0.52621 | 0.6901 | 0 | 0 | 0 | 0 | 2.9381 | 0 | 0 | 0 | 0 | 0 | 0 | 0 | 0 | 0 | 0 | 0 | 0 | 0
9 | 20 | 18 | 4 | 1.7931 | 0 | 9.8982 | 0 | 0 | 0 | 0 | 0.11465 | 0 | 0 | 3.9567 | 0 | 15.7627 | 0 | 0 | 0 | 0 | 0 | 0 | 0 | 0 | 0 | 0 | 0 | 0 | 0 | 0.45131 | 0 | 0.54519 | 0 | 0.67645 | 0 | 0.52621 | 0.6901 | 0 | 0 | 0 | 0 | 2.8893 | 0 | 0 | 0 | 0 | 0 | 0 | 0 | 0 | 0 | 0 | 0 | 0 | 0
9 | 20 | 19 | 4 | 1.7931 | 0 | 2.4769 | 0 | 0 | 0 | 0 | 0.01543 | 0 | 0 | 3.8099 | 0 | 8.0953 | 0 | 0 | 0 | 0 | 0 | 0 | 0 | 0 | 0 | 0 | 0 | 0 | 0 | 0.45131 | 0 | 0.88038 | 0 | 0.035796 | 0 | 0.42121 | 0.6901 | 0 | 0 | 0 | 0 | 2.4788 | 0 | 0 | 0 | 0 | 0 | 0 | 0 | 0 | 0 | 0 | 0 | 0 | 0
9 | 20 | 20 | 4 | 1.7931 | 0 | 2.4769 | 0 | 0 | 0 | 0 | 0.01 | 0 | 0 | 2.9421 | 0 | 7.2221 | 0 | 0 | 0 | 0 | 0 | 0 | 0 | 0 | 0 | 0 | 0 | 0 | 0 | 0.45131 | 0 | 1.1038 | 0 | 0 | 0 | 0.36871 | 0.6901 | 0 | 0 | 0 | 0 | 2.614 | 0 | 0 | 0 | 0 | 0 | 0 | 0 | 0 | 0 | 0 | 0 | 0 | 0
9 | 20 | 21 | 4 | 1.7931 | 0 | 2.4769 | 0 | 0 | 0 | 0 | 0.01 | 0 | 0 | 3.7719 | 0 | 8.0519 | 0 | 0 | 0 | 0 | 0 | 0 | 0 | 0 | 0 | 0 | 0 | 0 | 0 | 0.45131 | 0 | 1.2156 | 0 | 0 | 0 | 0.47371 | 0.6901 | 0 | 0 | 0 | 0 | 2.8307 | 0 | 0 | 0 | 0 | 0 | 0 | 0 | 0 | 0 | 0 | 0 | 0 | 0
9 | 20 | 22 | 4 | 1.7931 | 0 | 2.4769 | 0 | 0 | 0 | 0 | 0.01 | 0 | 0 | 2.5269 | 0 | 6.8069 | 0 | 0 | 0 | 0 | 0 | 0 | 0 | 0 | 0 | 0 | 0 | 0 | 0 | 0.45131 | 0 | 1.1038 | 0 | 0 | 0 | 0.31621 | 0.6901 | 0 | 0 | 0 | 0 | 2.5615 | 0 | 0 | 0 | 0 | 0 | 0 | 0 | 0 | 0 | 0 | 0 | 0 | 0
9 | 20 | 23 | 4 | 1.7931 | 0 | 2.4769 | 0 | 0 | 0 | 0 | 0.01 | 0 | 0 | 0.45191 | 0 | 4.7319 | 0 | 0 | 0 | 0 | 0 | 0 | 0 | 0 | 0 | 0 | 0 | 0 | 0 | 0.45131 | 0 | 0.88038 | 0 | 0 | 0 | 0.053706 | 0.6901 | 0 | 0 | 0 | 0 | 2.0755 | 0 | 0 | 0 | 0 | 0 | 0 | 0 | 0 | 0 | 0 | 0 | 0 | 0
9 | 20 | 24 | 4 | 1.7931 | 0 | 2.4769 | 0 | 0 | 0 | 0 | 0.01 | 0 | 0 | 0.45193 | 0 | 4.732 | 0 | 0 | 0 | 0 | 0 | 0 | 0 | 0 | 0 | 0 | 0 | 0 | 0 | 0.45131 | 0 | 0.54519 | 0 | 0 | 0 | 0.053706 | 0.6901 | 0 | 0 | 0 | 0 | 1.7403 | 0 | 0 | 0 | 0 | 0 | 0 | 0 | 0 | 0 | 0 | 0 | 0 | 0
9 | 21 | 1 | 5 | 1.7931 | 0 | 2.4769 | 0 | 0 | 0 | 0 | 0.01 | 0 | 0 | 0.45204 | 0 | 4.7321 | 0 | 0 | 0 | 0 | 0 | 0 | 0 | 0 | 0 | 0 | 0 | 0 | 0 | 0.45131 | 0 | 0.32173 | 0 | 0 | 0 | 0.053706 | 0.6901 | 0 | 0 | 0 | 0 | 1.5169 | 0 | 0 | 0 | 0 | 0 | 0 | 0 | 0 | 0 | 0 | 0 | 0 | 0
9 | 21 | 2 | 5 | 1.7931 | 0 | 2.4769 | 0 | 0 | 0 | 0 | 0.01 | 0 | 0 | 0.45216 | 0 | 4.7322 | 0 | 0 | 0 | 0 | 0 | 0 | 0 | 0 | 0 | 0 | 0 | 0 | 0 | 0.45131 | 0 | 0.32173 | 0 | 0 | 0 | 0.053706 | 0.6901 | 0 | 0 | 0 | 0 | 1.5169 | 0 | 0 | 0 | 0 | 0 | 0 | 0 | 0 | 0 | 0 | 0 | 0 | 0
9 | 21 | 3 | 5 | 1.7931 | 0 | 2.4769 | 0 | 0 | 0 | 0 | 0.01 | 0 | 0 | 0.45223 | 0 | 4.7322 | 0 | 0 | 0 | 0 | 0 | 0 | 0 | 0 | 0 | 0 | 0 | 0 | 0 | 0.45131 | 0 | 0.32173 | 0 | 0 | 0 | 0.053706 | 0.6901 | 0 | 0 | 0 | 0 | 1.5169 | 0 | 0 | 0 | 0 | 0 | 0 | 0 | 0 | 0 | 0 | 0 | 0 | 0
9 | 21 | 4 | 5 | 1.7931 | 0 | 2.4769 | 0 | 0 | 0 | 0 | 0.01 | 0 | 0 | 0.45227 | 0 | 4.7323 | 0 | 0 | 0 | 0 | 0 | 0 | 0 | 0 | 0 | 0 | 0 | 0 | 0 | 0.45131 | 0 | 0.32173 | 0 | 0 | 0 | 0.053706 | 0.6901 | 0 | 0 | 0 | 0 | 1.5169 | 0 | 0 | 0 | 0 | 0 | 0 | 0 | 0 | 0 | 0 | 0 | 0 | 0
9 | 21 | 5 | 5 | 1.7931 | 0 | 2.4769 | 0 | 0 | 0 | 0 | 0.01 | 0 | 0 | 0.45229 | 0 | 4.7323 | 0 | 0 | 0 | 0 | 0 | 0 | 0 | 0 | 0 | 0 | 0 | 0 | 0 | 0.45131 | 0 | 0.32173 | 0 | 0 | 0 | 0.053706 | 0.6901 | 0 | 0 | 0 | 0 | 1.5169 | 0 | 0 | 0 | 0 | 0 | 0 | 0 | 0 | 0 | 0 | 0 | 0 | 0
9 | 21 | 6 | 5 | 1.7931 | 0 | 2.4769 | 0 | 0 | 0 | 0 | 0.01 | 0 | 0 | 2.5272 | 0 | 6.8072 | 0 | 0 | 0 | 0 | 0 | 0 | 0 | 0 | 0 | 0 | 0 | 0 | 0 | 0.45131 | 0 | 0.54519 | 0 | 0 | 0 | 0.31621 | 0.6901 | 0 | 0 | 0 | 0 | 2.0028 | 0 | 0 | 0 | 0 | 0 | 0 | 0 | 0 | 0 | 0 | 0 | 0 | 0
9 | 21 | 7 | 5 | 1.7931 | 0 | 2.4769 | 0 | 0 | 0 | 0 | 0.01 | 0 | 0 | 3.9567 | 0 | 8.2367 | 0 | 0 | 0 | 0 | 0 | 0 | 0 | 0 | 0 | 0 | 0 | 0 | 0 | 0.45131 | 0 | 0.71279 | 0 | 0 | 0 | 0.52621 | 0.6901 | 0 | 0 | 0 | 0 | 2.3804 | 0 | 0 | 0 | 0 | 0 | 0 | 0 | 0 | 0 | 0 | 0 | 0 | 0
9 | 21 | 8 | 5 | 1.7931 | 0 | 13.6089 | 0 | 0 | 0 | 0 | 0.020346 | 0 | 0 | 3.5848 | 0 | 19.0071 | 0 | 0 | 0 | 0 | 0 | 0 | 0 | 0 | 0 | 0 | 0 | 0 | 0 | 0.45131 | 0 | 0.71279 | 0 | 0 | 0 | 0.42121 | 0.6901 | 0 | 0 | 0 | 0 | 2.2754 | 0 | 0 | 0 | 0 | 0 | 0 | 0 | 0 | 0 | 0 | 0 | 0 | 0
9 | 21 | 9 | 5 | 1.7931 | 0 | 13.6089 | 0 | 0 | 0 | 0 | 0.084 | 0 | 0 | 2.527 | 0 | 18.013 | 0 | 0 | 0 | 0 | 0 | 0 | 0 | 0 | 0 | 0 | 0 | 0 | 0 | 0.45131 | 0 | 0.71279 | 0 | 0.09531 | 0 | 0.31621 | 0.6901 | 0 | 0 | 0 | 0 | 2.2657 | 0 | 0 | 0 | 0 | 0 | 0 | 0 | 0 | 0 | 0 | 0 | 0 | 0
9 | 21 | 10 | 5 | 1.7931 | 0 | 13.6089 | 0 | 0 | 0 | 0 | 0.082617 | 0 | 0 | 2.527 | 0 | 18.0116 | 0 | 0 | 0 | 0 | 0 | 0 | 0 | 0 | 0 | 0 | 0 | 0 | 0 | 0.45131 | 0 | 0.71279 | 0 | 0.33986 | 0 | 0.31621 | 0.6901 | 0 | 0 | 0 | 0 | 2.5103 | 0 | 0 | 0 | 0 | 0 | 0 | 0 | 0 | 0 | 0 | 0 | 0 | 0
9 | 21 | 11 | 5 | 1.7931 | 0 | 13.6089 | 0 | 0 | 0 | 0 | 0.15271 | 0 | 0 | 2.942 | 0 | 18.4967 | 0 | 0 | 0 | 0 | 0 | 0 | 0 | 0 | 0 | 0 | 0 | 0 | 0 | 0.45131 | 0 | 0.54519 | 0 | 0.62513 | 0 | 0.36871 | 0.6901 | 0 | 0 | 0 | 0 | 2.6804 | 0 | 0 | 0 | 0 | 0 | 0 | 0 | 0 | 0 | 0 | 0 | 0 | 0
9 | 21 | 12 | 5 | 1.7931 | 0 | 8.6613 | 0 | 0 | 0 | 0 | 0.12564 | 0 | 0 | 3.357 | 0 | 13.9371 | 0 | 0 | 0 | 0 | 0 | 0 | 0 | 0 | 0 | 0 | 0 | 0 | 0 | 0.45131 | 0 | 0.54519 | 0 | 0.66938 | 0 | 0.42121 | 0.6901 | 0 | 0 | 0 | 0 | 2.7772 | 0 | 0 | 0 | 0 | 0 | 0 | 0 | 0 | 0 | 0 | 0 | 0 | 0
9 | 21 | 13 | 5 | 1.7931 | 0 | 13.6089 | 0 | 0 | 0 | 0 | 0.14117 | 0 | 0 | 2.942 | 0 | 18.4852 | 0 | 0 | 0 | 0 | 0 | 0 | 0 | 0 | 0 | 0 | 0 | 0 | 0 | 0.45131 | 0 | 0.54519 | 0 | 0.85654 | 0 | 0.36871 | 0.6901 | 0 | 0 | 0 | 0 | 2.9118 | 0 | 0 | 0 | 0 | 0 | 0 | 0 | 0 | 0 | 0 | 0 | 0 | 0
9 | 21 | 14 | 5 | 1.7931 | 0 | 13.6089 | 0 | 0 | 0 | 0 | 0.29956 | 0 | 0 | 2.942 | 0 | 18.6436 | 0 | 0 | 0 | 0 | 0 | 0 | 0 | 0 | 0 | 0 | 0 | 0 | 0 | 0.45131 | 0 | 0.54519 | 0 | 1.999 | 0 | 0.36871 | 0.6901 | 0 | 0 | 0 | 0 | 4.0543 | 0 | 0 | 0 | 0 | 0 | 0 | 0 | 0 | 0 | 0 | 0 | 0 | 0
9 | 21 | 15 | 5 | 1.7931 | 0 | 13.6089 | 0 | 0 | 0 | 0 | 0.35868 | 0 | 0 | 2.527 | 0 | 18.2877 | 0 | 0 | 0 | 0 | 0 | 0 | 0 | 0 | 0 | 0 | 0 | 0 | 0 | 0.45131 | 0 | 0.54519 | 0 | 2.3341 | 0 | 0.31621 | 0.6901 | 0 | 0 | 0 | 0 | 4.3369 | 0 | 0 | 0 | 0 | 0 | 0 | 0 | 0 | 0 | 0 | 0 | 0 | 0
9 | 21 | 16 | 5 | 1.7931 | 0 | 13.6089 | 0 | 0 | 0 | 0 | 0.36502 | 0 | 0 | 2.527 | 0 | 18.2941 | 0 | 0 | 0 | 0 | 0 | 0 | 0 | 0 | 0 | 0 | 0 | 0 | 0 | 0.45131 | 0 | 0.54519 | 0 | 2.3183 | 0 | 0.31621 | 0.6901 | 0 | 0 | 0 | 0 | 4.3211 | 0 | 0 | 0 | 0 | 0 | 0 | 0 | 0 | 0 | 0 | 0 | 0 | 0
9 | 21 | 17 | 5 | 1.7931 | 0 | 13.6089 | 0 | 0 | 0 | 0 | 0.3661 | 0 | 0 | 3.9566 | 0 | 19.7247 | 0 | 0 | 0 | 0 | 0 | 0 | 0 | 0 | 0 | 0 | 0 | 0 | 0 | 0.45131 | 0 | 0.54519 | 0 | 2.3923 | 0 | 0.52621 | 0.6901 | 0 | 0 | 0 | 0 | 4.6051 | 0 | 0 | 0 | 0 | 0 | 0 | 0 | 0 | 0 | 0 | 0 | 0 | 0
9 | 21 | 18 | 5 | 1.7931 | 0 | 9.8982 | 0 | 0 | 0 | 0 | 0.23757 | 0 | 0 | 3.9566 | 0 | 15.8855 | 0 | 0 | 0 | 0 | 0 | 0 | 0 | 0 | 0 | 0 | 0 | 0 | 0 | 0.45131 | 0 | 0.54519 | 0 | 1.5903 | 0 | 0.52621 | 0.6901 | 0 | 0 | 0 | 0 | 3.8031 | 0 | 0 | 0 | 0 | 0 | 0 | 0 | 0 | 0 | 0 | 0 | 0 | 0
9 | 21 | 19 | 5 | 1.7931 | 0 | 2.4769 | 0 | 0 | 0 | 0 | 0.072629 | 0 | 0 | 3.8096 | 0 | 8.1523 | 0 | 0 | 0 | 0 | 0 | 0 | 0 | 0 | 0 | 0 | 0 | 0 | 0 | 0.45131 | 0 | 0.88038 | 0 | 0.41354 | 0 | 0.42121 | 0.6901 | 0 | 0 | 0 | 0 | 2.8565 | 0 | 0 | 0 | 0 | 0 | 0 | 0 | 0 | 0 | 0 | 0 | 0 | 0
9 | 21 | 20 | 5 | 1.7931 | 0 | 2.4769 | 0 | 0 | 0 | 0 | 0.02336 | 0 | 0 | 2.942 | 0 | 7.2353 | 0 | 0 | 0 | 0 | 0 | 0 | 0 | 0 | 0 | 0 | 0 | 0 | 0 | 0.45131 | 0 | 1.1038 | 0 | 0.081838 | 0 | 0.36871 | 0.6901 | 0 | 0 | 0 | 0 | 2.6958 | 0 | 0 | 0 | 0 | 0 | 0 | 0 | 0 | 0 | 0 | 0 | 0 | 0
9 | 21 | 21 | 5 | 1.7931 | 0 | 2.4769 | 0 | 0 | 0 | 0 | 0.01485 | 0 | 0 | 3.7718 | 0 | 8.0567 | 0 | 0 | 0 | 0 | 0 | 0 | 0 | 0 | 0 | 0 | 0 | 0 | 0 | 0.45131 | 0 | 1.2156 | 0 | 0.027962 | 0 | 0.47371 | 0.6901 | 0 | 0 | 0 | 0 | 2.8586 | 0 | 0 | 0 | 0 | 0 | 0 | 0 | 0 | 0 | 0 | 0 | 0 | 0
9 | 21 | 22 | 5 | 1.7931 | 0 | 2.4769 | 0 | 0 | 0 | 0 | 0.013148 | 0 | 0 | 2.5268 | 0 | 6.81 | 0 | 0 | 0 | 0 | 0 | 0 | 0 | 0 | 0 | 0 | 0 | 0 | 0 | 0.45131 | 0 | 1.1038 | 0 | 0.01723 | 0 | 0.31621 | 0.6901 | 0 | 0 | 0 | 0 | 2.5787 | 0 | 0 | 0 | 0 | 0 | 0 | 0 | 0 | 0 | 0 | 0 | 0 | 0
9 | 21 | 23 | 5 | 1.7931 | 0 | 2.4769 | 0 | 0 | 0 | 0 | 0.012147 | 0 | 0 | 0.45185 | 0 | 4.734 | 0 | 0 | 0 | 0 | 0 | 0 | 0 | 0 | 0 | 0 | 0 | 0 | 0 | 0.45131 | 0 | 0.88038 | 0 | 0.011635 | 0 | 0.053706 | 0.6901 | 0 | 0 | 0 | 0 | 2.0871 | 0 | 0 | 0 | 0 | 0 | 0 | 0 | 0 | 0 | 0 | 0 | 0 | 0
9 | 21 | 24 | 5 | 1.7931 | 0 | 2.4769 | 0 | 0 | 0 | 0 | 0.01212 | 0 | 0 | 0.45189 | 0 | 4.734 | 0 | 0 | 0 | 0 | 0 | 0 | 0 | 0 | 0 | 0 | 0 | 0 | 0 | 0.45131 | 0 | 0.54519 | 0 | 0.01151 | 0 | 0.053706 | 0.6901 | 0 | 0 | 0 | 0 | 1.7518 | 0 | 0 | 0 | 0 | 0 | 0 | 0 | 0 | 0 | 0 | 0 | 0 | 0
9 | 22 | 1 | 6 | 1.7931 | 0 | 2.4769 | 0 | 0 | 0 | 0 | 0.011232 | 0 | 0 | 0.45199 | 0 | 4.7332 | 0 | 0 | 0 | 0 | 0 | 0 | 0 | 0 | 0 | 0 | 0 | 0 | 0 | 0.45131 | 0 | 0.32173 | 0 | 0.0064178 | 0 | 0.053706 | 0.6901 | 0 | 0 | 0 | 0 | 1.5233 | 0 | 0 | 0 | 0 | 0 | 0 | 0 | 0 | 0 | 0 | 0 | 0 | 0
9 | 22 | 2 | 6 | 1.7931 | 0 | 2.4769 | 0 | 0 | 0 | 0 | 0.0107 | 0 | 0 | 0.4521 | 0 | 4.7328 | 0 | 0 | 0 | 0 | 0 | 0 | 0 | 0 | 0 | 0 | 0 | 0 | 0 | 0.45131 | 0 | 0.32173 | 0 | 0.0035163 | 0 | 0.053706 | 0.6901 | 0 | 0 | 0 | 0 | 1.5204 | 0 | 0 | 0 | 0 | 0 | 0 | 0 | 0 | 0 | 0 | 0 | 0 | 0
9 | 22 | 3 | 6 | 1.7931 | 0 | 2.4769 | 0 | 0 | 0 | 0 | 0.010371 | 0 | 0 | 0.45216 | 0 | 4.7325 | 0 | 0 | 0 | 0 | 0 | 0 | 0 | 0 | 0 | 0 | 0 | 0 | 0 | 0.45131 | 0 | 0.32173 | 0 | 0.0018347 | 0 | 0.053706 | 0.6901 | 0 | 0 | 0 | 0 | 1.5187 | 0 | 0 | 0 | 0 | 0 | 0 | 0 | 0 | 0 | 0 | 0 | 0 | 0
9 | 22 | 4 | 6 | 1.7931 | 0 | 2.4769 | 0 | 0 | 0 | 0 | 0.010085 | 0 | 0 | 0.45219 | 0 | 4.7323 | 0 | 0 | 0 | 0 | 0 | 0 | 0 | 0 | 0 | 0 | 0 | 0 | 0 | 0.45131 | 0 | 0.32173 | 0 | 0.00040358 | 0 | 0.053706 | 0.6901 | 0 | 0 | 0 | 0 | 1.5172 | 0 | 0 | 0 | 0 | 0 | 0 | 0 | 0 | 0 | 0 | 0 | 0 | 0
9 | 22 | 5 | 6 | 1.7931 | 0 | 2.4769 | 0 | 0 | 0 | 0 | 0.011373 | 0 | 0 | 0.4522 | 0 | 4.7336 | 0 | 0 | 0 | 0 | 0 | 0 | 0 | 0 | 0 | 0 | 0 | 0 | 0 | 0.45131 | 0 | 0.32173 | 0 | 0.0069098 | 0 | 0.053706 | 0.6901 | 0 | 0 | 0 | 0 | 1.5238 | 0 | 0 | 0 | 0 | 0 | 0 | 0 | 0 | 0 | 0 | 0 | 0 | 0
9 | 22 | 6 | 6 | 1.7931 | 0 | 2.4769 | 0 | 0 | 0 | 0 | 0.01 | 0 | 0 | 2.5271 | 0 | 6.8071 | 0 | 0 | 0 | 0 | 0 | 0 | 0 | 0 | 0 | 0 | 0 | 0 | 0 | 0.45131 | 0 | 0.54519 | 0 | 0 | 0 | 0.31621 | 0.6901 | 0 | 0 | 0 | 0 | 2.0028 | 0 | 0 | 0 | 0 | 0 | 0 | 0 | 0 | 0 | 0 | 0 | 0 | 0
9 | 22 | 7 | 6 | 1.7931 | 0 | 2.4769 | 0 | 0 | 0 | 0 | 0.01 | 0 | 0 | 3.9566 | 0 | 8.2366 | 0 | 0 | 0 | 0 | 0 | 0 | 0 | 0 | 0 | 0 | 0 | 0 | 0 | 0.45131 | 0 | 0.71279 | 0 | 0 | 0 | 0.52621 | 0.6901 | 0 | 0 | 0 | 0 | 2.3804 | 0 | 0 | 0 | 0 | 0 | 0 | 0 | 0 | 0 | 0 | 0 | 0 | 0
9 | 22 | 8 | 6 | 1.7931 | 0 | 13.6089 | 0 | 0 | 0 | 0 | 0.17108 | 0 | 0 | 3.5846 | 0 | 19.1577 | 0 | 0 | 0 | 0 | 0 | 0 | 0 | 0 | 0 | 0 | 0 | 0 | 0 | 0.45131 | 0 | 0.71279 | 0 | 0 | 0 | 0.42121 | 0.6901 | 0 | 0 | 0 | 0 | 2.2754 | 0 | 0 | 0 | 0 | 0 | 0 | 0 | 0 | 0 | 0 | 0 | 0 | 0
9 | 22 | 9 | 6 | 1.7931 | 0 | 13.6089 | 0 | 0 | 0 | 0 | 0.23353 | 0 | 0 | 2.5269 | 0 | 18.1625 | 0 | 0 | 0 | 0 | 0 | 0 | 0 | 0 | 0 | 0 | 0 | 0 | 0 | 0.45131 | 0 | 0.71279 | 0 | 0.92496 | 0 | 0.31621 | 0.6901 | 0 | 0 | 0 | 0 | 3.0954 | 0 | 0 | 0 | 0 | 0 | 0 | 0 | 0 | 0 | 0 | 0 | 0 | 0
9 | 22 | 10 | 6 | 1.7931 | 0 | 13.6089 | 0 | 0 | 0 | 0 | 0.19554 | 0 | 0 | 2.5269 | 0 | 18.1245 | 0 | 0 | 0 | 0 | 0 | 0 | 0 | 0 | 0 | 0 | 0 | 0 | 0 | 0.45131 | 0 | 0.71279 | 0 | 1.1312 | 0 | 0.31621 | 0.6901 | 0 | 0 | 0 | 0 | 3.3016 | 0 | 0 | 0 | 0 | 0 | 0 | 0 | 0 | 0 | 0 | 0 | 0 | 0
9 | 22 | 11 | 6 | 1.7931 | 0 | 13.6089 | 0 | 0 | 0 | 0 | 0.2598 | 0 | 0 | 2.9419 | 0 | 18.6037 | 0 | 0 | 0 | 0 | 0 | 0 | 0 | 0 | 0 | 0 | 0 | 0 | 0 | 0.45131 | 0 | 0.54519 | 0 | 1.6903 | 0 | 0.36871 | 0.6901 | 0 | 0 | 0 | 0 | 3.7456 | 0 | 0 | 0 | 0 | 0 | 0 | 0 | 0 | 0 | 0 | 0 | 0 | 0
9 | 22 | 12 | 6 | 1.7931 | 0 | 8.6613 | 0 | 0 | 0 | 0 | 0.25277 | 0 | 0 | 3.3569 | 0 | 14.0641 | 0 | 0 | 0 | 0 | 0 | 0 | 0 | 0 | 0 | 0 | 0 | 0 | 0 | 0.45131 | 0 | 0.54519 | 0 | 1.579 | 0 | 0.42121 | 0.6901 | 0 | 0 | 0 | 0 | 3.6868 | 0 | 0 | 0 | 0 | 0 | 0 | 0 | 0 | 0 | 0 | 0 | 0 | 0
9 | 22 | 13 | 6 | 1.7931 | 0 | 13.6089 | 0 | 0 | 0 | 0 | 0.37639 | 0 | 0 | 2.9419 | 0 | 18.7203 | 0 | 0 | 0 | 0 | 0 | 0 | 0 | 0 | 0 | 0 | 0 | 0 | 0 | 0.45131 | 0 | 0.54519 | 0 | 2.3624 | 0 | 0.36871 | 0.6901 | 0 | 0 | 0 | 0 | 4.4177 | 0 | 0 | 0 | 0 | 0 | 0 | 0 | 0 | 0 | 0 | 0 | 0 | 0
9 | 22 | 14 | 6 | 1.7931 | 0 | 13.6089 | 0 | 0 | 0 | 0 | 0.46071 | 0 | 0 | 2.9419 | 0 | 18.8046 | 0 | 0 | 0 | 0 | 0 | 0 | 0 | 0 | 0 | 0 | 0 | 0 | 0 | 0.45131 | 0 | 0.54519 | 0 | 3.065 | 0 | 0.36871 | 0.6901 | 0 | 0 | 0 | 0 | 5.1203 | 0 | 0 | 0 | 0 | 0 | 0 | 0 | 0 | 0 | 0 | 0 | 0 | 0
9 | 22 | 15 | 6 | 1.7931 | 0 | 13.6089 | 0 | 0 | 0 | 0 | 0.48684 | 0 | 0 | 2.5269 | 0 | 18.4157 | 0 | 0 | 0 | 0 | 0 | 0 | 0 | 0 | 0 | 0 | 0 | 0 | 0 | 0.45131 | 0 | 0.54519 | 0 | 3.2984 | 0 | 0.31621 | 0.6901 | 0 | 0 | 0 | 0 | 5.3012 | 0 | 0 | 0 | 0 | 0 | 0 | 0 | 0 | 0 | 0 | 0 | 0 | 0
9 | 22 | 16 | 6 | 1.7931 | 0 | 13.6089 | 0 | 0 | 0 | 0 | 0.47854 | 0 | 0 | 2.5269 | 0 | 18.4074 | 0 | 0 | 0 | 0 | 0 | 0 | 0 | 0 | 0 | 0 | 0 | 0 | 0 | 0.45131 | 0 | 0.54519 | 0 | 3.2755 | 0 | 0.31621 | 0.6901 | 0 | 0 | 0 | 0 | 5.2783 | 0 | 0 | 0 | 0 | 0 | 0 | 0 | 0 | 0 | 0 | 0 | 0 | 0
9 | 22 | 17 | 6 | 1.7931 | 0 | 13.6089 | 0 | 0 | 0 | 0 | 0.43553 | 0 | 0 | 3.9565 | 0 | 19.7941 | 0 | 0 | 0 | 0 | 0 | 0 | 0 | 0 | 0 | 0 | 0 | 0 | 0 | 0.45131 | 0 | 0.54519 | 0 | 3.0129 | 0 | 0.52621 | 0.6901 | 0 | 0 | 0 | 0 | 5.2257 | 0 | 0 | 0 | 0 | 0 | 0 | 0 | 0 | 0 | 0 | 0 | 0 | 0
9 | 22 | 18 | 6 | 1.7931 | 0 | 9.8982 | 0 | 0 | 0 | 0 | 0.27572 | 0 | 0 | 3.9565 | 0 | 15.9236 | 0 | 0 | 0 | 0 | 0 | 0 | 0 | 0 | 0 | 0 | 0 | 0 | 0 | 0.45131 | 0 | 0.54519 | 0 | 1.8782 | 0 | 0.52621 | 0.6901 | 0 | 0 | 0 | 0 | 4.091 | 0 | 0 | 0 | 0 | 0 | 0 | 0 | 0 | 0 | 0 | 0 | 0 | 0
9 | 22 | 19 | 6 | 1.7931 | 0 | 2.4769 | 0 | 0 | 0 | 0 | 0.11928 | 0 | 0 | 3.8093 | 0 | 8.1986 | 0 | 0 | 0 | 0 | 0 | 0 | 0 | 0 | 0 | 0 | 0 | 0 | 0 | 0.45131 | 0 | 0.88038 | 0 | 0.75137 | 0 | 0.42121 | 0.6901 | 0 | 0 | 0 | 0 | 3.1944 | 0 | 0 | 0 | 0 | 0 | 0 | 0 | 0 | 0 | 0 | 0 | 0 | 0
9 | 22 | 20 | 6 | 1.7931 | 0 | 2.4769 | 0 | 0 | 0 | 0 | 0.085055 | 0 | 0 | 2.9418 | 0 | 7.2969 | 0 | 0 | 0 | 0 | 0 | 0 | 0 | 0 | 0 | 0 | 0 | 0 | 0 | 0.45131 | 0 | 1.1038 | 0 | 0.4831 | 0 | 0.36871 | 0.6901 | 0 | 0 | 0 | 0 | 3.0971 | 0 | 0 | 0 | 0 | 0 | 0 | 0 | 0 | 0 | 0 | 0 | 0 | 0
9 | 22 | 21 | 6 | 1.7931 | 0 | 2.4769 | 0 | 0 | 0 | 0 | 0.082898 | 0 | 0 | 3.7717 | 0 | 8.1246 | 0 | 0 | 0 | 0 | 0 | 0 | 0 | 0 | 0 | 0 | 0 | 0 | 0 | 0.45131 | 0 | 1.2156 | 0 | 0.44263 | 0 | 0.47371 | 0.6901 | 0 | 0 | 0 | 0 | 3.2733 | 0 | 0 | 0 | 0 | 0 | 0 | 0 | 0 | 0 | 0 | 0 | 0 | 0
9 | 22 | 22 | 6 | 1.7931 | 0 | 2.4769 | 0 | 0 | 0 | 0 | 0.076892 | 0 | 0 | 2.5266 | 0 | 6.8735 | 0 | 0 | 0 | 0 | 0 | 0 | 0 | 0 | 0 | 0 | 0 | 0 | 0 | 0.45131 | 0 | 1.1038 | 0 | 0.38822 | 0 | 0.31621 | 0.6901 | 0 | 0 | 0 | 0 | 2.9497 | 0 | 0 | 0 | 0 | 0 | 0 | 0 | 0 | 0 | 0 | 0 | 0 | 0
9 | 22 | 23 | 6 | 1.7931 | 0 | 2.4769 | 0 | 0 | 0 | 0 | 0.073831 | 0 | 0 | 0.45162 | 0 | 4.7955 | 0 | 0 | 0 | 0 | 0 | 0 | 0 | 0 | 0 | 0 | 0 | 0 | 0 | 0.45131 | 0 | 0.88038 | 0 | 0.37065 | 0 | 0.053706 | 0.6901 | 0 | 0 | 0 | 0 | 2.4461 | 0 | 0 | 0 | 0 | 0 | 0 | 0 | 0 | 0 | 0 | 0 | 0 | 0
9 | 22 | 24 | 6 | 1.7931 | 0 | 2.4769 | 0 | 0 | 0 | 0 | 0.05567 | 0 | 0 | 0.45165 | 0 | 4.7773 | 0 | 0 | 0 | 0 | 0 | 0 | 0 | 0 | 0 | 0 | 0 | 0 | 0 | 0.45131 | 0 | 0.54519 | 0 | 0.26352 | 0 | 0.053706 | 0.6901 | 0 | 0 | 0 | 0 | 2.0038 | 0 | 0 | 0 | 0 | 0 | 0 | 0 | 0 | 0 | 0 | 0 | 0 | 0
9 | 23 | 1 | 7 | 1.7931 | 0 | 2.4769 | 0 | 0 | 0 | 0 | 0.04521 | 0 | 0 | 0.45175 | 0 | 4.767 | 0 | 0 | 0 | 0 | 0 | 0 | 0 | 0 | 0 | 0 | 0 | 0 | 0 | 0.45131 | 0 | 0.32173 | 0 | 0.20175 | 0 | 0.053706 | 0.6901 | 0 | 0 | 0 | 0 | 1.7186 | 0 | 0 | 0 | 0 | 0 | 0 | 0 | 0 | 0 | 0 | 0 | 0 | 0
9 | 23 | 2 | 7 | 1.7931 | 0 | 2.4769 | 0 | 0 | 0 | 0 | 0.033093 | 0 | 0 | 0.45187 | 0 | 4.755 | 0 | 0 | 0 | 0 | 0 | 0 | 0 | 0 | 0 | 0 | 0 | 0 | 0 | 0.45131 | 0 | 0.32173 | 0 | 0.12573 | 0 | 0.053706 | 0.6901 | 0 | 0 | 0 | 0 | 1.6426 | 0 | 0 | 0 | 0 | 0 | 0 | 0 | 0 | 0 | 0 | 0 | 0 | 0
9 | 23 | 3 | 7 | 1.7931 | 0 | 2.4769 | 0 | 0 | 0 | 0 | 0.032311 | 0 | 0 | 0.45193 | 0 | 4.7543 | 0 | 0 | 0 | 0 | 0 | 0 | 0 | 0 | 0 | 0 | 0 | 0 | 0 | 0.45131 | 0 | 0.32173 | 0 | 0.12181 | 0 | 0.053706 | 0.6901 | 0 | 0 | 0 | 0 | 1.6387 | 0 | 0 | 0 | 0 | 0 | 0 | 0 | 0 | 0 | 0 | 0 | 0 | 0
9 | 23 | 4 | 7 | 1.7931 | 0 | 2.4769 | 0 | 0 | 0 | 0 | 0.023191 | 0 | 0 | 0.45196 | 0 | 4.7452 | 0 | 0 | 0 | 0 | 0 | 0 | 0 | 0 | 0 | 0 | 0 | 0 | 0 | 0.45131 | 0 | 0.32173 | 0 | 0.070728 | 0 | 0.053706 | 0.6901 | 0 | 0 | 0 | 0 | 1.5876 | 0 | 0 | 0 | 0 | 0 | 0 | 0 | 0 | 0 | 0 | 0 | 0 | 0
9 | 23 | 5 | 7 | 1.7931 | 0 | 2.4769 | 0 | 0 | 0 | 0 | 0.01169 | 0 | 0 | 0.45198 | 0 | 4.7337 | 0 | 0 | 0 | 0 | 0 | 0 | 0 | 0 | 0 | 0 | 0 | 0 | 0 | 0.45131 | 0 | 0.32173 | 0 | 0.0082025 | 0 | 0.053706 | 0.6901 | 0 | 0 | 0 | 0 | 1.5251 | 0 | 0 | 0 | 0 | 0 | 0 | 0 | 0 | 0 | 0 | 0 | 0 | 0
9 | 23 | 6 | 7 | 1.7931 | 0 | 2.4769 | 0 | 0 | 0 | 0 | 0.011394 | 0 | 0 | 2.5269 | 0 | 6.8083 | 0 | 0 | 0 | 0 | 0 | 0 | 0 | 0 | 0 | 0 | 0 | 0 | 0 | 0.45131 | 0 | 0.54519 | 0 | 0.0080928 | 0 | 0.31621 | 0.6901 | 0 | 0 | 0 | 0 | 2.0109 | 0 | 0 | 0 | 0 | 0 | 0 | 0 | 0 | 0 | 0 | 0 | 0 | 0
9 | 23 | 7 | 7 | 1.7931 | 0 | 2.4769 | 0 | 0 | 0 | 0 | 0.01194 | 0 | 0 | 3.9565 | 0 | 8.2385 | 0 | 0 | 0 | 0 | 0 | 0 | 0 | 0 | 0 | 0 | 0 | 0 | 0 | 0.45131 | 0 | 0.71279 | 0 | 0.010182 | 0 | 0.52621 | 0.6901 | 0 | 0 | 0 | 0 | 2.3906 | 0 | 0 | 0 | 0 | 0 | 0 | 0 | 0 | 0 | 0 | 0 | 0 | 0
9 | 23 | 8 | 7 | 1.7931 | 0 | 13.6089 | 0 | 0 | 0 | 0 | 0.27393 | 0 | 0 | 3.5843 | 0 | 19.2603 | 0 | 0 | 0 | 0 | 0 | 0 | 0 | 0 | 0 | 0 | 0 | 0 | 0 | 0.45131 | 0 | 0.71279 | 0 | 0.095672 | 0 | 0.42121 | 0.6901 | 0 | 0 | 0 | 0 | 2.3711 | 0 | 0 | 0 | 0 | 0 | 0 | 0 | 0 | 0 | 0 | 0 | 0 | 0
9 | 23 | 9 | 7 | 1.7931 | 0 | 13.6089 | 0 | 0 | 0 | 0 | 0.28987 | 0 | 0 | 2.5267 | 0 | 18.2186 | 0 | 0 | 0 | 0 | 0 | 0 | 0 | 0 | 0 | 0 | 0 | 0 | 0 | 0.45131 | 0 | 0.71279 | 0 | 1.2011 | 0 | 0.31621 | 0.6901 | 0 | 0 | 0 | 0 | 3.3715 | 0 | 0 | 0 | 0 | 0 | 0 | 0 | 0 | 0 | 0 | 0 | 0 | 0
9 | 23 | 10 | 7 | 1.7931 | 0 | 13.6089 | 0 | 0 | 0 | 0 | 0.27407 | 0 | 0 | 2.5267 | 0 | 18.2028 | 0 | 0 | 0 | 0 | 0 | 0 | 0 | 0 | 0 | 0 | 0 | 0 | 0 | 0.45131 | 0 | 0.71279 | 0 | 1.621 | 0 | 0.31621 | 0.6901 | 0 | 0 | 0 | 0 | 3.7914 | 0 | 0 | 0 | 0 | 0 | 0 | 0 | 0 | 0 | 0 | 0 | 0 | 0
9 | 23 | 11 | 7 | 1.7931 | 0 | 13.6089 | 0 | 0 | 0 | 0 | 0.3006 | 0 | 0 | 2.9417 | 0 | 18.6443 | 0 | 0 | 0 | 0 | 0 | 0 | 0 | 0 | 0 | 0 | 0 | 0 | 0 | 0.45131 | 0 | 0.54519 | 0 | 1.8393 | 0 | 0.36871 | 0.6901 | 0 | 0 | 0 | 0 | 3.8946 | 0 | 0 | 0 | 0 | 0 | 0 | 0 | 0 | 0 | 0 | 0 | 0 | 0
9 | 23 | 12 | 7 | 1.7931 | 0 | 8.6613 | 0 | 0 | 0 | 0 | 0.31176 | 0 | 0 | 3.3567 | 0 | 14.1229 | 0 | 0 | 0 | 0 | 0 | 0 | 0 | 0 | 0 | 0 | 0 | 0 | 0 | 0.45131 | 0 | 0.54519 | 0 | 1.7654 | 0 | 0.42121 | 0.6901 | 0 | 0 | 0 | 0 | 3.8732 | 0 | 0 | 0 | 0 | 0 | 0 | 0 | 0 | 0 | 0 | 0 | 0 | 0
9 | 23 | 13 | 7 | 1.7931 | 0 | 13.6089 | 0 | 0 | 0 | 0 | 0.41695 | 0 | 0 | 2.9417 | 0 | 18.7606 | 0 | 0 | 0 | 0 | 0 | 0 | 0 | 0 | 0 | 0 | 0 | 0 | 0 | 0.45131 | 0 | 0.54519 | 0 | 2.4427 | 0 | 0.36871 | 0.6901 | 0 | 0 | 0 | 0 | 4.498 | 0 | 0 | 0 | 0 | 0 | 0 | 0 | 0 | 0 | 0 | 0 | 0 | 0
9 | 23 | 14 | 7 | 1.7931 | 0 | 13.6089 | 0 | 0 | 0 | 0 | 0.51203 | 0 | 0 | 2.9417 | 0 | 18.8557 | 0 | 0 | 0 | 0 | 0 | 0 | 0 | 0 | 0 | 0 | 0 | 0 | 0 | 0.45131 | 0 | 0.54519 | 0 | 3.1531 | 0 | 0.36871 | 0.6901 | 0 | 0 | 0 | 0 | 5.2084 | 0 | 0 | 0 | 0 | 0 | 0 | 0 | 0 | 0 | 0 | 0 | 0 | 0
9 | 23 | 15 | 7 | 1.7931 | 0 | 13.6089 | 0 | 0 | 0 | 0 | 0.50176 | 0 | 0 | 2.5267 | 0 | 18.4304 | 0 | 0 | 0 | 0 | 0 | 0 | 0 | 0 | 0 | 0 | 0 | 0 | 0 | 0.45131 | 0 | 0.54519 | 0 | 3.0776 | 0 | 0.31621 | 0.6901 | 0 | 0 | 0 | 0 | 5.0804 | 0 | 0 | 0 | 0 | 0 | 0 | 0 | 0 | 0 | 0 | 0 | 0 | 0
9 | 23 | 16 | 7 | 1.7931 | 0 | 13.6089 | 0 | 0 | 0 | 0 | 0.43682 | 0 | 0 | 2.5267 | 0 | 18.3655 | 0 | 0 | 0 | 0 | 0 | 0 | 0 | 0 | 0 | 0 | 0 | 0 | 0 | 0.45131 | 0 | 0.54519 | 0 | 2.7345 | 0 | 0.31621 | 0.6901 | 0 | 0 | 0 | 0 | 4.7373 | 0 | 0 | 0 | 0 | 0 | 0 | 0 | 0 | 0 | 0 | 0 | 0 | 0
9 | 23 | 17 | 7 | 1.7931 | 0 | 13.6089 | 0 | 0 | 0 | 0 | 0.42022 | 0 | 0 | 3.9564 | 0 | 19.7787 | 0 | 0 | 0 | 0 | 0 | 0 | 0 | 0 | 0 | 0 | 0 | 0 | 0 | 0.45131 | 0 | 0.54519 | 0 | 2.6777 | 0 | 0.52621 | 0.6901 | 0 | 0 | 0 | 0 | 4.8905 | 0 | 0 | 0 | 0 | 0 | 0 | 0 | 0 | 0 | 0 | 0 | 0 | 0
9 | 23 | 18 | 7 | 1.7931 | 0 | 9.8982 | 0 | 0 | 0 | 0 | 0.27915 | 0 | 0 | 3.9564 | 0 | 15.9269 | 0 | 0 | 0 | 0 | 0 | 0 | 0 | 0 | 0 | 0 | 0 | 0 | 0 | 0.45131 | 0 | 0.54519 | 0 | 1.7354 | 0 | 0.52621 | 0.6901 | 0 | 0 | 0 | 0 | 3.9482 | 0 | 0 | 0 | 0 | 0 | 0 | 0 | 0 | 0 | 0 | 0 | 0 | 0
9 | 23 | 19 | 7 | 1.7931 | 0 | 2.4769 | 0 | 0 | 0 | 0 | 0.13689 | 0 | 0 | 3.8089 | 0 | 8.2158 | 0 | 0 | 0 | 0 | 0 | 0 | 0 | 0 | 0 | 0 | 0 | 0 | 0 | 0.45131 | 0 | 0.88038 | 0 | 0.79648 | 0 | 0.42121 | 0.6901 | 0 | 0 | 0 | 0 | 3.2395 | 0 | 0 | 0 | 0 | 0 | 0 | 0 | 0 | 0 | 0 | 0 | 0 | 0
9 | 23 | 20 | 7 | 1.7931 | 0 | 2.4769 | 0 | 0 | 0 | 0 | 0.095735 | 0 | 0 | 2.9416 | 0 | 7.3073 | 0 | 0 | 0 | 0 | 0 | 0 | 0 | 0 | 0 | 0 | 0 | 0 | 0 | 0.45131 | 0 | 1.1038 | 0 | 0.50566 | 0 | 0.36871 | 0.6901 | 0 | 0 | 0 | 0 | 3.1196 | 0 | 0 | 0 | 0 | 0 | 0 | 0 | 0 | 0 | 0 | 0 | 0 | 0
9 | 23 | 21 | 7 | 1.7931 | 0 | 2.4769 | 0 | 0 | 0 | 0 | 0.067224 | 0 | 0 | 3.7714 | 0 | 8.1087 | 0 | 0 | 0 | 0 | 0 | 0 | 0 | 0 | 0 | 0 | 0 | 0 | 0 | 0.45131 | 0 | 1.2156 | 0 | 0.33346 | 0 | 0.47371 | 0.6901 | 0 | 0 | 0 | 0 | 3.1641 | 0 | 0 | 0 | 0 | 0 | 0 | 0 | 0 | 0 | 0 | 0 | 0 | 0
9 | 23 | 22 | 7 | 1.7931 | 0 | 2.4769 | 0 | 0 | 0 | 0 | 0.055829 | 0 | 0 | 2.5264 | 0 | 6.8522 | 0 | 0 | 0 | 0 | 0 | 0 | 0 | 0 | 0 | 0 | 0 | 0 | 0 | 0.45131 | 0 | 1.1038 | 0 | 0.27742 | 0 | 0.31621 | 0.6901 | 0 | 0 | 0 | 0 | 2.8389 | 0 | 0 | 0 | 0 | 0 | 0 | 0 | 0 | 0 | 0 | 0 | 0 | 0
9 | 23 | 23 | 7 | 1.7931 | 0 | 2.4769 | 0 | 0 | 0 | 0 | 0.050398 | 0 | 0 | 0.45145 | 0 | 4.7719 | 0 | 0 | 0 | 0 | 0 | 0 | 0 | 0 | 0 | 0 | 0 | 0 | 0 | 0.45131 | 0 | 0.88038 | 0 | 0.24566 | 0 | 0.053706 | 0.6901 | 0 | 0 | 0 | 0 | 2.3212 | 0 | 0 | 0 | 0 | 0 | 0 | 0 | 0 | 0 | 0 | 0 | 0 | 0
9 | 23 | 24 | 7 | 1.7931 | 0 | 2.4769 | 0 | 0 | 0 | 0 | 0.042284 | 0 | 0 | 0.45149 | 0 | 4.7638 | 0 | 0 | 0 | 0 | 0 | 0 | 0 | 0 | 0 | 0 | 0 | 0 | 0 | 0.45131 | 0 | 0.54519 | 0 | 0.19359 | 0 | 0.053706 | 0.6901 | 0 | 0 | 0 | 0 | 1.9339 | 0 | 0 | 0 | 0 | 0 | 0 | 0 | 0 | 0 | 0 | 0 | 0 | 0
9 | 24 | 1 | 1 | 1.7931 | 0 | 2.4769 | 0 | 0 | 0 | 0 | 0.035329 | 0 | 0 | 0.45159 | 0 | 4.7569 | 0 | 0 | 0 | 0 | 0 | 0 | 0 | 0 | 0 | 0 | 0 | 0 | 0 | 0.45131 | 0 | 0.32173 | 0 | 0.1484 | 0 | 0.053706 | 0.6901 | 0 | 0 | 0 | 0 | 1.6652 | 0 | 0 | 0 | 0 | 0 | 0 | 0 | 0 | 0 | 0 | 0 | 0 | 0
9 | 24 | 2 | 1 | 1.7931 | 0 | 2.4769 | 0 | 0 | 0 | 0 | 0.030447 | 0 | 0 | 0.45171 | 0 | 4.7522 | 0 | 0 | 0 | 0 | 0 | 0 | 0 | 0 | 0 | 0 | 0 | 0 | 0 | 0.45131 | 0 | 0.32173 | 0 | 0.11671 | 0 | 0.053706 | 0.6901 | 0 | 0 | 0 | 0 | 1.6336 | 0 | 0 | 0 | 0 | 0 | 0 | 0 | 0 | 0 | 0 | 0 | 0 | 0
9 | 24 | 3 | 1 | 1.7931 | 0 | 2.4769 | 0 | 0 | 0 | 0 | 0.034807 | 0 | 0 | 0.45176 | 0 | 4.7566 | 0 | 0 | 0 | 0 | 0 | 0 | 0 | 0 | 0 | 0 | 0 | 0 | 0 | 0.45131 | 0 | 0.32173 | 0 | 0.14329 | 0 | 0.053706 | 0.6901 | 0 | 0 | 0 | 0 | 1.6601 | 0 | 0 | 0 | 0 | 0 | 0 | 0 | 0 | 0 | 0 | 0 | 0 | 0
9 | 24 | 4 | 1 | 1.7931 | 0 | 2.4769 | 0 | 0 | 0 | 0 | 0.036904 | 0 | 0 | 0.45178 | 0 | 4.7587 | 0 | 0 | 0 | 0 | 0 | 0 | 0 | 0 | 0 | 0 | 0 | 0 | 0 | 0.45131 | 0 | 0.32173 | 0 | 0.15467 | 0 | 0.053706 | 0.6901 | 0 | 0 | 0 | 0 | 1.6715 | 0 | 0 | 0 | 0 | 0 | 0 | 0 | 0 | 0 | 0 | 0 | 0 | 0
9 | 24 | 5 | 1 | 1.7931 | 0 | 2.4769 | 0 | 0 | 0 | 0 | 0.038503 | 0 | 0 | 0.45179 | 0 | 4.7603 | 0 | 0 | 0 | 0 | 0 | 0 | 0 | 0 | 0 | 0 | 0 | 0 | 0 | 0.45131 | 0 | 0.32173 | 0 | 0.16534 | 0 | 0.053706 | 0.6901 | 0 | 0 | 0 | 0 | 1.6822 | 0 | 0 | 0 | 0 | 0 | 0 | 0 | 0 | 0 | 0 | 0 | 0 | 0
9 | 24 | 6 | 1 | 1.7931 | 0 | 2.4769 | 0 | 0 | 0 | 0 | 0.022515 | 0 | 0 | 2.5267 | 0 | 6.8192 | 0 | 0 | 0 | 0 | 0 | 0 | 0 | 0 | 0 | 0 | 0 | 0 | 0 | 0.45131 | 0 | 0.54519 | 0 | 0.071382 | 0 | 0.31621 | 0.6901 | 0 | 0 | 0 | 0 | 2.0742 | 0 | 0 | 0 | 0 | 0 | 0 | 0 | 0 | 0 | 0 | 0 | 0 | 0
9 | 24 | 7 | 1 | 1.7931 | 0 | 2.4769 | 0 | 0 | 0 | 0 | 0.020219 | 0 | 0 | 3.9564 | 0 | 8.2467 | 0 | 0 | 0 | 0 | 0 | 0 | 0 | 0 | 0 | 0 | 0 | 0 | 0 | 0.45131 | 0 | 0.71279 | 0 | 0.055647 | 0 | 0.52621 | 0.6901 | 0 | 0 | 0 | 0 | 2.436 | 0 | 0 | 0 | 0 | 0 | 0 | 0 | 0 | 0 | 0 | 0 | 0 | 0
9 | 24 | 8 | 1 | 1.7931 | 0 | 13.6089 | 0 | 0 | 0 | 0 | 0.17353 | 0 | 0 | 3.584 | 0 | 19.1595 | 0 | 0 | 0 | 0 | 0 | 0 | 0 | 0 | 0 | 0 | 0 | 0 | 0 | 0.45131 | 0 | 0.71279 | 0 | 0.43724 | 0 | 0.42121 | 0.6901 | 0 | 0 | 0 | 0 | 2.7126 | 0 | 0 | 0 | 0 | 0 | 0 | 0 | 0 | 0 | 0 | 0 | 0 | 0
9 | 24 | 9 | 1 | 1.7931 | 0 | 13.6089 | 0 | 0 | 0 | 0 | 0.20447 | 0 | 0 | 2.5265 | 0 | 18.133 | 0 | 0 | 0 | 0 | 0 | 0 | 0 | 0 | 0 | 0 | 0 | 0 | 0 | 0.45131 | 0 | 0.71279 | 0 | 1.1062 | 0 | 0.31621 | 0.6901 | 0 | 0 | 0 | 0 | 3.2766 | 0 | 0 | 0 | 0 | 0 | 0 | 0 | 0 | 0 | 0 | 0 | 0 | 0
9 | 24 | 10 | 1 | 1.7931 | 0 | 13.6089 | 0 | 0 | 0 | 0 | 0.23071 | 0 | 0 | 2.5265 | 0 | 18.1592 | 0 | 0 | 0 | 0 | 0 | 0 | 0 | 0 | 0 | 0 | 0 | 0 | 0 | 0.45131 | 0 | 0.71279 | 0 | 1.5073 | 0 | 0.31621 | 0.6901 | 0 | 0 | 0 | 0 | 3.6777 | 0 | 0 | 0 | 0 | 0 | 0 | 0 | 0 | 0 | 0 | 0 | 0 | 0
9 | 24 | 11 | 1 | 1.7931 | 0 | 13.6089 | 0 | 0 | 0 | 0 | 0.25673 | 0 | 0 | 2.9414 | 0 | 18.6002 | 0 | 0 | 0 | 0 | 0 | 0 | 0 | 0 | 0 | 0 | 0 | 0 | 0 | 0.45131 | 0 | 0.54519 | 0 | 1.672 | 0 | 0.36871 | 0.6901 | 0 | 0 | 0 | 0 | 3.7273 | 0 | 0 | 0 | 0 | 0 | 0 | 0 | 0 | 0 | 0 | 0 | 0 | 0
9 | 24 | 12 | 1 | 1.7931 | 0 | 8.6613 | 0 | 0 | 0 | 0 | 0.17831 | 0 | 0 | 3.3564 | 0 | 13.9892 | 0 | 0 | 0 | 0 | 0 | 0 | 0 | 0 | 0 | 0 | 0 | 0 | 0 | 0.45131 | 0 | 0.54519 | 0 | 1.1306 | 0 | 0.42121 | 0.6901 | 0 | 0 | 0 | 0 | 3.2384 | 0 | 0 | 0 | 0 | 0 | 0 | 0 | 0 | 0 | 0 | 0 | 0 | 0
9 | 24 | 13 | 1 | 1.7931 | 0 | 13.6089 | 0 | 0 | 0 | 0 | 0.2028 | 0 | 0 | 2.9415 | 0 | 18.5463 | 0 | 0 | 0 | 0 | 0 | 0 | 0 | 0 | 0 | 0 | 0 | 0 | 0 | 0.45131 | 0 | 0.54519 | 0 | 1.3186 | 0 | 0.36871 | 0.6901 | 0 | 0 | 0 | 0 | 3.3739 | 0 | 0 | 0 | 0 | 0 | 0 | 0 | 0 | 0 | 0 | 0 | 0 | 0
9 | 24 | 14 | 1 | 1.7931 | 0 | 13.6089 | 0 | 0 | 0 | 0 | 0.23898 | 0 | 0 | 2.9415 | 0 | 18.5824 | 0 | 0 | 0 | 0 | 0 | 0 | 0 | 0 | 0 | 0 | 0 | 0 | 0 | 0.45131 | 0 | 0.54519 | 0 | 1.5714 | 0 | 0.36871 | 0.6901 | 0 | 0 | 0 | 0 | 3.6267 | 0 | 0 | 0 | 0 | 0 | 0 | 0 | 0 | 0 | 0 | 0 | 0 | 0
9 | 24 | 15 | 1 | 1.7931 | 0 | 13.6089 | 0 | 0 | 0 | 0 | 0.2899 | 0 | 0 | 2.5265 | 0 | 18.2184 | 0 | 0 | 0 | 0 | 0 | 0 | 0 | 0 | 0 | 0 | 0 | 0 | 0 | 0.45131 | 0 | 0.54519 | 0 | 1.906 | 0 | 0.31621 | 0.6901 | 0 | 0 | 0 | 0 | 3.9088 | 0 | 0 | 0 | 0 | 0 | 0 | 0 | 0 | 0 | 0 | 0 | 0 | 0
9 | 24 | 16 | 1 | 1.7931 | 0 | 13.6089 | 0 | 0 | 0 | 0 | 0.24726 | 0 | 0 | 2.5265 | 0 | 18.1757 | 0 | 0 | 0 | 0 | 0 | 0 | 0 | 0 | 0 | 0 | 0 | 0 | 0 | 0.45131 | 0 | 0.54519 | 0 | 1.6588 | 0 | 0.31621 | 0.6901 | 0 | 0 | 0 | 0 | 3.6616 | 0 | 0 | 0 | 0 | 0 | 0 | 0 | 0 | 0 | 0 | 0 | 0 | 0
9 | 24 | 17 | 1 | 1.7931 | 0 | 13.6089 | 0 | 0 | 0 | 0 | 0.22612 | 0 | 0 | 3.9563 | 0 | 19.5845 | 0 | 0 | 0 | 0 | 0 | 0 | 0 | 0 | 0 | 0 | 0 | 0 | 0 | 0.45131 | 0 | 0.54519 | 0 | 1.5209 | 0 | 0.52621 | 0.6901 | 0 | 0 | 0 | 0 | 3.7337 | 0 | 0 | 0 | 0 | 0 | 0 | 0 | 0 | 0 | 0 | 0 | 0 | 0
9 | 24 | 18 | 1 | 1.7931 | 0 | 9.8982 | 0 | 0 | 0 | 0 | 0.17447 | 0 | 0 | 3.9564 | 0 | 15.8222 | 0 | 0 | 0 | 0 | 0 | 0 | 0 | 0 | 0 | 0 | 0 | 0 | 0 | 0.45131 | 0 | 0.54519 | 0 | 1.1518 | 0 | 0.52621 | 0.6901 | 0 | 0 | 0 | 0 | 3.3647 | 0 | 0 | 0 | 0 | 0 | 0 | 0 | 0 | 0 | 0 | 0 | 0 | 0
9 | 24 | 19 | 1 | 1.7931 | 0 | 2.4769 | 0 | 0 | 0 | 0 | 0.070214 | 0 | 0 | 3.8085 | 0 | 8.1488 | 0 | 0 | 0 | 0 | 0 | 0 | 0 | 0 | 0 | 0 | 0 | 0 | 0 | 0.45131 | 0 | 0.88038 | 0 | 0.39878 | 0 | 0.42121 | 0.6901 | 0 | 0 | 0 | 0 | 2.8418 | 0 | 0 | 0 | 0 | 0 | 0 | 0 | 0 | 0 | 0 | 0 | 0 | 0
9 | 24 | 20 | 1 | 1.7931 | 0 | 2.4769 | 0 | 0 | 0 | 0 | 0.03749 | 0 | 0 | 2.9414 | 0 | 7.2489 | 0 | 0 | 0 | 0 | 0 | 0 | 0 | 0 | 0 | 0 | 0 | 0 | 0 | 0.45131 | 0 | 1.1038 | 0 | 0.17919 | 0 | 0.36871 | 0.6901 | 0 | 0 | 0 | 0 | 2.7931 | 0 | 0 | 0 | 0 | 0 | 0 | 0 | 0 | 0 | 0 | 0 | 0 | 0
9 | 24 | 21 | 1 | 1.7931 | 0 | 2.4769 | 0 | 0 | 0 | 0 | 0.029505 | 0 | 0 | 3.7713 | 0 | 8.0708 | 0 | 0 | 0 | 0 | 0 | 0 | 0 | 0 | 0 | 0 | 0 | 0 | 0 | 0.45131 | 0 | 1.2156 | 0 | 0.12795 | 0 | 0.47371 | 0.6901 | 0 | 0 | 0 | 0 | 2.9586 | 0 | 0 | 0 | 0 | 0 | 0 | 0 | 0 | 0 | 0 | 0 | 0 | 0
9 | 24 | 22 | 1 | 1.7931 | 0 | 2.4769 | 0 | 0 | 0 | 0 | 0.024292 | 0 | 0 | 2.5262 | 0 | 6.8205 | 0 | 0 | 0 | 0 | 0 | 0 | 0 | 0 | 0 | 0 | 0 | 0 | 0 | 0.45131 | 0 | 1.1038 | 0 | 0.094272 | 0 | 0.31621 | 0.6901 | 0 | 0 | 0 | 0 | 2.6557 | 0 | 0 | 0 | 0 | 0 | 0 | 0 | 0 | 0 | 0 | 0 | 0 | 0
9 | 24 | 23 | 1 | 1.7931 | 0 | 2.4769 | 0 | 0 | 0 | 0 | 0.021466 | 0 | 0 | 0.45127 | 0 | 4.7428 | 0 | 0 | 0 | 0 | 0 | 0 | 0 | 0 | 0 | 0 | 0 | 0 | 0 | 0.45131 | 0 | 0.88038 | 0 | 0.075983 | 0 | 0.053706 | 0.6901 | 0 | 0 | 0 | 0 | 2.1515 | 0 | 0 | 0 | 0 | 0 | 0 | 0 | 0 | 0 | 0 | 0 | 0 | 0
9 | 24 | 24 | 1 | 1.7931 | 0 | 2.4769 | 0 | 0 | 0 | 0 | 0.01666 | 0 | 0 | 0.45131 | 0 | 4.738 | 0 | 0 | 0 | 0 | 0 | 0 | 0 | 0 | 0 | 0 | 0 | 0 | 0 | 0.45131 | 0 | 0.54519 | 0 | 0.045069 | 0 | 0.053706 | 0.6901 | 0 | 0 | 0 | 0 | 1.7854 | 0 | 0 | 0 | 0 | 0 | 0 | 0 | 0 | 0 | 0 | 0 | 0 | 0
9 | 25 | 1 | 2 | 1.7931 | 0 | 2.4769 | 0 | 0 | 0 | 0 | 0.013309 | 0 | 0 | 0.45142 | 0 | 4.7348 | 0 | 0 | 0 | 0 | 0 | 0 | 0 | 0 | 0 | 0 | 0 | 0 | 0 | 0.45131 | 0 | 0.32173 | 0 | 0.022941 | 0 | 0.053706 | 0.6901 | 0 | 0 | 0 | 0 | 1.5398 | 0 | 0 | 0 | 0 | 0 | 0 | 0 | 0 | 0 | 0 | 0 | 0 | 0
9 | 25 | 2 | 2 | 1.7931 | 0 | 2.4769 | 0 | 0 | 0 | 0 | 0.01 | 0 | 0 | 0.45153 | 0 | 4.7316 | 0 | 0 | 0 | 0 | 0 | 0 | 0 | 0 | 0 | 0 | 0 | 0 | 0 | 0.45131 | 0 | 0.32173 | 0 | 0 | 0 | 0.053706 | 0.6901 | 0 | 0 | 0 | 0 | 1.5169 | 0 | 0 | 0 | 0 | 0 | 0 | 0 | 0 | 0 | 0 | 0 | 0 | 0
9 | 25 | 3 | 2 | 1.7931 | 0 | 2.4769 | 0 | 0 | 0 | 0 | 0.015495 | 0 | 0 | 0.4516 | 0 | 4.7371 | 0 | 0 | 0 | 0 | 0 | 0 | 0 | 0 | 0 | 0 | 0 | 0 | 0 | 0.45131 | 0 | 0.32173 | 0 | 0 | 0 | 0.053706 | 0.6901 | 0 | 0 | 0 | 0 | 1.5169 | 0 | 0 | 0 | 0 | 0 | 0 | 0 | 0 | 0 | 0 | 0 | 0 | 0
9 | 25 | 4 | 2 | 1.7931 | 0 | 2.4769 | 0 | 0 | 0 | 0 | 0.01003 | 0 | 0 | 0.45162 | 0 | 4.7317 | 0 | 0 | 0 | 0 | 0 | 0 | 0 | 0 | 0 | 0 | 0 | 0 | 0 | 0.45131 | 0 | 0.32173 | 0 | 0.0001624 | 0 | 0.053706 | 0.6901 | 0 | 0 | 0 | 0 | 1.517 | 0 | 0 | 0 | 0 | 0 | 0 | 0 | 0 | 0 | 0 | 0 | 0 | 0
9 | 25 | 5 | 2 | 1.7931 | 0 | 2.4769 | 0 | 0 | 0 | 0 | 0.010809 | 0 | 0 | 0.45164 | 0 | 4.7325 | 0 | 0 | 0 | 0 | 0 | 0 | 0 | 0 | 0 | 0 | 0 | 0 | 0 | 0.45131 | 0 | 0.32173 | 0 | 0.00066607 | 0 | 0.053706 | 0.6901 | 0 | 0 | 0 | 0 | 1.5175 | 0 | 0 | 0 | 0 | 0 | 0 | 0 | 0 | 0 | 0 | 0 | 0 | 0
9 | 25 | 6 | 2 | 1.7931 | 0 | 2.4769 | 0 | 0 | 0 | 0 | 0.010873 | 0 | 0 | 2.5266 | 0 | 6.8075 | 0 | 0 | 0 | 0 | 0 | 0 | 0 | 0 | 0 | 0 | 0 | 0 | 0 | 0.45131 | 0 | 0.54519 | 0 | 0.0051895 | 0 | 0.31621 | 0.6901 | 0 | 0 | 0 | 0 | 2.008 | 0 | 0 | 0 | 0 | 0 | 0 | 0 | 0 | 0 | 0 | 0 | 0 | 0
9 | 25 | 7 | 2 | 1.7931 | 0 | 2.4769 | 0 | 0 | 0 | 0 | 0.01 | 0 | 0 | 3.9564 | 0 | 8.2364 | 0 | 0 | 0 | 0 | 0 | 0 | 0 | 0 | 0 | 0 | 0 | 0 | 0 | 0.45131 | 0 | 0.71279 | 0 | 0 | 0 | 0.52621 | 0.6901 | 0 | 0 | 0 | 0 | 2.3804 | 0 | 0 | 0 | 0 | 0 | 0 | 0 | 0 | 0 | 0 | 0 | 0 | 0
9 | 25 | 8 | 2 | 1.7931 | 0 | 13.6089 | 0 | 0 | 0 | 0 | 0.18151 | 0 | 0 | 3.5838 | 0 | 19.1673 | 0 | 0 | 0 | 0 | 0 | 0 | 0 | 0 | 0 | 0 | 0 | 0 | 0 | 0.45131 | 0 | 0.71279 | 0 | 0 | 0 | 0.42121 | 0.6901 | 0 | 0 | 0 | 0 | 2.2754 | 0 | 0 | 0 | 0 | 0 | 0 | 0 | 0 | 0 | 0 | 0 | 0 | 0
9 | 25 | 9 | 2 | 1.7931 | 0 | 13.6089 | 0 | 0 | 0 | 0 | 0.19579 | 0 | 0 | 2.5264 | 0 | 18.1242 | 0 | 0 | 0 | 0 | 0 | 0 | 0 | 0 | 0 | 0 | 0 | 0 | 0 | 0.45131 | 0 | 0.71279 | 0 | 0.78512 | 0 | 0.31621 | 0.6901 | 0 | 0 | 0 | 0 | 2.9555 | 0 | 0 | 0 | 0 | 0 | 0 | 0 | 0 | 0 | 0 | 0 | 0 | 0
9 | 25 | 10 | 2 | 1.7931 | 0 | 13.6089 | 0 | 0 | 0 | 0 | 0.16385 | 0 | 0 | 2.5264 | 0 | 18.0922 | 0 | 0 | 0 | 0 | 0 | 0 | 0 | 0 | 0 | 0 | 0 | 0 | 0 | 0.45131 | 0 | 0.71279 | 0 | 0.92286 | 0 | 0.31621 | 0.6901 | 0 | 0 | 0 | 0 | 3.0933 | 0 | 0 | 0 | 0 | 0 | 0 | 0 | 0 | 0 | 0 | 0 | 0 | 0
9 | 25 | 11 | 2 | 1.7931 | 0 | 13.6089 | 0 | 0 | 0 | 0 | 0.15797 | 0 | 0 | 2.9413 | 0 | 18.5013 | 0 | 0 | 0 | 0 | 0 | 0 | 0 | 0 | 0 | 0 | 0 | 0 | 0 | 0.45131 | 0 | 0.54519 | 0 | 0.89929 | 0 | 0.36871 | 0.6901 | 0 | 0 | 0 | 0 | 2.9546 | 0 | 0 | 0 | 0 | 0 | 0 | 0 | 0 | 0 | 0 | 0 | 0 | 0
9 | 25 | 12 | 2 | 1.7931 | 0 | 8.6613 | 0 | 0 | 0 | 0 | 0.089154 | 0 | 0 | 3.3563 | 0 | 13.9 | 0 | 0 | 0 | 0 | 0 | 0 | 0 | 0 | 0 | 0 | 0 | 0 | 0 | 0.45131 | 0 | 0.54519 | 0 | 0.44694 | 0 | 0.42121 | 0.6901 | 0 | 0 | 0 | 0 | 2.5547 | 0 | 0 | 0 | 0 | 0 | 0 | 0 | 0 | 0 | 0 | 0 | 0 | 0
9 | 25 | 13 | 2 | 1.7931 | 0 | 13.6089 | 0 | 0 | 0 | 0 | 0.14397 | 0 | 0 | 2.9414 | 0 | 18.4874 | 0 | 0 | 0 | 0 | 0 | 0 | 0 | 0 | 0 | 0 | 0 | 0 | 0 | 0.45131 | 0 | 0.54519 | 0 | 0.74018 | 0 | 0.36871 | 0.6901 | 0 | 0 | 0 | 0 | 2.7955 | 0 | 0 | 0 | 0 | 0 | 0 | 0 | 0 | 0 | 0 | 0 | 0 | 0
9 | 25 | 14 | 2 | 1.7931 | 0 | 13.6089 | 0 | 0 | 0 | 0 | 0.17919 | 0 | 0 | 2.9414 | 0 | 18.5226 | 0 | 0 | 0 | 0 | 0 | 0 | 0 | 0 | 0 | 0 | 0 | 0 | 0 | 0.45131 | 0 | 0.54519 | 0 | 0.98042 | 0 | 0.36871 | 0.6901 | 0 | 0 | 0 | 0 | 3.0357 | 0 | 0 | 0 | 0 | 0 | 0 | 0 | 0 | 0 | 0 | 0 | 0 | 0
9 | 25 | 15 | 2 | 1.7931 | 0 | 13.6089 | 0 | 0 | 0 | 0 | 0.18816 | 0 | 0 | 2.5264 | 0 | 18.1166 | 0 | 0 | 0 | 0 | 0 | 0 | 0 | 0 | 0 | 0 | 0 | 0 | 0 | 0.45131 | 0 | 0.54519 | 0 | 1.0287 | 0 | 0.31621 | 0.6901 | 0 | 0 | 0 | 0 | 3.0315 | 0 | 0 | 0 | 0 | 0 | 0 | 0 | 0 | 0 | 0 | 0 | 0 | 0
9 | 25 | 16 | 2 | 1.7931 | 0 | 13.6089 | 0 | 0 | 0 | 0 | 0.21403 | 0 | 0 | 2.5264 | 0 | 18.1425 | 0 | 0 | 0 | 0 | 0 | 0 | 0 | 0 | 0 | 0 | 0 | 0 | 0 | 0.45131 | 0 | 0.54519 | 0 | 1.1981 | 0 | 0.31621 | 0.6901 | 0 | 0 | 0 | 0 | 3.2009 | 0 | 0 | 0 | 0 | 0 | 0 | 0 | 0 | 0 | 0 | 0 | 0 | 0
9 | 25 | 17 | 2 | 1.7931 | 0 | 13.6089 | 0 | 0 | 0 | 0 | 0.19063 | 0 | 0 | 3.9563 | 0 | 19.549 | 0 | 0 | 0 | 0 | 0 | 0 | 0 | 0 | 0 | 0 | 0 | 0 | 0 | 0.45131 | 0 | 0.54519 | 0 | 1.0729 | 0 | 0.52621 | 0.6901 | 0 | 0 | 0 | 0 | 3.2857 | 0 | 0 | 0 | 0 | 0 | 0 | 0 | 0 | 0 | 0 | 0 | 0 | 0
9 | 25 | 18 | 2 | 1.7931 | 0 | 9.8982 | 0 | 0 | 0 | 0 | 0.1099 | 0 | 0 | 3.9563 | 0 | 15.7576 | 0 | 0 | 0 | 0 | 0 | 0 | 0 | 0 | 0 | 0 | 0 | 0 | 0 | 0.45131 | 0 | 0.54519 | 0 | 0.62049 | 0 | 0.52621 | 0.6901 | 0 | 0 | 0 | 0 | 2.8333 | 0 | 0 | 0 | 0 | 0 | 0 | 0 | 0 | 0 | 0 | 0 | 0 | 0
9 | 25 | 19 | 2 | 1.7931 | 0 | 2.4769 | 0 | 0 | 0 | 0 | 0.017168 | 0 | 0 | 3.8084 | 0 | 8.0956 | 0 | 0 | 0 | 0 | 0 | 0 | 0 | 0 | 0 | 0 | 0 | 0 | 0 | 0.45131 | 0 | 0.88038 | 0 | 0.043608 | 0 | 0.42121 | 0.6901 | 0 | 0 | 0 | 0 | 2.4866 | 0 | 0 | 0 | 0 | 0 | 0 | 0 | 0 | 0 | 0 | 0 | 0 | 0
9 | 25 | 20 | 2 | 1.7931 | 0 | 2.4769 | 0 | 0 | 0 | 0 | 0.01 | 0 | 0 | 2.9414 | 0 | 7.2214 | 0 | 0 | 0 | 0 | 0 | 0 | 0 | 0 | 0 | 0 | 0 | 0 | 0 | 0.45131 | 0 | 1.1038 | 0 | 0 | 0 | 0.36871 | 0.6901 | 0 | 0 | 0 | 0 | 2.614 | 0 | 0 | 0 | 0 | 0 | 0 | 0 | 0 | 0 | 0 | 0 | 0 | 0
9 | 25 | 21 | 2 | 1.7931 | 0 | 2.4769 | 0 | 0 | 0 | 0 | 0.01 | 0 | 0 | 3.7713 | 0 | 8.0513 | 0 | 0 | 0 | 0 | 0 | 0 | 0 | 0 | 0 | 0 | 0 | 0 | 0 | 0.45131 | 0 | 1.2156 | 0 | 0 | 0 | 0.47371 | 0.6901 | 0 | 0 | 0 | 0 | 2.8307 | 0 | 0 | 0 | 0 | 0 | 0 | 0 | 0 | 0 | 0 | 0 | 0 | 0
9 | 25 | 22 | 2 | 1.7931 | 0 | 2.4769 | 0 | 0 | 0 | 0 | 0.01 | 0 | 0 | 2.5263 | 0 | 6.8063 | 0 | 0 | 0 | 0 | 0 | 0 | 0 | 0 | 0 | 0 | 0 | 0 | 0 | 0.45131 | 0 | 1.1038 | 0 | 0 | 0 | 0.31621 | 0.6901 | 0 | 0 | 0 | 0 | 2.5615 | 0 | 0 | 0 | 0 | 0 | 0 | 0 | 0 | 0 | 0 | 0 | 0 | 0
9 | 25 | 23 | 2 | 1.7931 | 0 | 2.4769 | 0 | 0 | 0 | 0 | 0.01 | 0 | 0 | 0.45135 | 0 | 4.7314 | 0 | 0 | 0 | 0 | 0 | 0 | 0 | 0 | 0 | 0 | 0 | 0 | 0 | 0.45131 | 0 | 0.88038 | 0 | 0 | 0 | 0.053706 | 0.6901 | 0 | 0 | 0 | 0 | 2.0755 | 0 | 0 | 0 | 0 | 0 | 0 | 0 | 0 | 0 | 0 | 0 | 0 | 0
9 | 25 | 24 | 2 | 1.7931 | 0 | 2.4769 | 0 | 0 | 0 | 0 | 0.01 | 0 | 0 | 0.45139 | 0 | 4.7314 | 0 | 0 | 0 | 0 | 0 | 0 | 0 | 0 | 0 | 0 | 0 | 0 | 0 | 0.45131 | 0 | 0.54519 | 0 | 0 | 0 | 0.053706 | 0.6901 | 0 | 0 | 0 | 0 | 1.7403 | 0 | 0 | 0 | 0 | 0 | 0 | 0 | 0 | 0 | 0 | 0 | 0 | 0
9 | 26 | 1 | 3 | 1.7931 | 0 | 2.4769 | 0 | 0 | 0 | 0 | 0.01 | 0 | 0 | 0.45163 | 0 | 4.7317 | 0 | 0 | 0 | 0 | 0 | 0 | 0 | 0 | 0 | 0 | 0 | 0 | 0 | 0.45131 | 0 | 0.32173 | 0 | 0 | 0 | 0.053706 | 0.6901 | 0 | 0 | 0 | 0 | 1.5169 | 0 | 0 | 0 | 0 | 0 | 0 | 0 | 0 | 0 | 0 | 0 | 0 | 0
9 | 26 | 2 | 3 | 1.7931 | 0 | 2.4769 | 0 | 0 | 0 | 0 | 0.01 | 0 | 0 | 0.45172 | 0 | 4.7317 | 0 | 0 | 0 | 0 | 0 | 0 | 0 | 0 | 0 | 0 | 0 | 0 | 0 | 0.45131 | 0 | 0.32173 | 0 | 0 | 0 | 0.053706 | 0.6901 | 0 | 0 | 0 | 0 | 1.5169 | 0 | 0 | 0 | 0 | 0 | 0 | 0 | 0 | 0 | 0 | 0 | 0 | 0
9 | 26 | 3 | 3 | 1.7931 | 0 | 2.4769 | 0 | 0 | 0 | 0 | 0.01 | 0 | 0 | 0.45182 | 0 | 4.7318 | 0 | 0 | 0 | 0 | 0 | 0 | 0 | 0 | 0 | 0 | 0 | 0 | 0 | 0.45131 | 0 | 0.32173 | 0 | 0 | 0 | 0.053706 | 0.6901 | 0 | 0 | 0 | 0 | 1.5169 | 0 | 0 | 0 | 0 | 0 | 0 | 0 | 0 | 0 | 0 | 0 | 0 | 0
9 | 26 | 4 | 3 | 1.7931 | 0 | 2.4769 | 0 | 0 | 0 | 0 | 0.01 | 0 | 0 | 0.45184 | 0 | 4.7319 | 0 | 0 | 0 | 0 | 0 | 0 | 0 | 0 | 0 | 0 | 0 | 0 | 0 | 0.45131 | 0 | 0.32173 | 0 | 0 | 0 | 0.053706 | 0.6901 | 0 | 0 | 0 | 0 | 1.5169 | 0 | 0 | 0 | 0 | 0 | 0 | 0 | 0 | 0 | 0 | 0 | 0 | 0
9 | 26 | 5 | 3 | 1.7931 | 0 | 2.4769 | 0 | 0 | 0 | 0 | 0.01 | 0 | 0 | 0.45188 | 0 | 4.7319 | 0 | 0 | 0 | 0 | 0 | 0 | 0 | 0 | 0 | 0 | 0 | 0 | 0 | 0.45131 | 0 | 0.32173 | 0 | 0 | 0 | 0.053706 | 0.6901 | 0 | 0 | 0 | 0 | 1.5169 | 0 | 0 | 0 | 0 | 0 | 0 | 0 | 0 | 0 | 0 | 0 | 0 | 0
9 | 26 | 6 | 3 | 1.7931 | 0 | 2.4769 | 0 | 0 | 0 | 0 | 0.01 | 0 | 0 | 2.5268 | 0 | 6.8069 | 0 | 0 | 0 | 0 | 0 | 0 | 0 | 0 | 0 | 0 | 0 | 0 | 0 | 0.45131 | 0 | 0.54519 | 0 | 0 | 0 | 0.31621 | 0.6901 | 0 | 0 | 0 | 0 | 2.0028 | 0 | 0 | 0 | 0 | 0 | 0 | 0 | 0 | 0 | 0 | 0 | 0 | 0
9 | 26 | 7 | 3 | 1.7931 | 0 | 2.4769 | 0 | 0 | 0 | 0 | 0.01 | 0 | 0 | 3.9565 | 0 | 8.2365 | 0 | 0 | 0 | 0 | 0 | 0 | 0 | 0 | 0 | 0 | 0 | 0 | 0 | 0.45131 | 0 | 0.71279 | 0 | 0 | 0 | 0.52621 | 0.6901 | 0 | 0 | 0 | 0 | 2.3804 | 0 | 0 | 0 | 0 | 0 | 0 | 0 | 0 | 0 | 0 | 0 | 0 | 0
9 | 26 | 8 | 3 | 1.7931 | 0 | 13.6089 | 0 | 0 | 0 | 0 | 0.01 | 0 | 0 | 3.5842 | 0 | 18.9963 | 0 | 0 | 0 | 0 | 0 | 0 | 0 | 0 | 0 | 0 | 0 | 0 | 0 | 0.45131 | 0 | 0.71279 | 0 | 0 | 0 | 0.42121 | 0.6901 | 0 | 0 | 0 | 0 | 2.2754 | 0 | 0 | 0 | 0 | 0 | 0 | 0 | 0 | 0 | 0 | 0 | 0 | 0
9 | 26 | 9 | 3 | 1.7931 | 0 | 13.6089 | 0 | 0 | 0 | 0 | 0.01 | 0 | 0 | 2.5267 | 0 | 17.9387 | 0 | 0 | 0 | 0 | 0 | 0 | 0 | 0 | 0 | 0 | 0 | 0 | 0 | 0.45131 | 0 | 0.71279 | 0 | 0 | 0 | 0.31621 | 0.6901 | 0 | 0 | 0 | 0 | 2.1704 | 0 | 0 | 0 | 0 | 0 | 0 | 0 | 0 | 0 | 0 | 0 | 0 | 0
9 | 26 | 10 | 3 | 1.7931 | 0 | 13.6089 | 0 | 0 | 0 | 0 | 0.01 | 0 | 0 | 2.5268 | 0 | 17.9388 | 0 | 0 | 0 | 0 | 0 | 0 | 0 | 0 | 0 | 0 | 0 | 0 | 0 | 0.45131 | 0 | 0.71279 | 0 | 0 | 0 | 0.31621 | 0.6901 | 0 | 0 | 0 | 0 | 2.1704 | 0 | 0 | 0 | 0 | 0 | 0 | 0 | 0 | 0 | 0 | 0 | 0 | 0
9 | 26 | 11 | 3 | 1.7931 | 0 | 13.6089 | 0 | 0 | 0 | 0 | 0.01 | 0 | 0 | 2.9418 | 0 | 18.3538 | 0 | 0 | 0 | 0 | 0 | 0 | 0 | 0 | 0 | 0 | 0 | 0 | 0 | 0.45131 | 0 | 0.54519 | 0 | 0 | 0 | 0.36871 | 0.6901 | 0 | 0 | 0 | 0 | 2.0553 | 0 | 0 | 0 | 0 | 0 | 0 | 0 | 0 | 0 | 0 | 0 | 0 | 0
9 | 26 | 12 | 3 | 1.7931 | 0 | 8.6613 | 0 | 0 | 0 | 0 | 0.01 | 0 | 0 | 3.3568 | 0 | 13.8213 | 0 | 0 | 0 | 0 | 0 | 0 | 0 | 0 | 0 | 0 | 0 | 0 | 0 | 0.45131 | 0 | 0.54519 | 0 | 0 | 0 | 0.42121 | 0.6901 | 0 | 0 | 0 | 0 | 2.1078 | 0 | 0 | 0 | 0 | 0 | 0 | 0 | 0 | 0 | 0 | 0 | 0 | 0
9 | 26 | 13 | 3 | 1.7931 | 0 | 13.6089 | 0 | 0 | 0 | 0 | 0.034025 | 0 | 0 | 2.9418 | 0 | 18.3779 | 0 | 0 | 0 | 0 | 0 | 0 | 0 | 0 | 0 | 0 | 0 | 0 | 0 | 0.45131 | 0 | 0.54519 | 0 | 0 | 0 | 0.36871 | 0.6901 | 0 | 0 | 0 | 0 | 2.0553 | 0 | 0 | 0 | 0 | 0 | 0 | 0 | 0 | 0 | 0 | 0 | 0 | 0
9 | 26 | 14 | 3 | 1.7931 | 0 | 13.6089 | 0 | 0 | 0 | 0 | 0.079112 | 0 | 0 | 2.9418 | 0 | 18.423 | 0 | 0 | 0 | 0 | 0 | 0 | 0 | 0 | 0 | 0 | 0 | 0 | 0 | 0.45131 | 0 | 0.54519 | 0 | 0.23217 | 0 | 0.36871 | 0.6901 | 0 | 0 | 0 | 0 | 2.2875 | 0 | 0 | 0 | 0 | 0 | 0 | 0 | 0 | 0 | 0 | 0 | 0 | 0
9 | 26 | 15 | 3 | 1.7931 | 0 | 13.6089 | 0 | 0 | 0 | 0 | 0.10288 | 0 | 0 | 2.5269 | 0 | 18.0318 | 0 | 0 | 0 | 0 | 0 | 0 | 0 | 0 | 0 | 0 | 0 | 0 | 0 | 0.45131 | 0 | 0.54519 | 0 | 0.40804 | 0 | 0.31621 | 0.6901 | 0 | 0 | 0 | 0 | 2.4108 | 0 | 0 | 0 | 0 | 0 | 0 | 0 | 0 | 0 | 0 | 0 | 0 | 0
9 | 26 | 16 | 3 | 1.7931 | 0 | 13.6089 | 0 | 0 | 0 | 0 | 0.11772 | 0 | 0 | 2.5269 | 0 | 18.0467 | 0 | 0 | 0 | 0 | 0 | 0 | 0 | 0 | 0 | 0 | 0 | 0 | 0 | 0.45131 | 0 | 0.54519 | 0 | 0.49238 | 0 | 0.31621 | 0.6901 | 0 | 0 | 0 | 0 | 2.4952 | 0 | 0 | 0 | 0 | 0 | 0 | 0 | 0 | 0 | 0 | 0 | 0 | 0
9 | 26 | 17 | 3 | 1.7931 | 0 | 13.6089 | 0 | 0 | 0 | 0 | 0.10945 | 0 | 0 | 3.9566 | 0 | 19.468 | 0 | 0 | 0 | 0 | 0 | 0 | 0 | 0 | 0 | 0 | 0 | 0 | 0 | 0.45131 | 0 | 0.54519 | 0 | 0.43913 | 0 | 0.52621 | 0.6901 | 0 | 0 | 0 | 0 | 2.6519 | 0 | 0 | 0 | 0 | 0 | 0 | 0 | 0 | 0 | 0 | 0 | 0 | 0
9 | 26 | 18 | 3 | 1.7931 | 0 | 9.8982 | 0 | 0 | 0 | 0 | 0.017645 | 0 | 0 | 3.9566 | 0 | 15.6656 | 0 | 0 | 0 | 0 | 0 | 0 | 0 | 0 | 0 | 0 | 0 | 0 | 0 | 0.45131 | 0 | 0.54519 | 0 | 0.035056 | 0 | 0.52621 | 0.6901 | 0 | 0 | 0 | 0 | 2.2479 | 0 | 0 | 0 | 0 | 0 | 0 | 0 | 0 | 0 | 0 | 0 | 0 | 0
9 | 26 | 19 | 3 | 1.7931 | 0 | 2.4769 | 0 | 0 | 0 | 0 | 0.01 | 0 | 0 | 3.8096 | 0 | 8.0896 | 0 | 0 | 0 | 0 | 0 | 0 | 0 | 0 | 0 | 0 | 0 | 0 | 0 | 0.45131 | 0 | 0.88038 | 0 | 0 | 0 | 0.42121 | 0.6901 | 0 | 0 | 0 | 0 | 2.443 | 0 | 0 | 0 | 0 | 0 | 0 | 0 | 0 | 0 | 0 | 0 | 0 | 0
9 | 26 | 20 | 3 | 1.7931 | 0 | 2.4769 | 0 | 0 | 0 | 0 | 0.01 | 0 | 0 | 2.942 | 0 | 7.222 | 0 | 0 | 0 | 0 | 0 | 0 | 0 | 0 | 0 | 0 | 0 | 0 | 0 | 0.45131 | 0 | 1.1038 | 0 | 0 | 0 | 0.36871 | 0.6901 | 0 | 0 | 0 | 0 | 2.614 | 0 | 0 | 0 | 0 | 0 | 0 | 0 | 0 | 0 | 0 | 0 | 0 | 0
9 | 26 | 21 | 3 | 1.7931 | 0 | 2.4769 | 0 | 0 | 0 | 0 | 0.01 | 0 | 0 | 3.7719 | 0 | 8.0519 | 0 | 0 | 0 | 0 | 0 | 0 | 0 | 0 | 0 | 0 | 0 | 0 | 0 | 0.45131 | 0 | 1.2156 | 0 | 0 | 0 | 0.47371 | 0.6901 | 0 | 0 | 0 | 0 | 2.8307 | 0 | 0 | 0 | 0 | 0 | 0 | 0 | 0 | 0 | 0 | 0 | 0 | 0
9 | 26 | 22 | 3 | 1.7931 | 0 | 2.4769 | 0 | 0 | 0 | 0 | 0.01 | 0 | 0 | 2.5269 | 0 | 6.8069 | 0 | 0 | 0 | 0 | 0 | 0 | 0 | 0 | 0 | 0 | 0 | 0 | 0 | 0.45131 | 0 | 1.1038 | 0 | 0 | 0 | 0.31621 | 0.6901 | 0 | 0 | 0 | 0 | 2.5615 | 0 | 0 | 0 | 0 | 0 | 0 | 0 | 0 | 0 | 0 | 0 | 0 | 0
9 | 26 | 23 | 3 | 1.7931 | 0 | 2.4769 | 0 | 0 | 0 | 0 | 0.01 | 0 | 0 | 0.45197 | 0 | 4.732 | 0 | 0 | 0 | 0 | 0 | 0 | 0 | 0 | 0 | 0 | 0 | 0 | 0 | 0.45131 | 0 | 0.88038 | 0 | 0 | 0 | 0.053706 | 0.6901 | 0 | 0 | 0 | 0 | 2.0755 | 0 | 0 | 0 | 0 | 0 | 0 | 0 | 0 | 0 | 0 | 0 | 0 | 0
9 | 26 | 24 | 3 | 1.7931 | 0 | 2.4769 | 0 | 0 | 0 | 0 | 0.01 | 0 | 0 | 0.45204 | 0 | 4.7321 | 0 | 0 | 0 | 0 | 0 | 0 | 0 | 0 | 0 | 0 | 0 | 0 | 0 | 0.45131 | 0 | 0.54519 | 0 | 0 | 0 | 0.053706 | 0.6901 | 0 | 0 | 0 | 0 | 1.7403 | 0 | 0 | 0 | 0 | 0 | 0 | 0 | 0 | 0 | 0 | 0 | 0 | 0
9 | 27 | 1 | 4 | 1.7931 | 0 | 2.4769 | 0 | 0 | 0 | 0 | 0.01 | 0 | 0 | 0.45227 | 0 | 4.7323 | 0 | 0 | 0 | 0 | 0 | 0 | 0 | 0 | 0 | 0 | 0 | 0 | 0 | 0.45131 | 0 | 0.32173 | 0 | 0 | 0 | 0.053706 | 0.6901 | 0 | 0 | 0 | 0 | 1.5169 | 0 | 0 | 0 | 0 | 0 | 0 | 0 | 0 | 0 | 0 | 0 | 0 | 0
9 | 27 | 2 | 4 | 1.7931 | 0 | 2.4769 | 0 | 0 | 0 | 0 | 0.01 | 0 | 0 | 0.45241 | 0 | 4.7324 | 0 | 0 | 0 | 0 | 0 | 0 | 0 | 0 | 0 | 0 | 0 | 0 | 0 | 0.45131 | 0 | 0.32173 | 0 | 0 | 0 | 0.053706 | 0.6901 | 0 | 0 | 0 | 0 | 1.5169 | 0 | 0 | 0 | 0 | 0 | 0 | 0 | 0 | 0 | 0 | 0 | 0 | 0
9 | 27 | 3 | 4 | 1.7931 | 0 | 2.4769 | 0 | 0 | 0 | 0 | 0.01 | 0 | 0 | 0.4525 | 0 | 4.7325 | 0 | 0 | 0 | 0 | 0 | 0 | 0 | 0 | 0 | 0 | 0 | 0 | 0 | 0.45131 | 0 | 0.32173 | 0 | 0 | 0 | 0.053706 | 0.6901 | 0 | 0 | 0 | 0 | 1.5169 | 0 | 0 | 0 | 0 | 0 | 0 | 0 | 0 | 0 | 0 | 0 | 0 | 0
9 | 27 | 4 | 4 | 1.7931 | 0 | 2.4769 | 0 | 0 | 0 | 0 | 0.01 | 0 | 0 | 0.45254 | 0 | 4.7326 | 0 | 0 | 0 | 0 | 0 | 0 | 0 | 0 | 0 | 0 | 0 | 0 | 0 | 0.45131 | 0 | 0.32173 | 0 | 0 | 0 | 0.053706 | 0.6901 | 0 | 0 | 0 | 0 | 1.5169 | 0 | 0 | 0 | 0 | 0 | 0 | 0 | 0 | 0 | 0 | 0 | 0 | 0
9 | 27 | 5 | 4 | 1.7931 | 0 | 2.4769 | 0 | 0 | 0 | 0 | 0.01 | 0 | 0 | 0.45258 | 0 | 4.7326 | 0 | 0 | 0 | 0 | 0 | 0 | 0 | 0 | 0 | 0 | 0 | 0 | 0 | 0.45131 | 0 | 0.32173 | 0 | 0 | 0 | 0.053706 | 0.6901 | 0 | 0 | 0 | 0 | 1.5169 | 0 | 0 | 0 | 0 | 0 | 0 | 0 | 0 | 0 | 0 | 0 | 0 | 0
9 | 27 | 6 | 4 | 1.7931 | 0 | 2.4769 | 0 | 0 | 0 | 0 | 0.01 | 0 | 0 | 2.5276 | 0 | 6.8076 | 0 | 0 | 0 | 0 | 0 | 0 | 0 | 0 | 0 | 0 | 0 | 0 | 0 | 0.45131 | 0 | 0.54519 | 0 | 0 | 0 | 0.31621 | 0.6901 | 0 | 0 | 0 | 0 | 2.0028 | 0 | 0 | 0 | 0 | 0 | 0 | 0 | 0 | 0 | 0 | 0 | 0 | 0
9 | 27 | 7 | 4 | 1.7931 | 0 | 2.4769 | 0 | 0 | 0 | 0 | 0.01 | 0 | 0 | 3.9569 | 0 | 8.2369 | 0 | 0 | 0 | 0 | 0 | 0 | 0 | 0 | 0 | 0 | 0 | 0 | 0 | 0.45131 | 0 | 0.71279 | 0 | 0 | 0 | 0.52621 | 0.6901 | 0 | 0 | 0 | 0 | 2.3804 | 0 | 0 | 0 | 0 | 0 | 0 | 0 | 0 | 0 | 0 | 0 | 0 | 0
9 | 27 | 8 | 4 | 1.7931 | 0 | 13.6089 | 0 | 0 | 0 | 0 | 0.01 | 0 | 0 | 3.5854 | 0 | 18.9974 | 0 | 0 | 0 | 0 | 0 | 0 | 0 | 0 | 0 | 0 | 0 | 0 | 0 | 0.45131 | 0 | 0.71279 | 0 | 0 | 0 | 0.42121 | 0.6901 | 0 | 0 | 0 | 0 | 2.2754 | 0 | 0 | 0 | 0 | 0 | 0 | 0 | 0 | 0 | 0 | 0 | 0 | 0
9 | 27 | 9 | 4 | 1.7931 | 0 | 13.6089 | 0 | 0 | 0 | 0 | 0.01 | 0 | 0 | 2.5275 | 0 | 17.9395 | 0 | 0 | 0 | 0 | 0 | 0 | 0 | 0 | 0 | 0 | 0 | 0 | 0 | 0.45131 | 0 | 0.71279 | 0 | 0 | 0 | 0.31621 | 0.6901 | 0 | 0 | 0 | 0 | 2.1704 | 0 | 0 | 0 | 0 | 0 | 0 | 0 | 0 | 0 | 0 | 0 | 0 | 0
9 | 27 | 10 | 4 | 1.7931 | 0 | 13.6089 | 0 | 0 | 0 | 0 | 0.01 | 0 | 0 | 2.5275 | 0 | 17.9395 | 0 | 0 | 0 | 0 | 0 | 0 | 0 | 0 | 0 | 0 | 0 | 0 | 0 | 0.45131 | 0 | 0.71279 | 0 | 0 | 0 | 0.31621 | 0.6901 | 0 | 0 | 0 | 0 | 2.1704 | 0 | 0 | 0 | 0 | 0 | 0 | 0 | 0 | 0 | 0 | 0 | 0 | 0
9 | 27 | 11 | 4 | 1.7931 | 0 | 13.6089 | 0 | 0 | 0 | 0 | 0.01 | 0 | 0 | 2.9425 | 0 | 18.3545 | 0 | 0 | 0 | 0 | 0 | 0 | 0 | 0 | 0 | 0 | 0 | 0 | 0 | 0.45131 | 0 | 0.54519 | 0 | 0 | 0 | 0.36871 | 0.6901 | 0 | 0 | 0 | 0 | 2.0553 | 0 | 0 | 0 | 0 | 0 | 0 | 0 | 0 | 0 | 0 | 0 | 0 | 0
9 | 27 | 12 | 4 | 1.7931 | 0 | 8.6613 | 0 | 0 | 0 | 0 | 0.01 | 0 | 0 | 3.3576 | 0 | 13.822 | 0 | 0 | 0 | 0 | 0 | 0 | 0 | 0 | 0 | 0 | 0 | 0 | 0 | 0.45131 | 0 | 0.54519 | 0 | 0 | 0 | 0.42121 | 0.6901 | 0 | 0 | 0 | 0 | 2.1078 | 0 | 0 | 0 | 0 | 0 | 0 | 0 | 0 | 0 | 0 | 0 | 0 | 0
9 | 27 | 13 | 4 | 1.7931 | 0 | 13.6089 | 0 | 0 | 0 | 0 | 0.01 | 0 | 0 | 2.9426 | 0 | 18.3546 | 0 | 0 | 0 | 0 | 0 | 0 | 0 | 0 | 0 | 0 | 0 | 0 | 0 | 0.45131 | 0 | 0.54519 | 0 | 0 | 0 | 0.36871 | 0.6901 | 0 | 0 | 0 | 0 | 2.0553 | 0 | 0 | 0 | 0 | 0 | 0 | 0 | 0 | 0 | 0 | 0 | 0 | 0
9 | 27 | 14 | 4 | 1.7931 | 0 | 13.6089 | 0 | 0 | 0 | 0 | 0.01 | 0 | 0 | 2.9427 | 0 | 18.3547 | 0 | 0 | 0 | 0 | 0 | 0 | 0 | 0 | 0 | 0 | 0 | 0 | 0 | 0.45131 | 0 | 0.54519 | 0 | 0 | 0 | 0.36871 | 0.6901 | 0 | 0 | 0 | 0 | 2.0553 | 0 | 0 | 0 | 0 | 0 | 0 | 0 | 0 | 0 | 0 | 0 | 0 | 0
9 | 27 | 15 | 4 | 1.7931 | 0 | 13.6089 | 0 | 0 | 0 | 0 | 0.011055 | 0 | 0 | 2.5278 | 0 | 17.9408 | 0 | 0 | 0 | 0 | 0 | 0 | 0 | 0 | 0 | 0 | 0 | 0 | 0 | 0.45131 | 0 | 0.54519 | 0 | 0 | 0 | 0.31621 | 0.6901 | 0 | 0 | 0 | 0 | 2.0028 | 0 | 0 | 0 | 0 | 0 | 0 | 0 | 0 | 0 | 0 | 0 | 0 | 0
9 | 27 | 16 | 4 | 1.7931 | 0 | 13.6089 | 0 | 0 | 0 | 0 | 0.01 | 0 | 0 | 2.5278 | 0 | 17.9398 | 0 | 0 | 0 | 0 | 0 | 0 | 0 | 0 | 0 | 0 | 0 | 0 | 0 | 0.45131 | 0 | 0.54519 | 0 | 0 | 0 | 0.31621 | 0.6901 | 0 | 0 | 0 | 0 | 2.0028 | 0 | 0 | 0 | 0 | 0 | 0 | 0 | 0 | 0 | 0 | 0 | 0 | 0
9 | 27 | 17 | 4 | 1.7931 | 0 | 13.6089 | 0 | 0 | 0 | 0 | 0.01 | 0 | 0 | 3.957 | 0 | 19.369 | 0 | 0 | 0 | 0 | 0 | 0 | 0 | 0 | 0 | 0 | 0 | 0 | 0 | 0.45131 | 0 | 0.54519 | 0 | 0 | 0 | 0.52621 | 0.6901 | 0 | 0 | 0 | 0 | 2.2128 | 0 | 0 | 0 | 0 | 0 | 0 | 0 | 0 | 0 | 0 | 0 | 0 | 0
9 | 27 | 18 | 4 | 1.7931 | 0 | 9.8982 | 0 | 0 | 0 | 0 | 0.01 | 0 | 0 | 3.957 | 0 | 15.6584 | 0 | 0 | 0 | 0 | 0 | 0 | 0 | 0 | 0 | 0 | 0 | 0 | 0 | 0.45131 | 0 | 0.54519 | 0 | 0 | 0 | 0.52621 | 0.6901 | 0 | 0 | 0 | 0 | 2.2128 | 0 | 0 | 0 | 0 | 0 | 0 | 0 | 0 | 0 | 0 | 0 | 0 | 0
9 | 27 | 19 | 4 | 1.7931 | 0 | 2.4769 | 0 | 0 | 0 | 0 | 0.01 | 0 | 0 | 3.8113 | 0 | 8.0913 | 0 | 0 | 0 | 0 | 0 | 0 | 0 | 0 | 0 | 0 | 0 | 0 | 0 | 0.45131 | 0 | 0.88038 | 0 | 0 | 0 | 0.42121 | 0.6901 | 0 | 0 | 0 | 0 | 2.443 | 0 | 0 | 0 | 0 | 0 | 0 | 0 | 0 | 0 | 0 | 0 | 0 | 0
9 | 27 | 20 | 4 | 1.7931 | 0 | 2.4769 | 0 | 0 | 0 | 0 | 0.01 | 0 | 0 | 2.9428 | 0 | 7.2229 | 0 | 0 | 0 | 0 | 0 | 0 | 0 | 0 | 0 | 0 | 0 | 0 | 0 | 0.45131 | 0 | 1.1038 | 0 | 0 | 0 | 0.36871 | 0.6901 | 0 | 0 | 0 | 0 | 2.614 | 0 | 0 | 0 | 0 | 0 | 0 | 0 | 0 | 0 | 0 | 0 | 0 | 0
9 | 27 | 21 | 4 | 1.7931 | 0 | 2.4769 | 0 | 0 | 0 | 0 | 0.01 | 0 | 0 | 3.7727 | 0 | 8.0527 | 0 | 0 | 0 | 0 | 0 | 0 | 0 | 0 | 0 | 0 | 0 | 0 | 0 | 0.45131 | 0 | 1.2156 | 0 | 0 | 0 | 0.47371 | 0.6901 | 0 | 0 | 0 | 0 | 2.8307 | 0 | 0 | 0 | 0 | 0 | 0 | 0 | 0 | 0 | 0 | 0 | 0 | 0
9 | 27 | 22 | 4 | 1.7931 | 0 | 2.4769 | 0 | 0 | 0 | 0 | 0.01 | 0 | 0 | 2.5277 | 0 | 6.8077 | 0 | 0 | 0 | 0 | 0 | 0 | 0 | 0 | 0 | 0 | 0 | 0 | 0 | 0.45131 | 0 | 1.1038 | 0 | 0 | 0 | 0.31621 | 0.6901 | 0 | 0 | 0 | 0 | 2.5615 | 0 | 0 | 0 | 0 | 0 | 0 | 0 | 0 | 0 | 0 | 0 | 0 | 0
9 | 27 | 23 | 4 | 1.7931 | 0 | 2.4769 | 0 | 0 | 0 | 0 | 0.01 | 0 | 0 | 0.4528 | 0 | 4.7328 | 0 | 0 | 0 | 0 | 0 | 0 | 0 | 0 | 0 | 0 | 0 | 0 | 0 | 0.45131 | 0 | 0.88038 | 0 | 0 | 0 | 0.053706 | 0.6901 | 0 | 0 | 0 | 0 | 2.0755 | 0 | 0 | 0 | 0 | 0 | 0 | 0 | 0 | 0 | 0 | 0 | 0 | 0
9 | 27 | 24 | 4 | 1.7931 | 0 | 2.4769 | 0 | 0 | 0 | 0 | 0.01 | 0 | 0 | 0.45287 | 0 | 4.7329 | 0 | 0 | 0 | 0 | 0 | 0 | 0 | 0 | 0 | 0 | 0 | 0 | 0 | 0.45131 | 0 | 0.54519 | 0 | 0 | 0 | 0.053706 | 0.6901 | 0 | 0 | 0 | 0 | 1.7403 | 0 | 0 | 0 | 0 | 0 | 0 | 0 | 0 | 0 | 0 | 0 | 0 | 0
9 | 28 | 1 | 5 | 1.7931 | 0 | 2.4769 | 0 | 0 | 0 | 0 | 0.01 | 0 | 0 | 0.45299 | 0 | 4.733 | 0 | 0 | 0 | 0 | 0 | 0 | 0 | 0 | 0 | 0 | 0 | 0 | 0 | 0.45131 | 0 | 0.32173 | 0 | 0 | 0 | 0.053706 | 0.6901 | 0 | 0 | 0 | 0 | 1.5169 | 0 | 0 | 0 | 0 | 0 | 0 | 0 | 0 | 0 | 0 | 0 | 0 | 0
9 | 28 | 2 | 5 | 1.7931 | 0 | 2.4769 | 0 | 0 | 0 | 0 | 0.01 | 0 | 0 | 0.45312 | 0 | 4.7331 | 0 | 0 | 0 | 0 | 0 | 0 | 0 | 0 | 0 | 0 | 0 | 0 | 0 | 0.45131 | 0 | 0.32173 | 0 | 0 | 0 | 0.053706 | 0.6901 | 0 | 0 | 0 | 0 | 1.5169 | 0 | 0 | 0 | 0 | 0 | 0 | 0 | 0 | 0 | 0 | 0 | 0 | 0
9 | 28 | 3 | 5 | 1.7931 | 0 | 2.4769 | 0 | 0 | 0 | 0 | 0.01 | 0 | 0 | 0.45317 | 0 | 4.7332 | 0 | 0 | 0 | 0 | 0 | 0 | 0 | 0 | 0 | 0 | 0 | 0 | 0 | 0.45131 | 0 | 0.32173 | 0 | 0 | 0 | 0.053706 | 0.6901 | 0 | 0 | 0 | 0 | 1.5169 | 0 | 0 | 0 | 0 | 0 | 0 | 0 | 0 | 0 | 0 | 0 | 0 | 0
9 | 28 | 4 | 5 | 1.7931 | 0 | 2.4769 | 0 | 0 | 0 | 0 | 0.01 | 0 | 0 | 0.45328 | 0 | 4.7333 | 0 | 0 | 0 | 0 | 0 | 0 | 0 | 0 | 0 | 0 | 0 | 0 | 0 | 0.45131 | 0 | 0.32173 | 0 | 0 | 0 | 0.053706 | 0.6901 | 0 | 0 | 0 | 0 | 1.5169 | 0 | 0 | 0 | 0 | 0 | 0 | 0 | 0 | 0 | 0 | 0 | 0 | 0
9 | 28 | 5 | 5 | 1.7931 | 0 | 2.4769 | 0 | 0 | 0 | 0 | 0.01 | 0 | 0 | 0.45337 | 0 | 4.7334 | 0 | 0 | 0 | 0 | 0 | 0 | 0 | 0 | 0 | 0 | 0 | 0 | 0 | 0.45131 | 0 | 0.32173 | 0 | 0 | 0 | 0.053706 | 0.6901 | 0 | 0 | 0 | 0 | 1.5169 | 0 | 0 | 0 | 0 | 0 | 0 | 0 | 0 | 0 | 0 | 0 | 0 | 0
9 | 28 | 6 | 5 | 1.7931 | 0 | 2.4769 | 0 | 0 | 0 | 0 | 0.01 | 0 | 0 | 2.5284 | 0 | 6.8084 | 0 | 0 | 0 | 0 | 0 | 0 | 0 | 0 | 0 | 0 | 0 | 0 | 0 | 0.45131 | 0 | 0.54519 | 0 | 0 | 0 | 0.31621 | 0.6901 | 0 | 0 | 0 | 0 | 2.0028 | 0 | 0 | 0 | 0 | 0 | 0 | 0 | 0 | 0 | 0 | 0 | 0 | 0
9 | 28 | 7 | 5 | 1.7931 | 0 | 2.4769 | 0 | 0 | 0 | 0 | 0.01 | 0 | 0 | 3.9573 | 0 | 8.2373 | 0 | 0 | 0 | 0 | 0 | 0 | 0 | 0 | 0 | 0 | 0 | 0 | 0 | 0.45131 | 0 | 0.71279 | 0 | 0 | 0 | 0.52621 | 0.6901 | 0 | 0 | 0 | 0 | 2.3804 | 0 | 0 | 0 | 0 | 0 | 0 | 0 | 0 | 0 | 0 | 0 | 0 | 0
9 | 28 | 8 | 5 | 1.7931 | 0 | 13.6089 | 0 | 0 | 0 | 0 | 0.01 | 0 | 0 | 3.5866 | 0 | 18.9986 | 0 | 0 | 0 | 0 | 0 | 0 | 0 | 0 | 0 | 0 | 0 | 0 | 0 | 0.45131 | 0 | 0.71279 | 0 | 0 | 0 | 0.42121 | 0.6901 | 0 | 0 | 0 | 0 | 2.2754 | 0 | 0 | 0 | 0 | 0 | 0 | 0 | 0 | 0 | 0 | 0 | 0 | 0
9 | 28 | 9 | 5 | 1.7931 | 0 | 13.6089 | 0 | 0 | 0 | 0 | 0.01 | 0 | 0 | 2.5283 | 0 | 17.9403 | 0 | 0 | 0 | 0 | 0 | 0 | 0 | 0 | 0 | 0 | 0 | 0 | 0 | 0.45131 | 0 | 0.71279 | 0 | 0 | 0 | 0.31621 | 0.6901 | 0 | 0 | 0 | 0 | 2.1704 | 0 | 0 | 0 | 0 | 0 | 0 | 0 | 0 | 0 | 0 | 0 | 0 | 0
9 | 28 | 10 | 5 | 1.7931 | 0 | 13.6089 | 0 | 0 | 0 | 0 | 0.01 | 0 | 0 | 2.5283 | 0 | 17.9403 | 0 | 0 | 0 | 0 | 0 | 0 | 0 | 0 | 0 | 0 | 0 | 0 | 0 | 0.45131 | 0 | 0.71279 | 0 | 0 | 0 | 0.31621 | 0.6901 | 0 | 0 | 0 | 0 | 2.1704 | 0 | 0 | 0 | 0 | 0 | 0 | 0 | 0 | 0 | 0 | 0 | 0 | 0
9 | 28 | 11 | 5 | 1.7931 | 0 | 13.6089 | 0 | 0 | 0 | 0 | 0.01 | 0 | 0 | 2.9433 | 0 | 18.3553 | 0 | 0 | 0 | 0 | 0 | 0 | 0 | 0 | 0 | 0 | 0 | 0 | 0 | 0.45131 | 0 | 0.54519 | 0 | 0 | 0 | 0.36871 | 0.6901 | 0 | 0 | 0 | 0 | 2.0553 | 0 | 0 | 0 | 0 | 0 | 0 | 0 | 0 | 0 | 0 | 0 | 0 | 0
9 | 28 | 12 | 5 | 1.7931 | 0 | 8.6613 | 0 | 0 | 0 | 0 | 0.01 | 0 | 0 | 3.3583 | 0 | 13.8228 | 0 | 0 | 0 | 0 | 0 | 0 | 0 | 0 | 0 | 0 | 0 | 0 | 0 | 0.45131 | 0 | 0.54519 | 0 | 0 | 0 | 0.42121 | 0.6901 | 0 | 0 | 0 | 0 | 2.1078 | 0 | 0 | 0 | 0 | 0 | 0 | 0 | 0 | 0 | 0 | 0 | 0 | 0
9 | 28 | 13 | 5 | 1.7931 | 0 | 13.6089 | 0 | 0 | 0 | 0 | 0.01 | 0 | 0 | 2.9434 | 0 | 18.3554 | 0 | 0 | 0 | 0 | 0 | 0 | 0 | 0 | 0 | 0 | 0 | 0 | 0 | 0.45131 | 0 | 0.54519 | 0 | 0 | 0 | 0.36871 | 0.6901 | 0 | 0 | 0 | 0 | 2.0553 | 0 | 0 | 0 | 0 | 0 | 0 | 0 | 0 | 0 | 0 | 0 | 0 | 0
9 | 28 | 14 | 5 | 1.7931 | 0 | 13.6089 | 0 | 0 | 0 | 0 | 0.01 | 0 | 0 | 2.9434 | 0 | 18.3554 | 0 | 0 | 0 | 0 | 0 | 0 | 0 | 0 | 0 | 0 | 0 | 0 | 0 | 0.45131 | 0 | 0.54519 | 0 | 0 | 0 | 0.36871 | 0.6901 | 0 | 0 | 0 | 0 | 2.0553 | 0 | 0 | 0 | 0 | 0 | 0 | 0 | 0 | 0 | 0 | 0 | 0 | 0
9 | 28 | 15 | 5 | 1.7931 | 0 | 13.6089 | 0 | 0 | 0 | 0 | 0.01 | 0 | 0 | 2.5284 | 0 | 17.9405 | 0 | 0 | 0 | 0 | 0 | 0 | 0 | 0 | 0 | 0 | 0 | 0 | 0 | 0.45131 | 0 | 0.54519 | 0 | 0 | 0 | 0.31621 | 0.6901 | 0 | 0 | 0 | 0 | 2.0028 | 0 | 0 | 0 | 0 | 0 | 0 | 0 | 0 | 0 | 0 | 0 | 0 | 0
9 | 28 | 16 | 5 | 1.7931 | 0 | 13.6089 | 0 | 0 | 0 | 0 | 0.01 | 0 | 0 | 2.5285 | 0 | 17.9405 | 0 | 0 | 0 | 0 | 0 | 0 | 0 | 0 | 0 | 0 | 0 | 0 | 0 | 0.45131 | 0 | 0.54519 | 0 | 0 | 0 | 0.31621 | 0.6901 | 0 | 0 | 0 | 0 | 2.0028 | 0 | 0 | 0 | 0 | 0 | 0 | 0 | 0 | 0 | 0 | 0 | 0 | 0
9 | 28 | 17 | 5 | 1.7931 | 0 | 13.6089 | 0 | 0 | 0 | 0 | 0.01 | 0 | 0 | 3.9574 | 0 | 19.3694 | 0 | 0 | 0 | 0 | 0 | 0 | 0 | 0 | 0 | 0 | 0 | 0 | 0 | 0.45131 | 0 | 0.54519 | 0 | 0 | 0 | 0.52621 | 0.6901 | 0 | 0 | 0 | 0 | 2.2128 | 0 | 0 | 0 | 0 | 0 | 0 | 0 | 0 | 0 | 0 | 0 | 0 | 0
9 | 28 | 18 | 5 | 1.7931 | 0 | 9.8982 | 0 | 0 | 0 | 0 | 0.01 | 0 | 0 | 3.9574 | 0 | 15.6587 | 0 | 0 | 0 | 0 | 0 | 0 | 0 | 0 | 0 | 0 | 0 | 0 | 0 | 0.45131 | 0 | 0.54519 | 0 | 0 | 0 | 0.52621 | 0.6901 | 0 | 0 | 0 | 0 | 2.2128 | 0 | 0 | 0 | 0 | 0 | 0 | 0 | 0 | 0 | 0 | 0 | 0 | 0
9 | 28 | 19 | 5 | 1.7931 | 0 | 2.4769 | 0 | 0 | 0 | 0 | 0.01 | 0 | 0 | 3.8127 | 0 | 8.0927 | 0 | 0 | 0 | 0 | 0 | 0 | 0 | 0 | 0 | 0 | 0 | 0 | 0 | 0.45131 | 0 | 0.88038 | 0 | 0 | 0 | 0.42121 | 0.6901 | 0 | 0 | 0 | 0 | 2.443 | 0 | 0 | 0 | 0 | 0 | 0 | 0 | 0 | 0 | 0 | 0 | 0 | 0
9 | 28 | 20 | 5 | 1.7931 | 0 | 2.4769 | 0 | 0 | 0 | 0 | 0.01 | 0 | 0 | 2.9436 | 0 | 7.2236 | 0 | 0 | 0 | 0 | 0 | 0 | 0 | 0 | 0 | 0 | 0 | 0 | 0 | 0.45131 | 0 | 1.1038 | 0 | 0 | 0 | 0.36871 | 0.6901 | 0 | 0 | 0 | 0 | 2.614 | 0 | 0 | 0 | 0 | 0 | 0 | 0 | 0 | 0 | 0 | 0 | 0 | 0
9 | 28 | 21 | 5 | 1.7931 | 0 | 2.4769 | 0 | 0 | 0 | 0 | 0.01 | 0 | 0 | 3.7734 | 0 | 8.0535 | 0 | 0 | 0 | 0 | 0 | 0 | 0 | 0 | 0 | 0 | 0 | 0 | 0 | 0.45131 | 0 | 1.2156 | 0 | 0 | 0 | 0.47371 | 0.6901 | 0 | 0 | 0 | 0 | 2.8307 | 0 | 0 | 0 | 0 | 0 | 0 | 0 | 0 | 0 | 0 | 0 | 0 | 0
9 | 28 | 22 | 5 | 1.7931 | 0 | 2.4769 | 0 | 0 | 0 | 0 | 0.01 | 0 | 0 | 2.5285 | 0 | 6.8085 | 0 | 0 | 0 | 0 | 0 | 0 | 0 | 0 | 0 | 0 | 0 | 0 | 0 | 0.45131 | 0 | 1.1038 | 0 | 0 | 0 | 0.31621 | 0.6901 | 0 | 0 | 0 | 0 | 2.5615 | 0 | 0 | 0 | 0 | 0 | 0 | 0 | 0 | 0 | 0 | 0 | 0 | 0
9 | 28 | 23 | 5 | 1.7931 | 0 | 2.4769 | 0 | 0 | 0 | 0 | 0.01 | 0 | 0 | 0.45357 | 0 | 4.7336 | 0 | 0 | 0 | 0 | 0 | 0 | 0 | 0 | 0 | 0 | 0 | 0 | 0 | 0.45131 | 0 | 0.88038 | 0 | 0 | 0 | 0.053706 | 0.6901 | 0 | 0 | 0 | 0 | 2.0755 | 0 | 0 | 0 | 0 | 0 | 0 | 0 | 0 | 0 | 0 | 0 | 0 | 0
9 | 28 | 24 | 5 | 1.7931 | 0 | 2.4769 | 0 | 0 | 0 | 0 | 0.01 | 0 | 0 | 0.45369 | 0 | 4.7337 | 0 | 0 | 0 | 0 | 0 | 0 | 0 | 0 | 0 | 0 | 0 | 0 | 0 | 0.45131 | 0 | 0.54519 | 0 | 0 | 0 | 0.053706 | 0.6901 | 0 | 0 | 0 | 0 | 1.7403 | 0 | 0 | 0 | 0 | 0 | 0 | 0 | 0 | 0 | 0 | 0 | 0 | 0
9 | 29 | 1 | 6 | 1.7931 | 0 | 2.4769 | 0 | 0 | 0 | 0 | 0.01 | 0 | 0 | 0.45381 | 0 | 4.7338 | 0 | 0 | 0 | 0 | 0 | 0 | 0 | 0 | 0 | 0 | 0 | 0 | 0 | 0.45131 | 0 | 0.32173 | 0 | 0 | 0 | 0.053706 | 0.6901 | 0 | 0 | 0 | 0 | 1.5169 | 0 | 0 | 0 | 0 | 0 | 0 | 0 | 0 | 0 | 0 | 0 | 0 | 0
9 | 29 | 2 | 6 | 1.7931 | 0 | 2.4769 | 0 | 0 | 0 | 0 | 0.01 | 0 | 0 | 0.45397 | 0 | 4.734 | 0 | 0 | 0 | 0 | 0 | 0 | 0 | 0 | 0 | 0 | 0 | 0 | 0 | 0.45131 | 0 | 0.32173 | 0 | 0 | 0 | 0.053706 | 0.6901 | 0 | 0 | 0 | 0 | 1.5169 | 0 | 0 | 0 | 0 | 0 | 0 | 0 | 0 | 0 | 0 | 0 | 0 | 0
9 | 29 | 3 | 6 | 1.7931 | 0 | 2.4769 | 0 | 0 | 0 | 0 | 0.01 | 0 | 0 | 0.45405 | 0 | 4.7341 | 0 | 0 | 0 | 0 | 0 | 0 | 0 | 0 | 0 | 0 | 0 | 0 | 0 | 0.45131 | 0 | 0.32173 | 0 | 0 | 0 | 0.053706 | 0.6901 | 0 | 0 | 0 | 0 | 1.5169 | 0 | 0 | 0 | 0 | 0 | 0 | 0 | 0 | 0 | 0 | 0 | 0 | 0
9 | 29 | 4 | 6 | 1.7931 | 0 | 2.4769 | 0 | 0 | 0 | 0 | 0.01 | 0 | 0 | 0.45411 | 0 | 4.7341 | 0 | 0 | 0 | 0 | 0 | 0 | 0 | 0 | 0 | 0 | 0 | 0 | 0 | 0.45131 | 0 | 0.32173 | 0 | 0 | 0 | 0.053706 | 0.6901 | 0 | 0 | 0 | 0 | 1.5169 | 0 | 0 | 0 | 0 | 0 | 0 | 0 | 0 | 0 | 0 | 0 | 0 | 0
9 | 29 | 5 | 6 | 1.7931 | 0 | 2.4769 | 0 | 0 | 0 | 0 | 0.01 | 0 | 0 | 0.4542 | 0 | 4.7342 | 0 | 0 | 0 | 0 | 0 | 0 | 0 | 0 | 0 | 0 | 0 | 0 | 0 | 0.45131 | 0 | 0.32173 | 0 | 0 | 0 | 0.053706 | 0.6901 | 0 | 0 | 0 | 0 | 1.5169 | 0 | 0 | 0 | 0 | 0 | 0 | 0 | 0 | 0 | 0 | 0 | 0 | 0
9 | 29 | 6 | 6 | 1.7931 | 0 | 2.4769 | 0 | 0 | 0 | 0 | 0.01 | 0 | 0 | 2.5292 | 0 | 6.8092 | 0 | 0 | 0 | 0 | 0 | 0 | 0 | 0 | 0 | 0 | 0 | 0 | 0 | 0.45131 | 0 | 0.54519 | 0 | 0 | 0 | 0.31621 | 0.6901 | 0 | 0 | 0 | 0 | 2.0028 | 0 | 0 | 0 | 0 | 0 | 0 | 0 | 0 | 0 | 0 | 0 | 0 | 0
9 | 29 | 7 | 6 | 1.7931 | 0 | 2.4769 | 0 | 0 | 0 | 0 | 0.27558 | 0 | 0 | 3.9577 | 0 | 8.5033 | 0 | 0 | 0 | 0 | 0 | 0 | 0 | 0 | 0 | 0 | 0 | 0 | 0 | 0.45131 | 0 | 0.71279 | 1.701 | 0 | 0 | 0.52621 | 0.6901 | 0 | 0 | 0 | 0 | 4.0814 | 0 | 0 | 0 | 0 | 0 | 0 | 0 | 0 | 0 | 0 | 0 | 0 | 0
9 | 29 | 8 | 6 | 1.7931 | 0 | 13.6089 | 0 | 0 | 0 | 0 | 0.069721 | 0 | 0 | 3.5878 | 0 | 19.0595 | 0 | 0 | 0 | 0 | 0 | 0 | 0 | 0 | 0 | 0 | 0 | 0 | 0 | 0.45131 | 0 | 0.71279 | 0.56993 | 0 | 0 | 0.42121 | 0.6901 | 0 | 0 | 0 | 0 | 2.8453 | 0 | 0 | 0 | 0 | 0 | 0 | 0 | 0 | 0 | 0 | 0 | 0 | 0
9 | 29 | 9 | 6 | 1.7931 | 0 | 13.6089 | 0 | 0 | 0 | 0 | 0.018675 | 0 | 0 | 2.5292 | 0 | 17.9498 | 0 | 0 | 0 | 0 | 0 | 0 | 0 | 0 | 0 | 0 | 0 | 0 | 0 | 0.45131 | 0 | 0.71279 | 0.29895 | 0 | 0 | 0.31621 | 0.6901 | 0 | 0 | 0 | 0 | 2.4693 | 0 | 0 | 0 | 0 | 0 | 0 | 0 | 0 | 0 | 0 | 0 | 0 | 0
9 | 29 | 10 | 6 | 1.7931 | 0 | 13.6089 | 0 | 0 | 0 | 0 | 0.01 | 0 | 0 | 2.5291 | 0 | 17.9411 | 0 | 0 | 0 | 0 | 0 | 0 | 0 | 0 | 0 | 0 | 0 | 0 | 0 | 0.45131 | 0 | 0.71279 | 0 | 0 | 0 | 0.31621 | 0.6901 | 0 | 0 | 0 | 0 | 2.1704 | 0 | 0 | 0 | 0 | 0 | 0 | 0 | 0 | 0 | 0 | 0 | 0 | 0
9 | 29 | 11 | 6 | 1.7931 | 0 | 13.6089 | 0 | 0 | 0 | 0 | 0.01 | 0 | 0 | 2.9441 | 0 | 18.3561 | 0 | 0 | 0 | 0 | 0 | 0 | 0 | 0 | 0 | 0 | 0 | 0 | 0 | 0.45131 | 0 | 0.54519 | 0 | 0 | 0 | 0.36871 | 0.6901 | 0 | 0 | 0 | 0 | 2.0553 | 0 | 0 | 0 | 0 | 0 | 0 | 0 | 0 | 0 | 0 | 0 | 0 | 0
9 | 29 | 12 | 6 | 1.7931 | 0 | 8.6613 | 0 | 0 | 0 | 0 | 0.01 | 0 | 0 | 3.3592 | 0 | 13.8236 | 0 | 0 | 0 | 0 | 0 | 0 | 0 | 0 | 0 | 0 | 0 | 0 | 0 | 0.45131 | 0 | 0.54519 | 0 | 0 | 0 | 0.42121 | 0.6901 | 0 | 0 | 0 | 0 | 2.1078 | 0 | 0 | 0 | 0 | 0 | 0 | 0 | 0 | 0 | 0 | 0 | 0 | 0
9 | 29 | 13 | 6 | 1.7931 | 0 | 13.6089 | 0 | 0 | 0 | 0 | 0.01 | 0 | 0 | 2.9442 | 0 | 18.3562 | 0 | 0 | 0 | 0 | 0 | 0 | 0 | 0 | 0 | 0 | 0 | 0 | 0 | 0.45131 | 0 | 0.54519 | 0 | 0 | 0 | 0.36871 | 0.6901 | 0 | 0 | 0 | 0 | 2.0553 | 0 | 0 | 0 | 0 | 0 | 0 | 0 | 0 | 0 | 0 | 0 | 0 | 0
9 | 29 | 14 | 6 | 1.7931 | 0 | 13.6089 | 0 | 0 | 0 | 0 | 0.01 | 0 | 0 | 2.9442 | 0 | 18.3562 | 0 | 0 | 0 | 0 | 0 | 0 | 0 | 0 | 0 | 0 | 0 | 0 | 0 | 0.45131 | 0 | 0.54519 | 0 | 0 | 0 | 0.36871 | 0.6901 | 0 | 0 | 0 | 0 | 2.0553 | 0 | 0 | 0 | 0 | 0 | 0 | 0 | 0 | 0 | 0 | 0 | 0 | 0
9 | 29 | 15 | 6 | 1.7931 | 0 | 13.6089 | 0 | 0 | 0 | 0 | 0.01 | 0 | 0 | 2.5293 | 0 | 17.9413 | 0 | 0 | 0 | 0 | 0 | 0 | 0 | 0 | 0 | 0 | 0 | 0 | 0 | 0.45131 | 0 | 0.54519 | 0 | 0 | 0 | 0.31621 | 0.6901 | 0 | 0 | 0 | 0 | 2.0028 | 0 | 0 | 0 | 0 | 0 | 0 | 0 | 0 | 0 | 0 | 0 | 0 | 0
9 | 29 | 16 | 6 | 1.7931 | 0 | 13.6089 | 0 | 0 | 0 | 0 | 0.01 | 0 | 0 | 2.5293 | 0 | 17.9413 | 0 | 0 | 0 | 0 | 0 | 0 | 0 | 0 | 0 | 0 | 0 | 0 | 0 | 0.45131 | 0 | 0.54519 | 0 | 0 | 0 | 0.31621 | 0.6901 | 0 | 0 | 0 | 0 | 2.0028 | 0 | 0 | 0 | 0 | 0 | 0 | 0 | 0 | 0 | 0 | 0 | 0 | 0
9 | 29 | 17 | 6 | 1.7931 | 0 | 13.6089 | 0 | 0 | 0 | 0 | 0.01 | 0 | 0 | 3.9578 | 0 | 19.3698 | 0 | 0 | 0 | 0 | 0 | 0 | 0 | 0 | 0 | 0 | 0 | 0 | 0 | 0.45131 | 0 | 0.54519 | 0 | 0 | 0 | 0.52621 | 0.6901 | 0 | 0 | 0 | 0 | 2.2128 | 0 | 0 | 0 | 0 | 0 | 0 | 0 | 0 | 0 | 0 | 0 | 0 | 0
9 | 29 | 18 | 6 | 1.7931 | 0 | 9.8982 | 0 | 0 | 0 | 0 | 0.01 | 0 | 0 | 3.9578 | 0 | 15.6591 | 0 | 0 | 0 | 0 | 0 | 0 | 0 | 0 | 0 | 0 | 0 | 0 | 0 | 0.45131 | 0 | 0.54519 | 0 | 0 | 0 | 0.52621 | 0.6901 | 0 | 0 | 0 | 0 | 2.2128 | 0 | 0 | 0 | 0 | 0 | 0 | 0 | 0 | 0 | 0 | 0 | 0 | 0
9 | 29 | 19 | 6 | 1.7931 | 0 | 2.4769 | 0 | 0 | 0 | 0 | 0.01 | 0 | 0 | 3.8143 | 0 | 8.0943 | 0 | 0 | 0 | 0 | 0 | 0 | 0 | 0 | 0 | 0 | 0 | 0 | 0 | 0.45131 | 0 | 0.88038 | 0 | 0 | 0 | 0.42121 | 0.6901 | 0 | 0 | 0 | 0 | 2.443 | 0 | 0 | 0 | 0 | 0 | 0 | 0 | 0 | 0 | 0 | 0 | 0 | 0
9 | 29 | 20 | 6 | 1.7931 | 0 | 2.4769 | 0 | 0 | 0 | 0 | 0.050193 | 0 | 0 | 2.9444 | 0 | 7.2646 | 0 | 0 | 0 | 0 | 0 | 0 | 0 | 0 | 0 | 0 | 0 | 0 | 0 | 0.45131 | 0 | 1.1038 | 0.50989 | 0 | 0 | 0.36871 | 0.6901 | 0 | 0 | 0 | 0 | 3.1239 | 0 | 0 | 0 | 0 | 0 | 0 | 0 | 0 | 0 | 0 | 0 | 0 | 0
9 | 29 | 21 | 6 | 1.7931 | 0 | 2.4769 | 0 | 0 | 0 | 0 | 0.11501 | 0 | 0 | 3.7743 | 0 | 8.1593 | 0 | 0 | 0 | 0 | 0 | 0 | 0 | 0 | 0 | 0 | 0 | 0 | 0 | 0.45131 | 0 | 1.2156 | 0.90382 | 0 | 0 | 0.47371 | 0.6901 | 0 | 0 | 0 | 0 | 3.7345 | 0 | 0 | 0 | 0 | 0 | 0 | 0 | 0 | 0 | 0 | 0 | 0 | 0
9 | 29 | 22 | 6 | 1.7931 | 0 | 2.4769 | 0 | 0 | 0 | 0 | 0.17527 | 0 | 0 | 2.5293 | 0 | 6.9746 | 0 | 0 | 0 | 0 | 0 | 0 | 0 | 0 | 0 | 0 | 0 | 0 | 0 | 0.45131 | 0 | 1.1038 | 1.2622 | 0 | 0 | 0.31621 | 0.6901 | 0 | 0 | 0 | 0 | 3.8237 | 0 | 0 | 0 | 0 | 0 | 0 | 0 | 0 | 0 | 0 | 0 | 0 | 0
9 | 29 | 23 | 6 | 1.7931 | 0 | 2.4769 | 0 | 0 | 0 | 0 | 0.01 | 0 | 0 | 0.45448 | 0 | 4.7345 | 0 | 0 | 0 | 0 | 0 | 0 | 0 | 0 | 0 | 0 | 0 | 0 | 0 | 0.45131 | 0 | 0.88038 | 0 | 0 | 0 | 0.053706 | 0.6901 | 0 | 0 | 0 | 0 | 2.0755 | 0 | 0 | 0 | 0 | 0 | 0 | 0 | 0 | 0 | 0 | 0 | 0 | 0
9 | 29 | 24 | 6 | 1.7931 | 0 | 2.4769 | 0 | 0 | 0 | 0 | 0.01 | 0 | 0 | 0.45457 | 0 | 4.7346 | 0 | 0 | 0 | 0 | 0 | 0 | 0 | 0 | 0 | 0 | 0 | 0 | 0 | 0.45131 | 0 | 0.54519 | 0 | 0 | 0 | 0.053706 | 0.6901 | 0 | 0 | 0 | 0 | 1.7403 | 0 | 0 | 0 | 0 | 0 | 0 | 0 | 0 | 0 | 0 | 0 | 0 | 0
9 | 30 | 1 | 7 | 1.7931 | 0 | 2.4769 | 0 | 0 | 0 | 0 | 0.016284 | 0 | 0 | 0.4547 | 0 | 4.741 | 0 | 0 | 0 | 0 | 0 | 0 | 0 | 0 | 0 | 0 | 0 | 0 | 0 | 0.45131 | 0 | 0.32173 | 0.3062 | 0 | 0 | 0.053706 | 0.6901 | 0 | 0 | 0 | 0 | 1.8231 | 0 | 0 | 0 | 0 | 0 | 0 | 0 | 0 | 0 | 0 | 0 | 0 | 0
9 | 30 | 2 | 7 | 1.7931 | 0 | 2.4769 | 0 | 0 | 0 | 0 | 0.043616 | 0 | 0 | 0.45484 | 0 | 4.7685 | 0 | 0 | 0 | 0 | 0 | 0 | 0 | 0 | 0 | 0 | 0 | 0 | 0 | 0.45131 | 0 | 0.32173 | 0.65506 | 0 | 0 | 0.053706 | 0.6901 | 0 | 0 | 0 | 0 | 2.1719 | 0 | 0 | 0 | 0 | 0 | 0 | 0 | 0 | 0 | 0 | 0 | 0 | 0
9 | 30 | 3 | 7 | 1.7931 | 0 | 2.4769 | 0 | 0 | 0 | 0 | 0.069222 | 0 | 0 | 0.45495 | 0 | 4.7942 | 0 | 0 | 0 | 0 | 0 | 0 | 0 | 0 | 0 | 0 | 0 | 0 | 0 | 0.45131 | 0 | 0.32173 | 0.88632 | 0 | 0 | 0.053706 | 0.6901 | 0 | 0 | 0 | 0 | 2.4032 | 0 | 0 | 0 | 0 | 0 | 0 | 0 | 0 | 0 | 0 | 0 | 0 | 0
9 | 30 | 4 | 7 | 1.7931 | 0 | 2.4769 | 0 | 0 | 0 | 0 | 0.099579 | 0 | 0 | 0.45503 | 0 | 4.8246 | 0 | 0 | 0 | 0 | 0 | 0 | 0 | 0 | 0 | 0 | 0 | 0 | 0 | 0.45131 | 0 | 0.32173 | 1.2944 | 0 | 0 | 0.053706 | 0.69171 | 0 | 0 | 0 | 0 | 2.8129 | 0 | 0 | 0 | 0 | 0 | 0 | 0 | 0 | 0 | 0 | 0 | 0 | 0
9 | 30 | 5 | 7 | 1.7931 | 0 | 2.4769 | 0 | 0 | 0 | 0 | 0.13113 | 0 | 0 | 0.45509 | 0 | 4.8562 | 0 | 0 | 0 | 0 | 0 | 0 | 0 | 0 | 0 | 0 | 0 | 0 | 0 | 0.45131 | 0 | 0.32173 | 1.5582 | 0 | 0 | 0.053706 | 0.69327 | 0 | 0 | 0 | 0 | 3.0783 | 0 | 0 | 0 | 0 | 0 | 0 | 0 | 0 | 0 | 0 | 0 | 0 | 0
9 | 30 | 6 | 7 | 1.7931 | 0 | 2.4769 | 0 | 0 | 0 | 0 | 0.15181 | 0 | 0 | 2.5301 | 0 | 6.9519 | 0 | 0 | 0 | 0 | 0 | 0 | 0 | 0 | 0 | 0 | 0 | 0 | 0 | 0.45131 | 0 | 0.54519 | 1.6483 | 0 | 0 | 0.31621 | 0.69391 | 0 | 0 | 0 | 0 | 3.6549 | 0 | 0 | 0 | 0 | 0 | 0 | 0 | 0 | 0 | 0 | 0 | 0 | 0
9 | 30 | 7 | 7 | 1.7931 | 0 | 2.4769 | 0 | 0 | 0 | 0 | 0.60848 | 0 | 0 | 3.9581 | 0 | 8.8366 | 0 | 0 | 0 | 0 | 0 | 0 | 0 | 0 | 0 | 0 | 0 | 0 | 0 | 0.45131 | 0 | 0.71279 | 3.5025 | 0 | 0 | 0.52621 | 0.69475 | 0 | 0 | 0 | 0 | 5.8875 | 0 | 0 | 0 | 0 | 0 | 0 | 0 | 0 | 0 | 0 | 0 | 0 | 0
9 | 30 | 8 | 7 | 1.7931 | 0 | 13.6089 | 0 | 0 | 0 | 0 | 0.32847 | 0 | 0 | 3.5891 | 0 | 19.3196 | 0 | 0 | 0 | 0 | 0 | 0 | 0 | 0 | 0 | 0 | 0 | 0 | 0 | 0.45131 | 0 | 0.71279 | 2.2127 | 0 | 0 | 0.42121 | 0.6959 | 0 | 0 | 0 | 0 | 4.4939 | 0 | 0 | 0 | 0 | 0 | 0 | 0 | 0 | 0 | 0 | 0 | 0 | 0
9 | 30 | 9 | 7 | 1.7931 | 0 | 13.6089 | 0 | 0 | 0 | 0 | 0.21779 | 0 | 0 | 2.5301 | 0 | 18.1499 | 0 | 0 | 0 | 0 | 0 | 0 | 0 | 0 | 0 | 0 | 0 | 0 | 0 | 0.45131 | 0 | 0.71279 | 1.7094 | 0 | 0 | 0.31621 | 0.69414 | 0 | 0 | 0 | 0 | 3.8838 | 0 | 0 | 0 | 0 | 0 | 0 | 0 | 0 | 0 | 0 | 0 | 0 | 0
9 | 30 | 10 | 7 | 1.7931 | 0 | 13.6089 | 0 | 0 | 0 | 0 | 0.21821 | 0 | 0 | 2.5301 | 0 | 18.1503 | 0 | 0 | 0 | 0 | 0 | 0 | 0 | 0 | 0 | 0 | 0 | 0 | 0 | 0.45131 | 0 | 0.71279 | 1.6434 | 0 | 0 | 0.31621 | 0.69392 | 0 | 0 | 0 | 0 | 3.8176 | 0 | 0 | 0 | 0 | 0 | 0 | 0 | 0 | 0 | 0 | 0 | 0 | 0
9 | 30 | 11 | 7 | 1.7931 | 0 | 13.6089 | 0 | 0 | 0 | 0 | 0.17629 | 0 | 0 | 2.9451 | 0 | 18.5234 | 0 | 0 | 0 | 0 | 0 | 0 | 0 | 0 | 0 | 0 | 0 | 0 | 0 | 0.45131 | 0 | 0.54519 | 1.4538 | 0 | 0 | 0.36871 | 0.69321 | 0 | 0 | 0 | 0 | 3.5122 | 0 | 0 | 0 | 0 | 0 | 0 | 0 | 0 | 0 | 0 | 0 | 0 | 0
9 | 30 | 12 | 7 | 1.7931 | 0 | 8.6613 | 0 | 0 | 0 | 0 | 0.25285 | 0 | 0 | 3.3601 | 0 | 14.0674 | 0 | 0 | 0 | 0 | 0 | 0 | 0 | 0 | 0 | 0 | 0 | 0 | 0 | 0.45131 | 0 | 0.54519 | 1.6904 | 0 | 0 | 0.42121 | 0.69313 | 0 | 0 | 0 | 0 | 3.8012 | 0 | 0 | 0 | 0 | 0 | 0 | 0 | 0 | 0 | 0 | 0 | 0 | 0
9 | 30 | 13 | 7 | 1.7931 | 0 | 13.6089 | 0 | 0 | 0 | 0 | 0.21169 | 0 | 0 | 2.9452 | 0 | 18.5589 | 0 | 0 | 0 | 0 | 0 | 0 | 0 | 0 | 0 | 0 | 0 | 0 | 0 | 0.45131 | 0 | 0.54519 | 1.6286 | 0 | 0 | 0.36871 | 0.69403 | 0 | 0 | 0 | 0 | 3.6879 | 0 | 0 | 0 | 0 | 0 | 0 | 0 | 0 | 0 | 0 | 0 | 0 | 0
9 | 30 | 14 | 7 | 1.7931 | 0 | 13.6089 | 0 | 0 | 0 | 0 | 0.14477 | 0 | 0 | 2.9452 | 0 | 18.492 | 0 | 0 | 0 | 0 | 0 | 0 | 0 | 0 | 0 | 0 | 0 | 0 | 0 | 0.45131 | 0 | 0.54519 | 1.3588 | 0 | 0 | 0.36871 | 0.69338 | 0 | 0 | 0 | 0 | 3.4174 | 0 | 0 | 0 | 0 | 0 | 0 | 0 | 0 | 0 | 0 | 0 | 0 | 0
9 | 30 | 15 | 7 | 1.7931 | 0 | 13.6089 | 0 | 0 | 0 | 0 | 0.12588 | 0 | 0 | 2.5302 | 0 | 18.0581 | 0 | 0 | 0 | 0 | 0 | 0 | 0 | 0 | 0 | 0 | 0 | 0 | 0 | 0.45131 | 0 | 0.54519 | 1.2452 | 0 | 0 | 0.31621 | 0.69272 | 0 | 0 | 0 | 0 | 3.2506 | 0 | 0 | 0 | 0 | 0 | 0 | 0 | 0 | 0 | 0 | 0 | 0 | 0
9 | 30 | 16 | 7 | 1.7931 | 0 | 13.6089 | 0 | 0 | 0 | 0 | 0.045382 | 0 | 0 | 2.5303 | 0 | 17.9776 | 0 | 0 | 0 | 0 | 0 | 0 | 0 | 0 | 0 | 0 | 0 | 0 | 0 | 0.45131 | 0 | 0.54519 | 0.80722 | 0 | 0 | 0.31621 | 0.69232 | 0 | 0 | 0 | 0 | 2.8123 | 0 | 0 | 0 | 0 | 0 | 0 | 0 | 0 | 0 | 0 | 0 | 0 | 0
9 | 30 | 17 | 7 | 1.7931 | 0 | 13.6089 | 0 | 0 | 0 | 0 | 0.10102 | 0 | 0 | 3.9582 | 0 | 19.4613 | 0 | 0 | 0 | 0 | 0 | 0 | 0 | 0 | 0 | 0 | 0 | 0 | 0 | 0.45131 | 0 | 0.54519 | 1.158 | 0 | 0 | 0.52621 | 0.69275 | 0 | 0 | 0 | 0 | 3.3735 | 0 | 0 | 0 | 0 | 0 | 0 | 0 | 0 | 0 | 0 | 0 | 0 | 0
9 | 30 | 18 | 7 | 1.7931 | 0 | 9.8982 | 0 | 0 | 0 | 0 | 0.19823 | 0 | 0 | 3.9583 | 0 | 15.8478 | 0 | 0 | 0 | 0 | 0 | 0 | 0 | 0 | 0 | 0 | 0 | 0 | 0 | 0.45131 | 0 | 0.54519 | 1.6195 | 0 | 0 | 0.52621 | 0.69355 | 0 | 0 | 0 | 0 | 3.8358 | 0 | 0 | 0 | 0 | 0 | 0 | 0 | 0 | 0 | 0 | 0 | 0 | 0
9 | 30 | 19 | 7 | 1.7931 | 0 | 2.4769 | 0 | 0 | 0 | 0 | 0.36301 | 0 | 0 | 3.8161 | 0 | 8.4492 | 0 | 0 | 0 | 0 | 0 | 0 | 0 | 0 | 0 | 0 | 0 | 0 | 0 | 0.45131 | 0 | 0.88038 | 2.1982 | 0 | 0 | 0.42121 | 0.69426 | 0 | 0 | 0 | 0 | 4.6454 | 0 | 0 | 0 | 0 | 0 | 0 | 0 | 0 | 0 | 0 | 0 | 0 | 0
9 | 30 | 20 | 7 | 1.7931 | 0 | 2.4769 | 0 | 0 | 0 | 0 | 0.41113 | 0 | 0 | 2.9453 | 0 | 7.6265 | 0 | 0 | 0 | 0 | 0 | 0 | 0 | 0 | 0 | 0 | 0 | 0 | 0 | 0.45131 | 0 | 1.1038 | 2.3986 | 0 | 0 | 0.36871 | 0.69425 | 0 | 0 | 0 | 0 | 5.0167 | 0 | 0 | 0 | 0 | 0 | 0 | 0 | 0 | 0 | 0 | 0 | 0 | 0
9 | 30 | 21 | 7 | 1.7931 | 0 | 2.4769 | 0 | 0 | 0 | 0 | 0.42949 | 0 | 0 | 3.7753 | 0 | 8.4748 | 0 | 0 | 0 | 0 | 0 | 0 | 0 | 0 | 0 | 0 | 0 | 0 | 0 | 0.45131 | 0 | 1.2156 | 2.5502 | 0 | 0 | 0.47371 | 0.69447 | 0 | 0 | 0 | 0 | 5.3852 | 0 | 0 | 0 | 0 | 0 | 0 | 0 | 0 | 0 | 0 | 0 | 0 | 0
9 | 30 | 22 | 7 | 1.7931 | 0 | 2.4769 | 0 | 0 | 0 | 0 | 0.4419 | 0 | 0 | 2.5303 | 0 | 7.2422 | 0 | 0 | 0 | 0 | 0 | 0 | 0 | 0 | 0 | 0 | 0 | 0 | 0 | 0.45131 | 0 | 1.1038 | 2.6034 | 0 | 0 | 0.31621 | 0.69472 | 0 | 0 | 0 | 0 | 5.1695 | 0 | 0 | 0 | 0 | 0 | 0 | 0 | 0 | 0 | 0 | 0 | 0 | 0
9 | 30 | 23 | 7 | 1.7931 | 0 | 2.4769 | 0 | 0 | 0 | 0 | 0.040608 | 0 | 0 | 0.45538 | 0 | 4.766 | 0 | 0 | 0 | 0 | 0 | 0 | 0 | 0 | 0 | 0 | 0 | 0 | 0 | 0.45131 | 0 | 0.88038 | 0.74894 | 0 | 0 | 0.053706 | 0.69568 | 0 | 0 | 0 | 0 | 2.83 | 0 | 0 | 0 | 0 | 0 | 0 | 0 | 0 | 0 | 0 | 0 | 0 | 0
9 | 30 | 24 | 7 | 1.7931 | 0 | 2.4769 | 0 | 0 | 0 | 0 | 0.13935 | 0 | 0 | 0.45547 | 0 | 4.8648 | 0 | 0 | 0 | 0 | 0 | 0 | 0 | 0 | 0 | 0 | 0 | 0 | 0 | 0.45131 | 0 | 0.54519 | 1.7725 | 0 | 0 | 0.053706 | 0.69669 | 0 | 0 | 0 | 0 | 3.5194 | 0 | 0 | 0 | 0 | 0 | 0 | 0 | 0 | 0 | 0 | 0 | 0 | 0
10 | 1 | 1 | 1 | 1.7931 | 0 | 2.4769 | 0 | 0 | 0 | 0 | 0.20574 | 0 | 0 | 0.48085 | 0 | 4.9566 | 0 | 0 | 0 | 0 | 0 | 0 | 0 | 0 | 0 | 0 | 0 | 0 | 0 | 0.45131 | 0 | 0.32173 | 2.2759 | 0 | 0 | 0.053706 | 0.70689 | 0 | 0 | 0 | 0 | 3.8095 | 0 | 0 | 0 | 0 | 0 | 0 | 0 | 0 | 0 | 0 | 0 | 0 | 0
10 | 1 | 2 | 1 | 1.7931 | 0 | 2.4769 | 0 | 0 | 0 | 0 | 0.24276 | 0 | 0 | 0.48093 | 0 | 4.9937 | 0 | 0 | 0 | 0 | 0 | 0 | 0 | 0 | 0 | 0 | 0 | 0 | 0 | 0.45131 | 0 | 0.32173 | 2.4689 | 0 | 0 | 0.053706 | 0.71108 | 0 | 0 | 0 | 0 | 4.0067 | 0 | 0 | 0 | 0 | 0 | 0 | 0 | 0 | 0 | 0 | 0 | 0 | 0
10 | 1 | 3 | 1 | 1.7931 | 0 | 2.4769 | 0 | 0 | 0 | 0 | 0.2777 | 0 | 0 | 0.48096 | 0 | 5.0287 | 0 | 0 | 0 | 0 | 0 | 0 | 0 | 0 | 0 | 0 | 0 | 0 | 0 | 0.45131 | 0 | 0.32173 | 2.714 | 0 | 0 | 0.053706 | 0.71525 | 0 | 0 | 0 | 0 | 4.256 | 0 | 0 | 0 | 0 | 0 | 0 | 0 | 0 | 0 | 0 | 0 | 0 | 0
10 | 1 | 4 | 1 | 1.7931 | 0 | 2.4769 | 0 | 0 | 0 | 0 | 0.301 | 0 | 0 | 0.48097 | 0 | 5.052 | 0 | 0 | 0 | 0 | 0 | 0 | 0 | 0 | 0 | 0 | 0 | 0 | 0 | 0.45131 | 0 | 0.32173 | 2.8354 | 0 | 0 | 0.053706 | 0.71788 | 0 | 0 | 0 | 0 | 4.3801 | 0 | 0 | 0 | 0 | 0 | 0 | 0 | 0 | 0 | 0 | 0 | 0 | 0
10 | 1 | 5 | 1 | 1.7931 | 0 | 2.4769 | 0 | 0 | 0 | 0 | 0.31065 | 0 | 0 | 0.48099 | 0 | 5.0617 | 0 | 0 | 0 | 0 | 0 | 0 | 0 | 0 | 0 | 0 | 0 | 0 | 0 | 0.45131 | 0 | 0.32173 | 2.828 | 0 | 0 | 0.053706 | 0.71886 | 0 | 0 | 0 | 0 | 4.3736 | 0 | 0 | 0 | 0 | 0 | 0 | 0 | 0 | 0 | 0 | 0 | 0 | 0
10 | 1 | 6 | 1 | 1.7931 | 0 | 2.4769 | 0 | 0 | 0 | 0 | 0.32886 | 0 | 0 | 2.6821 | 0 | 7.281 | 0 | 0 | 0 | 0 | 0 | 0 | 0 | 0 | 0 | 0 | 0 | 0 | 0 | 0.45131 | 0 | 0.54519 | 2.8129 | 0 | 0 | 0.31621 | 0.71485 | 0 | 0 | 0 | 0 | 4.8405 | 0 | 0 | 0 | 0 | 0 | 0 | 0 | 0 | 0 | 0 | 0 | 0 | 0
10 | 1 | 7 | 1 | 1.7931 | 0 | 2.4769 | 0 | 0 | 0 | 0 | 0.8033 | 0 | 0 | 3.9584 | 0 | 9.0318 | 0 | 0 | 0 | 0 | 0 | 0 | 0 | 0 | 0 | 0 | 0 | 0 | 0 | 0.45131 | 0 | 0.71279 | 4.6251 | 0 | 0 | 0.52621 | 0.71117 | 0 | 0 | 0 | 0 | 7.0266 | 0 | 0 | 0 | 0 | 0 | 0 | 0 | 0 | 0 | 0 | 0 | 0 | 0
10 | 1 | 8 | 1 | 1.7931 | 0 | 13.6089 | 0 | 0 | 0 | 0 | 0.51689 | 0 | 0 | 4.0415 | 0 | 19.9604 | 0 | 0 | 0 | 0 | 0 | 0 | 0 | 0 | 0 | 0 | 0 | 0 | 0 | 0.45131 | 0 | 0.71279 | 2.903 | 0 | 0 | 0.42121 | 0.70886 | 0 | 0 | 0 | 0 | 5.1972 | 0 | 0 | 0 | 0 | 0 | 0 | 0 | 0 | 0 | 0 | 0 | 0 | 0
10 | 1 | 9 | 1 | 1.7931 | 0 | 13.6089 | 0 | 0 | 0 | 0 | 0.42202 | 0 | 0 | 2.6821 | 0 | 18.5061 | 0 | 0 | 0 | 0 | 0 | 0 | 0 | 0 | 0 | 0 | 0 | 0 | 0 | 0.45131 | 0 | 0.71279 | 2.5891 | 0 | 0 | 0.31621 | 0.7076 | 0 | 0 | 0 | 0 | 4.777 | 0 | 0 | 0 | 0 | 0 | 0 | 0 | 0 | 0 | 0 | 0 | 0 | 0
10 | 1 | 10 | 1 | 1.7931 | 0 | 13.6089 | 0 | 0 | 0 | 0 | 0.35936 | 0 | 0 | 2.6821 | 0 | 18.4435 | 0 | 0 | 0 | 0 | 0 | 0 | 0 | 0 | 0 | 0 | 0 | 0 | 0 | 0.45131 | 0 | 0.71279 | 2.2623 | 0 | 0 | 0.31621 | 0.70506 | 0 | 0 | 0 | 0 | 4.4477 | 0 | 0 | 0 | 0 | 0 | 0 | 0 | 0 | 0 | 0 | 0 | 0 | 0
10 | 1 | 11 | 1 | 1.7931 | 0 | 13.6089 | 0 | 0 | 0 | 0 | 0.33528 | 0 | 0 | 3.1223 | 0 | 18.8596 | 0 | 0 | 0 | 0 | 0 | 0 | 0 | 0 | 0 | 0 | 0 | 0 | 0 | 0.45131 | 0 | 0.54519 | 2.1992 | 0 | 0 | 0.36871 | 0.70997 | 0 | 0 | 0 | 0 | 4.2743 | 0 | 0 | 0 | 0 | 0 | 0 | 0 | 0 | 0 | 0 | 0 | 0 | 0
10 | 1 | 12 | 1 | 1.7931 | 0 | 8.6613 | 0 | 0 | 0 | 0 | 0.36134 | 0 | 0 | 3.5626 | 0 | 14.3784 | 0 | 0 | 0 | 0 | 0 | 0 | 0 | 0 | 0 | 0 | 0 | 0 | 0 | 0.45131 | 0 | 0.54519 | 2.1853 | 0 | 0 | 0.42121 | 0.70779 | 0 | 0 | 0 | 0 | 4.3108 | 0 | 0 | 0 | 0 | 0 | 0 | 0 | 0 | 0 | 0 | 0 | 0 | 0
10 | 1 | 13 | 1 | 1.7931 | 0 | 13.6089 | 0 | 0 | 0 | 0 | 0.24109 | 0 | 0 | 3.1224 | 0 | 18.7655 | 0 | 0 | 0 | 0 | 0 | 0 | 0 | 0 | 0 | 0 | 0 | 0 | 0 | 0.45131 | 0 | 0.54519 | 1.8092 | 0 | 0 | 0.36871 | 0.70613 | 0 | 0 | 0 | 0 | 3.8805 | 0 | 0 | 0 | 0 | 0 | 0 | 0 | 0 | 0 | 0 | 0 | 0 | 0
10 | 1 | 14 | 1 | 1.7931 | 0 | 13.6089 | 0 | 0 | 0 | 0 | 0.18946 | 0 | 0 | 3.1224 | 0 | 18.7138 | 0 | 0 | 0 | 0 | 0 | 0 | 0 | 0 | 0 | 0 | 0 | 0 | 0 | 0.45131 | 0 | 0.54519 | 1.6358 | 0 | 0 | 0.36871 | 0.7044 | 0 | 0 | 0 | 0 | 3.7054 | 0 | 0 | 0 | 0 | 0 | 0 | 0 | 0 | 0 | 0 | 0 | 0 | 0
10 | 1 | 15 | 1 | 1.7931 | 0 | 13.6089 | 0 | 0 | 0 | 0 | 0.20203 | 0 | 0 | 2.6821 | 0 | 18.2862 | 0 | 0 | 0 | 0 | 0 | 0 | 0 | 0 | 0 | 0 | 0 | 0 | 0 | 0.45131 | 0 | 0.54519 | 1.6738 | 0 | 0 | 0.31621 | 0.70558 | 0 | 0 | 0 | 0 | 3.6921 | 0 | 0 | 0 | 0 | 0 | 0 | 0 | 0 | 0 | 0 | 0 | 0 | 0
10 | 1 | 16 | 1 | 1.7931 | 0 | 13.6089 | 0 | 0 | 0 | 0 | 0.17977 | 0 | 0 | 2.6821 | 0 | 18.2639 | 0 | 0 | 0 | 0 | 0 | 0 | 0 | 0 | 0 | 0 | 0 | 0 | 0 | 0.45131 | 0 | 0.54519 | 1.5457 | 0 | 0 | 0.31621 | 0.70546 | 0 | 0 | 0 | 0 | 3.5639 | 0 | 0 | 0 | 0 | 0 | 0 | 0 | 0 | 0 | 0 | 0 | 0 | 0
10 | 1 | 17 | 1 | 1.7931 | 0 | 13.6089 | 0 | 0 | 0 | 0 | 0.22289 | 0 | 0 | 3.9584 | 0 | 19.5833 | 0 | 0 | 0 | 0 | 0 | 0 | 0 | 0 | 0 | 0 | 0 | 0 | 0 | 0.45131 | 0 | 0.54519 | 1.8561 | 0 | 0 | 0.52621 | 0.71536 | 0 | 0 | 0 | 0 | 4.0941 | 0 | 0 | 0 | 0 | 0 | 0 | 0 | 0 | 0 | 0 | 0 | 0 | 0
10 | 1 | 18 | 1 | 1.7931 | 0 | 9.8982 | 0 | 0 | 0 | 0 | 0.21617 | 0 | 0 | 3.9585 | 0 | 15.866 | 0 | 0 | 0 | 0 | 0 | 0 | 0 | 0 | 0 | 0 | 0 | 0 | 0 | 0.45131 | 0 | 0.54519 | 1.668 | 0 | 0 | 0.52621 | 0.70755 | 0 | 0 | 0 | 0 | 3.8982 | 0 | 0 | 0 | 0 | 0 | 0 | 0 | 0 | 0 | 0 | 0 | 0 | 0
10 | 1 | 19 | 1 | 1.7931 | 0 | 2.4769 | 0 | 0 | 0 | 0 | 0.31439 | 0 | 0 | 4.5148 | 0 | 9.0992 | 0 | 0 | 0 | 0 | 0 | 0 | 0 | 0 | 0 | 0 | 0 | 0 | 0 | 0.45131 | 0 | 0.88038 | 1.817 | 0 | 0 | 0.42121 | 0.69859 | 0 | 0 | 0 | 0 | 4.2685 | 0 | 0 | 0 | 0 | 0 | 0 | 0 | 0 | 0 | 0 | 0 | 0 | 0
10 | 1 | 20 | 1 | 1.7931 | 0 | 2.4769 | 0 | 0 | 0 | 0 | 0.31933 | 0 | 0 | 3.1223 | 0 | 7.7117 | 0 | 0 | 0 | 0 | 0 | 0 | 0 | 0 | 0 | 0 | 0 | 0 | 0 | 0.45131 | 0 | 1.1038 | 1.6468 | 0 | 0 | 0.36871 | 0.6952 | 0 | 0 | 0 | 0 | 4.2658 | 0 | 0 | 0 | 0 | 0 | 0 | 0 | 0 | 0 | 0 | 0 | 0 | 0
10 | 1 | 21 | 1 | 1.7931 | 0 | 2.4769 | 0 | 0 | 0 | 0 | 0.35667 | 0 | 0 | 3.9584 | 0 | 8.5851 | 0 | 0 | 0 | 0 | 0 | 0 | 0 | 0 | 0 | 0 | 0 | 0 | 0 | 0.45131 | 0 | 1.2156 | 1.9058 | 0 | 0 | 0.47371 | 0.69494 | 0 | 0 | 0 | 0 | 4.7413 | 0 | 0 | 0 | 0 | 0 | 0 | 0 | 0 | 0 | 0 | 0 | 0 | 0
10 | 1 | 22 | 1 | 1.7931 | 0 | 2.4769 | 0 | 0 | 0 | 0 | 0.33951 | 0 | 0 | 2.7259 | 0 | 7.3354 | 0 | 0 | 0 | 0 | 0 | 0 | 0 | 0 | 0 | 0 | 0 | 0 | 0 | 0.45131 | 0 | 1.1038 | 1.86 | 0 | 0 | 0.31621 | 0.69505 | 0 | 0 | 0 | 0 | 4.4264 | 0 | 0 | 0 | 0 | 0 | 0 | 0 | 0 | 0 | 0 | 0 | 0 | 0
10 | 1 | 23 | 1 | 1.7931 | 0 | 2.4769 | 0 | 0 | 0 | 0 | 0.021699 | 0 | 0 | 0.48095 | 0 | 4.7727 | 0 | 0 | 0 | 0 | 0 | 0 | 0 | 0 | 0 | 0 | 0 | 0 | 0 | 0.45131 | 0 | 0.88038 | 0.4245 | 0 | 0 | 0.053706 | 0.70018 | 0 | 0 | 0 | 0 | 2.5101 | 0 | 0 | 0 | 0 | 0 | 0 | 0 | 0 | 0 | 0 | 0 | 0 | 0
10 | 1 | 24 | 1 | 1.7931 | 0 | 2.4769 | 0 | 0 | 0 | 0 | 0.067808 | 0 | 0 | 0.48097 | 0 | 4.8188 | 0 | 0 | 0 | 0 | 0 | 0 | 0 | 0 | 0 | 0 | 0 | 0 | 0 | 0.45131 | 0 | 0.54519 | 1.1134 | 0 | 0 | 0.053706 | 0.70988 | 0 | 0 | 0 | 0 | 2.8735 | 0 | 0 | 0 | 0 | 0 | 0 | 0 | 0 | 0 | 0 | 0 | 0 | 0
10 | 2 | 1 | 2 | 1.7931 | 0 | 2.4769 | 0 | 0 | 0 | 0 | 0.11171 | 0 | 0 | 0.48101 | 0 | 4.8627 | 0 | 0 | 0 | 0 | 0 | 0 | 0 | 0 | 0 | 0 | 0 | 0 | 0 | 0.45131 | 0 | 0.32173 | 1.6302 | 0 | 0 | 0.053706 | 0.71838 | 0 | 0 | 0 | 0 | 3.1753 | 0 | 0 | 0 | 0 | 0 | 0 | 0 | 0 | 0 | 0 | 0 | 0 | 0
10 | 2 | 2 | 2 | 1.7931 | 0 | 2.4769 | 0 | 0 | 0 | 0 | 0.1536 | 0 | 0 | 0.48104 | 0 | 4.9047 | 0 | 0 | 0 | 0 | 0 | 0 | 0 | 0 | 0 | 0 | 0 | 0 | 0 | 0.45131 | 0 | 0.32173 | 2.0462 | 0 | 0 | 0.053706 | 0.7213 | 0 | 0 | 0 | 0 | 3.5943 | 0 | 0 | 0 | 0 | 0 | 0 | 0 | 0 | 0 | 0 | 0 | 0 | 0
10 | 2 | 3 | 2 | 1.7931 | 0 | 2.4769 | 0 | 0 | 0 | 0 | 0.16678 | 0 | 0 | 0.48105 | 0 | 4.9178 | 0 | 0 | 0 | 0 | 0 | 0 | 0 | 0 | 0 | 0 | 0 | 0 | 0 | 0.45131 | 0 | 0.32173 | 1.9231 | 0 | 0 | 0.053706 | 0.72092 | 0 | 0 | 0 | 0 | 3.4708 | 0 | 0 | 0 | 0 | 0 | 0 | 0 | 0 | 0 | 0 | 0 | 0 | 0
10 | 2 | 4 | 2 | 1.7931 | 0 | 2.4769 | 0 | 0 | 0 | 0 | 0.19727 | 0 | 0 | 0.48105 | 0 | 4.9483 | 0 | 0 | 0 | 0 | 0 | 0 | 0 | 0 | 0 | 0 | 0 | 0 | 0 | 0.45131 | 0 | 0.32173 | 2.1168 | 0 | 0 | 0.053706 | 0.72395 | 0 | 0 | 0 | 0 | 3.6675 | 0 | 0 | 0 | 0 | 0 | 0 | 0 | 0 | 0 | 0 | 0 | 0 | 0
10 | 2 | 5 | 2 | 1.7931 | 0 | 2.4769 | 0 | 0 | 0 | 0 | 0.20266 | 0 | 0 | 0.48106 | 0 | 4.9537 | 0 | 0 | 0 | 0 | 0 | 0 | 0 | 0 | 0 | 0 | 0 | 0 | 0 | 0.45131 | 0 | 0.32173 | 2.0741 | 0 | 0 | 0.053706 | 0.72358 | 0 | 0 | 0 | 0 | 3.6244 | 0 | 0 | 0 | 0 | 0 | 0 | 0 | 0 | 0 | 0 | 0 | 0 | 0
10 | 2 | 6 | 2 | 1.7931 | 0 | 2.4769 | 0 | 0 | 0 | 0 | 0.22264 | 0 | 0 | 2.6822 | 0 | 7.1749 | 0 | 0 | 0 | 0 | 0 | 0 | 0 | 0 | 0 | 0 | 0 | 0 | 0 | 0.45131 | 0 | 0.54519 | 2.0537 | 0 | 0 | 0.31621 | 0.71939 | 0 | 0 | 0 | 0 | 4.0858 | 0 | 0 | 0 | 0 | 0 | 0 | 0 | 0 | 0 | 0 | 0 | 0 | 0
10 | 2 | 7 | 2 | 1.7931 | 0 | 2.4769 | 0 | 0 | 0 | 0 | 0.67223 | 0 | 0 | 3.9585 | 0 | 8.9007 | 0 | 0 | 0 | 0 | 0 | 0 | 0 | 0 | 0 | 0 | 0 | 0 | 0 | 0.45131 | 0 | 0.71279 | 3.5337 | 0 | 0 | 0.52621 | 0.7142 | 0 | 0 | 0 | 0 | 5.9382 | 0 | 0 | 0 | 0 | 0 | 0 | 0 | 0 | 0 | 0 | 0 | 0 | 0
10 | 2 | 8 | 2 | 1.7931 | 0 | 13.6089 | 0 | 0 | 0 | 0 | 0.32893 | 0 | 0 | 4.0416 | 0 | 19.7725 | 0 | 0 | 0 | 0 | 0 | 0 | 0 | 0 | 0 | 0 | 0 | 0 | 0 | 0.45131 | 0 | 0.71279 | 1.8739 | 0 | 0 | 0.42121 | 0.70547 | 0 | 0 | 0 | 0 | 4.1646 | 0 | 0 | 0 | 0 | 0 | 0 | 0 | 0 | 0 | 0 | 0 | 0 | 0
10 | 2 | 9 | 2 | 1.7931 | 0 | 13.6089 | 0 | 0 | 0 | 0 | 0.1972 | 0 | 0 | 2.6822 | 0 | 18.2814 | 0 | 0 | 0 | 0 | 0 | 0 | 0 | 0 | 0 | 0 | 0 | 0 | 0 | 0.45131 | 0 | 0.71279 | 1.1827 | 0 | 0 | 0.31621 | 0.70101 | 0 | 0 | 0 | 0 | 3.364 | 0 | 0 | 0 | 0 | 0 | 0 | 0 | 0 | 0 | 0 | 0 | 0 | 0
10 | 2 | 10 | 2 | 1.7931 | 0 | 13.6089 | 0 | 0 | 0 | 0 | 0.09885 | 0 | 0 | 2.6822 | 0 | 18.183 | 0 | 0 | 0 | 0 | 0 | 0 | 0 | 0 | 0 | 0 | 0 | 0 | 0 | 0.45131 | 0 | 0.71279 | 0.83949 | 0 | 0 | 0.31621 | 0.70036 | 0 | 0 | 0 | 0 | 3.0202 | 0 | 0 | 0 | 0 | 0 | 0 | 0 | 0 | 0 | 0 | 0 | 0 | 0
10 | 2 | 11 | 2 | 1.7931 | 0 | 13.6089 | 0 | 0 | 0 | 0 | 0.027745 | 0 | 0 | 3.1224 | 0 | 18.5521 | 0 | 0 | 0 | 0 | 0 | 0 | 0 | 0 | 0 | 0 | 0 | 0 | 0 | 0.45131 | 0 | 0.54519 | 0.19767 | 0 | 0 | 0.36871 | 0.70215 | 0 | 0 | 0 | 0 | 2.265 | 0 | 0 | 0 | 0 | 0 | 0 | 0 | 0 | 0 | 0 | 0 | 0 | 0
10 | 2 | 12 | 2 | 1.7931 | 0 | 8.6613 | 0 | 0 | 0 | 0 | 0.027261 | 0 | 0 | 3.5626 | 0 | 14.0443 | 0 | 0 | 0 | 0 | 0 | 0 | 0 | 0 | 0 | 0 | 0 | 0 | 0 | 0.45131 | 0 | 0.54519 | 0.12572 | 0 | 0 | 0.42121 | 0.70078 | 0 | 0 | 0 | 0 | 2.2442 | 0 | 0 | 0 | 0 | 0 | 0 | 0 | 0 | 0 | 0 | 0 | 0 | 0
10 | 2 | 13 | 2 | 1.7931 | 0 | 13.6089 | 0 | 0 | 0 | 0 | 0.020981 | 0 | 0 | 3.1224 | 0 | 18.5454 | 0 | 0 | 0 | 0 | 0 | 0 | 0 | 0 | 0 | 0 | 0 | 0 | 0 | 0.45131 | 0 | 0.54519 | 0.11993 | 0 | 0 | 0.36871 | 0.70111 | 0 | 0 | 0 | 0 | 2.1862 | 0 | 0 | 0 | 0 | 0 | 0 | 0 | 0 | 0 | 0 | 0 | 0 | 0
10 | 2 | 14 | 2 | 1.7931 | 0 | 13.6089 | 0 | 0 | 0 | 0 | 0.019237 | 0 | 0 | 3.1224 | 0 | 18.5436 | 0 | 0 | 0 | 0 | 0 | 0 | 0 | 0 | 0 | 0 | 0 | 0 | 0 | 0.45131 | 0 | 0.54519 | 0.086673 | 0 | 0 | 0.36871 | 0.69959 | 0 | 0 | 0 | 0 | 2.1515 | 0 | 0 | 0 | 0 | 0 | 0 | 0 | 0 | 0 | 0 | 0 | 0 | 0
10 | 2 | 15 | 2 | 1.7931 | 0 | 13.6089 | 0 | 0 | 0 | 0 | 0.017385 | 0 | 0 | 2.6822 | 0 | 18.1016 | 0 | 0 | 0 | 0 | 0 | 0 | 0 | 0 | 0 | 0 | 0 | 0 | 0 | 0.45131 | 0 | 0.54519 | 0.03852 | 0 | 0 | 0.31621 | 0.69875 | 0 | 0 | 0 | 0 | 2.05 | 0 | 0 | 0 | 0 | 0 | 0 | 0 | 0 | 0 | 0 | 0 | 0 | 0
10 | 2 | 16 | 2 | 1.7931 | 0 | 13.6089 | 0 | 0 | 0 | 0 | 0.022337 | 0 | 0 | 2.6822 | 0 | 18.1065 | 0 | 0 | 0 | 0 | 0 | 0 | 0 | 0 | 0 | 0 | 0 | 0 | 0 | 0.45131 | 0 | 0.54519 | 0.037717 | 0 | 0 | 0.31621 | 0.69855 | 0 | 0 | 0 | 0 | 2.049 | 0 | 0 | 0 | 0 | 0 | 0 | 0 | 0 | 0 | 0 | 0 | 0 | 0
10 | 2 | 17 | 2 | 1.7931 | 0 | 13.6089 | 0 | 0 | 0 | 0 | 0.024789 | 0 | 0 | 3.9585 | 0 | 19.3852 | 0 | 0 | 0 | 0 | 0 | 0 | 0 | 0 | 0 | 0 | 0 | 0 | 0 | 0.45131 | 0 | 0.54519 | 0.037894 | 0.01138 | 0 | 0.52621 | 0.69868 | 0 | 0 | 0 | 0 | 2.2707 | 0 | 0 | 0 | 0 | 0 | 0 | 0 | 0 | 0 | 0 | 0 | 0 | 0
10 | 2 | 18 | 2 | 1.7931 | 0 | 9.8982 | 0 | 0 | 0 | 0 | 0.023184 | 0 | 0 | 3.9585 | 0 | 15.673 | 0 | 0 | 0 | 0 | 0 | 0 | 0 | 0 | 0 | 0 | 0 | 0 | 0 | 0.45131 | 0 | 0.54519 | 0.10466 | 0 | 0 | 0.52621 | 0.7012 | 0 | 0 | 0 | 0 | 2.3286 | 0 | 0 | 0 | 0 | 0 | 0 | 0 | 0 | 0 | 0 | 0 | 0 | 0
10 | 2 | 19 | 2 | 1.7931 | 0 | 2.4769 | 0 | 0 | 0 | 0 | 0.030839 | 0 | 0 | 4.5148 | 0 | 8.8157 | 0 | 0 | 0 | 0 | 0 | 0 | 0 | 0 | 0 | 0 | 0 | 0 | 0 | 0.45131 | 0 | 0.88038 | 0.083148 | 0 | 0 | 0.42121 | 0.69774 | 0 | 0 | 0 | 0 | 2.5338 | 0 | 0 | 0 | 0 | 0 | 0 | 0 | 0 | 0 | 0 | 0 | 0 | 0
10 | 2 | 20 | 2 | 1.7931 | 0 | 2.4769 | 0 | 0 | 0 | 0 | 0.031674 | 0 | 0 | 3.1224 | 0 | 7.4241 | 0 | 0 | 0 | 0 | 0 | 0 | 0 | 0 | 0 | 0 | 0 | 0 | 0 | 0.45131 | 0 | 1.1038 | 0.090912 | 0 | 0 | 0.36871 | 0.69654 | 0 | 0 | 0 | 0 | 2.7113 | 0 | 0 | 0 | 0 | 0 | 0 | 0 | 0 | 0 | 0 | 0 | 0 | 0
10 | 2 | 21 | 2 | 1.7931 | 0 | 2.4769 | 0 | 0 | 0 | 0 | 0.032305 | 0 | 0 | 3.9584 | 0 | 8.2607 | 0 | 0 | 0 | 0 | 0 | 0 | 0 | 0 | 0 | 0 | 0 | 0 | 0 | 0.45131 | 0 | 1.2156 | 0.11674 | 0 | 0 | 0.47371 | 0.69574 | 0 | 0 | 0 | 0 | 2.9531 | 0 | 0 | 0 | 0 | 0 | 0 | 0 | 0 | 0 | 0 | 0 | 0 | 0
10 | 2 | 22 | 2 | 1.7931 | 0 | 2.4769 | 0 | 0 | 0 | 0 | 0.033208 | 0 | 0 | 2.726 | 0 | 7.0292 | 0 | 0 | 0 | 0 | 0 | 0 | 0 | 0 | 0 | 0 | 0 | 0 | 0 | 0.45131 | 0 | 1.1038 | 0.12956 | 0 | 0 | 0.31621 | 0.69595 | 0 | 0 | 0 | 0 | 2.6969 | 0 | 0 | 0 | 0 | 0 | 0 | 0 | 0 | 0 | 0 | 0 | 0 | 0
10 | 2 | 23 | 2 | 1.7931 | 0 | 2.4769 | 0 | 0 | 0 | 0 | 0.010488 | 0 | 0 | 0.48096 | 0 | 4.7615 | 0 | 0 | 0 | 0 | 0 | 0 | 0 | 0 | 0 | 0 | 0 | 0 | 0 | 0.45131 | 0 | 0.88038 | 0.081378 | 0 | 0 | 0.053706 | 0.69677 | 0 | 0 | 0 | 0 | 2.1635 | 0 | 0 | 0 | 0 | 0 | 0 | 0 | 0 | 0 | 0 | 0 | 0 | 0
10 | 2 | 24 | 2 | 1.7931 | 0 | 2.4769 | 0 | 0 | 0 | 0 | 0.011552 | 0 | 0 | 0.48098 | 0 | 4.7626 | 0 | 0 | 0 | 0 | 0 | 0 | 0 | 0 | 0 | 0 | 0 | 0 | 0 | 0.45131 | 0 | 0.54519 | 0.19276 | 0 | 0 | 0.053706 | 0.7041 | 0 | 0 | 0 | 0 | 1.9471 | 0 | 0 | 0 | 0 | 0 | 0 | 0 | 0 | 0 | 0 | 0 | 0 | 0
10 | 3 | 1 | 3 | 1.7931 | 0 | 2.4769 | 0 | 0 | 0 | 0 | 0.012714 | 0 | 0 | 0.48101 | 0 | 4.7637 | 0 | 0 | 0 | 0 | 0 | 0 | 0 | 0 | 0 | 0 | 0 | 0 | 0 | 0.45131 | 0 | 0.32173 | 0.2582 | 0 | 0 | 0.053706 | 0.70982 | 0 | 0 | 0 | 0 | 1.7948 | 0 | 0 | 0 | 0 | 0 | 0 | 0 | 0 | 0 | 0 | 0 | 0 | 0
10 | 3 | 2 | 3 | 1.7931 | 0 | 2.4769 | 0 | 0 | 0 | 0 | 0.012851 | 0 | 0 | 0.48103 | 0 | 4.7639 | 0 | 0 | 0 | 0 | 0 | 0 | 0 | 0 | 0 | 0 | 0 | 0 | 0 | 0.45131 | 0 | 0.32173 | 0.27425 | 0 | 0 | 0.053706 | 0.71008 | 0 | 0 | 0 | 0 | 1.8111 | 0 | 0 | 0 | 0 | 0 | 0 | 0 | 0 | 0 | 0 | 0 | 0 | 0
10 | 3 | 3 | 3 | 1.7931 | 0 | 2.4769 | 0 | 0 | 0 | 0 | 0.01313 | 0 | 0 | 0.48104 | 0 | 4.7642 | 0 | 0 | 0 | 0 | 0 | 0 | 0 | 0 | 0 | 0 | 0 | 0 | 0 | 0.45131 | 0 | 0.32173 | 0.29017 | 0 | 0 | 0.053706 | 0.71039 | 0 | 0 | 0 | 0 | 1.8273 | 0 | 0 | 0 | 0 | 0 | 0 | 0 | 0 | 0 | 0 | 0 | 0 | 0
10 | 3 | 4 | 3 | 1.7931 | 0 | 2.4769 | 0 | 0 | 0 | 0 | 0.012668 | 0 | 0 | 0.48103 | 0 | 4.7637 | 0 | 0 | 0 | 0 | 0 | 0 | 0 | 0 | 0 | 0 | 0 | 0 | 0 | 0.45131 | 0 | 0.32173 | 0.28481 | 0 | 0 | 0.053706 | 0.70941 | 0 | 0 | 0 | 0 | 1.821 | 0 | 0 | 0 | 0 | 0 | 0 | 0 | 0 | 0 | 0 | 0 | 0 | 0
10 | 3 | 5 | 3 | 1.7931 | 0 | 2.4769 | 0 | 0 | 0 | 0 | 0.011935 | 0 | 0 | 0.48103 | 0 | 4.763 | 0 | 0 | 0 | 0 | 0 | 0 | 0 | 0 | 0 | 0 | 0 | 0 | 0 | 0.45131 | 0 | 0.32173 | 0.27733 | 0 | 0 | 0.053706 | 0.70801 | 0 | 0 | 0 | 0 | 1.8121 | 0 | 0 | 0 | 0 | 0 | 0 | 0 | 0 | 0 | 0 | 0 | 0 | 0
10 | 3 | 6 | 3 | 1.7931 | 0 | 2.4769 | 0 | 0 | 0 | 0 | 0.012258 | 0 | 0 | 2.6822 | 0 | 6.9644 | 0 | 0 | 0 | 0 | 0 | 0 | 0 | 0 | 0 | 0 | 0 | 0 | 0 | 0.45131 | 0 | 0.54519 | 0.25486 | 0 | 0 | 0.31621 | 0.70305 | 0 | 0 | 0 | 0 | 2.2706 | 0 | 0 | 0 | 0 | 0 | 0 | 0 | 0 | 0 | 0 | 0 | 0 | 0
10 | 3 | 7 | 3 | 1.7931 | 0 | 2.4769 | 0 | 0 | 0 | 0 | 0.039539 | 0 | 0 | 3.9584 | 0 | 8.268 | 0 | 0 | 0 | 0 | 0 | 0 | 0 | 0 | 0 | 0 | 0 | 0 | 0 | 0.45131 | 0 | 0.71279 | 0.31418 | 0 | 0 | 0.52621 | 0.69768 | 0 | 0 | 0 | 0 | 2.7022 | 0 | 0 | 0 | 0 | 0 | 0 | 0 | 0 | 0 | 0 | 0 | 0 | 0
10 | 3 | 8 | 3 | 1.7931 | 0 | 13.6089 | 0 | 0 | 0 | 0 | 0.020636 | 0 | 0 | 4.0415 | 0 | 19.4641 | 0 | 0 | 0 | 0 | 0 | 0 | 0 | 0 | 0 | 0 | 0 | 0 | 0 | 0.45131 | 0 | 0.71279 | 0.10612 | 0 | 0 | 0.42121 | 0.69642 | 0 | 0 | 0 | 0 | 2.3878 | 0 | 0 | 0 | 0 | 0 | 0 | 0 | 0 | 0 | 0 | 0 | 0 | 0
10 | 3 | 9 | 3 | 1.7931 | 0 | 13.6089 | 0 | 0 | 0 | 0 | 0.016124 | 0 | 0 | 2.6821 | 0 | 18.1002 | 0 | 0 | 0 | 0 | 0 | 0 | 0 | 0 | 0 | 0 | 0 | 0 | 0 | 0.45131 | 0 | 0.71279 | 0.075096 | 0 | 0 | 0.31621 | 0.69584 | 0 | 0 | 0 | 0 | 2.2512 | 0 | 0 | 0 | 0 | 0 | 0 | 0 | 0 | 0 | 0 | 0 | 0 | 0
10 | 3 | 10 | 3 | 1.7931 | 0 | 13.6089 | 0 | 0 | 0 | 0 | 0.012697 | 0 | 0 | 2.6821 | 0 | 18.0968 | 0 | 0 | 0 | 0 | 0 | 0 | 0 | 0 | 0 | 0 | 0 | 0 | 0 | 0.45131 | 0 | 0.71279 | 0.043377 | 0 | 0 | 0.31621 | 0.69529 | 0 | 0 | 0 | 0 | 2.219 | 0 | 0 | 0 | 0 | 0 | 0 | 0 | 0 | 0 | 0 | 0 | 0 | 0
10 | 3 | 11 | 3 | 1.7931 | 0 | 13.6089 | 0 | 0 | 0 | 0 | 0.010105 | 0 | 0 | 3.1223 | 0 | 18.5344 | 0 | 0 | 0 | 0 | 0 | 0 | 0 | 0 | 0 | 0 | 0 | 0 | 0 | 0.45131 | 0 | 0.54519 | 0.022913 | 0 | 0 | 0.36871 | 0.69532 | 0 | 0 | 0 | 0 | 2.0834 | 0 | 0 | 0 | 0 | 0 | 0 | 0 | 0 | 0 | 0 | 0 | 0 | 0
10 | 3 | 12 | 3 | 1.7931 | 0 | 8.6613 | 0 | 0 | 0 | 0 | 0.019477 | 0 | 0 | 3.5625 | 0 | 14.0365 | 0 | 0 | 0 | 0 | 0 | 0 | 0 | 0 | 0 | 0 | 0 | 0 | 0 | 0.45131 | 0 | 0.54519 | 0.0087061 | 0 | 0 | 0.42121 | 0.69472 | 0 | 0 | 0 | 0 | 2.1211 | 0 | 0 | 0 | 0 | 0 | 0 | 0 | 0 | 0 | 0 | 0 | 0 | 0
10 | 3 | 13 | 3 | 1.7931 | 0 | 13.6089 | 0 | 0 | 0 | 0 | 0.05368 | 0 | 0 | 3.1223 | 0 | 18.578 | 0 | 0 | 0 | 0 | 0 | 0 | 0 | 0 | 0 | 0 | 0 | 0 | 0 | 0.45131 | 0 | 0.54519 | 0.0044884 | 0.09535 | 0 | 0.36871 | 0.69397 | 0 | 0 | 0 | 0 | 2.159 | 0 | 0 | 0 | 0 | 0 | 0 | 0 | 0 | 0 | 0 | 0 | 0 | 0
10 | 3 | 14 | 3 | 1.7931 | 0 | 13.6089 | 0 | 0 | 0 | 0 | 0.096238 | 0 | 0 | 3.1223 | 0 | 18.6205 | 0 | 0 | 0 | 0 | 0 | 0 | 0 | 0 | 0 | 0 | 0 | 0 | 0 | 0.45131 | 0 | 0.54519 | 0.00071859 | 0.32199 | 0 | 0.36871 | 0.69365 | 0 | 0 | 0 | 0 | 2.3816 | 0 | 0 | 0 | 0 | 0 | 0 | 0 | 0 | 0 | 0 | 0 | 0 | 0
10 | 3 | 15 | 3 | 1.7931 | 0 | 13.6089 | 0 | 0 | 0 | 0 | 0.1719 | 0 | 0 | 2.6821 | 0 | 18.256 | 0 | 0 | 0 | 0 | 0 | 0 | 0 | 0 | 0 | 0 | 0 | 0 | 0 | 0.45131 | 0 | 0.54519 | 0 | 0.69326 | 0 | 0.31621 | 0.69303 | 0 | 0 | 0 | 0 | 2.699 | 0 | 0 | 0 | 0 | 0 | 0 | 0 | 0 | 0 | 0 | 0 | 0 | 0
10 | 3 | 16 | 3 | 1.7931 | 0 | 13.6089 | 0 | 0 | 0 | 0 | 0.19332 | 0 | 0 | 2.682 | 0 | 18.2774 | 0 | 0 | 0 | 0 | 0 | 0 | 0 | 0 | 0 | 0 | 0 | 0 | 0 | 0.45131 | 0 | 0.54519 | 0.00064653 | 1.2599 | 0 | 0.31621 | 0.69291 | 0 | 0 | 0 | 0 | 3.2662 | 0 | 0 | 0 | 0 | 0 | 0 | 0 | 0 | 0 | 0 | 0 | 0 | 0
10 | 3 | 17 | 3 | 1.7931 | 0 | 13.6089 | 0 | 0 | 0 | 0 | 0.18082 | 0 | 0 | 3.9584 | 0 | 19.5412 | 0 | 0 | 0 | 0 | 0 | 0 | 0 | 0 | 0 | 0 | 0 | 0 | 0 | 0.45131 | 0 | 0.54519 | 0.0041314 | 1.2203 | 0 | 0.52621 | 0.69317 | 0 | 0 | 0 | 0 | 3.4403 | 0 | 0 | 0 | 0 | 0 | 0 | 0 | 0 | 0 | 0 | 0 | 0 | 0
10 | 3 | 18 | 3 | 1.7931 | 0 | 9.8982 | 0 | 0 | 0 | 0 | 0.056352 | 0 | 0 | 3.9584 | 0 | 15.7061 | 0 | 0 | 0 | 0 | 0 | 0 | 0 | 0 | 0 | 0 | 0 | 0 | 0 | 0.45131 | 0 | 0.54519 | 0.014715 | 0.29895 | 0 | 0.52621 | 0.69335 | 0 | 0 | 0 | 0 | 2.5297 | 0 | 0 | 0 | 0 | 0 | 0 | 0 | 0 | 0 | 0 | 0 | 0 | 0
10 | 3 | 19 | 3 | 1.7931 | 0 | 2.4769 | 0 | 0 | 0 | 0 | 0.011643 | 0 | 0 | 4.5146 | 0 | 8.7963 | 0 | 0 | 0 | 0 | 0 | 0 | 0 | 0 | 0 | 0 | 0 | 0 | 0 | 0.45131 | 0 | 0.88038 | 0.01768 | 0.0037637 | 0 | 0.42121 | 0.69184 | 0 | 0 | 0 | 0 | 2.4662 | 0 | 0 | 0 | 0 | 0 | 0 | 0 | 0 | 0 | 0 | 0 | 0 | 0
10 | 3 | 20 | 3 | 1.7931 | 0 | 2.4769 | 0 | 0 | 0 | 0 | 0.012167 | 0 | 0 | 3.1223 | 0 | 7.4044 | 0 | 0 | 0 | 0 | 0 | 0 | 0 | 0 | 0 | 0 | 0 | 0 | 0 | 0.45131 | 0 | 1.1038 | 0.022691 | 0 | 0 | 0.36871 | 0.69057 | 0 | 0 | 0 | 0 | 2.6371 | 0 | 0 | 0 | 0 | 0 | 0 | 0 | 0 | 0 | 0 | 0 | 0 | 0
10 | 3 | 21 | 3 | 1.7931 | 0 | 2.4769 | 0 | 0 | 0 | 0 | 0.012607 | 0 | 0 | 3.9584 | 0 | 8.241 | 0 | 0 | 0 | 0 | 0 | 0 | 0 | 0 | 0 | 0 | 0 | 0 | 0 | 0.45131 | 0 | 1.2156 | 0.007664 | 0 | 0 | 0.47371 | 0.6901 | 0 | 0 | 0 | 0 | 2.8384 | 0 | 0 | 0 | 0 | 0 | 0 | 0 | 0 | 0 | 0 | 0 | 0 | 0
10 | 3 | 22 | 3 | 1.7931 | 0 | 2.4769 | 0 | 0 | 0 | 0 | 0.012618 | 0 | 0 | 2.7258 | 0 | 7.0084 | 0 | 0 | 0 | 0 | 0 | 0 | 0 | 0 | 0 | 0 | 0 | 0 | 0 | 0.45131 | 0 | 1.1038 | 0.010313 | 0 | 0 | 0.31621 | 0.6901 | 0 | 0 | 0 | 0 | 2.5718 | 0 | 0 | 0 | 0 | 0 | 0 | 0 | 0 | 0 | 0 | 0 | 0 | 0
10 | 3 | 23 | 3 | 1.7931 | 0 | 2.4769 | 0 | 0 | 0 | 0 | 0.01 | 0 | 0 | 0.48083 | 0 | 4.7608 | 0 | 0 | 0 | 0 | 0 | 0 | 0 | 0 | 0 | 0 | 0 | 0 | 0 | 0.45131 | 0 | 0.88038 | 0.025742 | 0 | 0 | 0.053706 | 0.69054 | 0 | 0 | 0 | 0 | 2.1017 | 0 | 0 | 0 | 0 | 0 | 0 | 0 | 0 | 0 | 0 | 0 | 0 | 0
10 | 3 | 24 | 3 | 1.7931 | 0 | 2.4769 | 0 | 0 | 0 | 0 | 0.01 | 0 | 0 | 0.48086 | 0 | 4.7609 | 0 | 0 | 0 | 0 | 0 | 0 | 0 | 0 | 0 | 0 | 0 | 0 | 0 | 0.45131 | 0 | 0.54519 | 0.034774 | 0 | 0 | 0.053706 | 0.6922 | 0 | 0 | 0 | 0 | 1.7772 | 0 | 0 | 0 | 0 | 0 | 0 | 0 | 0 | 0 | 0 | 0 | 0 | 0
10 | 4 | 1 | 4 | 1.7931 | 0 | 2.4769 | 0 | 0 | 0 | 0 | 0.01 | 0 | 0 | 0.48089 | 0 | 4.7609 | 0 | 0 | 0 | 0 | 0 | 0 | 0 | 0 | 0 | 0 | 0 | 0 | 0 | 0.45131 | 0 | 0.32173 | 0.041339 | 0 | 0 | 0.053706 | 0.69337 | 0 | 0 | 0 | 0 | 1.5615 | 0 | 0 | 0 | 0 | 0 | 0 | 0 | 0 | 0 | 0 | 0 | 0 | 0
10 | 4 | 2 | 4 | 1.7931 | 0 | 2.4769 | 0 | 0 | 0 | 0 | 0.01 | 0 | 0 | 0.48091 | 0 | 4.7609 | 0 | 0 | 0 | 0 | 0 | 0 | 0 | 0 | 0 | 0 | 0 | 0 | 0 | 0.45131 | 0 | 0.32173 | 0.041571 | 0 | 0 | 0.053706 | 0.69341 | 0 | 0 | 0 | 0 | 1.5617 | 0 | 0 | 0 | 0 | 0 | 0 | 0 | 0 | 0 | 0 | 0 | 0 | 0
10 | 4 | 3 | 4 | 1.7931 | 0 | 2.4769 | 0 | 0 | 0 | 0 | 0.01 | 0 | 0 | 0.48091 | 0 | 4.7609 | 0 | 0 | 0 | 0 | 0 | 0 | 0 | 0 | 0 | 0 | 0 | 0 | 0 | 0.45131 | 0 | 0.32173 | 0.044328 | 0 | 0 | 0.053706 | 0.69329 | 0 | 0 | 0 | 0 | 1.5644 | 0 | 0 | 0 | 0 | 0 | 0 | 0 | 0 | 0 | 0 | 0 | 0 | 0
10 | 4 | 4 | 4 | 1.7931 | 0 | 2.4769 | 0 | 0 | 0 | 0 | 0.01 | 0 | 0 | 0.48091 | 0 | 4.7609 | 0 | 0 | 0 | 0 | 0 | 0 | 0 | 0 | 0 | 0 | 0 | 0 | 0 | 0.45131 | 0 | 0.32173 | 0.046744 | 0 | 0 | 0.053706 | 0.69311 | 0 | 0 | 0 | 0 | 1.5666 | 0 | 0 | 0 | 0 | 0 | 0 | 0 | 0 | 0 | 0 | 0 | 0 | 0
10 | 4 | 5 | 4 | 1.7931 | 0 | 2.4769 | 0 | 0 | 0 | 0 | 0.01 | 0 | 0 | 0.48091 | 0 | 4.7609 | 0 | 0 | 0 | 0 | 0 | 0 | 0 | 0 | 0 | 0 | 0 | 0 | 0 | 0.45131 | 0 | 0.32173 | 0.048985 | 0 | 0 | 0.053706 | 0.69292 | 0 | 0 | 0 | 0 | 1.5687 | 0 | 0 | 0 | 0 | 0 | 0 | 0 | 0 | 0 | 0 | 0 | 0 | 0
10 | 4 | 6 | 4 | 1.7931 | 0 | 2.4769 | 0 | 0 | 0 | 0 | 0.01 | 0 | 0 | 2.682 | 0 | 6.9621 | 0 | 0 | 0 | 0 | 0 | 0 | 0 | 0 | 0 | 0 | 0 | 0 | 0 | 0.45131 | 0 | 0.54519 | 0.047386 | 0 | 0 | 0.31621 | 0.69178 | 0 | 0 | 0 | 0 | 2.0519 | 0 | 0 | 0 | 0 | 0 | 0 | 0 | 0 | 0 | 0 | 0 | 0 | 0
10 | 4 | 7 | 4 | 1.7931 | 0 | 2.4769 | 0 | 0 | 0 | 0 | 0.011647 | 0 | 0 | 3.9584 | 0 | 8.2401 | 0 | 0 | 0 | 0 | 0 | 0 | 0 | 0 | 0 | 0 | 0 | 0 | 0 | 0.45131 | 0 | 0.71279 | 0.06811 | 0 | 0 | 0.52621 | 0.69056 | 0 | 0 | 0 | 0 | 2.449 | 0 | 0 | 0 | 0 | 0 | 0 | 0 | 0 | 0 | 0 | 0 | 0 | 0
10 | 4 | 8 | 4 | 1.7931 | 0 | 13.6089 | 0 | 0 | 0 | 0 | 0.01 | 0 | 0 | 4.0413 | 0 | 19.4533 | 0 | 0 | 0 | 0 | 0 | 0 | 0 | 0 | 0 | 0 | 0 | 0 | 0 | 0.45131 | 0 | 0.71279 | 0 | 0 | 0 | 0.42121 | 0.6901 | 0 | 0 | 0 | 0 | 2.2754 | 0 | 0 | 0 | 0 | 0 | 0 | 0 | 0 | 0 | 0 | 0 | 0 | 0
10 | 4 | 9 | 4 | 1.7931 | 0 | 13.6089 | 0 | 0 | 0 | 0 | 0.037467 | 0 | 0 | 2.682 | 0 | 18.1215 | 0 | 0 | 0 | 0 | 0 | 0 | 0 | 0 | 0 | 0 | 0 | 0 | 0 | 0.45131 | 0 | 0.71279 | 0 | 0 | 0 | 0.31621 | 0.6901 | 0 | 0 | 0 | 0 | 2.1704 | 0 | 0 | 0 | 0 | 0 | 0 | 0 | 0 | 0 | 0 | 0 | 0 | 0
10 | 4 | 10 | 4 | 1.7931 | 0 | 13.6089 | 0 | 0 | 0 | 0 | 0.04504 | 0 | 0 | 2.6819 | 0 | 18.129 | 0 | 0 | 0 | 0 | 0 | 0 | 0 | 0 | 0 | 0 | 0 | 0 | 0 | 0.45131 | 0 | 0.71279 | 0 | 0.10537 | 0 | 0.31621 | 0.6901 | 0 | 0 | 0 | 0 | 2.2758 | 0 | 0 | 0 | 0 | 0 | 0 | 0 | 0 | 0 | 0 | 0 | 0 | 0
10 | 4 | 11 | 4 | 1.7931 | 0 | 13.6089 | 0 | 0 | 0 | 0 | 0.1651 | 0 | 0 | 3.1221 | 0 | 18.6892 | 0 | 0 | 0 | 0 | 0 | 0 | 0 | 0 | 0 | 0 | 0 | 0 | 0 | 0.45131 | 0 | 0.54519 | 0 | 0.41004 | 0 | 0.36871 | 0.6901 | 0 | 0 | 0 | 0 | 2.4653 | 0 | 0 | 0 | 0 | 0 | 0 | 0 | 0 | 0 | 0 | 0 | 0 | 0
10 | 4 | 12 | 4 | 1.7931 | 0 | 8.6613 | 0 | 0 | 0 | 0 | 0.21098 | 0 | 0 | 3.5623 | 0 | 14.2277 | 0 | 0 | 0 | 0 | 0 | 0 | 0 | 0 | 0 | 0 | 0 | 0 | 0 | 0.45131 | 0 | 0.54519 | 0 | 1.1875 | 0 | 0.42121 | 0.6901 | 0 | 0 | 0 | 0 | 3.2953 | 0 | 0 | 0 | 0 | 0 | 0 | 0 | 0 | 0 | 0 | 0 | 0 | 0
10 | 4 | 13 | 4 | 1.7931 | 0 | 13.6089 | 0 | 0 | 0 | 0 | 0.32041 | 0 | 0 | 3.1221 | 0 | 18.8445 | 0 | 0 | 0 | 0 | 0 | 0 | 0 | 0 | 0 | 0 | 0 | 0 | 0 | 0.45131 | 0 | 0.54519 | 0 | 1.8788 | 0 | 0.36871 | 0.6901 | 0 | 0 | 0 | 0 | 3.9341 | 0 | 0 | 0 | 0 | 0 | 0 | 0 | 0 | 0 | 0 | 0 | 0 | 0
10 | 4 | 14 | 4 | 1.7931 | 0 | 13.6089 | 0 | 0 | 0 | 0 | 0.41147 | 0 | 0 | 3.122 | 0 | 18.9354 | 0 | 0 | 0 | 0 | 0 | 0 | 0 | 0 | 0 | 0 | 0 | 0 | 0 | 0.45131 | 0 | 0.54519 | 0 | 2.491 | 0 | 0.36871 | 0.6901 | 0 | 0 | 0 | 0 | 4.5464 | 0 | 0 | 0 | 0 | 0 | 0 | 0 | 0 | 0 | 0 | 0 | 0 | 0
10 | 4 | 15 | 4 | 1.7931 | 0 | 13.6089 | 0 | 0 | 0 | 0 | 0.41391 | 0 | 0 | 2.6817 | 0 | 18.4976 | 0 | 0 | 0 | 0 | 0 | 0 | 0 | 0 | 0 | 0 | 0 | 0 | 0 | 0.45131 | 0 | 0.54519 | 0 | 2.4882 | 0 | 0.31621 | 0.6901 | 0 | 0 | 0 | 0 | 4.4911 | 0 | 0 | 0 | 0 | 0 | 0 | 0 | 0 | 0 | 0 | 0 | 0 | 0
10 | 4 | 16 | 4 | 1.7931 | 0 | 13.6089 | 0 | 0 | 0 | 0 | 0.41295 | 0 | 0 | 2.6816 | 0 | 18.4966 | 0 | 0 | 0 | 0 | 0 | 0 | 0 | 0 | 0 | 0 | 0 | 0 | 0 | 0.45131 | 0 | 0.54519 | 0 | 2.4309 | 0 | 0.31621 | 0.6901 | 0 | 0 | 0 | 0 | 4.4337 | 0 | 0 | 0 | 0 | 0 | 0 | 0 | 0 | 0 | 0 | 0 | 0 | 0
10 | 4 | 17 | 4 | 1.7931 | 0 | 13.6089 | 0 | 0 | 0 | 0 | 0.38884 | 0 | 0 | 3.9582 | 0 | 19.749 | 0 | 0 | 0 | 0 | 0 | 0 | 0 | 0 | 0 | 0 | 0 | 0 | 0 | 0.45131 | 0 | 0.54519 | 0 | 2.377 | 0 | 0.52621 | 0.6901 | 0 | 0 | 0 | 0 | 4.5898 | 0 | 0 | 0 | 0 | 0 | 0 | 0 | 0 | 0 | 0 | 0 | 0 | 0
10 | 4 | 18 | 4 | 1.7931 | 0 | 9.8982 | 0 | 0 | 0 | 0 | 0.2347 | 0 | 0 | 3.9582 | 0 | 15.8842 | 0 | 0 | 0 | 0 | 0 | 0 | 0 | 0 | 0 | 0 | 0 | 0 | 0 | 0.45131 | 0 | 0.54519 | 0 | 1.4144 | 0 | 0.52621 | 0.6901 | 0 | 0 | 0 | 0 | 3.6272 | 0 | 0 | 0 | 0 | 0 | 0 | 0 | 0 | 0 | 0 | 0 | 0 | 0
10 | 4 | 19 | 4 | 1.7931 | 0 | 2.4769 | 0 | 0 | 0 | 0 | 0.10464 | 0 | 0 | 4.5137 | 0 | 8.8884 | 0 | 0 | 0 | 0 | 0 | 0 | 0 | 0 | 0 | 0 | 0 | 0 | 0 | 0.45131 | 0 | 0.88038 | 0 | 0.55545 | 0 | 0.42121 | 0.6901 | 0 | 0 | 0 | 0 | 2.9985 | 0 | 0 | 0 | 0 | 0 | 0 | 0 | 0 | 0 | 0 | 0 | 0 | 0
10 | 4 | 20 | 4 | 1.7931 | 0 | 2.4769 | 0 | 0 | 0 | 0 | 0.066672 | 0 | 0 | 3.1217 | 0 | 7.4584 | 0 | 0 | 0 | 0 | 0 | 0 | 0 | 0 | 0 | 0 | 0 | 0 | 0 | 0.45131 | 0 | 1.1038 | 0 | 0.31464 | 0 | 0.36871 | 0.6901 | 0 | 0 | 0 | 0 | 2.9286 | 0 | 0 | 0 | 0 | 0 | 0 | 0 | 0 | 0 | 0 | 0 | 0 | 0
10 | 4 | 21 | 4 | 1.7931 | 0 | 2.4769 | 0 | 0 | 0 | 0 | 0.044717 | 0 | 0 | 3.9581 | 0 | 8.2728 | 0 | 0 | 0 | 0 | 0 | 0 | 0 | 0 | 0 | 0 | 0 | 0 | 0 | 0.45131 | 0 | 1.2156 | 0 | 0.19128 | 0 | 0.47371 | 0.6901 | 0 | 0 | 0 | 0 | 3.022 | 0 | 0 | 0 | 0 | 0 | 0 | 0 | 0 | 0 | 0 | 0 | 0 | 0
10 | 4 | 22 | 4 | 1.7931 | 0 | 2.4769 | 0 | 0 | 0 | 0 | 0.037631 | 0 | 0 | 2.7248 | 0 | 7.0324 | 0 | 0 | 0 | 0 | 0 | 0 | 0 | 0 | 0 | 0 | 0 | 0 | 0 | 0.45131 | 0 | 1.1038 | 0 | 0.15243 | 0 | 0.31621 | 0.6901 | 0 | 0 | 0 | 0 | 2.7139 | 0 | 0 | 0 | 0 | 0 | 0 | 0 | 0 | 0 | 0 | 0 | 0 | 0
10 | 4 | 23 | 4 | 1.7931 | 0 | 2.4769 | 0 | 0 | 0 | 0 | 0.025927 | 0 | 0 | 0.48012 | 0 | 4.7761 | 0 | 0 | 0 | 0 | 0 | 0 | 0 | 0 | 0 | 0 | 0 | 0 | 0 | 0.45131 | 0 | 0.88038 | 0 | 0.084431 | 0 | 0.053706 | 0.6901 | 0 | 0 | 0 | 0 | 2.1599 | 0 | 0 | 0 | 0 | 0 | 0 | 0 | 0 | 0 | 0 | 0 | 0 | 0
10 | 4 | 24 | 4 | 1.7931 | 0 | 2.4769 | 0 | 0 | 0 | 0 | 0.023958 | 0 | 0 | 0.48015 | 0 | 4.7741 | 0 | 0 | 0 | 0 | 0 | 0 | 0 | 0 | 0 | 0 | 0 | 0 | 0 | 0.45131 | 0 | 0.54519 | 0 | 0.07318 | 0 | 0.053706 | 0.6901 | 0 | 0 | 0 | 0 | 1.8135 | 0 | 0 | 0 | 0 | 0 | 0 | 0 | 0 | 0 | 0 | 0 | 0 | 0
10 | 5 | 1 | 5 | 1.7931 | 0 | 2.4769 | 0 | 0 | 0 | 0 | 0.020287 | 0 | 0 | 0.48024 | 0 | 4.7706 | 0 | 0 | 0 | 0 | 0 | 0 | 0 | 0 | 0 | 0 | 0 | 0 | 0 | 0.45131 | 0 | 0.32173 | 0 | 0.053433 | 0 | 0.053706 | 0.6901 | 0 | 0 | 0 | 0 | 1.5703 | 0 | 0 | 0 | 0 | 0 | 0 | 0 | 0 | 0 | 0 | 0 | 0 | 0
10 | 5 | 2 | 5 | 1.7931 | 0 | 2.4769 | 0 | 0 | 0 | 0 | 0.01811 | 0 | 0 | 0.48033 | 0 | 4.7685 | 0 | 0 | 0 | 0 | 0 | 0 | 0 | 0 | 0 | 0 | 0 | 0 | 0 | 0.45131 | 0 | 0.32173 | 0 | 0.041459 | 0 | 0.053706 | 0.6901 | 0 | 0 | 0 | 0 | 1.5583 | 0 | 0 | 0 | 0 | 0 | 0 | 0 | 0 | 0 | 0 | 0 | 0 | 0
10 | 5 | 3 | 5 | 1.7931 | 0 | 2.4769 | 0 | 0 | 0 | 0 | 0.01561 | 0 | 0 | 0.48037 | 0 | 4.766 | 0 | 0 | 0 | 0 | 0 | 0 | 0 | 0 | 0 | 0 | 0 | 0 | 0 | 0.45131 | 0 | 0.32173 | 0 | 0.027979 | 0 | 0.053706 | 0.6901 | 0 | 0 | 0 | 0 | 1.5448 | 0 | 0 | 0 | 0 | 0 | 0 | 0 | 0 | 0 | 0 | 0 | 0 | 0
10 | 5 | 4 | 5 | 1.7931 | 0 | 2.4769 | 0 | 0 | 0 | 0 | 0.027265 | 0 | 0 | 0.48039 | 0 | 4.7777 | 0 | 0 | 0 | 0 | 0 | 0 | 0 | 0 | 0 | 0 | 0 | 0 | 0 | 0.45131 | 0 | 0.32173 | 0 | 0.076664 | 0 | 0.053706 | 0.6901 | 0 | 0 | 0 | 0 | 1.5935 | 0 | 0 | 0 | 0 | 0 | 0 | 0 | 0 | 0 | 0 | 0 | 0 | 0
10 | 5 | 5 | 5 | 1.7931 | 0 | 2.4769 | 0 | 0 | 0 | 0 | 0.013478 | 0 | 0 | 0.48038 | 0 | 4.7639 | 0 | 0 | 0 | 0 | 0 | 0 | 0 | 0 | 0 | 0 | 0 | 0 | 0 | 0.45131 | 0 | 0.32173 | 0 | 0.019568 | 0 | 0.053706 | 0.6901 | 0 | 0 | 0 | 0 | 1.5364 | 0 | 0 | 0 | 0 | 0 | 0 | 0 | 0 | 0 | 0 | 0 | 0 | 0
10 | 5 | 6 | 5 | 1.7931 | 0 | 2.4769 | 0 | 0 | 0 | 0 | 0.01 | 0 | 0 | 2.6815 | 0 | 6.9615 | 0 | 0 | 0 | 0 | 0 | 0 | 0 | 0 | 0 | 0 | 0 | 0 | 0 | 0.45131 | 0 | 0.54519 | 0 | 0 | 0 | 0.31621 | 0.6901 | 0 | 0 | 0 | 0 | 2.0028 | 0 | 0 | 0 | 0 | 0 | 0 | 0 | 0 | 0 | 0 | 0 | 0 | 0
10 | 5 | 7 | 5 | 1.7931 | 0 | 2.4769 | 0 | 0 | 0 | 0 | 0.01 | 0 | 0 | 3.9581 | 0 | 8.2381 | 0 | 0 | 0 | 0 | 0 | 0 | 0 | 0 | 0 | 0 | 0 | 0 | 0 | 0.45131 | 0 | 0.71279 | 0 | 0 | 0 | 0.52621 | 0.6901 | 0 | 0 | 0 | 0 | 2.3804 | 0 | 0 | 0 | 0 | 0 | 0 | 0 | 0 | 0 | 0 | 0 | 0 | 0
10 | 5 | 8 | 5 | 1.7931 | 0 | 13.6089 | 0 | 0 | 0 | 0 | 0.098284 | 0 | 0 | 4.0404 | 0 | 19.5407 | 0 | 0 | 0 | 0 | 0 | 0 | 0 | 0 | 0 | 0 | 0 | 0 | 0 | 0.45131 | 0 | 0.71279 | 0 | 0 | 0 | 0.42121 | 0.6901 | 0 | 0 | 0 | 0 | 2.2754 | 0 | 0 | 0 | 0 | 0 | 0 | 0 | 0 | 0 | 0 | 0 | 0 | 0
10 | 5 | 9 | 5 | 1.7931 | 0 | 13.6089 | 0 | 0 | 0 | 0 | 0.18694 | 0 | 0 | 2.6813 | 0 | 18.2702 | 0 | 0 | 0 | 0 | 0 | 0 | 0 | 0 | 0 | 0 | 0 | 0 | 0 | 0.45131 | 0 | 0.71279 | 0 | 0.72644 | 0 | 0.31621 | 0.6901 | 0 | 0 | 0 | 0 | 2.8968 | 0 | 0 | 0 | 0 | 0 | 0 | 0 | 0 | 0 | 0 | 0 | 0 | 0
10 | 5 | 10 | 5 | 1.7931 | 0 | 13.6089 | 0 | 0 | 0 | 0 | 0.20897 | 0 | 0 | 2.6812 | 0 | 18.2922 | 0 | 0 | 0 | 0 | 0 | 0 | 0 | 0 | 0 | 0 | 0 | 0 | 0 | 0.45131 | 0 | 0.71279 | 0 | 1.2187 | 0 | 0.31621 | 0.6901 | 0 | 0 | 0 | 0 | 3.3891 | 0 | 0 | 0 | 0 | 0 | 0 | 0 | 0 | 0 | 0 | 0 | 0 | 0
10 | 5 | 11 | 5 | 1.7931 | 0 | 13.6089 | 0 | 0 | 0 | 0 | 0.27587 | 0 | 0 | 3.1214 | 0 | 18.7992 | 0 | 0 | 0 | 0 | 0 | 0 | 0 | 0 | 0 | 0 | 0 | 0 | 0 | 0.45131 | 0 | 0.54519 | 0 | 1.5977 | 0 | 0.36871 | 0.6901 | 0 | 0 | 0 | 0 | 3.653 | 0 | 0 | 0 | 0 | 0 | 0 | 0 | 0 | 0 | 0 | 0 | 0 | 0
10 | 5 | 12 | 5 | 1.7931 | 0 | 8.6613 | 0 | 0 | 0 | 0 | 0.30174 | 0 | 0 | 3.5616 | 0 | 14.3178 | 0 | 0 | 0 | 0 | 0 | 0 | 0 | 0 | 0 | 0 | 0 | 0 | 0 | 0.45131 | 0 | 0.54519 | 0 | 1.7066 | 0 | 0.42121 | 0.6901 | 0 | 0 | 0 | 0 | 3.8144 | 0 | 0 | 0 | 0 | 0 | 0 | 0 | 0 | 0 | 0 | 0 | 0 | 0
10 | 5 | 13 | 5 | 1.7931 | 0 | 13.6089 | 0 | 0 | 0 | 0 | 0.41228 | 0 | 0 | 3.1213 | 0 | 18.9356 | 0 | 0 | 0 | 0 | 0 | 0 | 0 | 0 | 0 | 0 | 0 | 0 | 0 | 0.45131 | 0 | 0.54519 | 0 | 2.3842 | 0 | 0.36871 | 0.6901 | 0 | 0 | 0 | 0 | 4.4395 | 0 | 0 | 0 | 0 | 0 | 0 | 0 | 0 | 0 | 0 | 0 | 0 | 0
10 | 5 | 14 | 5 | 1.7931 | 0 | 13.6089 | 0 | 0 | 0 | 0 | 0.5165 | 0 | 0 | 3.1212 | 0 | 19.0398 | 0 | 0 | 0 | 0 | 0 | 0 | 0 | 0 | 0 | 0 | 0 | 0 | 0 | 0.45131 | 0 | 0.54519 | 0 | 3.0134 | 0 | 0.36871 | 0.6901 | 0 | 0 | 0 | 0 | 5.0687 | 0 | 0 | 0 | 0 | 0 | 0 | 0 | 0 | 0 | 0 | 0 | 0 | 0
10 | 5 | 15 | 5 | 1.7931 | 0 | 13.6089 | 0 | 0 | 0 | 0 | 0.48963 | 0 | 0 | 2.681 | 0 | 18.5726 | 0 | 0 | 0 | 0 | 0 | 0 | 0 | 0 | 0 | 0 | 0 | 0 | 0 | 0.45131 | 0 | 0.54519 | 0 | 2.8868 | 0 | 0.31621 | 0.6901 | 0 | 0 | 0 | 0 | 4.8896 | 0 | 0 | 0 | 0 | 0 | 0 | 0 | 0 | 0 | 0 | 0 | 0 | 0
10 | 5 | 16 | 5 | 1.7931 | 0 | 13.6089 | 0 | 0 | 0 | 0 | 0.46519 | 0 | 0 | 2.6809 | 0 | 18.5481 | 0 | 0 | 0 | 0 | 0 | 0 | 0 | 0 | 0 | 0 | 0 | 0 | 0 | 0.45131 | 0 | 0.54519 | 0 | 2.8007 | 0 | 0.31621 | 0.6901 | 0 | 0 | 0 | 0 | 4.8035 | 0 | 0 | 0 | 0 | 0 | 0 | 0 | 0 | 0 | 0 | 0 | 0 | 0
10 | 5 | 17 | 5 | 1.7931 | 0 | 13.6089 | 0 | 0 | 0 | 0 | 0.42467 | 0 | 0 | 3.9578 | 0 | 19.7845 | 0 | 0 | 0 | 0 | 0 | 0 | 0 | 0 | 0 | 0 | 0 | 0 | 0 | 0.45131 | 0 | 0.54519 | 0 | 2.636 | 0 | 0.52621 | 0.6901 | 0 | 0 | 0 | 0 | 4.8488 | 0 | 0 | 0 | 0 | 0 | 0 | 0 | 0 | 0 | 0 | 0 | 0 | 0
10 | 5 | 18 | 5 | 1.7931 | 0 | 9.8982 | 0 | 0 | 0 | 0 | 0.25542 | 0 | 0 | 3.9578 | 0 | 15.9046 | 0 | 0 | 0 | 0 | 0 | 0 | 0 | 0 | 0 | 0 | 0 | 0 | 0 | 0.45131 | 0 | 0.54519 | 0 | 1.588 | 0 | 0.52621 | 0.6901 | 0 | 0 | 0 | 0 | 3.8008 | 0 | 0 | 0 | 0 | 0 | 0 | 0 | 0 | 0 | 0 | 0 | 0 | 0
10 | 5 | 19 | 5 | 1.7931 | 0 | 2.4769 | 0 | 0 | 0 | 0 | 0.1233 | 0 | 0 | 4.5124 | 0 | 8.9057 | 0 | 0 | 0 | 0 | 0 | 0 | 0 | 0 | 0 | 0 | 0 | 0 | 0 | 0.45131 | 0 | 0.88038 | 0 | 0.70307 | 0 | 0.42121 | 0.6901 | 0 | 0 | 0 | 0 | 3.1461 | 0 | 0 | 0 | 0 | 0 | 0 | 0 | 0 | 0 | 0 | 0 | 0 | 0
10 | 5 | 20 | 5 | 1.7931 | 0 | 2.4769 | 0 | 0 | 0 | 0 | 0.066856 | 0 | 0 | 3.1211 | 0 | 7.458 | 0 | 0 | 0 | 0 | 0 | 0 | 0 | 0 | 0 | 0 | 0 | 0 | 0 | 0.45131 | 0 | 1.1038 | 0 | 0.33011 | 0 | 0.36871 | 0.6901 | 0 | 0 | 0 | 0 | 2.9441 | 0 | 0 | 0 | 0 | 0 | 0 | 0 | 0 | 0 | 0 | 0 | 0 | 0
10 | 5 | 21 | 5 | 1.7931 | 0 | 2.4769 | 0 | 0 | 0 | 0 | 0.057198 | 0 | 0 | 3.9577 | 0 | 8.285 | 0 | 0 | 0 | 0 | 0 | 0 | 0 | 0 | 0 | 0 | 0 | 0 | 0 | 0.45131 | 0 | 1.2156 | 0 | 0.27743 | 0 | 0.47371 | 0.6901 | 0 | 0 | 0 | 0 | 3.1081 | 0 | 0 | 0 | 0 | 0 | 0 | 0 | 0 | 0 | 0 | 0 | 0 | 0
10 | 5 | 22 | 5 | 1.7931 | 0 | 2.4769 | 0 | 0 | 0 | 0 | 0.041822 | 0 | 0 | 2.7238 | 0 | 7.0356 | 0 | 0 | 0 | 0 | 0 | 0 | 0 | 0 | 0 | 0 | 0 | 0 | 0 | 0.45131 | 0 | 1.1038 | 0 | 0.18116 | 0 | 0.31621 | 0.6901 | 0 | 0 | 0 | 0 | 2.7426 | 0 | 0 | 0 | 0 | 0 | 0 | 0 | 0 | 0 | 0 | 0 | 0 | 0
10 | 5 | 23 | 5 | 1.7931 | 0 | 2.4769 | 0 | 0 | 0 | 0 | 0.03025 | 0 | 0 | 0.47945 | 0 | 4.7797 | 0 | 0 | 0 | 0 | 0 | 0 | 0 | 0 | 0 | 0 | 0 | 0 | 0 | 0.45131 | 0 | 0.88038 | 0 | 0.11452 | 0 | 0.053706 | 0.6901 | 0 | 0 | 0 | 0 | 2.19 | 0 | 0 | 0 | 0 | 0 | 0 | 0 | 0 | 0 | 0 | 0 | 0 | 0
10 | 5 | 24 | 5 | 1.7931 | 0 | 2.4769 | 0 | 0 | 0 | 0 | 0.027775 | 0 | 0 | 0.47948 | 0 | 4.7773 | 0 | 0 | 0 | 0 | 0 | 0 | 0 | 0 | 0 | 0 | 0 | 0 | 0 | 0.45131 | 0 | 0.54519 | 0 | 0.10121 | 0 | 0.053706 | 0.6901 | 0 | 0 | 0 | 0 | 1.8415 | 0 | 0 | 0 | 0 | 0 | 0 | 0 | 0 | 0 | 0 | 0 | 0 | 0
10 | 6 | 1 | 6 | 1.7931 | 0 | 2.4769 | 0 | 0 | 0 | 0 | 0.028474 | 0 | 0 | 0.47957 | 0 | 4.7781 | 0 | 0 | 0 | 0 | 0 | 0 | 0 | 0 | 0 | 0 | 0 | 0 | 0 | 0.45131 | 0 | 0.32173 | 0 | 0.10666 | 0 | 0.053706 | 0.6901 | 0 | 0 | 0 | 0 | 1.6235 | 0 | 0 | 0 | 0 | 0 | 0 | 0 | 0 | 0 | 0 | 0 | 0 | 0
10 | 6 | 2 | 6 | 1.7931 | 0 | 2.4769 | 0 | 0 | 0 | 0 | 0.02058 | 0 | 0 | 0.47966 | 0 | 4.7703 | 0 | 0 | 0 | 0 | 0 | 0 | 0 | 0 | 0 | 0 | 0 | 0 | 0 | 0.45131 | 0 | 0.32173 | 0 | 0.05843 | 0 | 0.053706 | 0.6901 | 0 | 0 | 0 | 0 | 1.5753 | 0 | 0 | 0 | 0 | 0 | 0 | 0 | 0 | 0 | 0 | 0 | 0 | 0
10 | 6 | 3 | 6 | 1.7931 | 0 | 2.4769 | 0 | 0 | 0 | 0 | 0.014922 | 0 | 0 | 0.47971 | 0 | 4.7646 | 0 | 0 | 0 | 0 | 0 | 0 | 0 | 0 | 0 | 0 | 0 | 0 | 0 | 0.45131 | 0 | 0.32173 | 0 | 0.026908 | 0 | 0.053706 | 0.6901 | 0 | 0 | 0 | 0 | 1.5438 | 0 | 0 | 0 | 0 | 0 | 0 | 0 | 0 | 0 | 0 | 0 | 0 | 0
10 | 6 | 4 | 6 | 1.7931 | 0 | 2.4769 | 0 | 0 | 0 | 0 | 0.012187 | 0 | 0 | 0.47972 | 0 | 4.7619 | 0 | 0 | 0 | 0 | 0 | 0 | 0 | 0 | 0 | 0 | 0 | 0 | 0 | 0.45131 | 0 | 0.32173 | 0 | 0.01124 | 0 | 0.053706 | 0.6901 | 0 | 0 | 0 | 0 | 1.5281 | 0 | 0 | 0 | 0 | 0 | 0 | 0 | 0 | 0 | 0 | 0 | 0 | 0
10 | 6 | 5 | 6 | 1.7931 | 0 | 2.4769 | 0 | 0 | 0 | 0 | 0.012315 | 0 | 0 | 0.47972 | 0 | 4.7621 | 0 | 0 | 0 | 0 | 0 | 0 | 0 | 0 | 0 | 0 | 0 | 0 | 0 | 0.45131 | 0 | 0.32173 | 0 | 0.011761 | 0 | 0.053706 | 0.6901 | 0 | 0 | 0 | 0 | 1.5286 | 0 | 0 | 0 | 0 | 0 | 0 | 0 | 0 | 0 | 0 | 0 | 0 | 0
10 | 6 | 6 | 6 | 1.7931 | 0 | 2.4769 | 0 | 0 | 0 | 0 | 0.010995 | 0 | 0 | 2.6809 | 0 | 6.9619 | 0 | 0 | 0 | 0 | 0 | 0 | 0 | 0 | 0 | 0 | 0 | 0 | 0 | 0.45131 | 0 | 0.54519 | 0 | 0.0049194 | 0 | 0.31621 | 0.6901 | 0 | 0 | 0 | 0 | 2.0077 | 0 | 0 | 0 | 0 | 0 | 0 | 0 | 0 | 0 | 0 | 0 | 0 | 0
10 | 6 | 7 | 6 | 1.7931 | 0 | 2.4769 | 0 | 0 | 0 | 0 | 0.01 | 0 | 0 | 3.9578 | 0 | 8.2378 | 0 | 0 | 0 | 0 | 0 | 0 | 0 | 0 | 0 | 0 | 0 | 0 | 0 | 0.45131 | 0 | 0.71279 | 0 | 0 | 0 | 0.52621 | 0.6901 | 0 | 0 | 0 | 0 | 2.3804 | 0 | 0 | 0 | 0 | 0 | 0 | 0 | 0 | 0 | 0 | 0 | 0 | 0
10 | 6 | 8 | 6 | 1.7931 | 0 | 13.6089 | 0 | 0 | 0 | 0 | 0.11251 | 0 | 0 | 4.0394 | 0 | 19.5539 | 0 | 0 | 0 | 0 | 0 | 0 | 0 | 0 | 0 | 0 | 0 | 0 | 0 | 0.45131 | 0 | 0.71279 | 0 | 0 | 0 | 0.42121 | 0.6901 | 0 | 0 | 0 | 0 | 2.2754 | 0 | 0 | 0 | 0 | 0 | 0 | 0 | 0 | 0 | 0 | 0 | 0 | 0
10 | 6 | 9 | 6 | 1.7931 | 0 | 13.6089 | 0 | 0 | 0 | 0 | 0.12345 | 0 | 0 | 2.6806 | 0 | 18.2061 | 0 | 0 | 0 | 0 | 0 | 0 | 0 | 0 | 0 | 0 | 0 | 0 | 0 | 0.45131 | 0 | 0.71279 | 0 | 0.54069 | 0 | 0.31621 | 0.6901 | 0 | 0 | 0 | 0 | 2.7111 | 0 | 0 | 0 | 0 | 0 | 0 | 0 | 0 | 0 | 0 | 0 | 0 | 0
10 | 6 | 10 | 6 | 1.7931 | 0 | 13.6089 | 0 | 0 | 0 | 0 | 0.038777 | 0 | 0 | 2.6806 | 0 | 18.1214 | 0 | 0 | 0 | 0 | 0 | 0 | 0 | 0 | 0 | 0 | 0 | 0 | 0 | 0.45131 | 0 | 0.71279 | 0 | 0.20329 | 0 | 0.31621 | 0.6901 | 0 | 0 | 0 | 0 | 2.3737 | 0 | 0 | 0 | 0 | 0 | 0 | 0 | 0 | 0 | 0 | 0 | 0 | 0
10 | 6 | 11 | 6 | 1.7931 | 0 | 13.6089 | 0 | 0 | 0 | 0 | 0.01277 | 0 | 0 | 3.1209 | 0 | 18.5357 | 0 | 0 | 0 | 0 | 0 | 0 | 0 | 0 | 0 | 0 | 0 | 0 | 0 | 0.45131 | 0 | 0.54519 | 0 | 0.015148 | 0 | 0.36871 | 0.6901 | 0 | 0 | 0 | 0 | 2.0705 | 0 | 0 | 0 | 0 | 0 | 0 | 0 | 0 | 0 | 0 | 0 | 0 | 0
10 | 6 | 12 | 6 | 1.7931 | 0 | 8.6613 | 0 | 0 | 0 | 0 | 0.01 | 0 | 0 | 3.5613 | 0 | 14.0257 | 0 | 0 | 0 | 0 | 0 | 0 | 0 | 0 | 0 | 0 | 0 | 0 | 0 | 0.45131 | 0 | 0.54519 | 0 | 0 | 0 | 0.42121 | 0.6901 | 0 | 0 | 0 | 0 | 2.1078 | 0 | 0 | 0 | 0 | 0 | 0 | 0 | 0 | 0 | 0 | 0 | 0 | 0
10 | 6 | 13 | 6 | 1.7931 | 0 | 13.6089 | 0 | 0 | 0 | 0 | 0.14022 | 0 | 0 | 3.1211 | 0 | 18.6633 | 0 | 0 | 0 | 0 | 0 | 0 | 0 | 0 | 0 | 0 | 0 | 0 | 0 | 0.45131 | 0 | 0.54519 | 0 | 0 | 0 | 0.36871 | 0.6901 | 0 | 0 | 0 | 0 | 2.0553 | 0 | 0 | 0 | 0 | 0 | 0 | 0 | 0 | 0 | 0 | 0 | 0 | 0
10 | 6 | 14 | 6 | 1.7931 | 0 | 13.6089 | 0 | 0 | 0 | 0 | 0.23492 | 0 | 0 | 3.1211 | 0 | 18.758 | 0 | 0 | 0 | 0 | 0 | 0 | 0 | 0 | 0 | 0 | 0 | 0 | 0 | 0.45131 | 0 | 0.54519 | 0 | 1.1278 | 0 | 0.36871 | 0.6901 | 0 | 0 | 0 | 0 | 3.1831 | 0 | 0 | 0 | 0 | 0 | 0 | 0 | 0 | 0 | 0 | 0 | 0 | 0
10 | 6 | 15 | 6 | 1.7931 | 0 | 13.6089 | 0 | 0 | 0 | 0 | 0.24175 | 0 | 0 | 2.6808 | 0 | 18.3246 | 0 | 0 | 0 | 0 | 0 | 0 | 0 | 0 | 0 | 0 | 0 | 0 | 0 | 0.45131 | 0 | 0.54519 | 0 | 1.0681 | 0 | 0.31621 | 0.6901 | 0 | 0 | 0 | 0 | 3.0709 | 0 | 0 | 0 | 0 | 0 | 0 | 0 | 0 | 0 | 0 | 0 | 0 | 0
10 | 6 | 16 | 6 | 1.7931 | 0 | 13.6089 | 0 | 0 | 0 | 0 | 0.26155 | 0 | 0 | 2.6808 | 0 | 18.3444 | 0 | 0 | 0 | 0 | 0 | 0 | 0 | 0 | 0 | 0 | 0 | 0 | 0 | 0.45131 | 0 | 0.54519 | 0 | 1.1704 | 0 | 0.31621 | 0.6901 | 0 | 0 | 0 | 0 | 3.1732 | 0 | 0 | 0 | 0 | 0 | 0 | 0 | 0 | 0 | 0 | 0 | 0 | 0
10 | 6 | 17 | 6 | 1.7931 | 0 | 13.6089 | 0 | 0 | 0 | 0 | 0.2371 | 0 | 0 | 3.9578 | 0 | 19.5969 | 0 | 0 | 0 | 0 | 0 | 0 | 0 | 0 | 0 | 0 | 0 | 0 | 0 | 0.45131 | 0 | 0.54519 | 0 | 1.0455 | 0 | 0.52621 | 0.6901 | 0 | 0 | 0 | 0 | 3.2584 | 0 | 0 | 0 | 0 | 0 | 0 | 0 | 0 | 0 | 0 | 0 | 0 | 0
10 | 6 | 18 | 6 | 1.7931 | 0 | 9.8982 | 0 | 0 | 0 | 0 | 0.10058 | 0 | 0 | 3.9578 | 0 | 15.7497 | 0 | 0 | 0 | 0 | 0 | 0 | 0 | 0 | 0 | 0 | 0 | 0 | 0 | 0.45131 | 0 | 0.54519 | 0 | 0.4143 | 0 | 0.52621 | 0.6901 | 0 | 0 | 0 | 0 | 2.6271 | 0 | 0 | 0 | 0 | 0 | 0 | 0 | 0 | 0 | 0 | 0 | 0 | 0
10 | 6 | 19 | 6 | 1.7931 | 0 | 2.4769 | 0 | 0 | 0 | 0 | 0.014893 | 0 | 0 | 4.5121 | 0 | 8.797 | 0 | 0 | 0 | 0 | 0 | 0 | 0 | 0 | 0 | 0 | 0 | 0 | 0 | 0.45131 | 0 | 0.88038 | 0 | 0.022106 | 0 | 0.42121 | 0.6901 | 0 | 0 | 0 | 0 | 2.4651 | 0 | 0 | 0 | 0 | 0 | 0 | 0 | 0 | 0 | 0 | 0 | 0 | 0
10 | 6 | 20 | 6 | 1.7931 | 0 | 2.4769 | 0 | 0 | 0 | 0 | 0.01 | 0 | 0 | 3.1209 | 0 | 7.4009 | 0 | 0 | 0 | 0 | 0 | 0 | 0 | 0 | 0 | 0 | 0 | 0 | 0 | 0.45131 | 0 | 1.1038 | 0 | 0 | 0 | 0.36871 | 0.6901 | 0 | 0 | 0 | 0 | 2.614 | 0 | 0 | 0 | 0 | 0 | 0 | 0 | 0 | 0 | 0 | 0 | 0 | 0
10 | 6 | 21 | 6 | 1.7931 | 0 | 2.4769 | 0 | 0 | 0 | 0 | 0.01 | 0 | 0 | 3.9576 | 0 | 8.2377 | 0 | 0 | 0 | 0 | 0 | 0 | 0 | 0 | 0 | 0 | 0 | 0 | 0 | 0.45131 | 0 | 1.2156 | 0 | 0 | 0 | 0.47371 | 0.6901 | 0 | 0 | 0 | 0 | 2.8307 | 0 | 0 | 0 | 0 | 0 | 0 | 0 | 0 | 0 | 0 | 0 | 0 | 0
10 | 6 | 22 | 6 | 1.7931 | 0 | 2.4769 | 0 | 0 | 0 | 0 | 0.01 | 0 | 0 | 2.7235 | 0 | 7.0035 | 0 | 0 | 0 | 0 | 0 | 0 | 0 | 0 | 0 | 0 | 0 | 0 | 0 | 0.45131 | 0 | 1.1038 | 0 | 0 | 0 | 0.31621 | 0.6901 | 0 | 0 | 0 | 0 | 2.5615 | 0 | 0 | 0 | 0 | 0 | 0 | 0 | 0 | 0 | 0 | 0 | 0 | 0
10 | 6 | 23 | 6 | 1.7931 | 0 | 2.4769 | 0 | 0 | 0 | 0 | 0.01 | 0 | 0 | 0.4793 | 0 | 4.7593 | 0 | 0 | 0 | 0 | 0 | 0 | 0 | 0 | 0 | 0 | 0 | 0 | 0 | 0.45131 | 0 | 0.88038 | 0 | 0 | 0 | 0.053706 | 0.6901 | 0 | 0 | 0 | 0 | 2.0755 | 0 | 0 | 0 | 0 | 0 | 0 | 0 | 0 | 0 | 0 | 0 | 0 | 0
10 | 6 | 24 | 6 | 1.7931 | 0 | 2.4769 | 0 | 0 | 0 | 0 | 0.01 | 0 | 0 | 0.47939 | 0 | 4.7594 | 0 | 0 | 0 | 0 | 0 | 0 | 0 | 0 | 0 | 0 | 0 | 0 | 0 | 0.45131 | 0 | 0.54519 | 0 | 0 | 0 | 0.053706 | 0.6901 | 0 | 0 | 0 | 0 | 1.7403 | 0 | 0 | 0 | 0 | 0 | 0 | 0 | 0 | 0 | 0 | 0 | 0 | 0
10 | 7 | 1 | 7 | 1.7931 | 0 | 2.4769 | 0 | 0 | 0 | 0 | 0.01 | 0 | 0 | 0.47963 | 0 | 4.7596 | 0 | 0 | 0 | 0 | 0 | 0 | 0 | 0 | 0 | 0 | 0 | 0 | 0 | 0.45131 | 0 | 0.32173 | 0 | 0 | 0 | 0.053706 | 0.6901 | 0 | 0 | 0 | 0 | 1.5169 | 0 | 0 | 0 | 0 | 0 | 0 | 0 | 0 | 0 | 0 | 0 | 0 | 0
10 | 7 | 2 | 7 | 1.7931 | 0 | 2.4769 | 0 | 0 | 0 | 0 | 0.01 | 0 | 0 | 0.47974 | 0 | 4.7598 | 0 | 0 | 0 | 0 | 0 | 0 | 0 | 0 | 0 | 0 | 0 | 0 | 0 | 0.45131 | 0 | 0.32173 | 0 | 0 | 0 | 0.053706 | 0.6901 | 0 | 0 | 0 | 0 | 1.5169 | 0 | 0 | 0 | 0 | 0 | 0 | 0 | 0 | 0 | 0 | 0 | 0 | 0
10 | 7 | 3 | 7 | 1.7931 | 0 | 2.4769 | 0 | 0 | 0 | 0 | 0.01 | 0 | 0 | 0.47983 | 0 | 4.7599 | 0 | 0 | 0 | 0 | 0 | 0 | 0 | 0 | 0 | 0 | 0 | 0 | 0 | 0.45131 | 0 | 0.32173 | 0 | 0 | 0 | 0.053706 | 0.6901 | 0 | 0 | 0 | 0 | 1.5169 | 0 | 0 | 0 | 0 | 0 | 0 | 0 | 0 | 0 | 0 | 0 | 0 | 0
10 | 7 | 4 | 7 | 1.7931 | 0 | 2.4769 | 0 | 0 | 0 | 0 | 0.01 | 0 | 0 | 0.47988 | 0 | 4.7599 | 0 | 0 | 0 | 0 | 0 | 0 | 0 | 0 | 0 | 0 | 0 | 0 | 0 | 0.45131 | 0 | 0.32173 | 0 | 0 | 0 | 0.053706 | 0.6901 | 0 | 0 | 0 | 0 | 1.5169 | 0 | 0 | 0 | 0 | 0 | 0 | 0 | 0 | 0 | 0 | 0 | 0 | 0
10 | 7 | 5 | 7 | 1.7931 | 0 | 2.4769 | 0 | 0 | 0 | 0 | 0.01 | 0 | 0 | 0.47992 | 0 | 4.7599 | 0 | 0 | 0 | 0 | 0 | 0 | 0 | 0 | 0 | 0 | 0 | 0 | 0 | 0.45131 | 0 | 0.32173 | 0 | 0 | 0 | 0.053706 | 0.6901 | 0 | 0 | 0 | 0 | 1.5169 | 0 | 0 | 0 | 0 | 0 | 0 | 0 | 0 | 0 | 0 | 0 | 0 | 0
10 | 7 | 6 | 7 | 1.7931 | 0 | 2.4769 | 0 | 0 | 0 | 0 | 0.01 | 0 | 0 | 2.6811 | 0 | 6.9612 | 0 | 0 | 0 | 0 | 0 | 0 | 0 | 0 | 0 | 0 | 0 | 0 | 0 | 0.45131 | 0 | 0.54519 | 0 | 0 | 0 | 0.31621 | 0.6901 | 0 | 0 | 0 | 0 | 2.0028 | 0 | 0 | 0 | 0 | 0 | 0 | 0 | 0 | 0 | 0 | 0 | 0 | 0
10 | 7 | 7 | 7 | 1.7931 | 0 | 2.4769 | 0 | 0 | 0 | 0 | 0.01 | 0 | 0 | 3.958 | 0 | 8.238 | 0 | 0 | 0 | 0 | 0 | 0 | 0 | 0 | 0 | 0 | 0 | 0 | 0 | 0.45131 | 0 | 0.71279 | 0 | 0 | 0 | 0.52621 | 0.6901 | 0 | 0 | 0 | 0 | 2.3804 | 0 | 0 | 0 | 0 | 0 | 0 | 0 | 0 | 0 | 0 | 0 | 0 | 0
10 | 7 | 8 | 7 | 1.7931 | 0 | 13.6089 | 0 | 0 | 0 | 0 | 0.01 | 0 | 0 | 4.0401 | 0 | 19.4521 | 0 | 0 | 0 | 0 | 0 | 0 | 0 | 0 | 0 | 0 | 0 | 0 | 0 | 0.45131 | 0 | 0.71279 | 0 | 0 | 0 | 0.42121 | 0.6901 | 0 | 0 | 0 | 0 | 2.2754 | 0 | 0 | 0 | 0 | 0 | 0 | 0 | 0 | 0 | 0 | 0 | 0 | 0
10 | 7 | 9 | 7 | 1.7931 | 0 | 13.6089 | 0 | 0 | 0 | 0 | 0.01 | 0 | 0 | 2.6812 | 0 | 18.0932 | 0 | 0 | 0 | 0 | 0 | 0 | 0 | 0 | 0 | 0 | 0 | 0 | 0 | 0.45131 | 0 | 0.71279 | 0 | 0 | 0 | 0.31621 | 0.6901 | 0 | 0 | 0 | 0 | 2.1704 | 0 | 0 | 0 | 0 | 0 | 0 | 0 | 0 | 0 | 0 | 0 | 0 | 0
10 | 7 | 10 | 7 | 1.7931 | 0 | 13.6089 | 0 | 0 | 0 | 0 | 0.01 | 0 | 0 | 2.6812 | 0 | 18.0932 | 0 | 0 | 0 | 0 | 0 | 0 | 0 | 0 | 0 | 0 | 0 | 0 | 0 | 0.45131 | 0 | 0.71279 | 0 | 0 | 0 | 0.31621 | 0.6901 | 0 | 0 | 0 | 0 | 2.1704 | 0 | 0 | 0 | 0 | 0 | 0 | 0 | 0 | 0 | 0 | 0 | 0 | 0
10 | 7 | 11 | 7 | 1.7931 | 0 | 13.6089 | 0 | 0 | 0 | 0 | 0.01 | 0 | 0 | 3.1214 | 0 | 18.5334 | 0 | 0 | 0 | 0 | 0 | 0 | 0 | 0 | 0 | 0 | 0 | 0 | 0 | 0.45131 | 0 | 0.54519 | 0 | 0 | 0 | 0.36871 | 0.6901 | 0 | 0 | 0 | 0 | 2.0553 | 0 | 0 | 0 | 0 | 0 | 0 | 0 | 0 | 0 | 0 | 0 | 0 | 0
10 | 7 | 12 | 7 | 1.7931 | 0 | 8.6613 | 0 | 0 | 0 | 0 | 0.01 | 0 | 0 | 3.5617 | 0 | 14.0262 | 0 | 0 | 0 | 0 | 0 | 0 | 0 | 0 | 0 | 0 | 0 | 0 | 0 | 0.45131 | 0 | 0.54519 | 0 | 0 | 0 | 0.42121 | 0.6901 | 0 | 0 | 0 | 0 | 2.1078 | 0 | 0 | 0 | 0 | 0 | 0 | 0 | 0 | 0 | 0 | 0 | 0 | 0
10 | 7 | 13 | 7 | 1.7931 | 0 | 13.6089 | 0 | 0 | 0 | 0 | 0.01 | 0 | 0 | 3.1215 | 0 | 18.5335 | 0 | 0 | 0 | 0 | 0 | 0 | 0 | 0 | 0 | 0 | 0 | 0 | 0 | 0.45131 | 0 | 0.54519 | 0 | 0 | 0 | 0.36871 | 0.6901 | 0 | 0 | 0 | 0 | 2.0553 | 0 | 0 | 0 | 0 | 0 | 0 | 0 | 0 | 0 | 0 | 0 | 0 | 0
10 | 7 | 14 | 7 | 1.7931 | 0 | 13.6089 | 0 | 0 | 0 | 0 | 0.014339 | 0 | 0 | 3.1216 | 0 | 18.5379 | 0 | 0 | 0 | 0 | 0 | 0 | 0 | 0 | 0 | 0 | 0 | 0 | 0 | 0.45131 | 0 | 0.54519 | 0 | 0 | 0 | 0.36871 | 0.6901 | 0 | 0 | 0 | 0 | 2.0553 | 0 | 0 | 0 | 0 | 0 | 0 | 0 | 0 | 0 | 0 | 0 | 0 | 0
10 | 7 | 15 | 7 | 1.7931 | 0 | 13.6089 | 0 | 0 | 0 | 0 | 0.015427 | 0 | 0 | 2.6814 | 0 | 18.0988 | 0 | 0 | 0 | 0 | 0 | 0 | 0 | 0 | 0 | 0 | 0 | 0 | 0 | 0.45131 | 0 | 0.54519 | 0 | 0.017577 | 0 | 0.31621 | 0.6901 | 0 | 0 | 0 | 0 | 2.0204 | 0 | 0 | 0 | 0 | 0 | 0 | 0 | 0 | 0 | 0 | 0 | 0 | 0
10 | 7 | 16 | 7 | 1.7931 | 0 | 13.6089 | 0 | 0 | 0 | 0 | 0.010833 | 0 | 0 | 2.6814 | 0 | 18.0943 | 0 | 0 | 0 | 0 | 0 | 0 | 0 | 0 | 0 | 0 | 0 | 0 | 0 | 0.45131 | 0 | 0.54519 | 0 | 0.0022679 | 0 | 0.31621 | 0.6901 | 0 | 0 | 0 | 0 | 2.0051 | 0 | 0 | 0 | 0 | 0 | 0 | 0 | 0 | 0 | 0 | 0 | 0 | 0
10 | 7 | 17 | 7 | 1.7931 | 0 | 13.6089 | 0 | 0 | 0 | 0 | 0.01 | 0 | 0 | 3.9581 | 0 | 19.3701 | 0 | 0 | 0 | 0 | 0 | 0 | 0 | 0 | 0 | 0 | 0 | 0 | 0 | 0.45131 | 0 | 0.54519 | 0 | 0 | 0 | 0.52621 | 0.6901 | 0 | 0 | 0 | 0 | 2.2128 | 0 | 0 | 0 | 0 | 0 | 0 | 0 | 0 | 0 | 0 | 0 | 0 | 0
10 | 7 | 18 | 7 | 1.7931 | 0 | 9.8982 | 0 | 0 | 0 | 0 | 0.01 | 0 | 0 | 3.9581 | 0 | 15.6595 | 0 | 0 | 0 | 0 | 0 | 0 | 0 | 0 | 0 | 0 | 0 | 0 | 0 | 0.45131 | 0 | 0.54519 | 0 | 0 | 0 | 0.52621 | 0.6901 | 0 | 0 | 0 | 0 | 2.2128 | 0 | 0 | 0 | 0 | 0 | 0 | 0 | 0 | 0 | 0 | 0 | 0 | 0
10 | 7 | 19 | 7 | 1.7931 | 0 | 2.4769 | 0 | 0 | 0 | 0 | 0.01 | 0 | 0 | 4.5137 | 0 | 8.7937 | 0 | 0 | 0 | 0 | 0 | 0 | 0 | 0 | 0 | 0 | 0 | 0 | 0 | 0.45131 | 0 | 0.88038 | 0 | 0 | 0 | 0.42121 | 0.6901 | 0 | 0 | 0 | 0 | 2.443 | 0 | 0 | 0 | 0 | 0 | 0 | 0 | 0 | 0 | 0 | 0 | 0 | 0
10 | 7 | 20 | 7 | 1.7931 | 0 | 2.4769 | 0 | 0 | 0 | 0 | 0.015921 | 0 | 0 | 3.1218 | 0 | 7.4077 | 0 | 0 | 0 | 0 | 0 | 0 | 0 | 0 | 0 | 0 | 0 | 0 | 0 | 0.45131 | 0 | 1.1038 | 0.072818 | 0 | 0 | 0.36871 | 0.6901 | 0 | 0 | 0 | 0 | 2.6868 | 0 | 0 | 0 | 0 | 0 | 0 | 0 | 0 | 0 | 0 | 0 | 0 | 0
10 | 7 | 21 | 7 | 1.7931 | 0 | 2.4769 | 0 | 0 | 0 | 0 | 0.017744 | 0 | 0 | 3.9582 | 0 | 8.2459 | 0 | 0 | 0 | 0 | 0 | 0 | 0 | 0 | 0 | 0 | 0 | 0 | 0 | 0.45131 | 0 | 1.2156 | 0.080148 | 0 | 0 | 0.47371 | 0.6901 | 0 | 0 | 0 | 0 | 2.9108 | 0 | 0 | 0 | 0 | 0 | 0 | 0 | 0 | 0 | 0 | 0 | 0 | 0
10 | 7 | 22 | 7 | 1.7931 | 0 | 2.4769 | 0 | 0 | 0 | 0 | 0.022142 | 0 | 0 | 2.7251 | 0 | 7.0173 | 0 | 0 | 0 | 0 | 0 | 0 | 0 | 0 | 0 | 0 | 0 | 0 | 0 | 0.45131 | 0 | 1.1038 | 0.15595 | 0 | 0 | 0.31621 | 0.6901 | 0 | 0 | 0 | 0 | 2.7174 | 0 | 0 | 0 | 0 | 0 | 0 | 0 | 0 | 0 | 0 | 0 | 0 | 0
10 | 7 | 23 | 7 | 1.7931 | 0 | 2.4769 | 0 | 0 | 0 | 0 | 0.01 | 0 | 0 | 0.4804 | 0 | 4.7604 | 0 | 0 | 0 | 0 | 0 | 0 | 0 | 0 | 0 | 0 | 0 | 0 | 0 | 0.45131 | 0 | 0.88038 | 0 | 0 | 0 | 0.053706 | 0.6901 | 0 | 0 | 0 | 0 | 2.0755 | 0 | 0 | 0 | 0 | 0 | 0 | 0 | 0 | 0 | 0 | 0 | 0 | 0
10 | 7 | 24 | 7 | 1.7931 | 0 | 2.4769 | 0 | 0 | 0 | 0 | 0.010468 | 0 | 0 | 0.48045 | 0 | 4.7609 | 0 | 0 | 0 | 0 | 0 | 0 | 0 | 0 | 0 | 0 | 0 | 0 | 0 | 0.45131 | 0 | 0.54519 | 0.063683 | 0 | 0 | 0.053706 | 0.6901 | 0 | 0 | 0 | 0 | 1.804 | 0 | 0 | 0 | 0 | 0 | 0 | 0 | 0 | 0 | 0 | 0 | 0 | 0
10 | 8 | 1 | 8 | 1.7931 | 0 | 2.4769 | 0 | 0 | 0 | 0 | 0.013271 | 0 | 0 | 0.48079 | 0 | 4.7641 | 0 | 0 | 0 | 0 | 0 | 0 | 0 | 0 | 0 | 0 | 0 | 0 | 0 | 0.45131 | 0 | 0.32173 | 0.22587 | 0 | 0 | 0.053706 | 0.69112 | 0 | 0 | 0 | 0 | 1.7437 | 0 | 0 | 0 | 0 | 0 | 0 | 0 | 0 | 0 | 0 | 0 | 0 | 0
10 | 8 | 2 | 8 | 1.7931 | 0 | 2.4769 | 0 | 0 | 0 | 0 | 0.022409 | 0 | 0 | 0.48087 | 0 | 4.7733 | 0 | 0 | 0 | 0 | 0 | 0 | 0 | 0 | 0 | 0 | 0 | 0 | 0 | 0.45131 | 0 | 0.32173 | 0.38776 | 0 | 0 | 0.053706 | 0.69815 | 0 | 0 | 0 | 0 | 1.9126 | 0 | 0 | 0 | 0 | 0 | 0 | 0 | 0 | 0 | 0 | 0 | 0 | 0
10 | 8 | 3 | 8 | 1.7931 | 0 | 2.4769 | 0 | 0 | 0 | 0 | 0.035141 | 0 | 0 | 0.48091 | 0 | 4.7861 | 0 | 0 | 0 | 0 | 0 | 0 | 0 | 0 | 0 | 0 | 0 | 0 | 0 | 0.45131 | 0 | 0.32173 | 0.7842 | 0 | 0 | 0.053706 | 0.7021 | 0 | 0 | 0 | 0 | 2.3131 | 0 | 0 | 0 | 0 | 0 | 0 | 0 | 0 | 0 | 0 | 0 | 0 | 0
10 | 8 | 4 | 8 | 1.7931 | 0 | 2.4769 | 0 | 0 | 0 | 0 | 0.062908 | 0 | 0 | 0.48093 | 0 | 4.8139 | 0 | 0 | 0 | 0 | 0 | 0 | 0 | 0 | 0 | 0 | 0 | 0 | 0 | 0.45131 | 0 | 0.32173 | 1.2309 | 0 | 0 | 0.053706 | 0.7038 | 0 | 0 | 0 | 0 | 2.7614 | 0 | 0 | 0 | 0 | 0 | 0 | 0 | 0 | 0 | 0 | 0 | 0 | 0
10 | 8 | 5 | 8 | 1.7931 | 0 | 2.4769 | 0 | 0 | 0 | 0 | 0.13943 | 0 | 0 | 0.48093 | 0 | 4.8904 | 0 | 0 | 0 | 0 | 0 | 0 | 0 | 0 | 0 | 0 | 0 | 0 | 0 | 0.45131 | 0 | 0.32173 | 2.0687 | 0 | 0 | 0.053706 | 0.70702 | 0 | 0 | 0 | 0 | 3.6024 | 0 | 0 | 0 | 0 | 0 | 0 | 0 | 0 | 0 | 0 | 0 | 0 | 0
10 | 8 | 6 | 8 | 1.7931 | 0 | 2.4769 | 0 | 0 | 0 | 0 | 0.20026 | 0 | 0 | 2.6821 | 0 | 7.1524 | 0 | 0 | 0 | 0 | 0 | 0 | 0 | 0 | 0 | 0 | 0 | 0 | 0 | 0.45131 | 0 | 0.54519 | 2.413 | 0 | 0 | 0.31621 | 0.70751 | 0 | 0 | 0 | 0 | 4.4332 | 0 | 0 | 0 | 0 | 0 | 0 | 0 | 0 | 0 | 0 | 0 | 0 | 0
10 | 8 | 7 | 8 | 1.7931 | 0 | 2.4769 | 0 | 0 | 0 | 0 | 0.65976 | 0 | 0 | 3.9584 | 0 | 8.8882 | 0 | 0 | 0 | 0 | 0 | 0 | 0 | 0 | 0 | 0 | 0 | 0 | 0 | 0.45131 | 0 | 0.71279 | 4.7636 | 0 | 0 | 0.52621 | 0.70627 | 0 | 0 | 0 | 0 | 7.1602 | 0 | 0 | 0 | 0 | 0 | 0 | 0 | 0 | 0 | 0 | 0 | 0 | 0
10 | 8 | 8 | 8 | 1.7931 | 0 | 13.6089 | 0 | 0 | 0 | 0 | 0.40245 | 0 | 0 | 4.0414 | 0 | 19.8459 | 0 | 0 | 0 | 0 | 0 | 0 | 0 | 0 | 0 | 0 | 0 | 0 | 0 | 0.45131 | 0 | 0.71279 | 3.225 | 0 | 0 | 0.42121 | 0.70896 | 0 | 0 | 0 | 0 | 5.5193 | 0 | 0 | 0 | 0 | 0 | 0 | 0 | 0 | 0 | 0 | 0 | 0 | 0
10 | 8 | 9 | 8 | 1.7931 | 0 | 13.6089 | 0 | 0 | 0 | 0 | 0.29536 | 0 | 0 | 2.6821 | 0 | 18.3795 | 0 | 0 | 0 | 0 | 0 | 0 | 0 | 0 | 0 | 0 | 0 | 0 | 0 | 0.45131 | 0 | 0.71279 | 2.5832 | 0 | 0 | 0.31621 | 0.70702 | 0 | 0 | 0 | 0 | 4.7705 | 0 | 0 | 0 | 0 | 0 | 0 | 0 | 0 | 0 | 0 | 0 | 0 | 0
10 | 8 | 10 | 8 | 1.7931 | 0 | 13.6089 | 0 | 0 | 0 | 0 | 0.22549 | 0 | 0 | 2.6821 | 0 | 18.3096 | 0 | 0 | 0 | 0 | 0 | 0 | 0 | 0 | 0 | 0 | 0 | 0 | 0 | 0.45131 | 0 | 0.71279 | 2.1583 | 0 | 0 | 0.31621 | 0.70566 | 0 | 0 | 0 | 0 | 4.3443 | 0 | 0 | 0 | 0 | 0 | 0 | 0 | 0 | 0 | 0 | 0 | 0 | 0
10 | 8 | 11 | 8 | 1.7931 | 0 | 13.6089 | 0 | 0 | 0 | 0 | 0.11716 | 0 | 0 | 3.1223 | 0 | 18.6415 | 0 | 0 | 0 | 0 | 0 | 0 | 0 | 0 | 0 | 0 | 0 | 0 | 0 | 0.45131 | 0 | 0.54519 | 1.5265 | 0 | 0 | 0.36871 | 0.7046 | 0 | 0 | 0 | 0 | 3.5963 | 0 | 0 | 0 | 0 | 0 | 0 | 0 | 0 | 0 | 0 | 0 | 0 | 0
10 | 8 | 12 | 8 | 1.7931 | 0 | 8.6613 | 0 | 0 | 0 | 0 | 0.13212 | 0 | 0 | 3.5625 | 0 | 14.1491 | 0 | 0 | 0 | 0 | 0 | 0 | 0 | 0 | 0 | 0 | 0 | 0 | 0 | 0.45131 | 0 | 0.54519 | 1.3887 | 0 | 0 | 0.42121 | 0.70516 | 0 | 0 | 0 | 0 | 3.5116 | 0 | 0 | 0 | 0 | 0 | 0 | 0 | 0 | 0 | 0 | 0 | 0 | 0
10 | 8 | 13 | 8 | 1.7931 | 0 | 13.6089 | 0 | 0 | 0 | 0 | 0.062276 | 0 | 0 | 3.1223 | 0 | 18.5866 | 0 | 0 | 0 | 0 | 0 | 0 | 0 | 0 | 0 | 0 | 0 | 0 | 0 | 0.45131 | 0 | 0.54519 | 0.72142 | 0 | 0 | 0.36871 | 0.70361 | 0 | 0 | 0 | 0 | 2.7902 | 0 | 0 | 0 | 0 | 0 | 0 | 0 | 0 | 0 | 0 | 0 | 0 | 0
10 | 8 | 14 | 8 | 1.7931 | 0 | 13.6089 | 0 | 0 | 0 | 0 | 0.018383 | 0 | 0 | 3.1223 | 0 | 18.5427 | 0 | 0 | 0 | 0 | 0 | 0 | 0 | 0 | 0 | 0 | 0 | 0 | 0 | 0.45131 | 0 | 0.54519 | 0.40521 | 0 | 0 | 0.36871 | 0.70467 | 0 | 0 | 0 | 0 | 2.4751 | 0 | 0 | 0 | 0 | 0 | 0 | 0 | 0 | 0 | 0 | 0 | 0 | 0
10 | 8 | 15 | 8 | 1.7931 | 0 | 13.6089 | 0 | 0 | 0 | 0 | 0.018786 | 0 | 0 | 2.6821 | 0 | 18.1029 | 0 | 0 | 0 | 0 | 0 | 0 | 0 | 0 | 0 | 0 | 0 | 0 | 0 | 0.45131 | 0 | 0.54519 | 0.387 | 0 | 0 | 0.31621 | 0.70331 | 0 | 0 | 0 | 0 | 2.403 | 0 | 0 | 0 | 0 | 0 | 0 | 0 | 0 | 0 | 0 | 0 | 0 | 0
10 | 8 | 16 | 8 | 1.7931 | 0 | 13.6089 | 0 | 0 | 0 | 0 | 0.018377 | 0 | 0 | 2.6821 | 0 | 18.1025 | 0 | 0 | 0 | 0 | 0 | 0 | 0 | 0 | 0 | 0 | 0 | 0 | 0 | 0.45131 | 0 | 0.54519 | 0.39173 | 0 | 0 | 0.31621 | 0.70249 | 0 | 0 | 0 | 0 | 2.4069 | 0 | 0 | 0 | 0 | 0 | 0 | 0 | 0 | 0 | 0 | 0 | 0 | 0
10 | 8 | 17 | 8 | 1.7931 | 0 | 13.6089 | 0 | 0 | 0 | 0 | 0.027156 | 0 | 0 | 3.9584 | 0 | 19.3876 | 0 | 0 | 0 | 0 | 0 | 0 | 0 | 0 | 0 | 0 | 0 | 0 | 0 | 0.45131 | 0 | 0.54519 | 0.41157 | 0 | 0 | 0.52621 | 0.70312 | 0 | 0 | 0 | 0 | 2.6374 | 0 | 0 | 0 | 0 | 0 | 0 | 0 | 0 | 0 | 0 | 0 | 0 | 0
10 | 8 | 18 | 8 | 1.7931 | 0 | 9.8982 | 0 | 0 | 0 | 0 | 0.087918 | 0 | 0 | 3.9584 | 0 | 15.7377 | 0 | 0 | 0 | 0 | 0 | 0 | 0 | 0 | 0 | 0 | 0 | 0 | 0 | 0.45131 | 0 | 0.54519 | 0.99357 | 0 | 0 | 0.52621 | 0.70473 | 0 | 0 | 0 | 0 | 3.221 | 0 | 0 | 0 | 0 | 0 | 0 | 0 | 0 | 0 | 0 | 0 | 0 | 0
10 | 8 | 19 | 8 | 1.7931 | 0 | 2.4769 | 0 | 0 | 0 | 0 | 0.17267 | 0 | 0 | 4.5148 | 0 | 8.9575 | 0 | 0 | 0 | 0 | 0 | 0 | 0 | 0 | 0 | 0 | 0 | 0 | 0 | 0.45131 | 0 | 0.88038 | 1.289 | 0 | 0 | 0.42121 | 0.70286 | 0 | 0 | 0 | 0 | 3.7447 | 0 | 0 | 0 | 0 | 0 | 0 | 0 | 0 | 0 | 0 | 0 | 0 | 0
10 | 8 | 20 | 8 | 1.7931 | 0 | 2.4769 | 0 | 0 | 0 | 0 | 0.23498 | 0 | 0 | 3.1223 | 0 | 7.6273 | 0 | 0 | 0 | 0 | 0 | 0 | 0 | 0 | 0 | 0 | 0 | 0 | 0 | 0.45131 | 0 | 1.1038 | 1.9977 | 0 | 0 | 0.36871 | 0.70159 | 0 | 0 | 0 | 0 | 4.6231 | 0 | 0 | 0 | 0 | 0 | 0 | 0 | 0 | 0 | 0 | 0 | 0 | 0
10 | 8 | 21 | 8 | 1.7931 | 0 | 2.4769 | 0 | 0 | 0 | 0 | 0.32383 | 0 | 0 | 3.9584 | 0 | 8.5523 | 0 | 0 | 0 | 0 | 0 | 0 | 0 | 0 | 0 | 0 | 0 | 0 | 0 | 0.45131 | 0 | 1.2156 | 2.3949 | 0 | 0 | 0.47371 | 0.70158 | 0 | 0 | 0 | 0 | 5.2371 | 0 | 0 | 0 | 0 | 0 | 0 | 0 | 0 | 0 | 0 | 0 | 0 | 0
10 | 8 | 22 | 8 | 1.7931 | 0 | 2.4769 | 0 | 0 | 0 | 0 | 0.33963 | 0 | 0 | 2.7259 | 0 | 7.3356 | 0 | 0 | 0 | 0 | 0 | 0 | 0 | 0 | 0 | 0 | 0 | 0 | 0 | 0.45131 | 0 | 1.1038 | 2.5286 | 0 | 0 | 0.31621 | 0.70129 | 0 | 0 | 0 | 0 | 5.1013 | 0 | 0 | 0 | 0 | 0 | 0 | 0 | 0 | 0 | 0 | 0 | 0 | 0
10 | 8 | 23 | 8 | 1.7931 | 0 | 2.4769 | 0 | 0 | 0 | 0 | 0.016812 | 0 | 0 | 0.48095 | 0 | 4.7678 | 0 | 0 | 0 | 0 | 0 | 0 | 0 | 0 | 0 | 0 | 0 | 0 | 0 | 0.45131 | 0 | 0.88038 | 0.37984 | 0 | 0 | 0.053706 | 0.70346 | 0 | 0 | 0 | 0 | 2.4687 | 0 | 0 | 0 | 0 | 0 | 0 | 0 | 0 | 0 | 0 | 0 | 0 | 0
10 | 8 | 24 | 8 | 1.7931 | 0 | 2.4769 | 0 | 0 | 0 | 0 | 0.077256 | 0 | 0 | 0.48098 | 0 | 4.8282 | 0 | 0 | 0 | 0 | 0 | 0 | 0 | 0 | 0 | 0 | 0 | 0 | 0 | 0.45131 | 0 | 0.54519 | 1.7436 | 0 | 0 | 0.053706 | 0.70922 | 0 | 0 | 0 | 0 | 3.503 | 0 | 0 | 0 | 0 | 0 | 0 | 0 | 0 | 0 | 0 | 0 | 0 | 0
10 | 9 | 1 | 2 | 1.7931 | 0 | 2.4769 | 0 | 0 | 0 | 0 | 0.1569 | 0 | 0 | 0.48102 | 0 | 4.9079 | 0 | 0 | 0 | 0 | 0 | 0 | 0 | 0 | 0 | 0 | 0 | 0 | 0 | 0.45131 | 0 | 0.32173 | 2.236 | 0 | 0 | 0.053706 | 0.71739 | 0 | 0 | 0 | 0 | 3.7801 | 0 | 0 | 0 | 0 | 0 | 0 | 0 | 0 | 0 | 0 | 0 | 0 | 0
10 | 9 | 2 | 2 | 1.7931 | 0 | 2.4769 | 0 | 0 | 0 | 0 | 0.18543 | 0 | 0 | 0.48105 | 0 | 4.9365 | 0 | 0 | 0 | 0 | 0 | 0 | 0 | 0 | 0 | 0 | 0 | 0 | 0 | 0.45131 | 0 | 0.32173 | 2.4248 | 0 | 0 | 0.053706 | 0.71729 | 0 | 0 | 0 | 0 | 3.9688 | 0 | 0 | 0 | 0 | 0 | 0 | 0 | 0 | 0 | 0 | 0 | 0 | 0
10 | 9 | 3 | 2 | 1.7931 | 0 | 2.4769 | 0 | 0 | 0 | 0 | 0.22797 | 0 | 0 | 0.48105 | 0 | 4.979 | 0 | 0 | 0 | 0 | 0 | 0 | 0 | 0 | 0 | 0 | 0 | 0 | 0 | 0.45131 | 0 | 0.32173 | 2.846 | 0 | 0 | 0.053706 | 0.72081 | 0 | 0 | 0 | 0 | 4.3935 | 0 | 0 | 0 | 0 | 0 | 0 | 0 | 0 | 0 | 0 | 0 | 0 | 0
10 | 9 | 4 | 2 | 1.7931 | 0 | 2.4769 | 0 | 0 | 0 | 0 | 0.25395 | 0 | 0 | 0.48106 | 0 | 5.005 | 0 | 0 | 0 | 0 | 0 | 0 | 0 | 0 | 0 | 0 | 0 | 0 | 0 | 0.45131 | 0 | 0.32173 | 2.9085 | 0 | 0 | 0.053706 | 0.72318 | 0 | 0 | 0 | 0 | 4.4585 | 0 | 0 | 0 | 0 | 0 | 0 | 0 | 0 | 0 | 0 | 0 | 0 | 0
10 | 9 | 5 | 2 | 1.7931 | 0 | 2.4769 | 0 | 0 | 0 | 0 | 0.2675 | 0 | 0 | 0.48106 | 0 | 5.0186 | 0 | 0 | 0 | 0 | 0 | 0 | 0 | 0 | 0 | 0 | 0 | 0 | 0 | 0.45131 | 0 | 0.32173 | 2.9878 | 0 | 0 | 0.053706 | 0.72361 | 0 | 0 | 0 | 0 | 4.5382 | 0 | 0 | 0 | 0 | 0 | 0 | 0 | 0 | 0 | 0 | 0 | 0 | 0
10 | 9 | 6 | 2 | 1.7931 | 0 | 2.4769 | 0 | 0 | 0 | 0 | 0.2775 | 0 | 0 | 2.6822 | 0 | 7.2297 | 0 | 0 | 0 | 0 | 0 | 0 | 0 | 0 | 0 | 0 | 0 | 0 | 0 | 0.45131 | 0 | 0.54519 | 3.0394 | 0 | 0 | 0.31621 | 0.71656 | 0 | 0 | 0 | 0 | 5.0687 | 0 | 0 | 0 | 0 | 0 | 0 | 0 | 0 | 0 | 0 | 0 | 0 | 0
10 | 9 | 7 | 2 | 1.7931 | 0 | 2.4769 | 0 | 0 | 0 | 0 | 0.77303 | 0 | 0 | 3.9585 | 0 | 9.0015 | 0 | 0 | 0 | 0 | 0 | 0 | 0 | 0 | 0 | 0 | 0 | 0 | 0 | 0.45131 | 0 | 0.71279 | 5.3541 | 0 | 0 | 0.52621 | 0.71732 | 0 | 0 | 0 | 0 | 7.7617 | 0 | 0 | 0 | 0 | 0 | 0 | 0 | 0 | 0 | 0 | 0 | 0 | 0
10 | 9 | 8 | 2 | 1.7931 | 0 | 13.6089 | 0 | 0 | 0 | 0 | 0.45385 | 0 | 0 | 4.0416 | 0 | 19.8974 | 0 | 0 | 0 | 0 | 0 | 0 | 0 | 0 | 0 | 0 | 0 | 0 | 0 | 0.45131 | 0 | 0.71279 | 3.3301 | 0 | 0 | 0.42121 | 0.71128 | 0 | 0 | 0 | 0 | 5.6267 | 0 | 0 | 0 | 0 | 0 | 0 | 0 | 0 | 0 | 0 | 0 | 0 | 0
10 | 9 | 9 | 2 | 1.7931 | 0 | 13.6089 | 0 | 0 | 0 | 0 | 0.2912 | 0 | 0 | 2.6822 | 0 | 18.3754 | 0 | 0 | 0 | 0 | 0 | 0 | 0 | 0 | 0 | 0 | 0 | 0 | 0 | 0.45131 | 0 | 0.71279 | 2.2149 | 0 | 0 | 0.31621 | 0.70542 | 0 | 0 | 0 | 0 | 4.4006 | 0 | 0 | 0 | 0 | 0 | 0 | 0 | 0 | 0 | 0 | 0 | 0 | 0
10 | 9 | 10 | 2 | 1.7931 | 0 | 13.6089 | 0 | 0 | 0 | 0 | 0.2339 | 0 | 0 | 2.6822 | 0 | 18.3181 | 0 | 0 | 0 | 0 | 0 | 0 | 0 | 0 | 0 | 0 | 0 | 0 | 0 | 0.45131 | 0 | 0.71279 | 1.9055 | 0 | 0 | 0.31621 | 0.70587 | 0 | 0 | 0 | 0 | 4.0916 | 0 | 0 | 0 | 0 | 0 | 0 | 0 | 0 | 0 | 0 | 0 | 0 | 0
10 | 9 | 11 | 2 | 1.7931 | 0 | 13.6089 | 0 | 0 | 0 | 0 | 0.12793 | 0 | 0 | 3.1224 | 0 | 18.6523 | 0 | 0 | 0 | 0 | 0 | 0 | 0 | 0 | 0 | 0 | 0 | 0 | 0 | 0.45131 | 0 | 0.54519 | 1.4499 | 0 | 0 | 0.36871 | 0.70775 | 0 | 0 | 0 | 0 | 3.5229 | 0 | 0 | 0 | 0 | 0 | 0 | 0 | 0 | 0 | 0 | 0 | 0 | 0
10 | 9 | 12 | 2 | 1.7931 | 0 | 8.6613 | 0 | 0 | 0 | 0 | 0.11256 | 0 | 0 | 3.5627 | 0 | 14.1297 | 0 | 0 | 0 | 0 | 0 | 0 | 0 | 0 | 0 | 0 | 0 | 0 | 0 | 0.45131 | 0 | 0.54519 | 1.2076 | 0 | 0 | 0.42121 | 0.70778 | 0 | 0 | 0 | 0 | 3.3331 | 0 | 0 | 0 | 0 | 0 | 0 | 0 | 0 | 0 | 0 | 0 | 0 | 0
10 | 9 | 13 | 2 | 1.7931 | 0 | 13.6089 | 0 | 0 | 0 | 0 | 0.070555 | 0 | 0 | 3.1224 | 0 | 18.595 | 0 | 0 | 0 | 0 | 0 | 0 | 0 | 0 | 0 | 0 | 0 | 0 | 0 | 0.45131 | 0 | 0.54519 | 0.77959 | 0 | 0 | 0.36871 | 0.71009 | 0 | 0 | 0 | 0 | 2.8549 | 0 | 0 | 0 | 0 | 0 | 0 | 0 | 0 | 0 | 0 | 0 | 0 | 0
10 | 9 | 14 | 2 | 1.7931 | 0 | 13.6089 | 0 | 0 | 0 | 0 | 0.020228 | 0 | 0 | 3.1225 | 0 | 18.5447 | 0 | 0 | 0 | 0 | 0 | 0 | 0 | 0 | 0 | 0 | 0 | 0 | 0 | 0.45131 | 0 | 0.54519 | 0.50216 | 0 | 0 | 0.36871 | 0.71044 | 0 | 0 | 0 | 0 | 2.5778 | 0 | 0 | 0 | 0 | 0 | 0 | 0 | 0 | 0 | 0 | 0 | 0 | 0
10 | 9 | 15 | 2 | 1.7931 | 0 | 13.6089 | 0 | 0 | 0 | 0 | 0.027438 | 0 | 0 | 2.6822 | 0 | 18.1117 | 0 | 0 | 0 | 0 | 0 | 0 | 0 | 0 | 0 | 0 | 0 | 0 | 0 | 0.45131 | 0 | 0.54519 | 0.51473 | 0 | 0 | 0.31621 | 0.7098 | 0 | 0 | 0 | 0 | 2.5372 | 0 | 0 | 0 | 0 | 0 | 0 | 0 | 0 | 0 | 0 | 0 | 0 | 0
10 | 9 | 16 | 2 | 1.7931 | 0 | 13.6089 | 0 | 0 | 0 | 0 | 0.029981 | 0 | 0 | 2.6822 | 0 | 18.1142 | 0 | 0 | 0 | 0 | 0 | 0 | 0 | 0 | 0 | 0 | 0 | 0 | 0 | 0.45131 | 0 | 0.54519 | 0.54422 | 0 | 0 | 0.31621 | 0.70983 | 0 | 0 | 0 | 0 | 2.5668 | 0 | 0 | 0 | 0 | 0 | 0 | 0 | 0 | 0 | 0 | 0 | 0 | 0
10 | 9 | 17 | 2 | 1.7931 | 0 | 13.6089 | 0 | 0 | 0 | 0 | 0.027253 | 0 | 0 | 3.9585 | 0 | 19.3877 | 0 | 0 | 0 | 0 | 0 | 0 | 0 | 0 | 0 | 0 | 0 | 0 | 0 | 0.45131 | 0 | 0.54519 | 0.5532 | 0 | 0 | 0.52621 | 0.70864 | 0 | 0 | 0 | 0 | 2.7845 | 0 | 0 | 0 | 0 | 0 | 0 | 0 | 0 | 0 | 0 | 0 | 0 | 0
10 | 9 | 18 | 2 | 1.7931 | 0 | 9.8982 | 0 | 0 | 0 | 0 | 0.057492 | 0 | 0 | 3.9585 | 0 | 15.7073 | 0 | 0 | 0 | 0 | 0 | 0 | 0 | 0 | 0 | 0 | 0 | 0 | 0 | 0.45131 | 0 | 0.54519 | 0.89212 | 0 | 0 | 0.52621 | 0.71308 | 0 | 0 | 0 | 0 | 3.1279 | 0 | 0 | 0 | 0 | 0 | 0 | 0 | 0 | 0 | 0 | 0 | 0 | 0
10 | 9 | 19 | 2 | 1.7931 | 0 | 2.4769 | 0 | 0 | 0 | 0 | 0.14355 | 0 | 0 | 4.515 | 0 | 8.9285 | 0 | 0 | 0 | 0 | 0 | 0 | 0 | 0 | 0 | 0 | 0 | 0 | 0 | 0.45131 | 0 | 0.88038 | 1.1051 | 0 | 0 | 0.42121 | 0.70718 | 0 | 0 | 0 | 0 | 3.5652 | 0 | 0 | 0 | 0 | 0 | 0 | 0 | 0 | 0 | 0 | 0 | 0 | 0
10 | 9 | 20 | 2 | 1.7931 | 0 | 2.4769 | 0 | 0 | 0 | 0 | 0.16594 | 0 | 0 | 3.1224 | 0 | 7.5584 | 0 | 0 | 0 | 0 | 0 | 0 | 0 | 0 | 0 | 0 | 0 | 0 | 0 | 0.45131 | 0 | 1.1038 | 1.2022 | 0 | 0 | 0.36871 | 0.70276 | 0 | 0 | 0 | 0 | 3.8288 | 0 | 0 | 0 | 0 | 0 | 0 | 0 | 0 | 0 | 0 | 0 | 0 | 0
10 | 9 | 21 | 2 | 1.7931 | 0 | 2.4769 | 0 | 0 | 0 | 0 | 0.23425 | 0 | 0 | 3.9585 | 0 | 8.4627 | 0 | 0 | 0 | 0 | 0 | 0 | 0 | 0 | 0 | 0 | 0 | 0 | 0 | 0.45131 | 0 | 1.2156 | 1.8422 | 0 | 0 | 0.47371 | 0.70368 | 0 | 0 | 0 | 0 | 4.6865 | 0 | 0 | 0 | 0 | 0 | 0 | 0 | 0 | 0 | 0 | 0 | 0 | 0
10 | 9 | 22 | 2 | 1.7931 | 0 | 2.4769 | 0 | 0 | 0 | 0 | 0.29917 | 0 | 0 | 2.7261 | 0 | 7.2953 | 0 | 0 | 0 | 0 | 0 | 0 | 0 | 0 | 0 | 0 | 0 | 0 | 0 | 0.45131 | 0 | 1.1038 | 2.0781 | 0 | 0 | 0.31621 | 0.70847 | 0 | 0 | 0 | 0 | 4.6579 | 0 | 0 | 0 | 0 | 0 | 0 | 0 | 0 | 0 | 0 | 0 | 0 | 0
10 | 9 | 23 | 2 | 1.7931 | 0 | 2.4769 | 0 | 0 | 0 | 0 | 0.016859 | 0 | 0 | 0.48105 | 0 | 4.7679 | 0 | 0 | 0 | 0 | 0 | 0 | 0 | 0 | 0 | 0 | 0 | 0 | 0 | 0.45131 | 0 | 0.88038 | 0.59215 | 0 | 0 | 0.053706 | 0.71436 | 0 | 0 | 0 | 0 | 2.6919 | 0 | 0 | 0 | 0 | 0 | 0 | 0 | 0 | 0 | 0 | 0 | 0 | 0
10 | 9 | 24 | 2 | 1.7931 | 0 | 2.4769 | 0 | 0 | 0 | 0 | 0.028959 | 0 | 0 | 0.48107 | 0 | 4.7801 | 0 | 0 | 0 | 0 | 0 | 0 | 0 | 0 | 0 | 0 | 0 | 0 | 0 | 0.45131 | 0 | 0.54519 | 0.95493 | 0 | 0 | 0.053706 | 0.72363 | 0 | 0 | 0 | 0 | 2.7288 | 0 | 0 | 0 | 0 | 0 | 0 | 0 | 0 | 0 | 0 | 0 | 0 | 0
10 | 10 | 1 | 3 | 1.7931 | 0 | 2.4769 | 0 | 0 | 0 | 0 | 0.074547 | 0 | 0 | 0.4811 | 0 | 4.8257 | 0 | 0 | 0 | 0 | 0 | 0 | 0 | 0 | 0 | 0 | 0 | 0 | 0 | 0.45131 | 0 | 0.32173 | 1.6848 | 0 | 0 | 0.053706 | 0.73093 | 0 | 0 | 0 | 0 | 3.2425 | 0 | 0 | 0 | 0 | 0 | 0 | 0 | 0 | 0 | 0 | 0 | 0 | 0
10 | 10 | 2 | 3 | 1.7931 | 0 | 2.4769 | 0 | 0 | 0 | 0 | 0.12328 | 0 | 0 | 0.48113 | 0 | 4.8744 | 0 | 0 | 0 | 0 | 0 | 0 | 0 | 0 | 0 | 0 | 0 | 0 | 0 | 0.45131 | 0 | 0.32173 | 1.9542 | 0 | 0 | 0.053706 | 0.73238 | 0 | 0 | 0 | 0 | 3.5134 | 0 | 0 | 0 | 0 | 0 | 0 | 0 | 0 | 0 | 0 | 0 | 0 | 0
10 | 10 | 3 | 3 | 1.7931 | 0 | 2.4769 | 0 | 0 | 0 | 0 | 0.16667 | 0 | 0 | 0.48114 | 0 | 4.9178 | 0 | 0 | 0 | 0 | 0 | 0 | 0 | 0 | 0 | 0 | 0 | 0 | 0 | 0.45131 | 0 | 0.32173 | 2.2036 | 0 | 0 | 0.053706 | 0.73513 | 0 | 0 | 0 | 0 | 3.7655 | 0 | 0 | 0 | 0 | 0 | 0 | 0 | 0 | 0 | 0 | 0 | 0 | 0
10 | 10 | 4 | 3 | 1.7931 | 0 | 2.4769 | 0 | 0 | 0 | 0 | 0.19323 | 0 | 0 | 0.48114 | 0 | 4.9444 | 0 | 0 | 0 | 0 | 0 | 0 | 0 | 0 | 0 | 0 | 0 | 0 | 0 | 0.45131 | 0 | 0.32173 | 2.3838 | 0 | 0 | 0.053706 | 0.7362 | 0 | 0 | 0 | 0 | 3.9468 | 0 | 0 | 0 | 0 | 0 | 0 | 0 | 0 | 0 | 0 | 0 | 0 | 0
10 | 10 | 5 | 3 | 1.7931 | 0 | 2.4769 | 0 | 0 | 0 | 0 | 0.2141 | 0 | 0 | 0.48114 | 0 | 4.9653 | 0 | 0 | 0 | 0 | 0 | 0 | 0 | 0 | 0 | 0 | 0 | 0 | 0 | 0.45131 | 0 | 0.32173 | 2.5416 | 0 | 0 | 0.053706 | 0.73689 | 0 | 0 | 0 | 0 | 4.1052 | 0 | 0 | 0 | 0 | 0 | 0 | 0 | 0 | 0 | 0 | 0 | 0 | 0
10 | 10 | 6 | 3 | 1.7931 | 0 | 2.4769 | 0 | 0 | 0 | 0 | 0.23721 | 0 | 0 | 2.6823 | 0 | 7.1895 | 0 | 0 | 0 | 0 | 0 | 0 | 0 | 0 | 0 | 0 | 0 | 0 | 0 | 0.45131 | 0 | 0.54519 | 2.6098 | 0 | 0 | 0.31621 | 0.73186 | 0 | 0 | 0 | 0 | 4.6543 | 0 | 0 | 0 | 0 | 0 | 0 | 0 | 0 | 0 | 0 | 0 | 0 | 0
10 | 10 | 7 | 3 | 1.7931 | 0 | 2.4769 | 0 | 0 | 0 | 0 | 0.71034 | 0 | 0 | 3.9585 | 0 | 8.9389 | 0 | 0 | 0 | 0 | 0 | 0 | 0 | 0 | 0 | 0 | 0 | 0 | 0 | 0.45131 | 0 | 0.71279 | 4.4569 | 0 | 0 | 0.52621 | 0.72755 | 0 | 0 | 0 | 0 | 6.8748 | 0 | 0 | 0 | 0 | 0 | 0 | 0 | 0 | 0 | 0 | 0 | 0 | 0
10 | 10 | 8 | 3 | 1.7931 | 0 | 13.6089 | 0 | 0 | 0 | 0 | 0.37616 | 0 | 0 | 4.0417 | 0 | 19.8198 | 0 | 0 | 0 | 0 | 0 | 0 | 0 | 0 | 0 | 0 | 0 | 0 | 0 | 0.45131 | 0 | 0.71279 | 2.56 | 0 | 0 | 0.42121 | 0.71898 | 0 | 0 | 0 | 0 | 4.8643 | 0 | 0 | 0 | 0 | 0 | 0 | 0 | 0 | 0 | 0 | 0 | 0 | 0
10 | 10 | 9 | 3 | 1.7931 | 0 | 13.6089 | 0 | 0 | 0 | 0 | 0.25154 | 0 | 0 | 2.6822 | 0 | 18.3358 | 0 | 0 | 0 | 0 | 0 | 0 | 0 | 0 | 0 | 0 | 0 | 0 | 0 | 0.45131 | 0 | 0.71279 | 1.8951 | 0 | 0 | 0.31621 | 0.71341 | 0 | 0 | 0 | 0 | 4.0888 | 0 | 0 | 0 | 0 | 0 | 0 | 0 | 0 | 0 | 0 | 0 | 0 | 0
10 | 10 | 10 | 3 | 1.7931 | 0 | 13.6089 | 0 | 0 | 0 | 0 | 0.15616 | 0 | 0 | 2.6822 | 0 | 18.2404 | 0 | 0 | 0 | 0 | 0 | 0 | 0 | 0 | 0 | 0 | 0 | 0 | 0 | 0.45131 | 0 | 0.71279 | 1.414 | 0 | 0 | 0.31621 | 0.71171 | 0 | 0 | 0 | 0 | 3.606 | 0 | 0 | 0 | 0 | 0 | 0 | 0 | 0 | 0 | 0 | 0 | 0 | 0
10 | 10 | 11 | 3 | 1.7931 | 0 | 13.6089 | 0 | 0 | 0 | 0 | 0.060122 | 0 | 0 | 3.1225 | 0 | 18.5846 | 0 | 0 | 0 | 0 | 0 | 0 | 0 | 0 | 0 | 0 | 0 | 0 | 0 | 0.45131 | 0 | 0.54519 | 0.77418 | 0 | 0 | 0.36871 | 0.711 | 0 | 0 | 0 | 0 | 2.8504 | 0 | 0 | 0 | 0 | 0 | 0 | 0 | 0 | 0 | 0 | 0 | 0 | 0
10 | 10 | 12 | 3 | 1.7931 | 0 | 8.6613 | 0 | 0 | 0 | 0 | 0.064564 | 0 | 0 | 3.5627 | 0 | 14.0817 | 0 | 0 | 0 | 0 | 0 | 0 | 0 | 0 | 0 | 0 | 0 | 0 | 0 | 0.45131 | 0 | 0.54519 | 0.54081 | 0 | 0 | 0.42121 | 0.70929 | 0 | 0 | 0 | 0 | 2.6678 | 0 | 0 | 0 | 0 | 0 | 0 | 0 | 0 | 0 | 0 | 0 | 0 | 0
10 | 10 | 13 | 3 | 1.7931 | 0 | 13.6089 | 0 | 0 | 0 | 0 | 0.022826 | 0 | 0 | 3.1225 | 0 | 18.5473 | 0 | 0 | 0 | 0 | 0 | 0 | 0 | 0 | 0 | 0 | 0 | 0 | 0 | 0.45131 | 0 | 0.54519 | 0.34517 | 0 | 0 | 0.36871 | 0.70861 | 0 | 0 | 0 | 0 | 2.419 | 0 | 0 | 0 | 0 | 0 | 0 | 0 | 0 | 0 | 0 | 0 | 0 | 0
10 | 10 | 14 | 3 | 1.7931 | 0 | 13.6089 | 0 | 0 | 0 | 0 | 0.012905 | 0 | 0 | 3.1225 | 0 | 18.5374 | 0 | 0 | 0 | 0 | 0 | 0 | 0 | 0 | 0 | 0 | 0 | 0 | 0 | 0.45131 | 0 | 0.54519 | 0.18621 | 0 | 0 | 0.36871 | 0.70669 | 0 | 0 | 0 | 0 | 2.2581 | 0 | 0 | 0 | 0 | 0 | 0 | 0 | 0 | 0 | 0 | 0 | 0 | 0
10 | 10 | 15 | 3 | 1.7931 | 0 | 13.6089 | 0 | 0 | 0 | 0 | 0.011921 | 0 | 0 | 2.6822 | 0 | 18.0961 | 0 | 0 | 0 | 0 | 0 | 0 | 0 | 0 | 0 | 0 | 0 | 0 | 0 | 0.45131 | 0 | 0.54519 | 0.18031 | 0 | 0 | 0.31621 | 0.70544 | 0 | 0 | 0 | 0 | 2.1985 | 0 | 0 | 0 | 0 | 0 | 0 | 0 | 0 | 0 | 0 | 0 | 0 | 0
10 | 10 | 16 | 3 | 1.7931 | 0 | 13.6089 | 0 | 0 | 0 | 0 | 0.01307 | 0 | 0 | 2.6822 | 0 | 18.0973 | 0 | 0 | 0 | 0 | 0 | 0 | 0 | 0 | 0 | 0 | 0 | 0 | 0 | 0.45131 | 0 | 0.54519 | 0.16002 | 0 | 0 | 0.31621 | 0.70363 | 0 | 0 | 0 | 0 | 2.1764 | 0 | 0 | 0 | 0 | 0 | 0 | 0 | 0 | 0 | 0 | 0 | 0 | 0
10 | 10 | 17 | 3 | 1.7931 | 0 | 13.6089 | 0 | 0 | 0 | 0 | 0.011265 | 0 | 0 | 3.9585 | 0 | 19.3717 | 0 | 0 | 0 | 0 | 0 | 0 | 0 | 0 | 0 | 0 | 0 | 0 | 0 | 0.45131 | 0 | 0.54519 | 0.17518 | 0 | 0 | 0.52621 | 0.70403 | 0 | 0 | 0 | 0 | 2.4019 | 0 | 0 | 0 | 0 | 0 | 0 | 0 | 0 | 0 | 0 | 0 | 0 | 0
10 | 10 | 18 | 3 | 1.7931 | 0 | 9.8982 | 0 | 0 | 0 | 0 | 0.019201 | 0 | 0 | 3.9585 | 0 | 15.669 | 0 | 0 | 0 | 0 | 0 | 0 | 0 | 0 | 0 | 0 | 0 | 0 | 0 | 0.45131 | 0 | 0.54519 | 0.2731 | 0 | 0 | 0.52621 | 0.70884 | 0 | 0 | 0 | 0 | 2.5047 | 0 | 0 | 0 | 0 | 0 | 0 | 0 | 0 | 0 | 0 | 0 | 0 | 0
10 | 10 | 19 | 3 | 1.7931 | 0 | 2.4769 | 0 | 0 | 0 | 0 | 0.033748 | 0 | 0 | 4.515 | 0 | 8.8187 | 0 | 0 | 0 | 0 | 0 | 0 | 0 | 0 | 0 | 0 | 0 | 0 | 0 | 0.45131 | 0 | 0.88038 | 0.28207 | 0 | 0 | 0.42121 | 0.70392 | 0 | 0 | 0 | 0 | 2.7389 | 0 | 0 | 0 | 0 | 0 | 0 | 0 | 0 | 0 | 0 | 0 | 0 | 0
10 | 10 | 20 | 3 | 1.7931 | 0 | 2.4769 | 0 | 0 | 0 | 0 | 0.039959 | 0 | 0 | 3.1224 | 0 | 7.4324 | 0 | 0 | 0 | 0 | 0 | 0 | 0 | 0 | 0 | 0 | 0 | 0 | 0 | 0.45131 | 0 | 1.1038 | 0.36382 | 0 | 0 | 0.36871 | 0.6998 | 0 | 0 | 0 | 0 | 2.9875 | 0 | 0 | 0 | 0 | 0 | 0 | 0 | 0 | 0 | 0 | 0 | 0 | 0
10 | 10 | 21 | 3 | 1.7931 | 0 | 2.4769 | 0 | 0 | 0 | 0 | 0.058981 | 0 | 0 | 3.9585 | 0 | 8.2875 | 0 | 0 | 0 | 0 | 0 | 0 | 0 | 0 | 0 | 0 | 0 | 0 | 0 | 0.45131 | 0 | 1.2156 | 0.52522 | 0 | 0 | 0.47371 | 0.69947 | 0 | 0 | 0 | 0 | 3.3653 | 0 | 0 | 0 | 0 | 0 | 0 | 0 | 0 | 0 | 0 | 0 | 0 | 0
10 | 10 | 22 | 3 | 1.7931 | 0 | 2.4769 | 0 | 0 | 0 | 0 | 0.071422 | 0 | 0 | 2.726 | 0 | 7.0675 | 0 | 0 | 0 | 0 | 0 | 0 | 0 | 0 | 0 | 0 | 0 | 0 | 0 | 0.45131 | 0 | 1.1038 | 0.70669 | 0 | 0 | 0.31621 | 0.70079 | 0 | 0 | 0 | 0 | 3.2788 | 0 | 0 | 0 | 0 | 0 | 0 | 0 | 0 | 0 | 0 | 0 | 0 | 0
10 | 10 | 23 | 3 | 1.7931 | 0 | 2.4769 | 0 | 0 | 0 | 0 | 0.01 | 0 | 0 | 0.48103 | 0 | 4.7611 | 0 | 0 | 0 | 0 | 0 | 0 | 0 | 0 | 0 | 0 | 0 | 0 | 0 | 0.45131 | 0 | 0.88038 | 0.24251 | 0 | 0 | 0.053706 | 0.70557 | 0 | 0 | 0 | 0 | 2.3335 | 0 | 0 | 0 | 0 | 0 | 0 | 0 | 0 | 0 | 0 | 0 | 0 | 0
10 | 10 | 24 | 3 | 1.7931 | 0 | 2.4769 | 0 | 0 | 0 | 0 | 0.01 | 0 | 0 | 0.48105 | 0 | 4.7611 | 0 | 0 | 0 | 0 | 0 | 0 | 0 | 0 | 0 | 0 | 0 | 0 | 0 | 0.45131 | 0 | 0.54519 | 0.29398 | 0 | 0 | 0.053706 | 0.71355 | 0 | 0 | 0 | 0 | 2.0577 | 0 | 0 | 0 | 0 | 0 | 0 | 0 | 0 | 0 | 0 | 0 | 0 | 0
10 | 11 | 1 | 4 | 1.7931 | 0 | 2.4769 | 0 | 0 | 0 | 0 | 0.011404 | 0 | 0 | 0.48107 | 0 | 4.7625 | 0 | 0 | 0 | 0 | 0 | 0 | 0 | 0 | 0 | 0 | 0 | 0 | 0 | 0.45131 | 0 | 0.32173 | 0.41691 | 0 | 0 | 0.053706 | 0.71906 | 0 | 0 | 0 | 0 | 1.9627 | 0 | 0 | 0 | 0 | 0 | 0 | 0 | 0 | 0 | 0 | 0 | 0 | 0
10 | 11 | 2 | 4 | 1.7931 | 0 | 2.4769 | 0 | 0 | 0 | 0 | 0.012832 | 0 | 0 | 0.4811 | 0 | 4.764 | 0 | 0 | 0 | 0 | 0 | 0 | 0 | 0 | 0 | 0 | 0 | 0 | 0 | 0.45131 | 0 | 0.32173 | 0.42189 | 0 | 0 | 0.053706 | 0.71892 | 0 | 0 | 0 | 0 | 1.9676 | 0 | 0 | 0 | 0 | 0 | 0 | 0 | 0 | 0 | 0 | 0 | 0 | 0
10 | 11 | 3 | 4 | 1.7931 | 0 | 2.4769 | 0 | 0 | 0 | 0 | 0.013601 | 0 | 0 | 0.4811 | 0 | 4.7647 | 0 | 0 | 0 | 0 | 0 | 0 | 0 | 0 | 0 | 0 | 0 | 0 | 0 | 0.45131 | 0 | 0.32173 | 0.4218 | 0 | 0 | 0.053706 | 0.71835 | 0 | 0 | 0 | 0 | 1.9669 | 0 | 0 | 0 | 0 | 0 | 0 | 0 | 0 | 0 | 0 | 0 | 0 | 0
10 | 11 | 4 | 4 | 1.7931 | 0 | 2.4769 | 0 | 0 | 0 | 0 | 0.014074 | 0 | 0 | 0.4811 | 0 | 4.7652 | 0 | 0 | 0 | 0 | 0 | 0 | 0 | 0 | 0 | 0 | 0 | 0 | 0 | 0.45131 | 0 | 0.32173 | 0.43439 | 0 | 0 | 0.053706 | 0.71757 | 0 | 0 | 0 | 0 | 1.9787 | 0 | 0 | 0 | 0 | 0 | 0 | 0 | 0 | 0 | 0 | 0 | 0 | 0
10 | 11 | 5 | 4 | 1.7931 | 0 | 2.4769 | 0 | 0 | 0 | 0 | 0.015297 | 0 | 0 | 0.48109 | 0 | 4.7664 | 0 | 0 | 0 | 0 | 0 | 0 | 0 | 0 | 0 | 0 | 0 | 0 | 0 | 0.45131 | 0 | 0.32173 | 0.45366 | 0 | 0 | 0.053706 | 0.71764 | 0 | 0 | 0 | 0 | 1.9981 | 0 | 0 | 0 | 0 | 0 | 0 | 0 | 0 | 0 | 0 | 0 | 0 | 0
10 | 11 | 6 | 4 | 1.7931 | 0 | 2.4769 | 0 | 0 | 0 | 0 | 0.018091 | 0 | 0 | 2.6822 | 0 | 6.9703 | 0 | 0 | 0 | 0 | 0 | 0 | 0 | 0 | 0 | 0 | 0 | 0 | 0 | 0.45131 | 0 | 0.54519 | 0.44304 | 0 | 0 | 0.31621 | 0.7142 | 0 | 0 | 0 | 0 | 2.4699 | 0 | 0 | 0 | 0 | 0 | 0 | 0 | 0 | 0 | 0 | 0 | 0 | 0
10 | 11 | 7 | 4 | 1.7931 | 0 | 2.4769 | 0 | 0 | 0 | 0 | 0.37119 | 0 | 0 | 3.9585 | 0 | 8.5997 | 0 | 0 | 0 | 0 | 0 | 0 | 0 | 0 | 0 | 0 | 0 | 0 | 0 | 0.45131 | 0 | 0.71279 | 2.1877 | 0 | 0 | 0.52621 | 0.71105 | 0 | 0 | 0 | 0 | 4.589 | 0 | 0 | 0 | 0 | 0 | 0 | 0 | 0 | 0 | 0 | 0 | 0 | 0
10 | 11 | 8 | 4 | 1.7931 | 0 | 13.6089 | 0 | 0 | 0 | 0 | 0.10493 | 0 | 0 | 4.0416 | 0 | 19.5485 | 0 | 0 | 0 | 0 | 0 | 0 | 0 | 0 | 0 | 0 | 0 | 0 | 0 | 0.45131 | 0 | 0.71279 | 1.1032 | 0 | 0 | 0.42121 | 0.70336 | 0 | 0 | 0 | 0 | 3.3919 | 0 | 0 | 0 | 0 | 0 | 0 | 0 | 0 | 0 | 0 | 0 | 0 | 0
10 | 11 | 9 | 4 | 1.7931 | 0 | 13.6089 | 0 | 0 | 0 | 0 | 0.031554 | 0 | 0 | 2.6822 | 0 | 18.1157 | 0 | 0 | 0 | 0 | 0 | 0 | 0 | 0 | 0 | 0 | 0 | 0 | 0 | 0.45131 | 0 | 0.71279 | 0.512 | 0 | 0 | 0.31621 | 0.70012 | 0 | 0 | 0 | 0 | 2.6924 | 0 | 0 | 0 | 0 | 0 | 0 | 0 | 0 | 0 | 0 | 0 | 0 | 0
10 | 11 | 10 | 4 | 1.7931 | 0 | 13.6089 | 0 | 0 | 0 | 0 | 0.016807 | 0 | 0 | 2.6822 | 0 | 18.101 | 0 | 0 | 0 | 0 | 0 | 0 | 0 | 0 | 0 | 0 | 0 | 0 | 0 | 0.45131 | 0 | 0.71279 | 0.1445 | 0 | 0 | 0.31621 | 0.69934 | 0 | 0 | 0 | 0 | 2.3241 | 0 | 0 | 0 | 0 | 0 | 0 | 0 | 0 | 0 | 0 | 0 | 0 | 0
10 | 11 | 11 | 4 | 1.7931 | 0 | 13.6089 | 0 | 0 | 0 | 0 | 0.013112 | 0 | 0 | 3.1224 | 0 | 18.5375 | 0 | 0 | 0 | 0 | 0 | 0 | 0 | 0 | 0 | 0 | 0 | 0 | 0 | 0.45131 | 0 | 0.54519 | 0.091067 | 0 | 0 | 0.36871 | 0.6995 | 0 | 0 | 0 | 0 | 2.1558 | 0 | 0 | 0 | 0 | 0 | 0 | 0 | 0 | 0 | 0 | 0 | 0 | 0
10 | 11 | 12 | 4 | 1.7931 | 0 | 8.6613 | 0 | 0 | 0 | 0 | 0.013614 | 0 | 0 | 3.5626 | 0 | 14.0307 | 0 | 0 | 0 | 0 | 0 | 0 | 0 | 0 | 0 | 0 | 0 | 0 | 0 | 0.45131 | 0 | 0.54519 | 0.076077 | 0 | 0 | 0.42121 | 0.6992 | 0 | 0 | 0 | 0 | 2.193 | 0 | 0 | 0 | 0 | 0 | 0 | 0 | 0 | 0 | 0 | 0 | 0 | 0
10 | 11 | 13 | 4 | 1.7931 | 0 | 13.6089 | 0 | 0 | 0 | 0 | 0.019863 | 0 | 0 | 3.1224 | 0 | 18.5443 | 0 | 0 | 0 | 0 | 0 | 0 | 0 | 0 | 0 | 0 | 0 | 0 | 0 | 0.45131 | 0 | 0.54519 | 0.04623 | 0 | 0 | 0.36871 | 0.6988 | 0 | 0 | 0 | 0 | 2.1102 | 0 | 0 | 0 | 0 | 0 | 0 | 0 | 0 | 0 | 0 | 0 | 0 | 0
10 | 11 | 14 | 4 | 1.7931 | 0 | 13.6089 | 0 | 0 | 0 | 0 | 0.023032 | 0 | 0 | 3.1224 | 0 | 18.5474 | 0 | 0 | 0 | 0 | 0 | 0 | 0 | 0 | 0 | 0 | 0 | 0 | 0 | 0.45131 | 0 | 0.54519 | 0.035596 | 0.054979 | 0 | 0.36871 | 0.69829 | 0 | 0 | 0 | 0 | 2.1541 | 0 | 0 | 0 | 0 | 0 | 0 | 0 | 0 | 0 | 0 | 0 | 0 | 0
10 | 11 | 15 | 4 | 1.7931 | 0 | 13.6089 | 0 | 0 | 0 | 0 | 0.038557 | 0 | 0 | 2.6822 | 0 | 18.1227 | 0 | 0 | 0 | 0 | 0 | 0 | 0 | 0 | 0 | 0 | 0 | 0 | 0 | 0.45131 | 0 | 0.54519 | 0.050013 | 0.08002 | 0 | 0.31621 | 0.69852 | 0 | 0 | 0 | 0 | 2.1413 | 0 | 0 | 0 | 0 | 0 | 0 | 0 | 0 | 0 | 0 | 0 | 0 | 0
10 | 11 | 16 | 4 | 1.7931 | 0 | 13.6089 | 0 | 0 | 0 | 0 | 0.038241 | 0 | 0 | 2.6822 | 0 | 18.1224 | 0 | 0 | 0 | 0 | 0 | 0 | 0 | 0 | 0 | 0 | 0 | 0 | 0 | 0.45131 | 0 | 0.54519 | 0.049505 | 0.1304 | 0 | 0.31621 | 0.69835 | 0 | 0 | 0 | 0 | 2.191 | 0 | 0 | 0 | 0 | 0 | 0 | 0 | 0 | 0 | 0 | 0 | 0 | 0
10 | 11 | 17 | 4 | 1.7931 | 0 | 13.6089 | 0 | 0 | 0 | 0 | 0.028962 | 0 | 0 | 3.9585 | 0 | 19.3894 | 0 | 0 | 0 | 0 | 0 | 0 | 0 | 0 | 0 | 0 | 0 | 0 | 0 | 0.45131 | 0 | 0.54519 | 0.063707 | 0.10021 | 0 | 0.52621 | 0.69865 | 0 | 0 | 0 | 0 | 2.3853 | 0 | 0 | 0 | 0 | 0 | 0 | 0 | 0 | 0 | 0 | 0 | 0 | 0
10 | 11 | 18 | 4 | 1.7931 | 0 | 9.8982 | 0 | 0 | 0 | 0 | 0.011048 | 0 | 0 | 3.9585 | 0 | 15.6608 | 0 | 0 | 0 | 0 | 0 | 0 | 0 | 0 | 0 | 0 | 0 | 0 | 0 | 0.45131 | 0 | 0.54519 | 0.091145 | 0 | 0 | 0.52621 | 0.69872 | 0 | 0 | 0 | 0 | 2.3126 | 0 | 0 | 0 | 0 | 0 | 0 | 0 | 0 | 0 | 0 | 0 | 0 | 0
10 | 11 | 19 | 4 | 1.7931 | 0 | 2.4769 | 0 | 0 | 0 | 0 | 0.018737 | 0 | 0 | 4.5148 | 0 | 8.8036 | 0 | 0 | 0 | 0 | 0 | 0 | 0 | 0 | 0 | 0 | 0 | 0 | 0 | 0.45131 | 0 | 0.88038 | 0.10519 | 0 | 0 | 0.42121 | 0.69729 | 0 | 0 | 0 | 0 | 2.5554 | 0 | 0 | 0 | 0 | 0 | 0 | 0 | 0 | 0 | 0 | 0 | 0 | 0
10 | 11 | 20 | 4 | 1.7931 | 0 | 2.4769 | 0 | 0 | 0 | 0 | 0.019201 | 0 | 0 | 3.1224 | 0 | 7.4116 | 0 | 0 | 0 | 0 | 0 | 0 | 0 | 0 | 0 | 0 | 0 | 0 | 0 | 0.45131 | 0 | 1.1038 | 0.09372 | 0 | 0 | 0.36871 | 0.69589 | 0 | 0 | 0 | 0 | 2.7135 | 0 | 0 | 0 | 0 | 0 | 0 | 0 | 0 | 0 | 0 | 0 | 0 | 0
10 | 11 | 21 | 4 | 1.7931 | 0 | 2.4769 | 0 | 0 | 0 | 0 | 0.019758 | 0 | 0 | 3.9584 | 0 | 8.2482 | 0 | 0 | 0 | 0 | 0 | 0 | 0 | 0 | 0 | 0 | 0 | 0 | 0 | 0.45131 | 0 | 1.2156 | 0.12205 | 0 | 0 | 0.47371 | 0.69507 | 0 | 0 | 0 | 0 | 2.9577 | 0 | 0 | 0 | 0 | 0 | 0 | 0 | 0 | 0 | 0 | 0 | 0 | 0
10 | 11 | 22 | 4 | 1.7931 | 0 | 2.4769 | 0 | 0 | 0 | 0 | 0.020812 | 0 | 0 | 2.7259 | 0 | 7.0168 | 0 | 0 | 0 | 0 | 0 | 0 | 0 | 0 | 0 | 0 | 0 | 0 | 0 | 0.45131 | 0 | 1.1038 | 0.12477 | 0 | 0 | 0.31621 | 0.6952 | 0 | 0 | 0 | 0 | 2.6913 | 0 | 0 | 0 | 0 | 0 | 0 | 0 | 0 | 0 | 0 | 0 | 0 | 0
10 | 11 | 23 | 4 | 1.7931 | 0 | 2.4769 | 0 | 0 | 0 | 0 | 0.01 | 0 | 0 | 0.48095 | 0 | 4.761 | 0 | 0 | 0 | 0 | 0 | 0 | 0 | 0 | 0 | 0 | 0 | 0 | 0 | 0.45131 | 0 | 0.88038 | 0.064963 | 0 | 0 | 0.053706 | 0.69606 | 0 | 0 | 0 | 0 | 2.1464 | 0 | 0 | 0 | 0 | 0 | 0 | 0 | 0 | 0 | 0 | 0 | 0 | 0
10 | 11 | 24 | 4 | 1.7931 | 0 | 2.4769 | 0 | 0 | 0 | 0 | 0.01 | 0 | 0 | 0.48097 | 0 | 4.761 | 0 | 0 | 0 | 0 | 0 | 0 | 0 | 0 | 0 | 0 | 0 | 0 | 0 | 0.45131 | 0 | 0.54519 | 0.078772 | 0 | 0 | 0.053706 | 0.69754 | 0 | 0 | 0 | 0 | 1.8265 | 0 | 0 | 0 | 0 | 0 | 0 | 0 | 0 | 0 | 0 | 0 | 0 | 0
10 | 12 | 1 | 5 | 1.7931 | 0 | 2.4769 | 0 | 0 | 0 | 0 | 0.01 | 0 | 0 | 0.481 | 0 | 4.761 | 0 | 0 | 0 | 0 | 0 | 0 | 0 | 0 | 0 | 0 | 0 | 0 | 0 | 0.45131 | 0 | 0.32173 | 0.20673 | 0 | 0 | 0.053706 | 0.70234 | 0 | 0 | 0 | 0 | 1.7358 | 0 | 0 | 0 | 0 | 0 | 0 | 0 | 0 | 0 | 0 | 0 | 0 | 0
10 | 12 | 2 | 5 | 1.7931 | 0 | 2.4769 | 0 | 0 | 0 | 0 | 0.01 | 0 | 0 | 0.48102 | 0 | 4.761 | 0 | 0 | 0 | 0 | 0 | 0 | 0 | 0 | 0 | 0 | 0 | 0 | 0 | 0.45131 | 0 | 0.32173 | 0.20907 | 0 | 0 | 0.053706 | 0.70271 | 0 | 0 | 0 | 0 | 1.7385 | 0 | 0 | 0 | 0 | 0 | 0 | 0 | 0 | 0 | 0 | 0 | 0 | 0
10 | 12 | 3 | 5 | 1.7931 | 0 | 2.4769 | 0 | 0 | 0 | 0 | 0.01 | 0 | 0 | 0.48102 | 0 | 4.761 | 0 | 0 | 0 | 0 | 0 | 0 | 0 | 0 | 0 | 0 | 0 | 0 | 0 | 0.45131 | 0 | 0.32173 | 0.21011 | 0 | 0 | 0.053706 | 0.7029 | 0 | 0 | 0 | 0 | 1.7398 | 0 | 0 | 0 | 0 | 0 | 0 | 0 | 0 | 0 | 0 | 0 | 0 | 0
10 | 12 | 4 | 5 | 1.7931 | 0 | 2.4769 | 0 | 0 | 0 | 0 | 0.01 | 0 | 0 | 0.48102 | 0 | 4.761 | 0 | 0 | 0 | 0 | 0 | 0 | 0 | 0 | 0 | 0 | 0 | 0 | 0 | 0.45131 | 0 | 0.32173 | 0.23031 | 0 | 0 | 0.053706 | 0.70327 | 0 | 0 | 0 | 0 | 1.7603 | 0 | 0 | 0 | 0 | 0 | 0 | 0 | 0 | 0 | 0 | 0 | 0 | 0
10 | 12 | 5 | 5 | 1.7931 | 0 | 2.4769 | 0 | 0 | 0 | 0 | 0.01 | 0 | 0 | 0.48102 | 0 | 4.761 | 0 | 0 | 0 | 0 | 0 | 0 | 0 | 0 | 0 | 0 | 0 | 0 | 0 | 0.45131 | 0 | 0.32173 | 0.23303 | 0 | 0 | 0.053706 | 0.70381 | 0 | 0 | 0 | 0 | 1.7636 | 0 | 0 | 0 | 0 | 0 | 0 | 0 | 0 | 0 | 0 | 0 | 0 | 0
10 | 12 | 6 | 5 | 1.7931 | 0 | 2.4769 | 0 | 0 | 0 | 0 | 0.01 | 0 | 0 | 2.6822 | 0 | 6.9622 | 0 | 0 | 0 | 0 | 0 | 0 | 0 | 0 | 0 | 0 | 0 | 0 | 0 | 0.45131 | 0 | 0.54519 | 0.20877 | 0 | 0 | 0.31621 | 0.6986 | 0 | 0 | 0 | 0 | 2.2201 | 0 | 0 | 0 | 0 | 0 | 0 | 0 | 0 | 0 | 0 | 0 | 0 | 0
10 | 12 | 7 | 5 | 1.7931 | 0 | 2.4769 | 0 | 0 | 0 | 0 | 0.03493 | 0 | 0 | 3.9584 | 0 | 8.2634 | 0 | 0 | 0 | 0 | 0 | 0 | 0 | 0 | 0 | 0 | 0 | 0 | 0 | 0.45131 | 0 | 0.71279 | 0.22424 | 0 | 0 | 0.52621 | 0.69633 | 0 | 0 | 0 | 0 | 2.6109 | 0 | 0 | 0 | 0 | 0 | 0 | 0 | 0 | 0 | 0 | 0 | 0 | 0
10 | 12 | 8 | 5 | 1.7931 | 0 | 13.6089 | 0 | 0 | 0 | 0 | 0.01102 | 0 | 0 | 4.0415 | 0 | 19.4545 | 0 | 0 | 0 | 0 | 0 | 0 | 0 | 0 | 0 | 0 | 0 | 0 | 0 | 0.45131 | 0 | 0.71279 | 0.10394 | 0 | 0 | 0.42121 | 0.69584 | 0 | 0 | 0 | 0 | 2.3851 | 0 | 0 | 0 | 0 | 0 | 0 | 0 | 0 | 0 | 0 | 0 | 0 | 0
10 | 12 | 9 | 5 | 1.7931 | 0 | 13.6089 | 0 | 0 | 0 | 0 | 0.01 | 0 | 0 | 2.6821 | 0 | 18.0941 | 0 | 0 | 0 | 0 | 0 | 0 | 0 | 0 | 0 | 0 | 0 | 0 | 0 | 0.45131 | 0 | 0.71279 | 0.058501 | 0 | 0 | 0.31621 | 0.69527 | 0 | 0 | 0 | 0 | 2.2341 | 0 | 0 | 0 | 0 | 0 | 0 | 0 | 0 | 0 | 0 | 0 | 0 | 0
10 | 12 | 10 | 5 | 1.7931 | 0 | 13.6089 | 0 | 0 | 0 | 0 | 0.01 | 0 | 0 | 2.6821 | 0 | 18.0941 | 0 | 0 | 0 | 0 | 0 | 0 | 0 | 0 | 0 | 0 | 0 | 0 | 0 | 0.45131 | 0 | 0.71279 | 0.049998 | 0 | 0 | 0.31621 | 0.6949 | 0 | 0 | 0 | 0 | 2.2252 | 0 | 0 | 0 | 0 | 0 | 0 | 0 | 0 | 0 | 0 | 0 | 0 | 0
10 | 12 | 11 | 5 | 1.7931 | 0 | 13.6089 | 0 | 0 | 0 | 0 | 0.01 | 0 | 0 | 3.1223 | 0 | 18.5343 | 0 | 0 | 0 | 0 | 0 | 0 | 0 | 0 | 0 | 0 | 0 | 0 | 0 | 0.45131 | 0 | 0.54519 | 0.040123 | 0 | 0 | 0.36871 | 0.69522 | 0 | 0 | 0 | 0 | 2.1006 | 0 | 0 | 0 | 0 | 0 | 0 | 0 | 0 | 0 | 0 | 0 | 0 | 0
10 | 12 | 12 | 5 | 1.7931 | 0 | 8.6613 | 0 | 0 | 0 | 0 | 0.035509 | 0 | 0 | 3.5625 | 0 | 14.0525 | 0 | 0 | 0 | 0 | 0 | 0 | 0 | 0 | 0 | 0 | 0 | 0 | 0 | 0.45131 | 0 | 0.54519 | 0.029129 | 0 | 0 | 0.42121 | 0.6953 | 0 | 0 | 0 | 0 | 2.1421 | 0 | 0 | 0 | 0 | 0 | 0 | 0 | 0 | 0 | 0 | 0 | 0 | 0
10 | 12 | 13 | 5 | 1.7931 | 0 | 13.6089 | 0 | 0 | 0 | 0 | 0.094015 | 0 | 0 | 3.1223 | 0 | 18.6183 | 0 | 0 | 0 | 0 | 0 | 0 | 0 | 0 | 0 | 0 | 0 | 0 | 0 | 0.45131 | 0 | 0.54519 | 0.023997 | 0.092098 | 0 | 0.36871 | 0.6947 | 0 | 0 | 0 | 0 | 2.176 | 0 | 0 | 0 | 0 | 0 | 0 | 0 | 0 | 0 | 0 | 0 | 0 | 0
10 | 12 | 14 | 5 | 1.7931 | 0 | 13.6089 | 0 | 0 | 0 | 0 | 0.095029 | 0 | 0 | 3.1223 | 0 | 18.6193 | 0 | 0 | 0 | 0 | 0 | 0 | 0 | 0 | 0 | 0 | 0 | 0 | 0 | 0.45131 | 0 | 0.54519 | 0.023772 | 0.31321 | 0 | 0.36871 | 0.69455 | 0 | 0 | 0 | 0 | 2.3967 | 0 | 0 | 0 | 0 | 0 | 0 | 0 | 0 | 0 | 0 | 0 | 0 | 0
10 | 12 | 15 | 5 | 1.7931 | 0 | 13.6089 | 0 | 0 | 0 | 0 | 0.11806 | 0 | 0 | 2.6821 | 0 | 18.2021 | 0 | 0 | 0 | 0 | 0 | 0 | 0 | 0 | 0 | 0 | 0 | 0 | 0 | 0.45131 | 0 | 0.54519 | 0.019468 | 0.47359 | 0 | 0.31621 | 0.69418 | 0 | 0 | 0 | 0 | 2.5 | 0 | 0 | 0 | 0 | 0 | 0 | 0 | 0 | 0 | 0 | 0 | 0 | 0
10 | 12 | 16 | 5 | 1.7931 | 0 | 13.6089 | 0 | 0 | 0 | 0 | 0.11292 | 0 | 0 | 2.6821 | 0 | 18.197 | 0 | 0 | 0 | 0 | 0 | 0 | 0 | 0 | 0 | 0 | 0 | 0 | 0 | 0.45131 | 0 | 0.54519 | 0.037784 | 0.59738 | 0 | 0.31621 | 0.69435 | 0 | 0 | 0 | 0 | 2.6422 | 0 | 0 | 0 | 0 | 0 | 0 | 0 | 0 | 0 | 0 | 0 | 0 | 0
10 | 12 | 17 | 5 | 1.7931 | 0 | 13.6089 | 0 | 0 | 0 | 0 | 0.10866 | 0 | 0 | 3.9584 | 0 | 19.4691 | 0 | 0 | 0 | 0 | 0 | 0 | 0 | 0 | 0 | 0 | 0 | 0 | 0 | 0.45131 | 0 | 0.54519 | 0.045069 | 0.61274 | 0 | 0.52621 | 0.69447 | 0 | 0 | 0 | 0 | 2.875 | 0 | 0 | 0 | 0 | 0 | 0 | 0 | 0 | 0 | 0 | 0 | 0 | 0
10 | 12 | 18 | 5 | 1.7931 | 0 | 9.8982 | 0 | 0 | 0 | 0 | 0.017459 | 0 | 0 | 3.9584 | 0 | 15.6672 | 0 | 0 | 0 | 0 | 0 | 0 | 0 | 0 | 0 | 0 | 0 | 0 | 0 | 0.45131 | 0 | 0.54519 | 0.052192 | 0.037702 | 0 | 0.52621 | 0.69459 | 0 | 0 | 0 | 0 | 2.3072 | 0 | 0 | 0 | 0 | 0 | 0 | 0 | 0 | 0 | 0 | 0 | 0 | 0
10 | 12 | 19 | 5 | 1.7931 | 0 | 2.4769 | 0 | 0 | 0 | 0 | 0.01 | 0 | 0 | 4.5147 | 0 | 8.7947 | 0 | 0 | 0 | 0 | 0 | 0 | 0 | 0 | 0 | 0 | 0 | 0 | 0 | 0.45131 | 0 | 0.88038 | 0.046892 | 0 | 0 | 0.42121 | 0.69313 | 0 | 0 | 0 | 0 | 2.4929 | 0 | 0 | 0 | 0 | 0 | 0 | 0 | 0 | 0 | 0 | 0 | 0 | 0
10 | 12 | 20 | 5 | 1.7931 | 0 | 2.4769 | 0 | 0 | 0 | 0 | 0.01 | 0 | 0 | 3.1223 | 0 | 7.4023 | 0 | 0 | 0 | 0 | 0 | 0 | 0 | 0 | 0 | 0 | 0 | 0 | 0 | 0.45131 | 0 | 1.1038 | 0.042057 | 0 | 0 | 0.36871 | 0.69176 | 0 | 0 | 0 | 0 | 2.6577 | 0 | 0 | 0 | 0 | 0 | 0 | 0 | 0 | 0 | 0 | 0 | 0 | 0
10 | 12 | 21 | 5 | 1.7931 | 0 | 2.4769 | 0 | 0 | 0 | 0 | 0.01 | 0 | 0 | 3.9584 | 0 | 8.2384 | 0 | 0 | 0 | 0 | 0 | 0 | 0 | 0 | 0 | 0 | 0 | 0 | 0 | 0.45131 | 0 | 1.2156 | 0.04182 | 0 | 0 | 0.47371 | 0.69092 | 0 | 0 | 0 | 0 | 2.8733 | 0 | 0 | 0 | 0 | 0 | 0 | 0 | 0 | 0 | 0 | 0 | 0 | 0
10 | 12 | 22 | 5 | 1.7931 | 0 | 2.4769 | 0 | 0 | 0 | 0 | 0.01 | 0 | 0 | 2.7258 | 0 | 7.0058 | 0 | 0 | 0 | 0 | 0 | 0 | 0 | 0 | 0 | 0 | 0 | 0 | 0 | 0.45131 | 0 | 1.1038 | 0.044663 | 0 | 0 | 0.31621 | 0.69105 | 0 | 0 | 0 | 0 | 2.6071 | 0 | 0 | 0 | 0 | 0 | 0 | 0 | 0 | 0 | 0 | 0 | 0 | 0
10 | 12 | 23 | 5 | 1.7931 | 0 | 2.4769 | 0 | 0 | 0 | 0 | 0.01 | 0 | 0 | 0.48087 | 0 | 4.7609 | 0 | 0 | 0 | 0 | 0 | 0 | 0 | 0 | 0 | 0 | 0 | 0 | 0 | 0.45131 | 0 | 0.88038 | 0.047646 | 0 | 0 | 0.053706 | 0.69187 | 0 | 0 | 0 | 0 | 2.1249 | 0 | 0 | 0 | 0 | 0 | 0 | 0 | 0 | 0 | 0 | 0 | 0 | 0
10 | 12 | 24 | 5 | 1.7931 | 0 | 2.4769 | 0 | 0 | 0 | 0 | 0.01 | 0 | 0 | 0.48089 | 0 | 4.7609 | 0 | 0 | 0 | 0 | 0 | 0 | 0 | 0 | 0 | 0 | 0 | 0 | 0 | 0.45131 | 0 | 0.54519 | 0.04999 | 0 | 0 | 0.053706 | 0.6932 | 0 | 0 | 0 | 0 | 1.7934 | 0 | 0 | 0 | 0 | 0 | 0 | 0 | 0 | 0 | 0 | 0 | 0 | 0
10 | 13 | 1 | 6 | 1.7931 | 0 | 2.4769 | 0 | 0 | 0 | 0 | 0.01 | 0 | 0 | 0.48091 | 0 | 4.7609 | 0 | 0 | 0 | 0 | 0 | 0 | 0 | 0 | 0 | 0 | 0 | 0 | 0 | 0.45131 | 0 | 0.32173 | 0.053934 | 0 | 0 | 0.053706 | 0.69417 | 0 | 0 | 0 | 0 | 1.5749 | 0 | 0 | 0 | 0 | 0 | 0 | 0 | 0 | 0 | 0 | 0 | 0 | 0
10 | 13 | 2 | 6 | 1.7931 | 0 | 2.4769 | 0 | 0 | 0 | 0 | 0.01 | 0 | 0 | 0.48093 | 0 | 4.761 | 0 | 0 | 0 | 0 | 0 | 0 | 0 | 0 | 0 | 0 | 0 | 0 | 0 | 0.45131 | 0 | 0.32173 | 0.057318 | 0 | 0 | 0.053706 | 0.69429 | 0 | 0 | 0 | 0 | 1.5784 | 0 | 0 | 0 | 0 | 0 | 0 | 0 | 0 | 0 | 0 | 0 | 0 | 0
10 | 13 | 3 | 6 | 1.7931 | 0 | 2.4769 | 0 | 0 | 0 | 0 | 0.01 | 0 | 0 | 0.48093 | 0 | 4.761 | 0 | 0 | 0 | 0 | 0 | 0 | 0 | 0 | 0 | 0 | 0 | 0 | 0 | 0.45131 | 0 | 0.32173 | 0.059976 | 0 | 0 | 0.053706 | 0.69412 | 0 | 0 | 0 | 0 | 1.5808 | 0 | 0 | 0 | 0 | 0 | 0 | 0 | 0 | 0 | 0 | 0 | 0 | 0
10 | 13 | 4 | 6 | 1.7931 | 0 | 2.4769 | 0 | 0 | 0 | 0 | 0.01 | 0 | 0 | 0.48093 | 0 | 4.761 | 0 | 0 | 0 | 0 | 0 | 0 | 0 | 0 | 0 | 0 | 0 | 0 | 0 | 0.45131 | 0 | 0.32173 | 0.062049 | 0 | 0 | 0.053706 | 0.69395 | 0 | 0 | 0 | 0 | 1.5828 | 0 | 0 | 0 | 0 | 0 | 0 | 0 | 0 | 0 | 0 | 0 | 0 | 0
10 | 13 | 5 | 6 | 1.7931 | 0 | 2.4769 | 0 | 0 | 0 | 0 | 0.01 | 0 | 0 | 0.48092 | 0 | 4.761 | 0 | 0 | 0 | 0 | 0 | 0 | 0 | 0 | 0 | 0 | 0 | 0 | 0 | 0.45131 | 0 | 0.32173 | 0.05847 | 0 | 0 | 0.053706 | 0.6938 | 0 | 0 | 0 | 0 | 1.579 | 0 | 0 | 0 | 0 | 0 | 0 | 0 | 0 | 0 | 0 | 0 | 0 | 0
10 | 13 | 6 | 6 | 1.7931 | 0 | 2.4769 | 0 | 0 | 0 | 0 | 0.01 | 0 | 0 | 2.6821 | 0 | 6.9621 | 0 | 0 | 0 | 0 | 0 | 0 | 0 | 0 | 0 | 0 | 0 | 0 | 0 | 0.45131 | 0 | 0.54519 | 0.057465 | 0 | 0 | 0.31621 | 0.69294 | 0 | 0 | 0 | 0 | 2.0631 | 0 | 0 | 0 | 0 | 0 | 0 | 0 | 0 | 0 | 0 | 0 | 0 | 0
10 | 13 | 7 | 6 | 1.7931 | 0 | 2.4769 | 0 | 0 | 0 | 0 | 0.01 | 0 | 0 | 3.9584 | 0 | 8.2384 | 0 | 0 | 0 | 0 | 0 | 0 | 0 | 0 | 0 | 0 | 0 | 0 | 0 | 0.45131 | 0 | 0.71279 | 0.052967 | 0 | 0 | 0.52621 | 0.69189 | 0 | 0 | 0 | 0 | 2.4352 | 0 | 0 | 0 | 0 | 0 | 0 | 0 | 0 | 0 | 0 | 0 | 0 | 0
10 | 13 | 8 | 6 | 1.7931 | 0 | 13.6089 | 0 | 0 | 0 | 0 | 0.01 | 0 | 0 | 4.0414 | 0 | 19.4534 | 0 | 0 | 0 | 0 | 0 | 0 | 0 | 0 | 0 | 0 | 0 | 0 | 0 | 0.45131 | 0 | 0.71279 | 0.046198 | 0 | 0 | 0.42121 | 0.69147 | 0 | 0 | 0 | 0 | 2.323 | 0 | 0 | 0 | 0 | 0 | 0 | 0 | 0 | 0 | 0 | 0 | 0 | 0
10 | 13 | 9 | 6 | 1.7931 | 0 | 13.6089 | 0 | 0 | 0 | 0 | 0.01 | 0 | 0 | 2.682 | 0 | 18.094 | 0 | 0 | 0 | 0 | 0 | 0 | 0 | 0 | 0 | 0 | 0 | 0 | 0 | 0.45131 | 0 | 0.71279 | 0.045249 | 0 | 0 | 0.31621 | 0.69121 | 0 | 0 | 0 | 0 | 2.2168 | 0 | 0 | 0 | 0 | 0 | 0 | 0 | 0 | 0 | 0 | 0 | 0 | 0
10 | 13 | 10 | 6 | 1.7931 | 0 | 13.6089 | 0 | 0 | 0 | 0 | 0.01 | 0 | 0 | 2.682 | 0 | 18.094 | 0 | 0 | 0 | 0 | 0 | 0 | 0 | 0 | 0 | 0 | 0 | 0 | 0 | 0.45131 | 0 | 0.71279 | 0.039058 | 0 | 0 | 0.31621 | 0.69083 | 0 | 0 | 0 | 0 | 2.2102 | 0 | 0 | 0 | 0 | 0 | 0 | 0 | 0 | 0 | 0 | 0 | 0 | 0
10 | 13 | 11 | 6 | 1.7931 | 0 | 13.6089 | 0 | 0 | 0 | 0 | 0.051123 | 0 | 0 | 3.1222 | 0 | 18.5754 | 0 | 0 | 0 | 0 | 0 | 0 | 0 | 0 | 0 | 0 | 0 | 0 | 0 | 0.45131 | 0 | 0.54519 | 0.03491 | 0 | 0 | 0.36871 | 0.69122 | 0 | 0 | 0 | 0 | 2.0913 | 0 | 0 | 0 | 0 | 0 | 0 | 0 | 0 | 0 | 0 | 0 | 0 | 0
10 | 13 | 12 | 6 | 1.7931 | 0 | 8.6613 | 0 | 0 | 0 | 0 | 0.084886 | 0 | 0 | 3.5625 | 0 | 14.1018 | 0 | 0 | 0 | 0 | 0 | 0 | 0 | 0 | 0 | 0 | 0 | 0 | 0 | 0.45131 | 0 | 0.54519 | 0.031906 | 0.11892 | 0 | 0.42121 | 0.69109 | 0 | 0 | 0 | 0 | 2.2596 | 0 | 0 | 0 | 0 | 0 | 0 | 0 | 0 | 0 | 0 | 0 | 0 | 0
10 | 13 | 13 | 6 | 1.7931 | 0 | 13.6089 | 0 | 0 | 0 | 0 | 0.19815 | 0 | 0 | 3.1222 | 0 | 18.7224 | 0 | 0 | 0 | 0 | 0 | 0 | 0 | 0 | 0 | 0 | 0 | 0 | 0 | 0.45131 | 0 | 0.54519 | 0.02592 | 0.69845 | 0 | 0.36871 | 0.69074 | 0 | 0 | 0 | 0 | 2.7803 | 0 | 0 | 0 | 0 | 0 | 0 | 0 | 0 | 0 | 0 | 0 | 0 | 0
10 | 13 | 14 | 6 | 1.7931 | 0 | 13.6089 | 0 | 0 | 0 | 0 | 0.30362 | 0 | 0 | 3.1222 | 0 | 18.8279 | 0 | 0 | 0 | 0 | 0 | 0 | 0 | 0 | 0 | 0 | 0 | 0 | 0 | 0.45131 | 0 | 0.54519 | 0.023226 | 1.3815 | 0 | 0.36871 | 0.69076 | 0 | 0 | 0 | 0 | 3.4607 | 0 | 0 | 0 | 0 | 0 | 0 | 0 | 0 | 0 | 0 | 0 | 0 | 0
10 | 13 | 15 | 6 | 1.7931 | 0 | 13.6089 | 0 | 0 | 0 | 0 | 0.30104 | 0 | 0 | 2.682 | 0 | 18.385 | 0 | 0 | 0 | 0 | 0 | 0 | 0 | 0 | 0 | 0 | 0 | 0 | 0 | 0.45131 | 0 | 0.54519 | 0.020691 | 1.8041 | 0 | 0.31621 | 0.69043 | 0 | 0 | 0 | 0 | 3.8279 | 0 | 0 | 0 | 0 | 0 | 0 | 0 | 0 | 0 | 0 | 0 | 0 | 0
10 | 13 | 16 | 6 | 1.7931 | 0 | 13.6089 | 0 | 0 | 0 | 0 | 0.2819 | 0 | 0 | 2.682 | 0 | 18.3659 | 0 | 0 | 0 | 0 | 0 | 0 | 0 | 0 | 0 | 0 | 0 | 0 | 0 | 0.45131 | 0 | 0.54519 | 0.02366 | 1.69 | 0 | 0.31621 | 0.6902 | 0 | 0 | 0 | 0 | 3.7166 | 0 | 0 | 0 | 0 | 0 | 0 | 0 | 0 | 0 | 0 | 0 | 0 | 0
10 | 13 | 17 | 6 | 1.7931 | 0 | 13.6089 | 0 | 0 | 0 | 0 | 0.19512 | 0 | 0 | 3.9584 | 0 | 19.5555 | 0 | 0 | 0 | 0 | 0 | 0 | 0 | 0 | 0 | 0 | 0 | 0 | 0 | 0.45131 | 0 | 0.54519 | 0.033625 | 1.1143 | 0 | 0.52621 | 0.69043 | 0 | 0 | 0 | 0 | 3.3611 | 0 | 0 | 0 | 0 | 0 | 0 | 0 | 0 | 0 | 0 | 0 | 0 | 0
10 | 13 | 18 | 6 | 1.7931 | 0 | 9.8982 | 0 | 0 | 0 | 0 | 0.066049 | 0 | 0 | 3.9584 | 0 | 15.7158 | 0 | 0 | 0 | 0 | 0 | 0 | 0 | 0 | 0 | 0 | 0 | 0 | 0 | 0.45131 | 0 | 0.54519 | 0.04116 | 0.31835 | 0 | 0.52621 | 0.69068 | 0 | 0 | 0 | 0 | 2.5729 | 0 | 0 | 0 | 0 | 0 | 0 | 0 | 0 | 0 | 0 | 0 | 0 | 0
10 | 13 | 19 | 6 | 1.7931 | 0 | 2.4769 | 0 | 0 | 0 | 0 | 0.01 | 0 | 0 | 4.5145 | 0 | 8.7945 | 0 | 0 | 0 | 0 | 0 | 0 | 0 | 0 | 0 | 0 | 0 | 0 | 0 | 0.45131 | 0 | 0.88038 | 0 | 0 | 0 | 0.42121 | 0.6901 | 0 | 0 | 0 | 0 | 2.443 | 0 | 0 | 0 | 0 | 0 | 0 | 0 | 0 | 0 | 0 | 0 | 0 | 0
10 | 13 | 20 | 6 | 1.7931 | 0 | 2.4769 | 0 | 0 | 0 | 0 | 0.01 | 0 | 0 | 3.1222 | 0 | 7.4022 | 0 | 0 | 0 | 0 | 0 | 0 | 0 | 0 | 0 | 0 | 0 | 0 | 0 | 0.45131 | 0 | 1.1038 | 0 | 0 | 0 | 0.36871 | 0.6901 | 0 | 0 | 0 | 0 | 2.614 | 0 | 0 | 0 | 0 | 0 | 0 | 0 | 0 | 0 | 0 | 0 | 0 | 0
10 | 13 | 21 | 6 | 1.7931 | 0 | 2.4769 | 0 | 0 | 0 | 0 | 0.01 | 0 | 0 | 3.9583 | 0 | 8.2383 | 0 | 0 | 0 | 0 | 0 | 0 | 0 | 0 | 0 | 0 | 0 | 0 | 0 | 0.45131 | 0 | 1.2156 | 0 | 0 | 0 | 0.47371 | 0.6901 | 0 | 0 | 0 | 0 | 2.8307 | 0 | 0 | 0 | 0 | 0 | 0 | 0 | 0 | 0 | 0 | 0 | 0 | 0
10 | 13 | 22 | 6 | 1.7931 | 0 | 2.4769 | 0 | 0 | 0 | 0 | 0.01 | 0 | 0 | 2.7255 | 0 | 7.0055 | 0 | 0 | 0 | 0 | 0 | 0 | 0 | 0 | 0 | 0 | 0 | 0 | 0 | 0.45131 | 0 | 1.1038 | 0 | 0 | 0 | 0.31621 | 0.6901 | 0 | 0 | 0 | 0 | 2.5615 | 0 | 0 | 0 | 0 | 0 | 0 | 0 | 0 | 0 | 0 | 0 | 0 | 0
10 | 13 | 23 | 6 | 1.7931 | 0 | 2.4769 | 0 | 0 | 0 | 0 | 0.01 | 0 | 0 | 0.48062 | 0 | 4.7606 | 0 | 0 | 0 | 0 | 0 | 0 | 0 | 0 | 0 | 0 | 0 | 0 | 0 | 0.45131 | 0 | 0.88038 | 0 | 0 | 0 | 0.053706 | 0.6901 | 0 | 0 | 0 | 0 | 2.0755 | 0 | 0 | 0 | 0 | 0 | 0 | 0 | 0 | 0 | 0 | 0 | 0 | 0
10 | 13 | 24 | 6 | 1.7931 | 0 | 2.4769 | 0 | 0 | 0 | 0 | 0.01 | 0 | 0 | 0.48065 | 0 | 4.7607 | 0 | 0 | 0 | 0 | 0 | 0 | 0 | 0 | 0 | 0 | 0 | 0 | 0 | 0.45131 | 0 | 0.54519 | 0 | 0 | 0 | 0.053706 | 0.6901 | 0 | 0 | 0 | 0 | 1.7403 | 0 | 0 | 0 | 0 | 0 | 0 | 0 | 0 | 0 | 0 | 0 | 0 | 0
10 | 14 | 1 | 7 | 1.7931 | 0 | 2.4769 | 0 | 0 | 0 | 0 | 0.01 | 0 | 0 | 0.48075 | 0 | 4.7608 | 0 | 0 | 0 | 0 | 0 | 0 | 0 | 0 | 0 | 0 | 0 | 0 | 0 | 0.45131 | 0 | 0.32173 | 0.052303 | 0 | 0 | 0.053706 | 0.69065 | 0 | 0 | 0 | 0 | 1.5697 | 0 | 0 | 0 | 0 | 0 | 0 | 0 | 0 | 0 | 0 | 0 | 0 | 0
10 | 14 | 2 | 7 | 1.7931 | 0 | 2.4769 | 0 | 0 | 0 | 0 | 0.01 | 0 | 0 | 0.48086 | 0 | 4.7609 | 0 | 0 | 0 | 0 | 0 | 0 | 0 | 0 | 0 | 0 | 0 | 0 | 0 | 0.45131 | 0 | 0.32173 | 0.058384 | 0 | 0 | 0.053706 | 0.69154 | 0 | 0 | 0 | 0 | 1.5767 | 0 | 0 | 0 | 0 | 0 | 0 | 0 | 0 | 0 | 0 | 0 | 0 | 0
10 | 14 | 3 | 7 | 1.7931 | 0 | 2.4769 | 0 | 0 | 0 | 0 | 0.01 | 0 | 0 | 0.48088 | 0 | 4.7609 | 0 | 0 | 0 | 0 | 0 | 0 | 0 | 0 | 0 | 0 | 0 | 0 | 0 | 0.45131 | 0 | 0.32173 | 0.059596 | 0 | 0 | 0.053706 | 0.69178 | 0 | 0 | 0 | 0 | 1.5781 | 0 | 0 | 0 | 0 | 0 | 0 | 0 | 0 | 0 | 0 | 0 | 0 | 0
10 | 14 | 4 | 7 | 1.7931 | 0 | 2.4769 | 0 | 0 | 0 | 0 | 0.01 | 0 | 0 | 0.48088 | 0 | 4.7609 | 0 | 0 | 0 | 0 | 0 | 0 | 0 | 0 | 0 | 0 | 0 | 0 | 0 | 0.45131 | 0 | 0.32173 | 0.061658 | 0 | 0 | 0.053706 | 0.69174 | 0 | 0 | 0 | 0 | 1.5801 | 0 | 0 | 0 | 0 | 0 | 0 | 0 | 0 | 0 | 0 | 0 | 0 | 0
10 | 14 | 5 | 7 | 1.7931 | 0 | 2.4769 | 0 | 0 | 0 | 0 | 0.01 | 0 | 0 | 0.48088 | 0 | 4.7609 | 0 | 0 | 0 | 0 | 0 | 0 | 0 | 0 | 0 | 0 | 0 | 0 | 0 | 0.45131 | 0 | 0.32173 | 0.063598 | 0 | 0 | 0.053706 | 0.69169 | 0 | 0 | 0 | 0 | 1.582 | 0 | 0 | 0 | 0 | 0 | 0 | 0 | 0 | 0 | 0 | 0 | 0 | 0
10 | 14 | 6 | 7 | 1.7931 | 0 | 2.4769 | 0 | 0 | 0 | 0 | 0.01 | 0 | 0 | 2.682 | 0 | 6.962 | 0 | 0 | 0 | 0 | 0 | 0 | 0 | 0 | 0 | 0 | 0 | 0 | 0 | 0.45131 | 0 | 0.54519 | 0.058309 | 0 | 0 | 0.31621 | 0.69051 | 0 | 0 | 0 | 0 | 2.0615 | 0 | 0 | 0 | 0 | 0 | 0 | 0 | 0 | 0 | 0 | 0 | 0 | 0
10 | 14 | 7 | 7 | 1.7931 | 0 | 2.4769 | 0 | 0 | 0 | 0 | 0.01 | 0 | 0 | 3.9584 | 0 | 8.2384 | 0 | 0 | 0 | 0 | 0 | 0 | 0 | 0 | 0 | 0 | 0 | 0 | 0 | 0.45131 | 0 | 0.71279 | 0 | 0 | 0 | 0.52621 | 0.6901 | 0 | 0 | 0 | 0 | 2.3804 | 0 | 0 | 0 | 0 | 0 | 0 | 0 | 0 | 0 | 0 | 0 | 0 | 0
10 | 14 | 8 | 7 | 1.7931 | 0 | 13.6089 | 0 | 0 | 0 | 0 | 0.01 | 0 | 0 | 4.0413 | 0 | 19.4533 | 0 | 0 | 0 | 0 | 0 | 0 | 0 | 0 | 0 | 0 | 0 | 0 | 0 | 0.45131 | 0 | 0.71279 | 0 | 0 | 0 | 0.42121 | 0.6901 | 0 | 0 | 0 | 0 | 2.2754 | 0 | 0 | 0 | 0 | 0 | 0 | 0 | 0 | 0 | 0 | 0 | 0 | 0
10 | 14 | 9 | 7 | 1.7931 | 0 | 13.6089 | 0 | 0 | 0 | 0 | 0.01 | 0 | 0 | 2.6819 | 0 | 18.0939 | 0 | 0 | 0 | 0 | 0 | 0 | 0 | 0 | 0 | 0 | 0 | 0 | 0 | 0.45131 | 0 | 0.71279 | 0 | 0 | 0 | 0.31621 | 0.6901 | 0 | 0 | 0 | 0 | 2.1704 | 0 | 0 | 0 | 0 | 0 | 0 | 0 | 0 | 0 | 0 | 0 | 0 | 0
10 | 14 | 10 | 7 | 1.7931 | 0 | 13.6089 | 0 | 0 | 0 | 0 | 0.01 | 0 | 0 | 2.6819 | 0 | 18.0939 | 0 | 0 | 0 | 0 | 0 | 0 | 0 | 0 | 0 | 0 | 0 | 0 | 0 | 0.45131 | 0 | 0.71279 | 0 | 0 | 0 | 0.31621 | 0.6901 | 0 | 0 | 0 | 0 | 2.1704 | 0 | 0 | 0 | 0 | 0 | 0 | 0 | 0 | 0 | 0 | 0 | 0 | 0
10 | 14 | 11 | 7 | 1.7931 | 0 | 13.6089 | 0 | 0 | 0 | 0 | 0.01 | 0 | 0 | 3.1221 | 0 | 18.5342 | 0 | 0 | 0 | 0 | 0 | 0 | 0 | 0 | 0 | 0 | 0 | 0 | 0 | 0.45131 | 0 | 0.54519 | 0 | 0 | 0 | 0.36871 | 0.6901 | 0 | 0 | 0 | 0 | 2.0553 | 0 | 0 | 0 | 0 | 0 | 0 | 0 | 0 | 0 | 0 | 0 | 0 | 0
10 | 14 | 12 | 7 | 1.7931 | 0 | 8.6613 | 0 | 0 | 0 | 0 | 0.01 | 0 | 0 | 3.5624 | 0 | 14.0269 | 0 | 0 | 0 | 0 | 0 | 0 | 0 | 0 | 0 | 0 | 0 | 0 | 0 | 0.45131 | 0 | 0.54519 | 0 | 0 | 0 | 0.42121 | 0.6901 | 0 | 0 | 0 | 0 | 2.1078 | 0 | 0 | 0 | 0 | 0 | 0 | 0 | 0 | 0 | 0 | 0 | 0 | 0
10 | 14 | 13 | 7 | 1.7931 | 0 | 13.6089 | 0 | 0 | 0 | 0 | 0.013114 | 0 | 0 | 3.1222 | 0 | 18.5373 | 0 | 0 | 0 | 0 | 0 | 0 | 0 | 0 | 0 | 0 | 0 | 0 | 0 | 0.45131 | 0 | 0.54519 | 0 | 0 | 0 | 0.36871 | 0.6901 | 0 | 0 | 0 | 0 | 2.0553 | 0 | 0 | 0 | 0 | 0 | 0 | 0 | 0 | 0 | 0 | 0 | 0 | 0
10 | 14 | 14 | 7 | 1.7931 | 0 | 13.6089 | 0 | 0 | 0 | 0 | 0.02968 | 0 | 0 | 3.1222 | 0 | 18.5539 | 0 | 0 | 0 | 0 | 0 | 0 | 0 | 0 | 0 | 0 | 0 | 0 | 0 | 0.45131 | 0 | 0.54519 | 0 | 0.043633 | 0 | 0.36871 | 0.6901 | 0 | 0 | 0 | 0 | 2.0989 | 0 | 0 | 0 | 0 | 0 | 0 | 0 | 0 | 0 | 0 | 0 | 0 | 0
10 | 14 | 15 | 7 | 1.7931 | 0 | 13.6089 | 0 | 0 | 0 | 0 | 0.032483 | 0 | 0 | 2.6819 | 0 | 18.1164 | 0 | 0 | 0 | 0 | 0 | 0 | 0 | 0 | 0 | 0 | 0 | 0 | 0 | 0.45131 | 0 | 0.54519 | 0 | 0.083949 | 0 | 0.31621 | 0.6901 | 0 | 0 | 0 | 0 | 2.0868 | 0 | 0 | 0 | 0 | 0 | 0 | 0 | 0 | 0 | 0 | 0 | 0 | 0
10 | 14 | 16 | 7 | 1.7931 | 0 | 13.6089 | 0 | 0 | 0 | 0 | 0.023073 | 0 | 0 | 2.6819 | 0 | 18.107 | 0 | 0 | 0 | 0 | 0 | 0 | 0 | 0 | 0 | 0 | 0 | 0 | 0 | 0.45131 | 0 | 0.54519 | 0 | 0.072963 | 0 | 0.31621 | 0.6901 | 0 | 0 | 0 | 0 | 2.0758 | 0 | 0 | 0 | 0 | 0 | 0 | 0 | 0 | 0 | 0 | 0 | 0 | 0
10 | 14 | 17 | 7 | 1.7931 | 0 | 13.6089 | 0 | 0 | 0 | 0 | 0.043083 | 0 | 0 | 3.9583 | 0 | 19.4034 | 0 | 0 | 0 | 0 | 0 | 0 | 0 | 0 | 0 | 0 | 0 | 0 | 0 | 0.45131 | 0 | 0.54519 | 0 | 0.14123 | 0 | 0.52621 | 0.6901 | 0 | 0 | 0 | 0 | 2.354 | 0 | 0 | 0 | 0 | 0 | 0 | 0 | 0 | 0 | 0 | 0 | 0 | 0
10 | 14 | 18 | 7 | 1.7931 | 0 | 9.8982 | 0 | 0 | 0 | 0 | 0.01 | 0 | 0 | 3.9584 | 0 | 15.6597 | 0 | 0 | 0 | 0 | 0 | 0 | 0 | 0 | 0 | 0 | 0 | 0 | 0 | 0.45131 | 0 | 0.54519 | 0 | 0 | 0 | 0.52621 | 0.6901 | 0 | 0 | 0 | 0 | 2.2128 | 0 | 0 | 0 | 0 | 0 | 0 | 0 | 0 | 0 | 0 | 0 | 0 | 0
10 | 14 | 19 | 7 | 1.7931 | 0 | 2.4769 | 0 | 0 | 0 | 0 | 0.01 | 0 | 0 | 4.5145 | 0 | 8.7945 | 0 | 0 | 0 | 0 | 0 | 0 | 0 | 0 | 0 | 0 | 0 | 0 | 0 | 0.45131 | 0 | 0.88038 | 0 | 0 | 0 | 0.42121 | 0.6901 | 0 | 0 | 0 | 0 | 2.443 | 0 | 0 | 0 | 0 | 0 | 0 | 0 | 0 | 0 | 0 | 0 | 0 | 0
10 | 14 | 20 | 7 | 1.7931 | 0 | 2.4769 | 0 | 0 | 0 | 0 | 0.01 | 0 | 0 | 3.1221 | 0 | 7.4021 | 0 | 0 | 0 | 0 | 0 | 0 | 0 | 0 | 0 | 0 | 0 | 0 | 0 | 0.45131 | 0 | 1.1038 | 0 | 0 | 0 | 0.36871 | 0.6901 | 0 | 0 | 0 | 0 | 2.614 | 0 | 0 | 0 | 0 | 0 | 0 | 0 | 0 | 0 | 0 | 0 | 0 | 0
10 | 14 | 21 | 7 | 1.7931 | 0 | 2.4769 | 0 | 0 | 0 | 0 | 0.01 | 0 | 0 | 3.9583 | 0 | 8.2383 | 0 | 0 | 0 | 0 | 0 | 0 | 0 | 0 | 0 | 0 | 0 | 0 | 0 | 0.45131 | 0 | 1.2156 | 0 | 0 | 0 | 0.47371 | 0.6901 | 0 | 0 | 0 | 0 | 2.8307 | 0 | 0 | 0 | 0 | 0 | 0 | 0 | 0 | 0 | 0 | 0 | 0 | 0
10 | 14 | 22 | 7 | 1.7931 | 0 | 2.4769 | 0 | 0 | 0 | 0 | 0.01 | 0 | 0 | 2.7254 | 0 | 7.0054 | 0 | 0 | 0 | 0 | 0 | 0 | 0 | 0 | 0 | 0 | 0 | 0 | 0 | 0.45131 | 0 | 1.1038 | 0 | 0 | 0 | 0.31621 | 0.6901 | 0 | 0 | 0 | 0 | 2.5615 | 0 | 0 | 0 | 0 | 0 | 0 | 0 | 0 | 0 | 0 | 0 | 0 | 0
10 | 14 | 23 | 7 | 1.7931 | 0 | 2.4769 | 0 | 0 | 0 | 0 | 0.01 | 0 | 0 | 0.48057 | 0 | 4.7606 | 0 | 0 | 0 | 0 | 0 | 0 | 0 | 0 | 0 | 0 | 0 | 0 | 0 | 0.45131 | 0 | 0.88038 | 0 | 0 | 0 | 0.053706 | 0.6901 | 0 | 0 | 0 | 0 | 2.0755 | 0 | 0 | 0 | 0 | 0 | 0 | 0 | 0 | 0 | 0 | 0 | 0 | 0
10 | 14 | 24 | 7 | 1.7931 | 0 | 2.4769 | 0 | 0 | 0 | 0 | 0.01 | 0 | 0 | 0.48062 | 0 | 4.7606 | 0 | 0 | 0 | 0 | 0 | 0 | 0 | 0 | 0 | 0 | 0 | 0 | 0 | 0.45131 | 0 | 0.54519 | 0 | 0 | 0 | 0.053706 | 0.6901 | 0 | 0 | 0 | 0 | 1.7403 | 0 | 0 | 0 | 0 | 0 | 0 | 0 | 0 | 0 | 0 | 0 | 0 | 0
10 | 15 | 1 | 1 | 1.7931 | 0 | 2.4769 | 0 | 0 | 0 | 0 | 0.01 | 0 | 0 | 0.48074 | 0 | 4.7608 | 0 | 0 | 0 | 0 | 0 | 0 | 0 | 0 | 0 | 0 | 0 | 0 | 0 | 0.45131 | 0 | 0.32173 | 0.040837 | 0 | 0 | 0.053706 | 0.69025 | 0 | 0 | 0 | 0 | 1.5578 | 0 | 0 | 0 | 0 | 0 | 0 | 0 | 0 | 0 | 0 | 0 | 0 | 0
10 | 15 | 2 | 1 | 1.7931 | 0 | 2.4769 | 0 | 0 | 0 | 0 | 0.01 | 0 | 0 | 0.48085 | 0 | 4.7609 | 0 | 0 | 0 | 0 | 0 | 0 | 0 | 0 | 0 | 0 | 0 | 0 | 0 | 0.45131 | 0 | 0.32173 | 0.042649 | 0 | 0 | 0.053706 | 0.69122 | 0 | 0 | 0 | 0 | 1.5606 | 0 | 0 | 0 | 0 | 0 | 0 | 0 | 0 | 0 | 0 | 0 | 0 | 0
10 | 15 | 3 | 1 | 1.7931 | 0 | 2.4769 | 0 | 0 | 0 | 0 | 0.01 | 0 | 0 | 0.48087 | 0 | 4.7609 | 0 | 0 | 0 | 0 | 0 | 0 | 0 | 0 | 0 | 0 | 0 | 0 | 0 | 0.45131 | 0 | 0.32173 | 0.042779 | 0 | 0 | 0.053706 | 0.69124 | 0 | 0 | 0 | 0 | 1.5608 | 0 | 0 | 0 | 0 | 0 | 0 | 0 | 0 | 0 | 0 | 0 | 0 | 0
10 | 15 | 4 | 1 | 1.7931 | 0 | 2.4769 | 0 | 0 | 0 | 0 | 0.01 | 0 | 0 | 0.48087 | 0 | 4.7609 | 0 | 0 | 0 | 0 | 0 | 0 | 0 | 0 | 0 | 0 | 0 | 0 | 0 | 0.45131 | 0 | 0.32173 | 0.055076 | 0 | 0 | 0.053706 | 0.69186 | 0 | 0 | 0 | 0 | 1.5737 | 0 | 0 | 0 | 0 | 0 | 0 | 0 | 0 | 0 | 0 | 0 | 0 | 0
10 | 15 | 5 | 1 | 1.7931 | 0 | 2.4769 | 0 | 0 | 0 | 0 | 0.01 | 0 | 0 | 0.48088 | 0 | 4.7609 | 0 | 0 | 0 | 0 | 0 | 0 | 0 | 0 | 0 | 0 | 0 | 0 | 0 | 0.45131 | 0 | 0.32173 | 0.055337 | 0 | 0 | 0.053706 | 0.6919 | 0 | 0 | 0 | 0 | 1.574 | 0 | 0 | 0 | 0 | 0 | 0 | 0 | 0 | 0 | 0 | 0 | 0 | 0
10 | 15 | 6 | 1 | 1.7931 | 0 | 2.4769 | 0 | 0 | 0 | 0 | 0.01 | 0 | 0 | 2.682 | 0 | 6.962 | 0 | 0 | 0 | 0 | 0 | 0 | 0 | 0 | 0 | 0 | 0 | 0 | 0 | 0.45131 | 0 | 0.54519 | 0.053957 | 0 | 0 | 0.31621 | 0.69104 | 0 | 0 | 0 | 0 | 2.0577 | 0 | 0 | 0 | 0 | 0 | 0 | 0 | 0 | 0 | 0 | 0 | 0 | 0
10 | 15 | 7 | 1 | 1.7931 | 0 | 2.4769 | 0 | 0 | 0 | 0 | 0.010417 | 0 | 0 | 3.9584 | 0 | 8.2388 | 0 | 0 | 0 | 0 | 0 | 0 | 0 | 0 | 0 | 0 | 0 | 0 | 0 | 0.45131 | 0 | 0.71279 | 0.092927 | 0 | 0 | 0.52621 | 0.69088 | 0 | 0 | 0 | 0 | 2.4741 | 0 | 0 | 0 | 0 | 0 | 0 | 0 | 0 | 0 | 0 | 0 | 0 | 0
10 | 15 | 8 | 1 | 1.7931 | 0 | 13.6089 | 0 | 0 | 0 | 0 | 0.01 | 0 | 0 | 4.0413 | 0 | 19.4533 | 0 | 0 | 0 | 0 | 0 | 0 | 0 | 0 | 0 | 0 | 0 | 0 | 0 | 0.45131 | 0 | 0.71279 | 0.055042 | 0 | 0 | 0.42121 | 0.69077 | 0 | 0 | 0 | 0 | 2.3311 | 0 | 0 | 0 | 0 | 0 | 0 | 0 | 0 | 0 | 0 | 0 | 0 | 0
10 | 15 | 9 | 1 | 1.7931 | 0 | 13.6089 | 0 | 0 | 0 | 0 | 0.01 | 0 | 0 | 2.682 | 0 | 18.094 | 0 | 0 | 0 | 0 | 0 | 0 | 0 | 0 | 0 | 0 | 0 | 0 | 0 | 0.45131 | 0 | 0.71279 | 0.050177 | 0 | 0 | 0.31621 | 0.69035 | 0 | 0 | 0 | 0 | 2.2208 | 0 | 0 | 0 | 0 | 0 | 0 | 0 | 0 | 0 | 0 | 0 | 0 | 0
10 | 15 | 10 | 1 | 1.7931 | 0 | 13.6089 | 0 | 0 | 0 | 0 | 0.01 | 0 | 0 | 2.682 | 0 | 18.094 | 0 | 0 | 0 | 0 | 0 | 0 | 0 | 0 | 0 | 0 | 0 | 0 | 0 | 0.45131 | 0 | 0.71279 | 0.042516 | 0 | 0 | 0.31621 | 0.69011 | 0 | 0 | 0 | 0 | 2.2129 | 0 | 0 | 0 | 0 | 0 | 0 | 0 | 0 | 0 | 0 | 0 | 0 | 0
10 | 15 | 11 | 1 | 1.7931 | 0 | 13.6089 | 0 | 0 | 0 | 0 | 0.01 | 0 | 0 | 3.1222 | 0 | 18.5342 | 0 | 0 | 0 | 0 | 0 | 0 | 0 | 0 | 0 | 0 | 0 | 0 | 0 | 0.45131 | 0 | 0.54519 | 0.040914 | 0 | 0 | 0.36871 | 0.69044 | 0 | 0 | 0 | 0 | 2.0966 | 0 | 0 | 0 | 0 | 0 | 0 | 0 | 0 | 0 | 0 | 0 | 0 | 0
10 | 15 | 12 | 1 | 1.7931 | 0 | 8.6613 | 0 | 0 | 0 | 0 | 0.01 | 0 | 0 | 3.5625 | 0 | 14.0269 | 0 | 0 | 0 | 0 | 0 | 0 | 0 | 0 | 0 | 0 | 0 | 0 | 0 | 0.45131 | 0 | 0.54519 | 0.033705 | 0 | 0 | 0.42121 | 0.69024 | 0 | 0 | 0 | 0 | 2.1416 | 0 | 0 | 0 | 0 | 0 | 0 | 0 | 0 | 0 | 0 | 0 | 0 | 0
10 | 15 | 13 | 1 | 1.7931 | 0 | 13.6089 | 0 | 0 | 0 | 0 | 0.049416 | 0 | 0 | 3.1222 | 0 | 18.5736 | 0 | 0 | 0 | 0 | 0 | 0 | 0 | 0 | 0 | 0 | 0 | 0 | 0 | 0.45131 | 0 | 0.54519 | 0.033621 | 0 | 0 | 0.36871 | 0.69021 | 0 | 0 | 0 | 0 | 2.089 | 0 | 0 | 0 | 0 | 0 | 0 | 0 | 0 | 0 | 0 | 0 | 0 | 0
10 | 15 | 14 | 1 | 1.7931 | 0 | 13.6089 | 0 | 0 | 0 | 0 | 0.09818 | 0 | 0 | 3.1222 | 0 | 18.6224 | 0 | 0 | 0 | 0 | 0 | 0 | 0 | 0 | 0 | 0 | 0 | 0 | 0 | 0.45131 | 0 | 0.54519 | 0 | 0.20469 | 0 | 0.36871 | 0.6901 | 0 | 0 | 0 | 0 | 2.26 | 0 | 0 | 0 | 0 | 0 | 0 | 0 | 0 | 0 | 0 | 0 | 0 | 0
10 | 15 | 15 | 1 | 1.7931 | 0 | 13.6089 | 0 | 0 | 0 | 0 | 0.15056 | 0 | 0 | 2.682 | 0 | 18.2346 | 0 | 0 | 0 | 0 | 0 | 0 | 0 | 0 | 0 | 0 | 0 | 0 | 0 | 0.45131 | 0 | 0.54519 | 0 | 0.4701 | 0 | 0.31621 | 0.6901 | 0 | 0 | 0 | 0 | 2.4729 | 0 | 0 | 0 | 0 | 0 | 0 | 0 | 0 | 0 | 0 | 0 | 0 | 0
10 | 15 | 16 | 1 | 1.7931 | 0 | 13.6089 | 0 | 0 | 0 | 0 | 0.15559 | 0 | 0 | 2.682 | 0 | 18.2396 | 0 | 0 | 0 | 0 | 0 | 0 | 0 | 0 | 0 | 0 | 0 | 0 | 0 | 0.45131 | 0 | 0.54519 | 0 | 0.7637 | 0 | 0.31621 | 0.6901 | 0 | 0 | 0 | 0 | 2.7665 | 0 | 0 | 0 | 0 | 0 | 0 | 0 | 0 | 0 | 0 | 0 | 0 | 0
10 | 15 | 17 | 1 | 1.7931 | 0 | 13.6089 | 0 | 0 | 0 | 0 | 0.11775 | 0 | 0 | 3.9584 | 0 | 19.4781 | 0 | 0 | 0 | 0 | 0 | 0 | 0 | 0 | 0 | 0 | 0 | 0 | 0 | 0.45131 | 0 | 0.54519 | 0.036072 | 0.51862 | 0 | 0.52621 | 0.69023 | 0 | 0 | 0 | 0 | 2.7676 | 0 | 0 | 0 | 0 | 0 | 0 | 0 | 0 | 0 | 0 | 0 | 0 | 0
10 | 15 | 18 | 1 | 1.7931 | 0 | 9.8982 | 0 | 0 | 0 | 0 | 0.016882 | 0 | 0 | 3.9584 | 0 | 15.6666 | 0 | 0 | 0 | 0 | 0 | 0 | 0 | 0 | 0 | 0 | 0 | 0 | 0 | 0.45131 | 0 | 0.54519 | 0.038729 | 0.033532 | 0 | 0.52621 | 0.69031 | 0 | 0 | 0 | 0 | 2.2853 | 0 | 0 | 0 | 0 | 0 | 0 | 0 | 0 | 0 | 0 | 0 | 0 | 0
10 | 15 | 19 | 1 | 1.7931 | 0 | 2.4769 | 0 | 0 | 0 | 0 | 0.01 | 0 | 0 | 4.5145 | 0 | 8.7945 | 0 | 0 | 0 | 0 | 0 | 0 | 0 | 0 | 0 | 0 | 0 | 0 | 0 | 0.45131 | 0 | 0.88038 | 0 | 0 | 0 | 0.42121 | 0.6901 | 0 | 0 | 0 | 0 | 2.443 | 0 | 0 | 0 | 0 | 0 | 0 | 0 | 0 | 0 | 0 | 0 | 0 | 0
10 | 15 | 20 | 1 | 1.7931 | 0 | 2.4769 | 0 | 0 | 0 | 0 | 0.01 | 0 | 0 | 3.1221 | 0 | 7.4022 | 0 | 0 | 0 | 0 | 0 | 0 | 0 | 0 | 0 | 0 | 0 | 0 | 0 | 0.45131 | 0 | 1.1038 | 0 | 0 | 0 | 0.36871 | 0.6901 | 0 | 0 | 0 | 0 | 2.614 | 0 | 0 | 0 | 0 | 0 | 0 | 0 | 0 | 0 | 0 | 0 | 0 | 0
10 | 15 | 21 | 1 | 1.7931 | 0 | 2.4769 | 0 | 0 | 0 | 0 | 0.01 | 0 | 0 | 3.9583 | 0 | 8.2383 | 0 | 0 | 0 | 0 | 0 | 0 | 0 | 0 | 0 | 0 | 0 | 0 | 0 | 0.45131 | 0 | 1.2156 | 0 | 0 | 0 | 0.47371 | 0.6901 | 0 | 0 | 0 | 0 | 2.8307 | 0 | 0 | 0 | 0 | 0 | 0 | 0 | 0 | 0 | 0 | 0 | 0 | 0
10 | 15 | 22 | 1 | 1.7931 | 0 | 2.4769 | 0 | 0 | 0 | 0 | 0.01 | 0 | 0 | 2.7255 | 0 | 7.0055 | 0 | 0 | 0 | 0 | 0 | 0 | 0 | 0 | 0 | 0 | 0 | 0 | 0 | 0.45131 | 0 | 1.1038 | 0 | 0 | 0 | 0.31621 | 0.6901 | 0 | 0 | 0 | 0 | 2.5615 | 0 | 0 | 0 | 0 | 0 | 0 | 0 | 0 | 0 | 0 | 0 | 0 | 0
10 | 15 | 23 | 1 | 1.7931 | 0 | 2.4769 | 0 | 0 | 0 | 0 | 0.01 | 0 | 0 | 0.48061 | 0 | 4.7606 | 0 | 0 | 0 | 0 | 0 | 0 | 0 | 0 | 0 | 0 | 0 | 0 | 0 | 0.45131 | 0 | 0.88038 | 0 | 0 | 0 | 0.053706 | 0.6901 | 0 | 0 | 0 | 0 | 2.0755 | 0 | 0 | 0 | 0 | 0 | 0 | 0 | 0 | 0 | 0 | 0 | 0 | 0
10 | 15 | 24 | 1 | 1.7931 | 0 | 2.4769 | 0 | 0 | 0 | 0 | 0.01 | 0 | 0 | 0.48064 | 0 | 4.7607 | 0 | 0 | 0 | 0 | 0 | 0 | 0 | 0 | 0 | 0 | 0 | 0 | 0 | 0.45131 | 0 | 0.54519 | 0 | 0 | 0 | 0.053706 | 0.6901 | 0 | 0 | 0 | 0 | 1.7403 | 0 | 0 | 0 | 0 | 0 | 0 | 0 | 0 | 0 | 0 | 0 | 0 | 0
10 | 16 | 1 | 2 | 1.7931 | 0 | 2.4769 | 0 | 0 | 0 | 0 | 0.01 | 0 | 0 | 0.48075 | 0 | 4.7608 | 0 | 0 | 0 | 0 | 0 | 0 | 0 | 0 | 0 | 0 | 0 | 0 | 0 | 0.45131 | 0 | 0.32173 | 0.053745 | 0 | 0 | 0.053706 | 0.69027 | 0 | 0 | 0 | 0 | 1.5708 | 0 | 0 | 0 | 0 | 0 | 0 | 0 | 0 | 0 | 0 | 0 | 0 | 0
10 | 16 | 2 | 2 | 1.7931 | 0 | 2.4769 | 0 | 0 | 0 | 0 | 0.01 | 0 | 0 | 0.48085 | 0 | 4.7609 | 0 | 0 | 0 | 0 | 0 | 0 | 0 | 0 | 0 | 0 | 0 | 0 | 0 | 0.45131 | 0 | 0.32173 | 0.066014 | 0 | 0 | 0.053706 | 0.69176 | 0 | 0 | 0 | 0 | 1.5845 | 0 | 0 | 0 | 0 | 0 | 0 | 0 | 0 | 0 | 0 | 0 | 0 | 0
10 | 16 | 3 | 2 | 1.7931 | 0 | 2.4769 | 0 | 0 | 0 | 0 | 0.01 | 0 | 0 | 0.48088 | 0 | 4.7609 | 0 | 0 | 0 | 0 | 0 | 0 | 0 | 0 | 0 | 0 | 0 | 0 | 0 | 0.45131 | 0 | 0.32173 | 0.066132 | 0 | 0 | 0.053706 | 0.69137 | 0 | 0 | 0 | 0 | 1.5842 | 0 | 0 | 0 | 0 | 0 | 0 | 0 | 0 | 0 | 0 | 0 | 0 | 0
10 | 16 | 4 | 2 | 1.7931 | 0 | 2.4769 | 0 | 0 | 0 | 0 | 0.01 | 0 | 0 | 0.48087 | 0 | 4.7609 | 0 | 0 | 0 | 0 | 0 | 0 | 0 | 0 | 0 | 0 | 0 | 0 | 0 | 0.45131 | 0 | 0.32173 | 0.06561 | 0 | 0 | 0.053706 | 0.6913 | 0 | 0 | 0 | 0 | 1.5837 | 0 | 0 | 0 | 0 | 0 | 0 | 0 | 0 | 0 | 0 | 0 | 0 | 0
10 | 16 | 5 | 2 | 1.7931 | 0 | 2.4769 | 0 | 0 | 0 | 0 | 0.01 | 0 | 0 | 0.48087 | 0 | 4.7609 | 0 | 0 | 0 | 0 | 0 | 0 | 0 | 0 | 0 | 0 | 0 | 0 | 0 | 0.45131 | 0 | 0.32173 | 0.071132 | 0 | 0 | 0.053706 | 0.69198 | 0 | 0 | 0 | 0 | 1.5899 | 0 | 0 | 0 | 0 | 0 | 0 | 0 | 0 | 0 | 0 | 0 | 0 | 0
10 | 16 | 6 | 2 | 1.7931 | 0 | 2.4769 | 0 | 0 | 0 | 0 | 0.01 | 0 | 0 | 2.682 | 0 | 6.962 | 0 | 0 | 0 | 0 | 0 | 0 | 0 | 0 | 0 | 0 | 0 | 0 | 0 | 0.45131 | 0 | 0.54519 | 0.066559 | 0 | 0 | 0.31621 | 0.69147 | 0 | 0 | 0 | 0 | 2.0707 | 0 | 0 | 0 | 0 | 0 | 0 | 0 | 0 | 0 | 0 | 0 | 0 | 0
10 | 16 | 7 | 2 | 1.7931 | 0 | 2.4769 | 0 | 0 | 0 | 0 | 0.011012 | 0 | 0 | 3.9584 | 0 | 8.2394 | 0 | 0 | 0 | 0 | 0 | 0 | 0 | 0 | 0 | 0 | 0 | 0 | 0 | 0.45131 | 0 | 0.71279 | 0.1084 | 0 | 0 | 0.52621 | 0.69047 | 0 | 0 | 0 | 0 | 2.4892 | 0 | 0 | 0 | 0 | 0 | 0 | 0 | 0 | 0 | 0 | 0 | 0 | 0
10 | 16 | 8 | 2 | 1.7931 | 0 | 13.6089 | 0 | 0 | 0 | 0 | 0.01 | 0 | 0 | 4.0413 | 0 | 19.4533 | 0 | 0 | 0 | 0 | 0 | 0 | 0 | 0 | 0 | 0 | 0 | 0 | 0 | 0.45131 | 0 | 0.71279 | 0.056585 | 0 | 0 | 0.42121 | 0.69062 | 0 | 0 | 0 | 0 | 2.3325 | 0 | 0 | 0 | 0 | 0 | 0 | 0 | 0 | 0 | 0 | 0 | 0 | 0
10 | 16 | 9 | 2 | 1.7931 | 0 | 13.6089 | 0 | 0 | 0 | 0 | 0.01 | 0 | 0 | 2.682 | 0 | 18.094 | 0 | 0 | 0 | 0 | 0 | 0 | 0 | 0 | 0 | 0 | 0 | 0 | 0 | 0.45131 | 0 | 0.71279 | 0.047829 | 0 | 0 | 0.31621 | 0.69044 | 0 | 0 | 0 | 0 | 2.2186 | 0 | 0 | 0 | 0 | 0 | 0 | 0 | 0 | 0 | 0 | 0 | 0 | 0
10 | 16 | 10 | 2 | 1.7931 | 0 | 13.6089 | 0 | 0 | 0 | 0 | 0.01 | 0 | 0 | 2.682 | 0 | 18.094 | 0 | 0 | 0 | 0 | 0 | 0 | 0 | 0 | 0 | 0 | 0 | 0 | 0 | 0.45131 | 0 | 0.71279 | 0.040532 | 0 | 0 | 0.31621 | 0.69017 | 0 | 0 | 0 | 0 | 2.211 | 0 | 0 | 0 | 0 | 0 | 0 | 0 | 0 | 0 | 0 | 0 | 0 | 0
10 | 16 | 11 | 2 | 1.7931 | 0 | 13.6089 | 0 | 0 | 0 | 0 | 0.01 | 0 | 0 | 3.1222 | 0 | 18.5342 | 0 | 0 | 0 | 0 | 0 | 0 | 0 | 0 | 0 | 0 | 0 | 0 | 0 | 0.45131 | 0 | 0.54519 | 0.043649 | 0 | 0 | 0.36871 | 0.69072 | 0 | 0 | 0 | 0 | 2.0996 | 0 | 0 | 0 | 0 | 0 | 0 | 0 | 0 | 0 | 0 | 0 | 0 | 0
10 | 16 | 12 | 2 | 1.7931 | 0 | 8.6613 | 0 | 0 | 0 | 0 | 0.01 | 0 | 0 | 3.5625 | 0 | 14.0269 | 0 | 0 | 0 | 0 | 0 | 0 | 0 | 0 | 0 | 0 | 0 | 0 | 0 | 0.45131 | 0 | 0.54519 | 0.038591 | 0 | 0 | 0.42121 | 0.69061 | 0 | 0 | 0 | 0 | 2.1469 | 0 | 0 | 0 | 0 | 0 | 0 | 0 | 0 | 0 | 0 | 0 | 0 | 0
10 | 16 | 13 | 2 | 1.7931 | 0 | 13.6089 | 0 | 0 | 0 | 0 | 0.030532 | 0 | 0 | 3.1222 | 0 | 18.5548 | 0 | 0 | 0 | 0 | 0 | 0 | 0 | 0 | 0 | 0 | 0 | 0 | 0 | 0.45131 | 0 | 0.54519 | 0.036047 | 0 | 0 | 0.36871 | 0.69052 | 0 | 0 | 0 | 0 | 2.0918 | 0 | 0 | 0 | 0 | 0 | 0 | 0 | 0 | 0 | 0 | 0 | 0 | 0
10 | 16 | 14 | 2 | 1.7931 | 0 | 13.6089 | 0 | 0 | 0 | 0 | 0.067923 | 0 | 0 | 3.1222 | 0 | 18.5922 | 0 | 0 | 0 | 0 | 0 | 0 | 0 | 0 | 0 | 0 | 0 | 0 | 0 | 0.45131 | 0 | 0.54519 | 0.036061 | 0.081094 | 0 | 0.36871 | 0.69056 | 0 | 0 | 0 | 0 | 2.1729 | 0 | 0 | 0 | 0 | 0 | 0 | 0 | 0 | 0 | 0 | 0 | 0 | 0
10 | 16 | 15 | 2 | 1.7931 | 0 | 13.6089 | 0 | 0 | 0 | 0 | 0.076769 | 0 | 0 | 2.682 | 0 | 18.1608 | 0 | 0 | 0 | 0 | 0 | 0 | 0 | 0 | 0 | 0 | 0 | 0 | 0 | 0.45131 | 0 | 0.54519 | 0.036103 | 0.3304 | 0 | 0.31621 | 0.69061 | 0 | 0 | 0 | 0 | 2.3698 | 0 | 0 | 0 | 0 | 0 | 0 | 0 | 0 | 0 | 0 | 0 | 0 | 0
10 | 16 | 16 | 2 | 1.7931 | 0 | 13.6089 | 0 | 0 | 0 | 0 | 0.12149 | 0 | 0 | 2.682 | 0 | 18.2055 | 0 | 0 | 0 | 0 | 0 | 0 | 0 | 0 | 0 | 0 | 0 | 0 | 0 | 0.45131 | 0 | 0.54519 | 0.036133 | 0.4132 | 0 | 0.31621 | 0.69063 | 0 | 0 | 0 | 0 | 2.4527 | 0 | 0 | 0 | 0 | 0 | 0 | 0 | 0 | 0 | 0 | 0 | 0 | 0
10 | 16 | 17 | 2 | 1.7931 | 0 | 13.6089 | 0 | 0 | 0 | 0 | 0.030495 | 0 | 0 | 3.9584 | 0 | 19.3909 | 0 | 0 | 0 | 0 | 0 | 0 | 0 | 0 | 0 | 0 | 0 | 0 | 0 | 0.45131 | 0 | 0.54519 | 0.041685 | 0.11237 | 0 | 0.52621 | 0.6909 | 0 | 0 | 0 | 0 | 2.3677 | 0 | 0 | 0 | 0 | 0 | 0 | 0 | 0 | 0 | 0 | 0 | 0 | 0
10 | 16 | 18 | 2 | 1.7931 | 0 | 9.8982 | 0 | 0 | 0 | 0 | 0.01 | 0 | 0 | 3.9584 | 0 | 15.6597 | 0 | 0 | 0 | 0 | 0 | 0 | 0 | 0 | 0 | 0 | 0 | 0 | 0 | 0.45131 | 0 | 0.54519 | 0.048345 | 0 | 0 | 0.52621 | 0.6914 | 0 | 0 | 0 | 0 | 2.2624 | 0 | 0 | 0 | 0 | 0 | 0 | 0 | 0 | 0 | 0 | 0 | 0 | 0
10 | 16 | 19 | 2 | 1.7931 | 0 | 2.4769 | 0 | 0 | 0 | 0 | 0.01 | 0 | 0 | 4.5145 | 0 | 8.7946 | 0 | 0 | 0 | 0 | 0 | 0 | 0 | 0 | 0 | 0 | 0 | 0 | 0 | 0.45131 | 0 | 0.88038 | 0 | 0 | 0 | 0.42121 | 0.6901 | 0 | 0 | 0 | 0 | 2.443 | 0 | 0 | 0 | 0 | 0 | 0 | 0 | 0 | 0 | 0 | 0 | 0 | 0
10 | 16 | 20 | 2 | 1.7931 | 0 | 2.4769 | 0 | 0 | 0 | 0 | 0.01 | 0 | 0 | 3.1222 | 0 | 7.4022 | 0 | 0 | 0 | 0 | 0 | 0 | 0 | 0 | 0 | 0 | 0 | 0 | 0 | 0.45131 | 0 | 1.1038 | 0 | 0 | 0 | 0.36871 | 0.6901 | 0 | 0 | 0 | 0 | 2.614 | 0 | 0 | 0 | 0 | 0 | 0 | 0 | 0 | 0 | 0 | 0 | 0 | 0
10 | 16 | 21 | 2 | 1.7931 | 0 | 2.4769 | 0 | 0 | 0 | 0 | 0.01 | 0 | 0 | 3.9583 | 0 | 8.2383 | 0 | 0 | 0 | 0 | 0 | 0 | 0 | 0 | 0 | 0 | 0 | 0 | 0 | 0.45131 | 0 | 1.2156 | 0 | 0 | 0 | 0.47371 | 0.6901 | 0 | 0 | 0 | 0 | 2.8307 | 0 | 0 | 0 | 0 | 0 | 0 | 0 | 0 | 0 | 0 | 0 | 0 | 0
10 | 16 | 22 | 2 | 1.7931 | 0 | 2.4769 | 0 | 0 | 0 | 0 | 0.01 | 0 | 0 | 2.7255 | 0 | 7.0056 | 0 | 0 | 0 | 0 | 0 | 0 | 0 | 0 | 0 | 0 | 0 | 0 | 0 | 0.45131 | 0 | 1.1038 | 0 | 0 | 0 | 0.31621 | 0.6901 | 0 | 0 | 0 | 0 | 2.5615 | 0 | 0 | 0 | 0 | 0 | 0 | 0 | 0 | 0 | 0 | 0 | 0 | 0
10 | 16 | 23 | 2 | 1.7931 | 0 | 2.4769 | 0 | 0 | 0 | 0 | 0.01 | 0 | 0 | 0.48078 | 0 | 4.7608 | 0 | 0 | 0 | 0 | 0 | 0 | 0 | 0 | 0 | 0 | 0 | 0 | 0 | 0.45131 | 0 | 0.88038 | 0.068041 | 0 | 0 | 0.053706 | 0.6908 | 0 | 0 | 0 | 0 | 2.1442 | 0 | 0 | 0 | 0 | 0 | 0 | 0 | 0 | 0 | 0 | 0 | 0 | 0
10 | 16 | 24 | 2 | 1.7931 | 0 | 2.4769 | 0 | 0 | 0 | 0 | 0.01 | 0 | 0 | 0.48086 | 0 | 4.7609 | 0 | 0 | 0 | 0 | 0 | 0 | 0 | 0 | 0 | 0 | 0 | 0 | 0 | 0.45131 | 0 | 0.54519 | 0.080864 | 0 | 0 | 0.053706 | 0.69268 | 0 | 0 | 0 | 0 | 1.8237 | 0 | 0 | 0 | 0 | 0 | 0 | 0 | 0 | 0 | 0 | 0 | 0 | 0
10 | 17 | 1 | 3 | 1.7931 | 0 | 2.4769 | 0 | 0 | 0 | 0 | 0.01 | 0 | 0 | 0.4809 | 0 | 4.7609 | 0 | 0 | 0 | 0 | 0 | 0 | 0 | 0 | 0 | 0 | 0 | 0 | 0 | 0.45131 | 0 | 0.32173 | 0.08858 | 0 | 0 | 0.053706 | 0.69392 | 0 | 0 | 0 | 0 | 1.6093 | 0 | 0 | 0 | 0 | 0 | 0 | 0 | 0 | 0 | 0 | 0 | 0 | 0
10 | 17 | 2 | 3 | 1.7931 | 0 | 2.4769 | 0 | 0 | 0 | 0 | 0.01 | 0 | 0 | 0.48092 | 0 | 4.7609 | 0 | 0 | 0 | 0 | 0 | 0 | 0 | 0 | 0 | 0 | 0 | 0 | 0 | 0.45131 | 0 | 0.32173 | 0.09068 | 0 | 0 | 0.053706 | 0.69426 | 0 | 0 | 0 | 0 | 1.6117 | 0 | 0 | 0 | 0 | 0 | 0 | 0 | 0 | 0 | 0 | 0 | 0 | 0
10 | 17 | 3 | 3 | 1.7931 | 0 | 2.4769 | 0 | 0 | 0 | 0 | 0.01 | 0 | 0 | 0.48093 | 0 | 4.761 | 0 | 0 | 0 | 0 | 0 | 0 | 0 | 0 | 0 | 0 | 0 | 0 | 0 | 0.45131 | 0 | 0.32173 | 0.093756 | 0 | 0 | 0.053706 | 0.69474 | 0 | 0 | 0 | 0 | 1.6152 | 0 | 0 | 0 | 0 | 0 | 0 | 0 | 0 | 0 | 0 | 0 | 0 | 0
10 | 17 | 4 | 3 | 1.7931 | 0 | 2.4769 | 0 | 0 | 0 | 0 | 0.01 | 0 | 0 | 0.48094 | 0 | 4.761 | 0 | 0 | 0 | 0 | 0 | 0 | 0 | 0 | 0 | 0 | 0 | 0 | 0 | 0.45131 | 0 | 0.32173 | 0.09932 | 0 | 0 | 0.053706 | 0.69497 | 0 | 0 | 0 | 0 | 1.621 | 0 | 0 | 0 | 0 | 0 | 0 | 0 | 0 | 0 | 0 | 0 | 0 | 0
10 | 17 | 5 | 3 | 1.7931 | 0 | 2.4769 | 0 | 0 | 0 | 0 | 0.01 | 0 | 0 | 0.48095 | 0 | 4.761 | 0 | 0 | 0 | 0 | 0 | 0 | 0 | 0 | 0 | 0 | 0 | 0 | 0 | 0.45131 | 0 | 0.32173 | 0.10155 | 0 | 0 | 0.053706 | 0.69529 | 0 | 0 | 0 | 0 | 1.6236 | 0 | 0 | 0 | 0 | 0 | 0 | 0 | 0 | 0 | 0 | 0 | 0 | 0
10 | 17 | 6 | 3 | 1.7931 | 0 | 2.4769 | 0 | 0 | 0 | 0 | 0.01 | 0 | 0 | 2.6821 | 0 | 6.9621 | 0 | 0 | 0 | 0 | 0 | 0 | 0 | 0 | 0 | 0 | 0 | 0 | 0 | 0.45131 | 0 | 0.54519 | 0.10057 | 0 | 0 | 0.31621 | 0.69546 | 0 | 0 | 0 | 0 | 2.1087 | 0 | 0 | 0 | 0 | 0 | 0 | 0 | 0 | 0 | 0 | 0 | 0 | 0
10 | 17 | 7 | 3 | 1.7931 | 0 | 2.4769 | 0 | 0 | 0 | 0 | 0.049106 | 0 | 0 | 3.9584 | 0 | 8.2775 | 0 | 0 | 0 | 0 | 0 | 0 | 0 | 0 | 0 | 0 | 0 | 0 | 0 | 0.45131 | 0 | 0.71279 | 0.62632 | 0 | 0 | 0.52621 | 0.69474 | 0 | 0 | 0 | 0 | 3.0114 | 0 | 0 | 0 | 0 | 0 | 0 | 0 | 0 | 0 | 0 | 0 | 0 | 0
10 | 17 | 8 | 3 | 1.7931 | 0 | 13.6089 | 0 | 0 | 0 | 0 | 0.017589 | 0 | 0 | 4.0414 | 0 | 19.461 | 0 | 0 | 0 | 0 | 0 | 0 | 0 | 0 | 0 | 0 | 0 | 0 | 0 | 0.45131 | 0 | 0.71279 | 0.17149 | 0 | 0 | 0.42121 | 0.69504 | 0 | 0 | 0 | 0 | 2.4518 | 0 | 0 | 0 | 0 | 0 | 0 | 0 | 0 | 0 | 0 | 0 | 0 | 0
10 | 17 | 9 | 3 | 1.7931 | 0 | 13.6089 | 0 | 0 | 0 | 0 | 0.01494 | 0 | 0 | 2.6821 | 0 | 18.099 | 0 | 0 | 0 | 0 | 0 | 0 | 0 | 0 | 0 | 0 | 0 | 0 | 0 | 0.45131 | 0 | 0.71279 | 0.15696 | 0 | 0 | 0.31621 | 0.69489 | 0 | 0 | 0 | 0 | 2.3322 | 0 | 0 | 0 | 0 | 0 | 0 | 0 | 0 | 0 | 0 | 0 | 0 | 0
10 | 17 | 10 | 3 | 1.7931 | 0 | 13.6089 | 0 | 0 | 0 | 0 | 0.011415 | 0 | 0 | 2.6821 | 0 | 18.0955 | 0 | 0 | 0 | 0 | 0 | 0 | 0 | 0 | 0 | 0 | 0 | 0 | 0 | 0.45131 | 0 | 0.71279 | 0.13027 | 0 | 0 | 0.31621 | 0.69433 | 0 | 0 | 0 | 0 | 2.3049 | 0 | 0 | 0 | 0 | 0 | 0 | 0 | 0 | 0 | 0 | 0 | 0 | 0
10 | 17 | 11 | 3 | 1.7931 | 0 | 13.6089 | 0 | 0 | 0 | 0 | 0.01 | 0 | 0 | 3.1223 | 0 | 18.5343 | 0 | 0 | 0 | 0 | 0 | 0 | 0 | 0 | 0 | 0 | 0 | 0 | 0 | 0.45131 | 0 | 0.54519 | 0.084496 | 0 | 0 | 0.36871 | 0.69515 | 0 | 0 | 0 | 0 | 2.1449 | 0 | 0 | 0 | 0 | 0 | 0 | 0 | 0 | 0 | 0 | 0 | 0 | 0
10 | 17 | 12 | 3 | 1.7931 | 0 | 8.6613 | 0 | 0 | 0 | 0 | 0.012617 | 0 | 0 | 3.5625 | 0 | 14.0296 | 0 | 0 | 0 | 0 | 0 | 0 | 0 | 0 | 0 | 0 | 0 | 0 | 0 | 0.45131 | 0 | 0.54519 | 0.13503 | 0 | 0 | 0.42121 | 0.69546 | 0 | 0 | 0 | 0 | 2.2482 | 0 | 0 | 0 | 0 | 0 | 0 | 0 | 0 | 0 | 0 | 0 | 0 | 0
10 | 17 | 13 | 3 | 1.7931 | 0 | 13.6089 | 0 | 0 | 0 | 0 | 0.01 | 0 | 0 | 3.1223 | 0 | 18.5343 | 0 | 0 | 0 | 0 | 0 | 0 | 0 | 0 | 0 | 0 | 0 | 0 | 0 | 0.45131 | 0 | 0.54519 | 0.084229 | 0 | 0 | 0.36871 | 0.69558 | 0 | 0 | 0 | 0 | 2.145 | 0 | 0 | 0 | 0 | 0 | 0 | 0 | 0 | 0 | 0 | 0 | 0 | 0
10 | 17 | 14 | 3 | 1.7931 | 0 | 13.6089 | 0 | 0 | 0 | 0 | 0.01 | 0 | 0 | 3.1223 | 0 | 18.5343 | 0 | 0 | 0 | 0 | 0 | 0 | 0 | 0 | 0 | 0 | 0 | 0 | 0 | 0.45131 | 0 | 0.54519 | 0.082433 | 0 | 0 | 0.36871 | 0.69525 | 0 | 0 | 0 | 0 | 2.1429 | 0 | 0 | 0 | 0 | 0 | 0 | 0 | 0 | 0 | 0 | 0 | 0 | 0
10 | 17 | 15 | 3 | 1.7931 | 0 | 13.6089 | 0 | 0 | 0 | 0 | 0.01 | 0 | 0 | 2.6821 | 0 | 18.0941 | 0 | 0 | 0 | 0 | 0 | 0 | 0 | 0 | 0 | 0 | 0 | 0 | 0 | 0.45131 | 0 | 0.54519 | 0.08904 | 0 | 0 | 0.31621 | 0.69595 | 0 | 0 | 0 | 0 | 2.0977 | 0 | 0 | 0 | 0 | 0 | 0 | 0 | 0 | 0 | 0 | 0 | 0 | 0
10 | 17 | 16 | 3 | 1.7931 | 0 | 13.6089 | 0 | 0 | 0 | 0 | 0.01 | 0 | 0 | 2.6821 | 0 | 18.0941 | 0 | 0 | 0 | 0 | 0 | 0 | 0 | 0 | 0 | 0 | 0 | 0 | 0 | 0.45131 | 0 | 0.54519 | 0.093415 | 0 | 0 | 0.31621 | 0.69623 | 0 | 0 | 0 | 0 | 2.1023 | 0 | 0 | 0 | 0 | 0 | 0 | 0 | 0 | 0 | 0 | 0 | 0 | 0
10 | 17 | 17 | 3 | 1.7931 | 0 | 13.6089 | 0 | 0 | 0 | 0 | 0.01 | 0 | 0 | 3.9584 | 0 | 19.3704 | 0 | 0 | 0 | 0 | 0 | 0 | 0 | 0 | 0 | 0 | 0 | 0 | 0 | 0.45131 | 0 | 0.54519 | 0.094106 | 0 | 0 | 0.52621 | 0.69588 | 0 | 0 | 0 | 0 | 2.3127 | 0 | 0 | 0 | 0 | 0 | 0 | 0 | 0 | 0 | 0 | 0 | 0 | 0
10 | 17 | 18 | 3 | 1.7931 | 0 | 9.8982 | 0 | 0 | 0 | 0 | 0.014086 | 0 | 0 | 3.9584 | 0 | 15.6639 | 0 | 0 | 0 | 0 | 0 | 0 | 0 | 0 | 0 | 0 | 0 | 0 | 0 | 0.45131 | 0 | 0.54519 | 0.20549 | 0 | 0 | 0.52621 | 0.69639 | 0 | 0 | 0 | 0 | 2.4246 | 0 | 0 | 0 | 0 | 0 | 0 | 0 | 0 | 0 | 0 | 0 | 0 | 0
10 | 17 | 19 | 3 | 1.7931 | 0 | 2.4769 | 0 | 0 | 0 | 0 | 0.046561 | 0 | 0 | 4.5147 | 0 | 8.8313 | 0 | 0 | 0 | 0 | 0 | 0 | 0 | 0 | 0 | 0 | 0 | 0 | 0 | 0.45131 | 0 | 0.88038 | 0.49801 | 0 | 0 | 0.42121 | 0.69644 | 0 | 0 | 0 | 0 | 2.9473 | 0 | 0 | 0 | 0 | 0 | 0 | 0 | 0 | 0 | 0 | 0 | 0 | 0
10 | 17 | 20 | 3 | 1.7931 | 0 | 2.4769 | 0 | 0 | 0 | 0 | 0.073659 | 0 | 0 | 3.1223 | 0 | 7.466 | 0 | 0 | 0 | 0 | 0 | 0 | 0 | 0 | 0 | 0 | 0 | 0 | 0 | 0.45131 | 0 | 1.1038 | 0.69968 | 0 | 0 | 0.36871 | 0.69507 | 0 | 0 | 0 | 0 | 3.3186 | 0 | 0 | 0 | 0 | 0 | 0 | 0 | 0 | 0 | 0 | 0 | 0 | 0
10 | 17 | 21 | 3 | 1.7931 | 0 | 2.4769 | 0 | 0 | 0 | 0 | 0.12338 | 0 | 0 | 3.9584 | 0 | 8.3518 | 0 | 0 | 0 | 0 | 0 | 0 | 0 | 0 | 0 | 0 | 0 | 0 | 0 | 0.45131 | 0 | 1.2156 | 1.2236 | 0 | 0 | 0.47371 | 0.69458 | 0 | 0 | 0 | 0 | 4.0588 | 0 | 0 | 0 | 0 | 0 | 0 | 0 | 0 | 0 | 0 | 0 | 0 | 0
10 | 17 | 22 | 3 | 1.7931 | 0 | 2.4769 | 0 | 0 | 0 | 0 | 0.21238 | 0 | 0 | 2.7259 | 0 | 7.2083 | 0 | 0 | 0 | 0 | 0 | 0 | 0 | 0 | 0 | 0 | 0 | 0 | 0 | 0.45131 | 0 | 1.1038 | 1.8218 | 0 | 0 | 0.31621 | 0.69541 | 0 | 0 | 0 | 0 | 4.3886 | 0 | 0 | 0 | 0 | 0 | 0 | 0 | 0 | 0 | 0 | 0 | 0 | 0
10 | 17 | 23 | 3 | 1.7931 | 0 | 2.4769 | 0 | 0 | 0 | 0 | 0.012441 | 0 | 0 | 0.48095 | 0 | 4.7634 | 0 | 0 | 0 | 0 | 0 | 0 | 0 | 0 | 0 | 0 | 0 | 0 | 0 | 0.45131 | 0 | 0.88038 | 0.23608 | 0 | 0 | 0.053706 | 0.69633 | 0 | 0 | 0 | 0 | 2.3178 | 0 | 0 | 0 | 0 | 0 | 0 | 0 | 0 | 0 | 0 | 0 | 0 | 0
10 | 17 | 24 | 3 | 1.7931 | 0 | 2.4769 | 0 | 0 | 0 | 0 | 0.019193 | 0 | 0 | 0.48097 | 0 | 4.7702 | 0 | 0 | 0 | 0 | 0 | 0 | 0 | 0 | 0 | 0 | 0 | 0 | 0 | 0.45131 | 0 | 0.54519 | 0.54753 | 0 | 0 | 0.053706 | 0.70384 | 0 | 0 | 0 | 0 | 2.3016 | 0 | 0 | 0 | 0 | 0 | 0 | 0 | 0 | 0 | 0 | 0 | 0 | 0
10 | 18 | 1 | 4 | 1.7931 | 0 | 2.4769 | 0 | 0 | 0 | 0 | 0.052154 | 0 | 0 | 0.48102 | 0 | 4.8032 | 0 | 0 | 0 | 0 | 0 | 0 | 0 | 0 | 0 | 0 | 0 | 0 | 0 | 0.45131 | 0 | 0.32173 | 1.3311 | 0 | 0 | 0.053706 | 0.71318 | 0 | 0 | 0 | 0 | 2.871 | 0 | 0 | 0 | 0 | 0 | 0 | 0 | 0 | 0 | 0 | 0 | 0 | 0
10 | 18 | 2 | 4 | 1.7931 | 0 | 2.4769 | 0 | 0 | 0 | 0 | 0.11519 | 0 | 0 | 0.48104 | 0 | 4.8663 | 0 | 0 | 0 | 0 | 0 | 0 | 0 | 0 | 0 | 0 | 0 | 0 | 0 | 0.45131 | 0 | 0.32173 | 2.06 | 0 | 0 | 0.053706 | 0.71703 | 0 | 0 | 0 | 0 | 3.6038 | 0 | 0 | 0 | 0 | 0 | 0 | 0 | 0 | 0 | 0 | 0 | 0 | 0
10 | 18 | 3 | 4 | 1.7931 | 0 | 2.4769 | 0 | 0 | 0 | 0 | 0.17981 | 0 | 0 | 0.48105 | 0 | 4.9309 | 0 | 0 | 0 | 0 | 0 | 0 | 0 | 0 | 0 | 0 | 0 | 0 | 0 | 0.45131 | 0 | 0.32173 | 2.4909 | 0 | 0 | 0.053706 | 0.72123 | 0 | 0 | 0 | 0 | 4.0389 | 0 | 0 | 0 | 0 | 0 | 0 | 0 | 0 | 0 | 0 | 0 | 0 | 0
10 | 18 | 4 | 4 | 1.7931 | 0 | 2.4769 | 0 | 0 | 0 | 0 | 0.20047 | 0 | 0 | 0.48106 | 0 | 4.9516 | 0 | 0 | 0 | 0 | 0 | 0 | 0 | 0 | 0 | 0 | 0 | 0 | 0 | 0.45131 | 0 | 0.32173 | 2.6291 | 0 | 0 | 0.053706 | 0.72001 | 0 | 0 | 0 | 0 | 4.1759 | 0 | 0 | 0 | 0 | 0 | 0 | 0 | 0 | 0 | 0 | 0 | 0 | 0
10 | 18 | 5 | 4 | 1.7931 | 0 | 2.4769 | 0 | 0 | 0 | 0 | 0.22347 | 0 | 0 | 0.48105 | 0 | 4.9745 | 0 | 0 | 0 | 0 | 0 | 0 | 0 | 0 | 0 | 0 | 0 | 0 | 0 | 0.45131 | 0 | 0.32173 | 2.7499 | 0 | 0 | 0.053706 | 0.72043 | 0 | 0 | 0 | 0 | 4.297 | 0 | 0 | 0 | 0 | 0 | 0 | 0 | 0 | 0 | 0 | 0 | 0 | 0
10 | 18 | 6 | 4 | 1.7931 | 0 | 2.4769 | 0 | 0 | 0 | 0 | 0.31834 | 0 | 0 | 2.6822 | 0 | 7.2706 | 0 | 0 | 0 | 0 | 0 | 0 | 0 | 0 | 0 | 0 | 0 | 0 | 0 | 0.45131 | 0 | 0.54519 | 3.3103 | 0 | 0 | 0.31621 | 0.72668 | 0 | 0 | 0 | 0 | 5.3497 | 0 | 0 | 0 | 0 | 0 | 0 | 0 | 0 | 0 | 0 | 0 | 0 | 0
10 | 18 | 7 | 4 | 1.7931 | 0 | 2.4769 | 0 | 0 | 0 | 0 | 0.78592 | 0 | 0 | 3.9585 | 0 | 9.0144 | 0 | 0 | 0 | 0 | 0 | 0 | 0 | 0 | 0 | 0 | 0 | 0 | 0 | 0.45131 | 0 | 0.71279 | 5.5957 | 0 | 0 | 0.52621 | 0.71931 | 0 | 0 | 0 | 0 | 8.0053 | 0 | 0 | 0 | 0 | 0 | 0 | 0 | 0 | 0 | 0 | 0 | 0 | 0
10 | 18 | 8 | 4 | 1.7931 | 0 | 13.6089 | 0 | 0 | 0 | 0 | 0.47136 | 0 | 0 | 4.0416 | 0 | 19.9149 | 0 | 0 | 0 | 0 | 0 | 0 | 0 | 0 | 0 | 0 | 0 | 0 | 0 | 0.45131 | 0 | 0.71279 | 3.6417 | 0 | 0 | 0.42121 | 0.71156 | 0 | 0 | 0 | 0 | 5.9386 | 0 | 0 | 0 | 0 | 0 | 0 | 0 | 0 | 0 | 0 | 0 | 0 | 0
10 | 18 | 9 | 4 | 1.7931 | 0 | 13.6089 | 0 | 0 | 0 | 0 | 0.39636 | 0 | 0 | 2.6822 | 0 | 18.4805 | 0 | 0 | 0 | 0 | 0 | 0 | 0 | 0 | 0 | 0 | 0 | 0 | 0 | 0.45131 | 0 | 0.71279 | 3.1119 | 0 | 0 | 0.31621 | 0.71242 | 0 | 0 | 0 | 0 | 5.3046 | 0 | 0 | 0 | 0 | 0 | 0 | 0 | 0 | 0 | 0 | 0 | 0 | 0
10 | 18 | 10 | 4 | 1.7931 | 0 | 13.6089 | 0 | 0 | 0 | 0 | 0.30604 | 0 | 0 | 2.6822 | 0 | 18.3902 | 0 | 0 | 0 | 0 | 0 | 0 | 0 | 0 | 0 | 0 | 0 | 0 | 0 | 0.45131 | 0 | 0.71279 | 2.5312 | 0 | 0 | 0.31621 | 0.71111 | 0 | 0 | 0 | 0 | 4.7226 | 0 | 0 | 0 | 0 | 0 | 0 | 0 | 0 | 0 | 0 | 0 | 0 | 0
10 | 18 | 11 | 4 | 1.7931 | 0 | 13.6089 | 0 | 0 | 0 | 0 | 0.18474 | 0 | 0 | 3.1224 | 0 | 18.7092 | 0 | 0 | 0 | 0 | 0 | 0 | 0 | 0 | 0 | 0 | 0 | 0 | 0 | 0.45131 | 0 | 0.54519 | 1.965 | 0 | 0 | 0.36871 | 0.71136 | 0 | 0 | 0 | 0 | 4.0416 | 0 | 0 | 0 | 0 | 0 | 0 | 0 | 0 | 0 | 0 | 0 | 0 | 0
10 | 18 | 12 | 4 | 1.7931 | 0 | 8.6613 | 0 | 0 | 0 | 0 | 0.14918 | 0 | 0 | 3.5626 | 0 | 14.1663 | 0 | 0 | 0 | 0 | 0 | 0 | 0 | 0 | 0 | 0 | 0 | 0 | 0 | 0.45131 | 0 | 0.54519 | 1.5462 | 0 | 0 | 0.42121 | 0.70853 | 0 | 0 | 0 | 0 | 3.6724 | 0 | 0 | 0 | 0 | 0 | 0 | 0 | 0 | 0 | 0 | 0 | 0 | 0
10 | 18 | 13 | 4 | 1.7931 | 0 | 13.6089 | 0 | 0 | 0 | 0 | 0.076215 | 0 | 0 | 3.1224 | 0 | 18.6006 | 0 | 0 | 0 | 0 | 0 | 0 | 0 | 0 | 0 | 0 | 0 | 0 | 0 | 0.45131 | 0 | 0.54519 | 0.90055 | 0 | 0 | 0.36871 | 0.70688 | 0 | 0 | 0 | 0 | 2.9726 | 0 | 0 | 0 | 0 | 0 | 0 | 0 | 0 | 0 | 0 | 0 | 0 | 0
10 | 18 | 14 | 4 | 1.7931 | 0 | 13.6089 | 0 | 0 | 0 | 0 | 0.013988 | 0 | 0 | 3.1224 | 0 | 18.5384 | 0 | 0 | 0 | 0 | 0 | 0 | 0 | 0 | 0 | 0 | 0 | 0 | 0 | 0.45131 | 0 | 0.54519 | 0.39881 | 0 | 0 | 0.36871 | 0.70716 | 0 | 0 | 0 | 0 | 2.4712 | 0 | 0 | 0 | 0 | 0 | 0 | 0 | 0 | 0 | 0 | 0 | 0 | 0
10 | 18 | 15 | 4 | 1.7931 | 0 | 13.6089 | 0 | 0 | 0 | 0 | 0.017939 | 0 | 0 | 2.6822 | 0 | 18.1021 | 0 | 0 | 0 | 0 | 0 | 0 | 0 | 0 | 0 | 0 | 0 | 0 | 0 | 0.45131 | 0 | 0.54519 | 0.51797 | 0 | 0 | 0.31621 | 0.7036 | 0 | 0 | 0 | 0 | 2.5343 | 0 | 0 | 0 | 0 | 0 | 0 | 0 | 0 | 0 | 0 | 0 | 0 | 0
10 | 18 | 16 | 4 | 1.7931 | 0 | 13.6089 | 0 | 0 | 0 | 0 | 0.023402 | 0 | 0 | 2.6822 | 0 | 18.1076 | 0 | 0 | 0 | 0 | 0 | 0 | 0 | 0 | 0 | 0 | 0 | 0 | 0 | 0.45131 | 0 | 0.54519 | 0.52657 | 0 | 0 | 0.31621 | 0.70264 | 0 | 0 | 0 | 0 | 2.5419 | 0 | 0 | 0 | 0 | 0 | 0 | 0 | 0 | 0 | 0 | 0 | 0 | 0
10 | 18 | 17 | 4 | 1.7931 | 0 | 13.6089 | 0 | 0 | 0 | 0 | 0.023727 | 0 | 0 | 3.9585 | 0 | 19.3842 | 0 | 0 | 0 | 0 | 0 | 0 | 0 | 0 | 0 | 0 | 0 | 0 | 0 | 0.45131 | 0 | 0.54519 | 0.52646 | 0 | 0 | 0.52621 | 0.70221 | 0 | 0 | 0 | 0 | 2.7514 | 0 | 0 | 0 | 0 | 0 | 0 | 0 | 0 | 0 | 0 | 0 | 0 | 0
10 | 18 | 18 | 4 | 1.7931 | 0 | 9.8982 | 0 | 0 | 0 | 0 | 0.050571 | 0 | 0 | 3.9585 | 0 | 15.7004 | 0 | 0 | 0 | 0 | 0 | 0 | 0 | 0 | 0 | 0 | 0 | 0 | 0 | 0.45131 | 0 | 0.54519 | 0.74825 | 0 | 0 | 0.52621 | 0.70495 | 0 | 0 | 0 | 0 | 2.9759 | 0 | 0 | 0 | 0 | 0 | 0 | 0 | 0 | 0 | 0 | 0 | 0 | 0
10 | 18 | 19 | 4 | 1.7931 | 0 | 2.4769 | 0 | 0 | 0 | 0 | 0.14097 | 0 | 0 | 4.5149 | 0 | 8.9259 | 0 | 0 | 0 | 0 | 0 | 0 | 0 | 0 | 0 | 0 | 0 | 0 | 0 | 0.45131 | 0 | 0.88038 | 1.1832 | 0 | 0 | 0.42121 | 0.70128 | 0 | 0 | 0 | 0 | 3.6374 | 0 | 0 | 0 | 0 | 0 | 0 | 0 | 0 | 0 | 0 | 0 | 0 | 0
10 | 18 | 20 | 4 | 1.7931 | 0 | 2.4769 | 0 | 0 | 0 | 0 | 0.17479 | 0 | 0 | 3.1224 | 0 | 7.5672 | 0 | 0 | 0 | 0 | 0 | 0 | 0 | 0 | 0 | 0 | 0 | 0 | 0 | 0.45131 | 0 | 1.1038 | 1.4475 | 0 | 0 | 0.36871 | 0.69864 | 0 | 0 | 0 | 0 | 4.0701 | 0 | 0 | 0 | 0 | 0 | 0 | 0 | 0 | 0 | 0 | 0 | 0 | 0
10 | 18 | 21 | 4 | 1.7931 | 0 | 2.4769 | 0 | 0 | 0 | 0 | 0.2245 | 0 | 0 | 3.9584 | 0 | 8.453 | 0 | 0 | 0 | 0 | 0 | 0 | 0 | 0 | 0 | 0 | 0 | 0 | 0 | 0.45131 | 0 | 1.2156 | 1.8114 | 0 | 0 | 0.47371 | 0.69698 | 0 | 0 | 0 | 0 | 4.6489 | 0 | 0 | 0 | 0 | 0 | 0 | 0 | 0 | 0 | 0 | 0 | 0 | 0
10 | 18 | 22 | 4 | 1.7931 | 0 | 2.4769 | 0 | 0 | 0 | 0 | 0.2801 | 0 | 0 | 2.726 | 0 | 7.2761 | 0 | 0 | 0 | 0 | 0 | 0 | 0 | 0 | 0 | 0 | 0 | 0 | 0 | 0.45131 | 0 | 1.1038 | 2.0049 | 0 | 0 | 0.31621 | 0.69844 | 0 | 0 | 0 | 0 | 4.5747 | 0 | 0 | 0 | 0 | 0 | 0 | 0 | 0 | 0 | 0 | 0 | 0 | 0
10 | 18 | 23 | 4 | 1.7931 | 0 | 2.4769 | 0 | 0 | 0 | 0 | 0.012061 | 0 | 0 | 0.48099 | 0 | 4.7631 | 0 | 0 | 0 | 0 | 0 | 0 | 0 | 0 | 0 | 0 | 0 | 0 | 0 | 0.45131 | 0 | 0.88038 | 0.49124 | 0 | 0 | 0.053706 | 0.70376 | 0 | 0 | 0 | 0 | 2.5804 | 0 | 0 | 0 | 0 | 0 | 0 | 0 | 0 | 0 | 0 | 0 | 0 | 0
10 | 18 | 24 | 4 | 1.7931 | 0 | 2.4769 | 0 | 0 | 0 | 0 | 0.024174 | 0 | 0 | 0.48101 | 0 | 4.7752 | 0 | 0 | 0 | 0 | 0 | 0 | 0 | 0 | 0 | 0 | 0 | 0 | 0 | 0.45131 | 0 | 0.54519 | 0.97204 | 0 | 0 | 0.053706 | 0.71567 | 0 | 0 | 0 | 0 | 2.7379 | 0 | 0 | 0 | 0 | 0 | 0 | 0 | 0 | 0 | 0 | 0 | 0 | 0
10 | 19 | 1 | 5 | 1.7931 | 0 | 2.4769 | 0 | 0 | 0 | 0 | 0.053793 | 0 | 0 | 0.48105 | 0 | 4.8049 | 0 | 0 | 0 | 0 | 0 | 0 | 0 | 0 | 0 | 0 | 0 | 0 | 0 | 0.45131 | 0 | 0.32173 | 1.5143 | 0 | 0 | 0.053706 | 0.71894 | 0 | 0 | 0 | 0 | 3.06 | 0 | 0 | 0 | 0 | 0 | 0 | 0 | 0 | 0 | 0 | 0 | 0 | 0
10 | 19 | 2 | 5 | 1.7931 | 0 | 2.4769 | 0 | 0 | 0 | 0 | 0.13679 | 0 | 0 | 0.48107 | 0 | 4.8879 | 0 | 0 | 0 | 0 | 0 | 0 | 0 | 0 | 0 | 0 | 0 | 0 | 0 | 0.45131 | 0 | 0.32173 | 2.2863 | 0 | 0 | 0.053706 | 0.72569 | 0 | 0 | 0 | 0 | 3.8387 | 0 | 0 | 0 | 0 | 0 | 0 | 0 | 0 | 0 | 0 | 0 | 0 | 0
10 | 19 | 3 | 5 | 1.7931 | 0 | 2.4769 | 0 | 0 | 0 | 0 | 0.17151 | 0 | 0 | 0.48108 | 0 | 4.9226 | 0 | 0 | 0 | 0 | 0 | 0 | 0 | 0 | 0 | 0 | 0 | 0 | 0 | 0.45131 | 0 | 0.32173 | 2.4234 | 0 | 0 | 0.053706 | 0.72717 | 0 | 0 | 0 | 0 | 3.9773 | 0 | 0 | 0 | 0 | 0 | 0 | 0 | 0 | 0 | 0 | 0 | 0 | 0
10 | 19 | 4 | 5 | 1.7931 | 0 | 2.4769 | 0 | 0 | 0 | 0 | 0.217 | 0 | 0 | 0.48109 | 0 | 4.9681 | 0 | 0 | 0 | 0 | 0 | 0 | 0 | 0 | 0 | 0 | 0 | 0 | 0 | 0.45131 | 0 | 0.32173 | 2.7123 | 0 | 0 | 0.053706 | 0.73171 | 0 | 0 | 0 | 0 | 4.2708 | 0 | 0 | 0 | 0 | 0 | 0 | 0 | 0 | 0 | 0 | 0 | 0 | 0
10 | 19 | 5 | 5 | 1.7931 | 0 | 2.4769 | 0 | 0 | 0 | 0 | 0.23501 | 0 | 0 | 0.4811 | 0 | 4.9861 | 0 | 0 | 0 | 0 | 0 | 0 | 0 | 0 | 0 | 0 | 0 | 0 | 0 | 0.45131 | 0 | 0.32173 | 2.7606 | 0 | 0 | 0.053706 | 0.73247 | 0 | 0 | 0 | 0 | 4.3198 | 0 | 0 | 0 | 0 | 0 | 0 | 0 | 0 | 0 | 0 | 0 | 0 | 0
10 | 19 | 6 | 5 | 1.7931 | 0 | 2.4769 | 0 | 0 | 0 | 0 | 0.27273 | 0 | 0 | 2.6822 | 0 | 7.225 | 0 | 0 | 0 | 0 | 0 | 0 | 0 | 0 | 0 | 0 | 0 | 0 | 0 | 0.45131 | 0 | 0.54519 | 2.9173 | 0 | 0 | 0.31621 | 0.73014 | 0 | 0 | 0 | 0 | 4.9601 | 0 | 0 | 0 | 0 | 0 | 0 | 0 | 0 | 0 | 0 | 0 | 0 | 0
10 | 19 | 7 | 5 | 1.7931 | 0 | 2.4769 | 0 | 0 | 0 | 0 | 0.75229 | 0 | 0 | 3.9585 | 0 | 8.9808 | 0 | 0 | 0 | 0 | 0 | 0 | 0 | 0 | 0 | 0 | 0 | 0 | 0 | 0.45131 | 0 | 0.71279 | 4.9717 | 0 | 0 | 0.52621 | 0.72659 | 0 | 0 | 0 | 0 | 7.3886 | 0 | 0 | 0 | 0 | 0 | 0 | 0 | 0 | 0 | 0 | 0 | 0 | 0
10 | 19 | 8 | 5 | 1.7931 | 0 | 13.6089 | 0 | 0 | 0 | 0 | 0.44386 | 0 | 0 | 4.0416 | 0 | 19.8875 | 0 | 0 | 0 | 0 | 0 | 0 | 0 | 0 | 0 | 0 | 0 | 0 | 0 | 0.45131 | 0 | 0.71279 | 3.159 | 0 | 0 | 0.42121 | 0.72133 | 0 | 0 | 0 | 0 | 5.4657 | 0 | 0 | 0 | 0 | 0 | 0 | 0 | 0 | 0 | 0 | 0 | 0 | 0
10 | 19 | 9 | 5 | 1.7931 | 0 | 13.6089 | 0 | 0 | 0 | 0 | 0.3035 | 0 | 0 | 2.6822 | 0 | 18.3877 | 0 | 0 | 0 | 0 | 0 | 0 | 0 | 0 | 0 | 0 | 0 | 0 | 0 | 0.45131 | 0 | 0.71279 | 2.2092 | 0 | 0 | 0.31621 | 0.71275 | 0 | 0 | 0 | 0 | 4.4022 | 0 | 0 | 0 | 0 | 0 | 0 | 0 | 0 | 0 | 0 | 0 | 0 | 0
10 | 19 | 10 | 5 | 1.7931 | 0 | 13.6089 | 0 | 0 | 0 | 0 | 0.20886 | 0 | 0 | 2.6822 | 0 | 18.2931 | 0 | 0 | 0 | 0 | 0 | 0 | 0 | 0 | 0 | 0 | 0 | 0 | 0 | 0.45131 | 0 | 0.71279 | 1.8046 | 0 | 0 | 0.31621 | 0.71189 | 0 | 0 | 0 | 0 | 3.9968 | 0 | 0 | 0 | 0 | 0 | 0 | 0 | 0 | 0 | 0 | 0 | 0 | 0
10 | 19 | 11 | 5 | 1.7931 | 0 | 13.6089 | 0 | 0 | 0 | 0 | 0.11385 | 0 | 0 | 3.1224 | 0 | 18.6383 | 0 | 0 | 0 | 0 | 0 | 0 | 0 | 0 | 0 | 0 | 0 | 0 | 0 | 0.45131 | 0 | 0.54519 | 1.2346 | 0 | 0 | 0.36871 | 0.71393 | 0 | 0 | 0 | 0 | 3.3138 | 0 | 0 | 0 | 0 | 0 | 0 | 0 | 0 | 0 | 0 | 0 | 0 | 0
10 | 19 | 12 | 5 | 1.7931 | 0 | 8.6613 | 0 | 0 | 0 | 0 | 0.096991 | 0 | 0 | 3.5627 | 0 | 14.1141 | 0 | 0 | 0 | 0 | 0 | 0 | 0 | 0 | 0 | 0 | 0 | 0 | 0 | 0.45131 | 0 | 0.54519 | 0.94584 | 0 | 0 | 0.42121 | 0.71128 | 0 | 0 | 0 | 0 | 3.0748 | 0 | 0 | 0 | 0 | 0 | 0 | 0 | 0 | 0 | 0 | 0 | 0 | 0
10 | 19 | 13 | 5 | 1.7931 | 0 | 13.6089 | 0 | 0 | 0 | 0 | 0.050202 | 0 | 0 | 3.1225 | 0 | 18.5747 | 0 | 0 | 0 | 0 | 0 | 0 | 0 | 0 | 0 | 0 | 0 | 0 | 0 | 0.45131 | 0 | 0.54519 | 0.59529 | 0 | 0 | 0.36871 | 0.71085 | 0 | 0 | 0 | 0 | 2.6713 | 0 | 0 | 0 | 0 | 0 | 0 | 0 | 0 | 0 | 0 | 0 | 0 | 0
10 | 19 | 14 | 5 | 1.7931 | 0 | 13.6089 | 0 | 0 | 0 | 0 | 0.01629 | 0 | 0 | 3.1225 | 0 | 18.5408 | 0 | 0 | 0 | 0 | 0 | 0 | 0 | 0 | 0 | 0 | 0 | 0 | 0 | 0.45131 | 0 | 0.54519 | 0.28943 | 0 | 0 | 0.36871 | 0.7102 | 0 | 0 | 0 | 0 | 2.3648 | 0 | 0 | 0 | 0 | 0 | 0 | 0 | 0 | 0 | 0 | 0 | 0 | 0
10 | 19 | 15 | 5 | 1.7931 | 0 | 13.6089 | 0 | 0 | 0 | 0 | 0.018046 | 0 | 0 | 2.6822 | 0 | 18.1023 | 0 | 0 | 0 | 0 | 0 | 0 | 0 | 0 | 0 | 0 | 0 | 0 | 0 | 0.45131 | 0 | 0.54519 | 0.34536 | 0 | 0 | 0.31621 | 0.71135 | 0 | 0 | 0 | 0 | 2.3694 | 0 | 0 | 0 | 0 | 0 | 0 | 0 | 0 | 0 | 0 | 0 | 0 | 0
10 | 19 | 16 | 5 | 1.7931 | 0 | 13.6089 | 0 | 0 | 0 | 0 | 0.023415 | 0 | 0 | 2.6822 | 0 | 18.1077 | 0 | 0 | 0 | 0 | 0 | 0 | 0 | 0 | 0 | 0 | 0 | 0 | 0 | 0.45131 | 0 | 0.54519 | 0.46368 | 0 | 0 | 0.31621 | 0.71264 | 0 | 0 | 0 | 0 | 2.489 | 0 | 0 | 0 | 0 | 0 | 0 | 0 | 0 | 0 | 0 | 0 | 0 | 0
10 | 19 | 17 | 5 | 1.7931 | 0 | 13.6089 | 0 | 0 | 0 | 0 | 0.029632 | 0 | 0 | 3.9585 | 0 | 19.3901 | 0 | 0 | 0 | 0 | 0 | 0 | 0 | 0 | 0 | 0 | 0 | 0 | 0 | 0.45131 | 0 | 0.54519 | 0.56479 | 0 | 0 | 0.52621 | 0.71455 | 0 | 0 | 0 | 0 | 2.802 | 0 | 0 | 0 | 0 | 0 | 0 | 0 | 0 | 0 | 0 | 0 | 0 | 0
10 | 19 | 18 | 5 | 1.7931 | 0 | 9.8982 | 0 | 0 | 0 | 0 | 0.051105 | 0 | 0 | 3.9585 | 0 | 15.7009 | 0 | 0 | 0 | 0 | 0 | 0 | 0 | 0 | 0 | 0 | 0 | 0 | 0 | 0.45131 | 0 | 0.54519 | 0.62601 | 0 | 0 | 0.52621 | 0.71537 | 0 | 0 | 0 | 0 | 2.8641 | 0 | 0 | 0 | 0 | 0 | 0 | 0 | 0 | 0 | 0 | 0 | 0 | 0
10 | 19 | 19 | 5 | 1.7931 | 0 | 2.4769 | 0 | 0 | 0 | 0 | 0.13156 | 0 | 0 | 4.515 | 0 | 8.9166 | 0 | 0 | 0 | 0 | 0 | 0 | 0 | 0 | 0 | 0 | 0 | 0 | 0 | 0.45131 | 0 | 0.88038 | 1.0247 | 0 | 0 | 0.42121 | 0.71111 | 0 | 0 | 0 | 0 | 3.4888 | 0 | 0 | 0 | 0 | 0 | 0 | 0 | 0 | 0 | 0 | 0 | 0 | 0
10 | 19 | 20 | 5 | 1.7931 | 0 | 2.4769 | 0 | 0 | 0 | 0 | 0.17026 | 0 | 0 | 3.1225 | 0 | 7.5627 | 0 | 0 | 0 | 0 | 0 | 0 | 0 | 0 | 0 | 0 | 0 | 0 | 0 | 0.45131 | 0 | 1.1038 | 1.2771 | 0 | 0 | 0.36871 | 0.70853 | 0 | 0 | 0 | 0 | 3.9094 | 0 | 0 | 0 | 0 | 0 | 0 | 0 | 0 | 0 | 0 | 0 | 0 | 0
10 | 19 | 21 | 5 | 1.7931 | 0 | 2.4769 | 0 | 0 | 0 | 0 | 0.22421 | 0 | 0 | 3.9585 | 0 | 8.4527 | 0 | 0 | 0 | 0 | 0 | 0 | 0 | 0 | 0 | 0 | 0 | 0 | 0 | 0.45131 | 0 | 1.2156 | 1.7431 | 0 | 0 | 0.47371 | 0.70644 | 0 | 0 | 0 | 0 | 4.5902 | 0 | 0 | 0 | 0 | 0 | 0 | 0 | 0 | 0 | 0 | 0 | 0 | 0
10 | 19 | 22 | 5 | 1.7931 | 0 | 2.4769 | 0 | 0 | 0 | 0 | 0.24437 | 0 | 0 | 2.7261 | 0 | 7.2405 | 0 | 0 | 0 | 0 | 0 | 0 | 0 | 0 | 0 | 0 | 0 | 0 | 0 | 0.45131 | 0 | 1.1038 | 1.7546 | 0 | 0 | 0.31621 | 0.70611 | 0 | 0 | 0 | 0 | 4.3321 | 0 | 0 | 0 | 0 | 0 | 0 | 0 | 0 | 0 | 0 | 0 | 0 | 0
10 | 19 | 23 | 5 | 1.7931 | 0 | 2.4769 | 0 | 0 | 0 | 0 | 0.015629 | 0 | 0 | 0.48105 | 0 | 4.7667 | 0 | 0 | 0 | 0 | 0 | 0 | 0 | 0 | 0 | 0 | 0 | 0 | 0 | 0.45131 | 0 | 0.88038 | 0.49299 | 0 | 0 | 0.053706 | 0.71319 | 0 | 0 | 0 | 0 | 2.5916 | 0 | 0 | 0 | 0 | 0 | 0 | 0 | 0 | 0 | 0 | 0 | 0 | 0
10 | 19 | 24 | 5 | 1.7931 | 0 | 2.4769 | 0 | 0 | 0 | 0 | 0.017167 | 0 | 0 | 0.48107 | 0 | 4.7683 | 0 | 0 | 0 | 0 | 0 | 0 | 0 | 0 | 0 | 0 | 0 | 0 | 0 | 0.45131 | 0 | 0.54519 | 0.54328 | 0 | 0 | 0.053706 | 0.71969 | 0 | 0 | 0 | 0 | 2.3132 | 0 | 0 | 0 | 0 | 0 | 0 | 0 | 0 | 0 | 0 | 0 | 0 | 0
10 | 20 | 1 | 6 | 1.7931 | 0 | 2.4769 | 0 | 0 | 0 | 0 | 0.024328 | 0 | 0 | 0.48109 | 0 | 4.7754 | 0 | 0 | 0 | 0 | 0 | 0 | 0 | 0 | 0 | 0 | 0 | 0 | 0 | 0.45131 | 0 | 0.32173 | 0.80585 | 0 | 0 | 0.053706 | 0.72611 | 0 | 0 | 0 | 0 | 2.3587 | 0 | 0 | 0 | 0 | 0 | 0 | 0 | 0 | 0 | 0 | 0 | 0 | 0
10 | 20 | 2 | 6 | 1.7931 | 0 | 2.4769 | 0 | 0 | 0 | 0 | 0.048039 | 0 | 0 | 0.48112 | 0 | 4.7992 | 0 | 0 | 0 | 0 | 0 | 0 | 0 | 0 | 0 | 0 | 0 | 0 | 0 | 0.45131 | 0 | 0.32173 | 1.1369 | 0 | 0 | 0.053706 | 0.72805 | 0 | 0 | 0 | 0 | 2.6917 | 0 | 0 | 0 | 0 | 0 | 0 | 0 | 0 | 0 | 0 | 0 | 0 | 0
10 | 20 | 3 | 6 | 1.7931 | 0 | 2.4769 | 0 | 0 | 0 | 0 | 0.073296 | 0 | 0 | 0.48112 | 0 | 4.8244 | 0 | 0 | 0 | 0 | 0 | 0 | 0 | 0 | 0 | 0 | 0 | 0 | 0 | 0.45131 | 0 | 0.32173 | 1.5691 | 0 | 0 | 0.053706 | 0.72806 | 0 | 0 | 0 | 0 | 3.1239 | 0 | 0 | 0 | 0 | 0 | 0 | 0 | 0 | 0 | 0 | 0 | 0 | 0
10 | 20 | 4 | 6 | 1.7931 | 0 | 2.4769 | 0 | 0 | 0 | 0 | 0.095653 | 0 | 0 | 0.48112 | 0 | 4.8468 | 0 | 0 | 0 | 0 | 0 | 0 | 0 | 0 | 0 | 0 | 0 | 0 | 0 | 0.45131 | 0 | 0.32173 | 1.8083 | 0 | 0 | 0.053706 | 0.72745 | 0 | 0 | 0 | 0 | 3.3625 | 0 | 0 | 0 | 0 | 0 | 0 | 0 | 0 | 0 | 0 | 0 | 0 | 0
10 | 20 | 5 | 6 | 1.7931 | 0 | 2.4769 | 0 | 0 | 0 | 0 | 0.13312 | 0 | 0 | 0.48112 | 0 | 4.8843 | 0 | 0 | 0 | 0 | 0 | 0 | 0 | 0 | 0 | 0 | 0 | 0 | 0 | 0.45131 | 0 | 0.32173 | 2.021 | 0 | 0 | 0.053706 | 0.73018 | 0 | 0 | 0 | 0 | 3.5779 | 0 | 0 | 0 | 0 | 0 | 0 | 0 | 0 | 0 | 0 | 0 | 0 | 0
10 | 20 | 6 | 6 | 1.7931 | 0 | 2.4769 | 0 | 0 | 0 | 0 | 0.16556 | 0 | 0 | 2.6823 | 0 | 7.1178 | 0 | 0 | 0 | 0 | 0 | 0 | 0 | 0 | 0 | 0 | 0 | 0 | 0 | 0.45131 | 0 | 0.54519 | 2.1372 | 0 | 0 | 0.31621 | 0.72817 | 0 | 0 | 0 | 0 | 4.1781 | 0 | 0 | 0 | 0 | 0 | 0 | 0 | 0 | 0 | 0 | 0 | 0 | 0
10 | 20 | 7 | 6 | 1.7931 | 0 | 2.4769 | 0 | 0 | 0 | 0 | 0.61726 | 0 | 0 | 3.9585 | 0 | 8.8458 | 0 | 0 | 0 | 0 | 0 | 0 | 0 | 0 | 0 | 0 | 0 | 0 | 0 | 0.45131 | 0 | 0.71279 | 3.8418 | 0 | 0 | 0.52621 | 0.72311 | 0 | 0 | 0 | 0 | 6.2552 | 0 | 0 | 0 | 0 | 0 | 0 | 0 | 0 | 0 | 0 | 0 | 0 | 0
10 | 20 | 8 | 6 | 1.7931 | 0 | 13.6089 | 0 | 0 | 0 | 0 | 0.29925 | 0 | 0 | 4.0416 | 0 | 19.7429 | 0 | 0 | 0 | 0 | 0 | 0 | 0 | 0 | 0 | 0 | 0 | 0 | 0 | 0.45131 | 0 | 0.71279 | 2.1763 | 0 | 0 | 0.42121 | 0.71871 | 0 | 0 | 0 | 0 | 4.4803 | 0 | 0 | 0 | 0 | 0 | 0 | 0 | 0 | 0 | 0 | 0 | 0 | 0
10 | 20 | 9 | 6 | 1.7931 | 0 | 13.6089 | 0 | 0 | 0 | 0 | 0.18847 | 0 | 0 | 2.6822 | 0 | 18.2727 | 0 | 0 | 0 | 0 | 0 | 0 | 0 | 0 | 0 | 0 | 0 | 0 | 0 | 0.45131 | 0 | 0.71279 | 1.6965 | 0 | 0 | 0.31621 | 0.71504 | 0 | 0 | 0 | 0 | 3.8918 | 0 | 0 | 0 | 0 | 0 | 0 | 0 | 0 | 0 | 0 | 0 | 0 | 0
10 | 20 | 10 | 6 | 1.7931 | 0 | 13.6089 | 0 | 0 | 0 | 0 | 0.08016 | 0 | 0 | 2.6822 | 0 | 18.1644 | 0 | 0 | 0 | 0 | 0 | 0 | 0 | 0 | 0 | 0 | 0 | 0 | 0 | 0.45131 | 0 | 0.71279 | 1.1562 | 0 | 0 | 0.31621 | 0.70838 | 0 | 0 | 0 | 0 | 3.3449 | 0 | 0 | 0 | 0 | 0 | 0 | 0 | 0 | 0 | 0 | 0 | 0 | 0
10 | 20 | 11 | 6 | 1.7931 | 0 | 13.6089 | 0 | 0 | 0 | 0 | 0.027316 | 0 | 0 | 3.1224 | 0 | 18.5518 | 0 | 0 | 0 | 0 | 0 | 0 | 0 | 0 | 0 | 0 | 0 | 0 | 0 | 0.45131 | 0 | 0.54519 | 0.45259 | 0 | 0 | 0.36871 | 0.70896 | 0 | 0 | 0 | 0 | 2.5268 | 0 | 0 | 0 | 0 | 0 | 0 | 0 | 0 | 0 | 0 | 0 | 0 | 0
10 | 20 | 12 | 6 | 1.7931 | 0 | 8.6613 | 0 | 0 | 0 | 0 | 0.030229 | 0 | 0 | 3.5627 | 0 | 14.0474 | 0 | 0 | 0 | 0 | 0 | 0 | 0 | 0 | 0 | 0 | 0 | 0 | 0 | 0.45131 | 0 | 0.54519 | 0.32419 | 0 | 0 | 0.42121 | 0.70749 | 0 | 0 | 0 | 0 | 2.4494 | 0 | 0 | 0 | 0 | 0 | 0 | 0 | 0 | 0 | 0 | 0 | 0 | 0
10 | 20 | 13 | 6 | 1.7931 | 0 | 13.6089 | 0 | 0 | 0 | 0 | 0.013178 | 0 | 0 | 3.1224 | 0 | 18.5376 | 0 | 0 | 0 | 0 | 0 | 0 | 0 | 0 | 0 | 0 | 0 | 0 | 0 | 0.45131 | 0 | 0.54519 | 0.18486 | 0 | 0 | 0.36871 | 0.7064 | 0 | 0 | 0 | 0 | 2.2565 | 0 | 0 | 0 | 0 | 0 | 0 | 0 | 0 | 0 | 0 | 0 | 0 | 0
10 | 20 | 14 | 6 | 1.7931 | 0 | 13.6089 | 0 | 0 | 0 | 0 | 0.010782 | 0 | 0 | 3.1224 | 0 | 18.5352 | 0 | 0 | 0 | 0 | 0 | 0 | 0 | 0 | 0 | 0 | 0 | 0 | 0 | 0.45131 | 0 | 0.54519 | 0.15023 | 0 | 0 | 0.36871 | 0.70531 | 0 | 0 | 0 | 0 | 2.2207 | 0 | 0 | 0 | 0 | 0 | 0 | 0 | 0 | 0 | 0 | 0 | 0 | 0
10 | 20 | 15 | 6 | 1.7931 | 0 | 13.6089 | 0 | 0 | 0 | 0 | 0.020678 | 0 | 0 | 2.6822 | 0 | 18.1049 | 0 | 0 | 0 | 0 | 0 | 0 | 0 | 0 | 0 | 0 | 0 | 0 | 0 | 0.45131 | 0 | 0.54519 | 0.11716 | 0 | 0 | 0.31621 | 0.70354 | 0 | 0 | 0 | 0 | 2.1334 | 0 | 0 | 0 | 0 | 0 | 0 | 0 | 0 | 0 | 0 | 0 | 0 | 0
10 | 20 | 16 | 6 | 1.7931 | 0 | 13.6089 | 0 | 0 | 0 | 0 | 0.016366 | 0 | 0 | 2.6822 | 0 | 18.1006 | 0 | 0 | 0 | 0 | 0 | 0 | 0 | 0 | 0 | 0 | 0 | 0 | 0 | 0.45131 | 0 | 0.54519 | 0.127 | 0.026228 | 0 | 0.31621 | 0.70307 | 0 | 0 | 0 | 0 | 2.169 | 0 | 0 | 0 | 0 | 0 | 0 | 0 | 0 | 0 | 0 | 0 | 0 | 0
10 | 20 | 17 | 6 | 1.7931 | 0 | 13.6089 | 0 | 0 | 0 | 0 | 0.012497 | 0 | 0 | 3.9585 | 0 | 19.373 | 0 | 0 | 0 | 0 | 0 | 0 | 0 | 0 | 0 | 0 | 0 | 0 | 0 | 0.45131 | 0 | 0.54519 | 0.16254 | 0 | 0 | 0.52621 | 0.70452 | 0 | 0 | 0 | 0 | 2.3898 | 0 | 0 | 0 | 0 | 0 | 0 | 0 | 0 | 0 | 0 | 0 | 0 | 0
10 | 20 | 18 | 6 | 1.7931 | 0 | 9.8982 | 0 | 0 | 0 | 0 | 0.018264 | 0 | 0 | 3.9585 | 0 | 15.6681 | 0 | 0 | 0 | 0 | 0 | 0 | 0 | 0 | 0 | 0 | 0 | 0 | 0 | 0.45131 | 0 | 0.54519 | 0.17675 | 0 | 0 | 0.52621 | 0.70674 | 0 | 0 | 0 | 0 | 2.4062 | 0 | 0 | 0 | 0 | 0 | 0 | 0 | 0 | 0 | 0 | 0 | 0 | 0
10 | 20 | 19 | 6 | 1.7931 | 0 | 2.4769 | 0 | 0 | 0 | 0 | 0.028101 | 0 | 0 | 4.5149 | 0 | 8.8131 | 0 | 0 | 0 | 0 | 0 | 0 | 0 | 0 | 0 | 0 | 0 | 0 | 0 | 0.45131 | 0 | 0.88038 | 0.21019 | 0 | 0 | 0.42121 | 0.70178 | 0 | 0 | 0 | 0 | 2.6649 | 0 | 0 | 0 | 0 | 0 | 0 | 0 | 0 | 0 | 0 | 0 | 0 | 0
10 | 20 | 20 | 6 | 1.7931 | 0 | 2.4769 | 0 | 0 | 0 | 0 | 0.030639 | 0 | 0 | 3.1224 | 0 | 7.4231 | 0 | 0 | 0 | 0 | 0 | 0 | 0 | 0 | 0 | 0 | 0 | 0 | 0 | 0.45131 | 0 | 1.1038 | 0.15662 | 0 | 0 | 0.36871 | 0.69856 | 0 | 0 | 0 | 0 | 2.779 | 0 | 0 | 0 | 0 | 0 | 0 | 0 | 0 | 0 | 0 | 0 | 0 | 0
10 | 20 | 21 | 6 | 1.7931 | 0 | 2.4769 | 0 | 0 | 0 | 0 | 0.032028 | 0 | 0 | 3.9585 | 0 | 8.2605 | 0 | 0 | 0 | 0 | 0 | 0 | 0 | 0 | 0 | 0 | 0 | 0 | 0 | 0.45131 | 0 | 1.2156 | 0.17822 | 0 | 0 | 0.47371 | 0.69774 | 0 | 0 | 0 | 0 | 3.0166 | 0 | 0 | 0 | 0 | 0 | 0 | 0 | 0 | 0 | 0 | 0 | 0 | 0
10 | 20 | 22 | 6 | 1.7931 | 0 | 2.4769 | 0 | 0 | 0 | 0 | 0.034413 | 0 | 0 | 2.726 | 0 | 7.0304 | 0 | 0 | 0 | 0 | 0 | 0 | 0 | 0 | 0 | 0 | 0 | 0 | 0 | 0.45131 | 0 | 1.1038 | 0.31285 | 0 | 0 | 0.31621 | 0.69818 | 0 | 0 | 0 | 0 | 2.8824 | 0 | 0 | 0 | 0 | 0 | 0 | 0 | 0 | 0 | 0 | 0 | 0 | 0
10 | 20 | 23 | 6 | 1.7931 | 0 | 2.4769 | 0 | 0 | 0 | 0 | 0.01 | 0 | 0 | 0.48101 | 0 | 4.761 | 0 | 0 | 0 | 0 | 0 | 0 | 0 | 0 | 0 | 0 | 0 | 0 | 0 | 0.45131 | 0 | 0.88038 | 0.23023 | 0 | 0 | 0.053706 | 0.70337 | 0 | 0 | 0 | 0 | 2.319 | 0 | 0 | 0 | 0 | 0 | 0 | 0 | 0 | 0 | 0 | 0 | 0 | 0
10 | 20 | 24 | 6 | 1.7931 | 0 | 2.4769 | 0 | 0 | 0 | 0 | 0.01 | 0 | 0 | 0.48103 | 0 | 4.7611 | 0 | 0 | 0 | 0 | 0 | 0 | 0 | 0 | 0 | 0 | 0 | 0 | 0 | 0.45131 | 0 | 0.54519 | 0.2715 | 0 | 0 | 0.053706 | 0.71166 | 0 | 0 | 0 | 0 | 2.0334 | 0 | 0 | 0 | 0 | 0 | 0 | 0 | 0 | 0 | 0 | 0 | 0 | 0
10 | 21 | 1 | 7 | 1.7931 | 0 | 2.4769 | 0 | 0 | 0 | 0 | 0.01 | 0 | 0 | 0.48106 | 0 | 4.7611 | 0 | 0 | 0 | 0 | 0 | 0 | 0 | 0 | 0 | 0 | 0 | 0 | 0 | 0.45131 | 0 | 0.32173 | 0.29842 | 0 | 0 | 0.053706 | 0.71672 | 0 | 0 | 0 | 0 | 1.8419 | 0 | 0 | 0 | 0 | 0 | 0 | 0 | 0 | 0 | 0 | 0 | 0 | 0
10 | 21 | 2 | 7 | 1.7931 | 0 | 2.4769 | 0 | 0 | 0 | 0 | 0.01 | 0 | 0 | 0.48108 | 0 | 4.7611 | 0 | 0 | 0 | 0 | 0 | 0 | 0 | 0 | 0 | 0 | 0 | 0 | 0 | 0.45131 | 0 | 0.32173 | 0.29747 | 0 | 0 | 0.053706 | 0.71617 | 0 | 0 | 0 | 0 | 1.8404 | 0 | 0 | 0 | 0 | 0 | 0 | 0 | 0 | 0 | 0 | 0 | 0 | 0
10 | 21 | 3 | 7 | 1.7931 | 0 | 2.4769 | 0 | 0 | 0 | 0 | 0.01 | 0 | 0 | 0.48108 | 0 | 4.7611 | 0 | 0 | 0 | 0 | 0 | 0 | 0 | 0 | 0 | 0 | 0 | 0 | 0 | 0.45131 | 0 | 0.32173 | 0.30755 | 0 | 0 | 0.053706 | 0.7159 | 0 | 0 | 0 | 0 | 1.8502 | 0 | 0 | 0 | 0 | 0 | 0 | 0 | 0 | 0 | 0 | 0 | 0 | 0
10 | 21 | 4 | 7 | 1.7931 | 0 | 2.4769 | 0 | 0 | 0 | 0 | 0.010472 | 0 | 0 | 0.48108 | 0 | 4.7616 | 0 | 0 | 0 | 0 | 0 | 0 | 0 | 0 | 0 | 0 | 0 | 0 | 0 | 0.45131 | 0 | 0.32173 | 0.36655 | 0 | 0 | 0.053706 | 0.71596 | 0 | 0 | 0 | 0 | 1.9093 | 0 | 0 | 0 | 0 | 0 | 0 | 0 | 0 | 0 | 0 | 0 | 0 | 0
10 | 21 | 5 | 7 | 1.7931 | 0 | 2.4769 | 0 | 0 | 0 | 0 | 0.012452 | 0 | 0 | 0.48107 | 0 | 4.7636 | 0 | 0 | 0 | 0 | 0 | 0 | 0 | 0 | 0 | 0 | 0 | 0 | 0 | 0.45131 | 0 | 0.32173 | 0.4366 | 0 | 0 | 0.053706 | 0.71658 | 0 | 0 | 0 | 0 | 1.9799 | 0 | 0 | 0 | 0 | 0 | 0 | 0 | 0 | 0 | 0 | 0 | 0 | 0
10 | 21 | 6 | 7 | 1.7931 | 0 | 2.4769 | 0 | 0 | 0 | 0 | 0.01346 | 0 | 0 | 2.6822 | 0 | 6.9657 | 0 | 0 | 0 | 0 | 0 | 0 | 0 | 0 | 0 | 0 | 0 | 0 | 0 | 0.45131 | 0 | 0.54519 | 0.42703 | 0 | 0 | 0.31621 | 0.71195 | 0 | 0 | 0 | 0 | 2.4517 | 0 | 0 | 0 | 0 | 0 | 0 | 0 | 0 | 0 | 0 | 0 | 0 | 0
10 | 21 | 7 | 7 | 1.7931 | 0 | 2.4769 | 0 | 0 | 0 | 0 | 0.17877 | 0 | 0 | 3.9585 | 0 | 8.4073 | 0 | 0 | 0 | 0 | 0 | 0 | 0 | 0 | 0 | 0 | 0 | 0 | 0 | 0.45131 | 0 | 0.71279 | 1.5194 | 0 | 0 | 0.52621 | 0.70873 | 0 | 0 | 0 | 0 | 3.9184 | 0 | 0 | 0 | 0 | 0 | 0 | 0 | 0 | 0 | 0 | 0 | 0 | 0
10 | 21 | 8 | 7 | 1.7931 | 0 | 13.6089 | 0 | 0 | 0 | 0 | 0.026329 | 0 | 0 | 4.0416 | 0 | 19.4699 | 0 | 0 | 0 | 0 | 0 | 0 | 0 | 0 | 0 | 0 | 0 | 0 | 0 | 0.45131 | 0 | 0.71279 | 0.40087 | 0 | 0 | 0.42121 | 0.70204 | 0 | 0 | 0 | 0 | 2.6882 | 0 | 0 | 0 | 0 | 0 | 0 | 0 | 0 | 0 | 0 | 0 | 0 | 0
10 | 21 | 9 | 7 | 1.7931 | 0 | 13.6089 | 0 | 0 | 0 | 0 | 0.016442 | 0 | 0 | 2.6822 | 0 | 18.1006 | 0 | 0 | 0 | 0 | 0 | 0 | 0 | 0 | 0 | 0 | 0 | 0 | 0 | 0.45131 | 0 | 0.71279 | 0.15924 | 0 | 0 | 0.31621 | 0.69878 | 0 | 0 | 0 | 0 | 2.3383 | 0 | 0 | 0 | 0 | 0 | 0 | 0 | 0 | 0 | 0 | 0 | 0 | 0
10 | 21 | 10 | 7 | 1.7931 | 0 | 13.6089 | 0 | 0 | 0 | 0 | 0.012295 | 0 | 0 | 2.6822 | 0 | 18.0965 | 0 | 0 | 0 | 0 | 0 | 0 | 0 | 0 | 0 | 0 | 0 | 0 | 0 | 0.45131 | 0 | 0.71279 | 0.091832 | 0 | 0 | 0.31621 | 0.69826 | 0 | 0 | 0 | 0 | 2.2704 | 0 | 0 | 0 | 0 | 0 | 0 | 0 | 0 | 0 | 0 | 0 | 0 | 0
10 | 21 | 11 | 7 | 1.7931 | 0 | 13.6089 | 0 | 0 | 0 | 0 | 0.01 | 0 | 0 | 3.1224 | 0 | 18.5344 | 0 | 0 | 0 | 0 | 0 | 0 | 0 | 0 | 0 | 0 | 0 | 0 | 0 | 0.45131 | 0 | 0.54519 | 0.05425 | 0 | 0 | 0.36871 | 0.69846 | 0 | 0 | 0 | 0 | 2.1179 | 0 | 0 | 0 | 0 | 0 | 0 | 0 | 0 | 0 | 0 | 0 | 0 | 0
10 | 21 | 12 | 7 | 1.7931 | 0 | 8.6613 | 0 | 0 | 0 | 0 | 0.011333 | 0 | 0 | 3.5626 | 0 | 14.0284 | 0 | 0 | 0 | 0 | 0 | 0 | 0 | 0 | 0 | 0 | 0 | 0 | 0 | 0.45131 | 0 | 0.54519 | 0.063716 | 0 | 0 | 0.42121 | 0.6983 | 0 | 0 | 0 | 0 | 2.1797 | 0 | 0 | 0 | 0 | 0 | 0 | 0 | 0 | 0 | 0 | 0 | 0 | 0
10 | 21 | 13 | 7 | 1.7931 | 0 | 13.6089 | 0 | 0 | 0 | 0 | 0.037923 | 0 | 0 | 3.1224 | 0 | 18.5623 | 0 | 0 | 0 | 0 | 0 | 0 | 0 | 0 | 0 | 0 | 0 | 0 | 0 | 0.45131 | 0 | 0.54519 | 0.053475 | 0 | 0 | 0.36871 | 0.69824 | 0 | 0 | 0 | 0 | 2.1169 | 0 | 0 | 0 | 0 | 0 | 0 | 0 | 0 | 0 | 0 | 0 | 0 | 0
10 | 21 | 14 | 7 | 1.7931 | 0 | 13.6089 | 0 | 0 | 0 | 0 | 0.036127 | 0 | 0 | 3.1224 | 0 | 18.5605 | 0 | 0 | 0 | 0 | 0 | 0 | 0 | 0 | 0 | 0 | 0 | 0 | 0 | 0.45131 | 0 | 0.54519 | 0.048509 | 0.094862 | 0 | 0.36871 | 0.69804 | 0 | 0 | 0 | 0 | 2.2066 | 0 | 0 | 0 | 0 | 0 | 0 | 0 | 0 | 0 | 0 | 0 | 0 | 0
10 | 21 | 15 | 7 | 1.7931 | 0 | 13.6089 | 0 | 0 | 0 | 0 | 0.051078 | 0 | 0 | 2.6821 | 0 | 18.1352 | 0 | 0 | 0 | 0 | 0 | 0 | 0 | 0 | 0 | 0 | 0 | 0 | 0 | 0.45131 | 0 | 0.54519 | 0.052805 | 0.15566 | 0 | 0.31621 | 0.69802 | 0 | 0 | 0 | 0 | 2.2192 | 0 | 0 | 0 | 0 | 0 | 0 | 0 | 0 | 0 | 0 | 0 | 0 | 0
10 | 21 | 16 | 7 | 1.7931 | 0 | 13.6089 | 0 | 0 | 0 | 0 | 0.05515 | 0 | 0 | 2.6821 | 0 | 18.1393 | 0 | 0 | 0 | 0 | 0 | 0 | 0 | 0 | 0 | 0 | 0 | 0 | 0 | 0.45131 | 0 | 0.54519 | 0.052156 | 0.21096 | 0 | 0.31621 | 0.69783 | 0 | 0 | 0 | 0 | 2.2737 | 0 | 0 | 0 | 0 | 0 | 0 | 0 | 0 | 0 | 0 | 0 | 0 | 0
10 | 21 | 17 | 7 | 1.7931 | 0 | 13.6089 | 0 | 0 | 0 | 0 | 0.026089 | 0 | 0 | 3.9584 | 0 | 19.3865 | 0 | 0 | 0 | 0 | 0 | 0 | 0 | 0 | 0 | 0 | 0 | 0 | 0 | 0.45131 | 0 | 0.54519 | 0.056446 | 0.078073 | 0 | 0.52621 | 0.69785 | 0 | 0 | 0 | 0 | 2.3551 | 0 | 0 | 0 | 0 | 0 | 0 | 0 | 0 | 0 | 0 | 0 | 0 | 0
10 | 21 | 18 | 7 | 1.7931 | 0 | 9.8982 | 0 | 0 | 0 | 0 | 0.011166 | 0 | 0 | 3.9584 | 0 | 15.661 | 0 | 0 | 0 | 0 | 0 | 0 | 0 | 0 | 0 | 0 | 0 | 0 | 0 | 0.45131 | 0 | 0.54519 | 0.088501 | 0 | 0 | 0.52621 | 0.69808 | 0 | 0 | 0 | 0 | 2.3093 | 0 | 0 | 0 | 0 | 0 | 0 | 0 | 0 | 0 | 0 | 0 | 0 | 0
10 | 21 | 19 | 7 | 1.7931 | 0 | 2.4769 | 0 | 0 | 0 | 0 | 0.018301 | 0 | 0 | 4.5148 | 0 | 8.8031 | 0 | 0 | 0 | 0 | 0 | 0 | 0 | 0 | 0 | 0 | 0 | 0 | 0 | 0.45131 | 0 | 0.88038 | 0.087018 | 0 | 0 | 0.42121 | 0.69654 | 0 | 0 | 0 | 0 | 2.5365 | 0 | 0 | 0 | 0 | 0 | 0 | 0 | 0 | 0 | 0 | 0 | 0 | 0
10 | 21 | 20 | 7 | 1.7931 | 0 | 2.4769 | 0 | 0 | 0 | 0 | 0.019062 | 0 | 0 | 3.1223 | 0 | 7.4114 | 0 | 0 | 0 | 0 | 0 | 0 | 0 | 0 | 0 | 0 | 0 | 0 | 0 | 0.45131 | 0 | 1.1038 | 0.091006 | 0 | 0 | 0.36871 | 0.69528 | 0 | 0 | 0 | 0 | 2.7101 | 0 | 0 | 0 | 0 | 0 | 0 | 0 | 0 | 0 | 0 | 0 | 0 | 0
10 | 21 | 21 | 7 | 1.7931 | 0 | 2.4769 | 0 | 0 | 0 | 0 | 0.019609 | 0 | 0 | 3.9584 | 0 | 8.248 | 0 | 0 | 0 | 0 | 0 | 0 | 0 | 0 | 0 | 0 | 0 | 0 | 0 | 0.45131 | 0 | 1.2156 | 0.09595 | 0 | 0 | 0.47371 | 0.69454 | 0 | 0 | 0 | 0 | 2.9311 | 0 | 0 | 0 | 0 | 0 | 0 | 0 | 0 | 0 | 0 | 0 | 0 | 0
10 | 21 | 22 | 7 | 1.7931 | 0 | 2.4769 | 0 | 0 | 0 | 0 | 0.020235 | 0 | 0 | 2.7259 | 0 | 7.0162 | 0 | 0 | 0 | 0 | 0 | 0 | 0 | 0 | 0 | 0 | 0 | 0 | 0 | 0.45131 | 0 | 1.1038 | 0.13971 | 0 | 0 | 0.31621 | 0.69489 | 0 | 0 | 0 | 0 | 2.706 | 0 | 0 | 0 | 0 | 0 | 0 | 0 | 0 | 0 | 0 | 0 | 0 | 0
10 | 21 | 23 | 7 | 1.7931 | 0 | 2.4769 | 0 | 0 | 0 | 0 | 0.01 | 0 | 0 | 0.48094 | 0 | 4.761 | 0 | 0 | 0 | 0 | 0 | 0 | 0 | 0 | 0 | 0 | 0 | 0 | 0 | 0.45131 | 0 | 0.88038 | 0.066989 | 0 | 0 | 0.053706 | 0.69576 | 0 | 0 | 0 | 0 | 2.1481 | 0 | 0 | 0 | 0 | 0 | 0 | 0 | 0 | 0 | 0 | 0 | 0 | 0
10 | 21 | 24 | 7 | 1.7931 | 0 | 2.4769 | 0 | 0 | 0 | 0 | 0.01 | 0 | 0 | 0.48096 | 0 | 4.761 | 0 | 0 | 0 | 0 | 0 | 0 | 0 | 0 | 0 | 0 | 0 | 0 | 0 | 0.45131 | 0 | 0.54519 | 0.073452 | 0 | 0 | 0.053706 | 0.69722 | 0 | 0 | 0 | 0 | 1.8209 | 0 | 0 | 0 | 0 | 0 | 0 | 0 | 0 | 0 | 0 | 0 | 0 | 0
10 | 22 | 1 | 1 | 1.7931 | 0 | 2.4769 | 0 | 0 | 0 | 0 | 0.01 | 0 | 0 | 0.48099 | 0 | 4.761 | 0 | 0 | 0 | 0 | 0 | 0 | 0 | 0 | 0 | 0 | 0 | 0 | 0 | 0.45131 | 0 | 0.32173 | 0.19628 | 0 | 0 | 0.053706 | 0.70222 | 0 | 0 | 0 | 0 | 1.7252 | 0 | 0 | 0 | 0 | 0 | 0 | 0 | 0 | 0 | 0 | 0 | 0 | 0
10 | 22 | 2 | 1 | 1.7931 | 0 | 2.4769 | 0 | 0 | 0 | 0 | 0.01 | 0 | 0 | 0.48101 | 0 | 4.761 | 0 | 0 | 0 | 0 | 0 | 0 | 0 | 0 | 0 | 0 | 0 | 0 | 0 | 0.45131 | 0 | 0.32173 | 0.19795 | 0 | 0 | 0.053706 | 0.70238 | 0 | 0 | 0 | 0 | 1.7271 | 0 | 0 | 0 | 0 | 0 | 0 | 0 | 0 | 0 | 0 | 0 | 0 | 0
10 | 22 | 3 | 1 | 1.7931 | 0 | 2.4769 | 0 | 0 | 0 | 0 | 0.01 | 0 | 0 | 0.48102 | 0 | 4.761 | 0 | 0 | 0 | 0 | 0 | 0 | 0 | 0 | 0 | 0 | 0 | 0 | 0 | 0.45131 | 0 | 0.32173 | 0.20611 | 0 | 0 | 0.053706 | 0.70209 | 0 | 0 | 0 | 0 | 1.7349 | 0 | 0 | 0 | 0 | 0 | 0 | 0 | 0 | 0 | 0 | 0 | 0 | 0
10 | 22 | 4 | 1 | 1.7931 | 0 | 2.4769 | 0 | 0 | 0 | 0 | 0.01 | 0 | 0 | 0.48101 | 0 | 4.761 | 0 | 0 | 0 | 0 | 0 | 0 | 0 | 0 | 0 | 0 | 0 | 0 | 0 | 0.45131 | 0 | 0.32173 | 0.20642 | 0 | 0 | 0.053706 | 0.70214 | 0 | 0 | 0 | 0 | 1.7353 | 0 | 0 | 0 | 0 | 0 | 0 | 0 | 0 | 0 | 0 | 0 | 0 | 0
10 | 22 | 5 | 1 | 1.7931 | 0 | 2.4769 | 0 | 0 | 0 | 0 | 0.01 | 0 | 0 | 0.48101 | 0 | 4.761 | 0 | 0 | 0 | 0 | 0 | 0 | 0 | 0 | 0 | 0 | 0 | 0 | 0 | 0.45131 | 0 | 0.32173 | 0.21024 | 0 | 0 | 0.053706 | 0.70095 | 0 | 0 | 0 | 0 | 1.7379 | 0 | 0 | 0 | 0 | 0 | 0 | 0 | 0 | 0 | 0 | 0 | 0 | 0
10 | 22 | 6 | 1 | 1.7931 | 0 | 2.4769 | 0 | 0 | 0 | 0 | 0.01 | 0 | 0 | 2.6821 | 0 | 6.9622 | 0 | 0 | 0 | 0 | 0 | 0 | 0 | 0 | 0 | 0 | 0 | 0 | 0 | 0.45131 | 0 | 0.54519 | 0.085415 | 0 | 0 | 0.31621 | 0.69684 | 0 | 0 | 0 | 0 | 2.095 | 0 | 0 | 0 | 0 | 0 | 0 | 0 | 0 | 0 | 0 | 0 | 0 | 0
10 | 22 | 7 | 1 | 1.7931 | 0 | 2.4769 | 0 | 0 | 0 | 0 | 0.032127 | 0 | 0 | 3.9584 | 0 | 8.2606 | 0 | 0 | 0 | 0 | 0 | 0 | 0 | 0 | 0 | 0 | 0 | 0 | 0 | 0.45131 | 0 | 0.71279 | 0.19435 | 0 | 0 | 0.52621 | 0.69607 | 0 | 0 | 0 | 0 | 2.5807 | 0 | 0 | 0 | 0 | 0 | 0 | 0 | 0 | 0 | 0 | 0 | 0 | 0
10 | 22 | 8 | 1 | 1.7931 | 0 | 13.6089 | 0 | 0 | 0 | 0 | 0.011007 | 0 | 0 | 4.0415 | 0 | 19.4545 | 0 | 0 | 0 | 0 | 0 | 0 | 0 | 0 | 0 | 0 | 0 | 0 | 0 | 0.45131 | 0 | 0.71279 | 0.10765 | 0 | 0 | 0.42121 | 0.69554 | 0 | 0 | 0 | 0 | 2.3885 | 0 | 0 | 0 | 0 | 0 | 0 | 0 | 0 | 0 | 0 | 0 | 0 | 0
10 | 22 | 9 | 1 | 1.7931 | 0 | 13.6089 | 0 | 0 | 0 | 0 | 0.01 | 0 | 0 | 2.6821 | 0 | 18.0941 | 0 | 0 | 0 | 0 | 0 | 0 | 0 | 0 | 0 | 0 | 0 | 0 | 0 | 0.45131 | 0 | 0.71279 | 0.063671 | 0 | 0 | 0.31621 | 0.69497 | 0 | 0 | 0 | 0 | 2.2389 | 0 | 0 | 0 | 0 | 0 | 0 | 0 | 0 | 0 | 0 | 0 | 0 | 0
10 | 22 | 10 | 1 | 1.7931 | 0 | 13.6089 | 0 | 0 | 0 | 0 | 0.01 | 0 | 0 | 2.6821 | 0 | 18.0941 | 0 | 0 | 0 | 0 | 0 | 0 | 0 | 0 | 0 | 0 | 0 | 0 | 0 | 0.45131 | 0 | 0.71279 | 0.059727 | 0 | 0 | 0.31621 | 0.6949 | 0 | 0 | 0 | 0 | 2.2349 | 0 | 0 | 0 | 0 | 0 | 0 | 0 | 0 | 0 | 0 | 0 | 0 | 0
10 | 22 | 11 | 1 | 1.7931 | 0 | 13.6089 | 0 | 0 | 0 | 0 | 0.01 | 0 | 0 | 3.1223 | 0 | 18.5343 | 0 | 0 | 0 | 0 | 0 | 0 | 0 | 0 | 0 | 0 | 0 | 0 | 0 | 0.45131 | 0 | 0.54519 | 0.058521 | 0 | 0 | 0.36871 | 0.69537 | 0 | 0 | 0 | 0 | 2.1191 | 0 | 0 | 0 | 0 | 0 | 0 | 0 | 0 | 0 | 0 | 0 | 0 | 0
10 | 22 | 12 | 1 | 1.7931 | 0 | 8.6613 | 0 | 0 | 0 | 0 | 0.027976 | 0 | 0 | 3.5625 | 0 | 14.045 | 0 | 0 | 0 | 0 | 0 | 0 | 0 | 0 | 0 | 0 | 0 | 0 | 0 | 0.45131 | 0 | 0.54519 | 0.050934 | 0 | 0 | 0.42121 | 0.6952 | 0 | 0 | 0 | 0 | 2.1638 | 0 | 0 | 0 | 0 | 0 | 0 | 0 | 0 | 0 | 0 | 0 | 0 | 0
10 | 22 | 13 | 1 | 1.7931 | 0 | 13.6089 | 0 | 0 | 0 | 0 | 0.056149 | 0 | 0 | 3.1223 | 0 | 18.5805 | 0 | 0 | 0 | 0 | 0 | 0 | 0 | 0 | 0 | 0 | 0 | 0 | 0 | 0.45131 | 0 | 0.54519 | 0.046783 | 0.091792 | 0 | 0.36871 | 0.695 | 0 | 0 | 0 | 0 | 2.1988 | 0 | 0 | 0 | 0 | 0 | 0 | 0 | 0 | 0 | 0 | 0 | 0 | 0
10 | 22 | 14 | 1 | 1.7931 | 0 | 13.6089 | 0 | 0 | 0 | 0 | 0.018611 | 0 | 0 | 3.1223 | 0 | 18.5429 | 0 | 0 | 0 | 0 | 0 | 0 | 0 | 0 | 0 | 0 | 0 | 0 | 0 | 0.45131 | 0 | 0.54519 | 0.042825 | 0.039096 | 0 | 0.36871 | 0.69488 | 0 | 0 | 0 | 0 | 2.142 | 0 | 0 | 0 | 0 | 0 | 0 | 0 | 0 | 0 | 0 | 0 | 0 | 0
10 | 22 | 15 | 1 | 1.7931 | 0 | 13.6089 | 0 | 0 | 0 | 0 | 0.013168 | 0 | 0 | 2.6821 | 0 | 18.0973 | 0 | 0 | 0 | 0 | 0 | 0 | 0 | 0 | 0 | 0 | 0 | 0 | 0 | 0.45131 | 0 | 0.54519 | 0.04223 | 0.014483 | 0 | 0.31621 | 0.69468 | 0 | 0 | 0 | 0 | 2.0641 | 0 | 0 | 0 | 0 | 0 | 0 | 0 | 0 | 0 | 0 | 0 | 0 | 0
10 | 22 | 16 | 1 | 1.7931 | 0 | 13.6089 | 0 | 0 | 0 | 0 | 0.01 | 0 | 0 | 2.6821 | 0 | 18.0941 | 0 | 0 | 0 | 0 | 0 | 0 | 0 | 0 | 0 | 0 | 0 | 0 | 0 | 0.45131 | 0 | 0.54519 | 0.045601 | 0 | 0 | 0.31621 | 0.69465 | 0 | 0 | 0 | 0 | 2.053 | 0 | 0 | 0 | 0 | 0 | 0 | 0 | 0 | 0 | 0 | 0 | 0 | 0
10 | 22 | 17 | 1 | 1.7931 | 0 | 13.6089 | 0 | 0 | 0 | 0 | 0.011749 | 0 | 0 | 3.9584 | 0 | 19.3722 | 0 | 0 | 0 | 0 | 0 | 0 | 0 | 0 | 0 | 0 | 0 | 0 | 0 | 0.45131 | 0 | 0.54519 | 0.045412 | 0 | 0 | 0.52621 | 0.6946 | 0 | 0 | 0 | 0 | 2.2627 | 0 | 0 | 0 | 0 | 0 | 0 | 0 | 0 | 0 | 0 | 0 | 0 | 0
10 | 22 | 18 | 1 | 1.7931 | 0 | 9.8982 | 0 | 0 | 0 | 0 | 0.01 | 0 | 0 | 3.9584 | 0 | 15.6598 | 0 | 0 | 0 | 0 | 0 | 0 | 0 | 0 | 0 | 0 | 0 | 0 | 0 | 0.45131 | 0 | 0.54519 | 0.052578 | 0 | 0 | 0.52621 | 0.6947 | 0 | 0 | 0 | 0 | 2.27 | 0 | 0 | 0 | 0 | 0 | 0 | 0 | 0 | 0 | 0 | 0 | 0 | 0
10 | 22 | 19 | 1 | 1.7931 | 0 | 2.4769 | 0 | 0 | 0 | 0 | 0.013301 | 0 | 0 | 4.5147 | 0 | 8.798 | 0 | 0 | 0 | 0 | 0 | 0 | 0 | 0 | 0 | 0 | 0 | 0 | 0 | 0.45131 | 0 | 0.88038 | 0.090352 | 0 | 0 | 0.42121 | 0.6934 | 0 | 0 | 0 | 0 | 2.5366 | 0 | 0 | 0 | 0 | 0 | 0 | 0 | 0 | 0 | 0 | 0 | 0 | 0
10 | 22 | 20 | 1 | 1.7931 | 0 | 2.4769 | 0 | 0 | 0 | 0 | 0.013787 | 0 | 0 | 3.1223 | 0 | 7.4061 | 0 | 0 | 0 | 0 | 0 | 0 | 0 | 0 | 0 | 0 | 0 | 0 | 0 | 0.45131 | 0 | 1.1038 | 0.091841 | 0 | 0 | 0.36871 | 0.69212 | 0 | 0 | 0 | 0 | 2.7078 | 0 | 0 | 0 | 0 | 0 | 0 | 0 | 0 | 0 | 0 | 0 | 0 | 0
10 | 22 | 21 | 1 | 1.7931 | 0 | 2.4769 | 0 | 0 | 0 | 0 | 0.013842 | 0 | 0 | 3.9584 | 0 | 8.2423 | 0 | 0 | 0 | 0 | 0 | 0 | 0 | 0 | 0 | 0 | 0 | 0 | 0 | 0.45131 | 0 | 1.2156 | 0.093263 | 0 | 0 | 0.47371 | 0.69127 | 0 | 0 | 0 | 0 | 2.9251 | 0 | 0 | 0 | 0 | 0 | 0 | 0 | 0 | 0 | 0 | 0 | 0 | 0
10 | 22 | 22 | 1 | 1.7931 | 0 | 2.4769 | 0 | 0 | 0 | 0 | 0.01404 | 0 | 0 | 2.7258 | 0 | 7.0099 | 0 | 0 | 0 | 0 | 0 | 0 | 0 | 0 | 0 | 0 | 0 | 0 | 0 | 0.45131 | 0 | 1.1038 | 0.09929 | 0 | 0 | 0.31621 | 0.69147 | 0 | 0 | 0 | 0 | 2.6621 | 0 | 0 | 0 | 0 | 0 | 0 | 0 | 0 | 0 | 0 | 0 | 0 | 0
10 | 22 | 23 | 1 | 1.7931 | 0 | 2.4769 | 0 | 0 | 0 | 0 | 0.01 | 0 | 0 | 0.48088 | 0 | 4.7609 | 0 | 0 | 0 | 0 | 0 | 0 | 0 | 0 | 0 | 0 | 0 | 0 | 0 | 0.45131 | 0 | 0.88038 | 0.061212 | 0 | 0 | 0.053706 | 0.69264 | 0 | 0 | 0 | 0 | 2.1393 | 0 | 0 | 0 | 0 | 0 | 0 | 0 | 0 | 0 | 0 | 0 | 0 | 0
10 | 22 | 24 | 1 | 1.7931 | 0 | 2.4769 | 0 | 0 | 0 | 0 | 0.01 | 0 | 0 | 0.4809 | 0 | 4.7609 | 0 | 0 | 0 | 0 | 0 | 0 | 0 | 0 | 0 | 0 | 0 | 0 | 0 | 0.45131 | 0 | 0.54519 | 0.070402 | 0 | 0 | 0.053706 | 0.69398 | 0 | 0 | 0 | 0 | 1.8146 | 0 | 0 | 0 | 0 | 0 | 0 | 0 | 0 | 0 | 0 | 0 | 0 | 0
10 | 23 | 1 | 2 | 1.7931 | 0 | 2.4769 | 0 | 0 | 0 | 0 | 0.01 | 0 | 0 | 0.48093 | 0 | 4.761 | 0 | 0 | 0 | 0 | 0 | 0 | 0 | 0 | 0 | 0 | 0 | 0 | 0 | 0.45131 | 0 | 0.32173 | 0.079983 | 0 | 0 | 0.053706 | 0.69529 | 0 | 0 | 0 | 0 | 1.602 | 0 | 0 | 0 | 0 | 0 | 0 | 0 | 0 | 0 | 0 | 0 | 0 | 0
10 | 23 | 2 | 2 | 1.7931 | 0 | 2.4769 | 0 | 0 | 0 | 0 | 0.01 | 0 | 0 | 0.48095 | 0 | 4.761 | 0 | 0 | 0 | 0 | 0 | 0 | 0 | 0 | 0 | 0 | 0 | 0 | 0 | 0.45131 | 0 | 0.32173 | 0.080876 | 0 | 0 | 0.053706 | 0.69544 | 0 | 0 | 0 | 0 | 1.6031 | 0 | 0 | 0 | 0 | 0 | 0 | 0 | 0 | 0 | 0 | 0 | 0 | 0
10 | 23 | 3 | 2 | 1.7931 | 0 | 2.4769 | 0 | 0 | 0 | 0 | 0.01 | 0 | 0 | 0.48095 | 0 | 4.761 | 0 | 0 | 0 | 0 | 0 | 0 | 0 | 0 | 0 | 0 | 0 | 0 | 0 | 0.45131 | 0 | 0.32173 | 0.085026 | 0 | 0 | 0.053706 | 0.69569 | 0 | 0 | 0 | 0 | 1.6075 | 0 | 0 | 0 | 0 | 0 | 0 | 0 | 0 | 0 | 0 | 0 | 0 | 0
10 | 23 | 4 | 2 | 1.7931 | 0 | 2.4769 | 0 | 0 | 0 | 0 | 0.01 | 0 | 0 | 0.48096 | 0 | 4.761 | 0 | 0 | 0 | 0 | 0 | 0 | 0 | 0 | 0 | 0 | 0 | 0 | 0 | 0.45131 | 0 | 0.32173 | 0.084087 | 0 | 0 | 0.053706 | 0.69551 | 0 | 0 | 0 | 0 | 1.6063 | 0 | 0 | 0 | 0 | 0 | 0 | 0 | 0 | 0 | 0 | 0 | 0 | 0
10 | 23 | 5 | 2 | 1.7931 | 0 | 2.4769 | 0 | 0 | 0 | 0 | 0.01 | 0 | 0 | 0.48096 | 0 | 4.761 | 0 | 0 | 0 | 0 | 0 | 0 | 0 | 0 | 0 | 0 | 0 | 0 | 0 | 0.45131 | 0 | 0.32173 | 0.082053 | 0 | 0 | 0.053706 | 0.69566 | 0 | 0 | 0 | 0 | 1.6045 | 0 | 0 | 0 | 0 | 0 | 0 | 0 | 0 | 0 | 0 | 0 | 0 | 0
10 | 23 | 6 | 2 | 1.7931 | 0 | 2.4769 | 0 | 0 | 0 | 0 | 0.01 | 0 | 0 | 2.6821 | 0 | 6.9621 | 0 | 0 | 0 | 0 | 0 | 0 | 0 | 0 | 0 | 0 | 0 | 0 | 0 | 0.45131 | 0 | 0.54519 | 0.079118 | 0 | 0 | 0.31621 | 0.69459 | 0 | 0 | 0 | 0 | 2.0864 | 0 | 0 | 0 | 0 | 0 | 0 | 0 | 0 | 0 | 0 | 0 | 0 | 0
10 | 23 | 7 | 2 | 1.7931 | 0 | 2.4769 | 0 | 0 | 0 | 0 | 0.024898 | 0 | 0 | 3.9584 | 0 | 8.2533 | 0 | 0 | 0 | 0 | 0 | 0 | 0 | 0 | 0 | 0 | 0 | 0 | 0 | 0.45131 | 0 | 0.71279 | 0.18782 | 0 | 0 | 0.52621 | 0.69354 | 0 | 0 | 0 | 0 | 2.5717 | 0 | 0 | 0 | 0 | 0 | 0 | 0 | 0 | 0 | 0 | 0 | 0 | 0
10 | 23 | 8 | 2 | 1.7931 | 0 | 13.6089 | 0 | 0 | 0 | 0 | 0.01 | 0 | 0 | 4.0414 | 0 | 19.4534 | 0 | 0 | 0 | 0 | 0 | 0 | 0 | 0 | 0 | 0 | 0 | 0 | 0 | 0.45131 | 0 | 0.71279 | 0.06445 | 0 | 0 | 0.42121 | 0.69329 | 0 | 0 | 0 | 0 | 2.343 | 0 | 0 | 0 | 0 | 0 | 0 | 0 | 0 | 0 | 0 | 0 | 0 | 0
10 | 23 | 9 | 2 | 1.7931 | 0 | 13.6089 | 0 | 0 | 0 | 0 | 0.01 | 0 | 0 | 2.682 | 0 | 18.0941 | 0 | 0 | 0 | 0 | 0 | 0 | 0 | 0 | 0 | 0 | 0 | 0 | 0 | 0.45131 | 0 | 0.71279 | 0.061193 | 0 | 0 | 0.31621 | 0.69317 | 0 | 0 | 0 | 0 | 2.2347 | 0 | 0 | 0 | 0 | 0 | 0 | 0 | 0 | 0 | 0 | 0 | 0 | 0
10 | 23 | 10 | 2 | 1.7931 | 0 | 13.6089 | 0 | 0 | 0 | 0 | 0.01 | 0 | 0 | 2.682 | 0 | 18.0941 | 0 | 0 | 0 | 0 | 0 | 0 | 0 | 0 | 0 | 0 | 0 | 0 | 0 | 0.45131 | 0 | 0.71279 | 0.056855 | 0 | 0 | 0.31621 | 0.6928 | 0 | 0 | 0 | 0 | 2.23 | 0 | 0 | 0 | 0 | 0 | 0 | 0 | 0 | 0 | 0 | 0 | 0 | 0
10 | 23 | 11 | 2 | 1.7931 | 0 | 13.6089 | 0 | 0 | 0 | 0 | 0.01 | 0 | 0 | 3.1223 | 0 | 18.5343 | 0 | 0 | 0 | 0 | 0 | 0 | 0 | 0 | 0 | 0 | 0 | 0 | 0 | 0.45131 | 0 | 0.54519 | 0.056868 | 0 | 0 | 0.36871 | 0.69346 | 0 | 0 | 0 | 0 | 2.1155 | 0 | 0 | 0 | 0 | 0 | 0 | 0 | 0 | 0 | 0 | 0 | 0 | 0
10 | 23 | 12 | 2 | 1.7931 | 0 | 8.6613 | 0 | 0 | 0 | 0 | 0.01 | 0 | 0 | 3.5625 | 0 | 14.027 | 0 | 0 | 0 | 0 | 0 | 0 | 0 | 0 | 0 | 0 | 0 | 0 | 0 | 0.45131 | 0 | 0.54519 | 0.053994 | 0 | 0 | 0.42121 | 0.69347 | 0 | 0 | 0 | 0 | 2.1652 | 0 | 0 | 0 | 0 | 0 | 0 | 0 | 0 | 0 | 0 | 0 | 0 | 0
10 | 23 | 13 | 2 | 1.7931 | 0 | 13.6089 | 0 | 0 | 0 | 0 | 0.01 | 0 | 0 | 3.1223 | 0 | 18.5343 | 0 | 0 | 0 | 0 | 0 | 0 | 0 | 0 | 0 | 0 | 0 | 0 | 0 | 0.45131 | 0 | 0.54519 | 0.050665 | 0 | 0 | 0.36871 | 0.69337 | 0 | 0 | 0 | 0 | 2.1092 | 0 | 0 | 0 | 0 | 0 | 0 | 0 | 0 | 0 | 0 | 0 | 0 | 0
10 | 23 | 14 | 2 | 1.7931 | 0 | 13.6089 | 0 | 0 | 0 | 0 | 0.01 | 0 | 0 | 3.1223 | 0 | 18.5343 | 0 | 0 | 0 | 0 | 0 | 0 | 0 | 0 | 0 | 0 | 0 | 0 | 0 | 0.45131 | 0 | 0.54519 | 0.047105 | 0 | 0 | 0.36871 | 0.69322 | 0 | 0 | 0 | 0 | 2.1055 | 0 | 0 | 0 | 0 | 0 | 0 | 0 | 0 | 0 | 0 | 0 | 0 | 0
10 | 23 | 15 | 2 | 1.7931 | 0 | 13.6089 | 0 | 0 | 0 | 0 | 0.01 | 0 | 0 | 2.682 | 0 | 18.0941 | 0 | 0 | 0 | 0 | 0 | 0 | 0 | 0 | 0 | 0 | 0 | 0 | 0 | 0.45131 | 0 | 0.54519 | 0.047109 | 0 | 0 | 0.31621 | 0.69324 | 0 | 0 | 0 | 0 | 2.0531 | 0 | 0 | 0 | 0 | 0 | 0 | 0 | 0 | 0 | 0 | 0 | 0 | 0
10 | 23 | 16 | 2 | 1.7931 | 0 | 13.6089 | 0 | 0 | 0 | 0 | 0.01 | 0 | 0 | 2.682 | 0 | 18.0941 | 0 | 0 | 0 | 0 | 0 | 0 | 0 | 0 | 0 | 0 | 0 | 0 | 0 | 0.45131 | 0 | 0.54519 | 0.05073 | 0 | 0 | 0.31621 | 0.69341 | 0 | 0 | 0 | 0 | 2.0568 | 0 | 0 | 0 | 0 | 0 | 0 | 0 | 0 | 0 | 0 | 0 | 0 | 0
10 | 23 | 17 | 2 | 1.7931 | 0 | 13.6089 | 0 | 0 | 0 | 0 | 0.01 | 0 | 0 | 3.9584 | 0 | 19.3704 | 0 | 0 | 0 | 0 | 0 | 0 | 0 | 0 | 0 | 0 | 0 | 0 | 0 | 0.45131 | 0 | 0.54519 | 0.054805 | 0 | 0 | 0.52621 | 0.69368 | 0 | 0 | 0 | 0 | 2.2712 | 0 | 0 | 0 | 0 | 0 | 0 | 0 | 0 | 0 | 0 | 0 | 0 | 0
10 | 23 | 18 | 2 | 1.7931 | 0 | 9.8982 | 0 | 0 | 0 | 0 | 0.01 | 0 | 0 | 3.9584 | 0 | 15.6597 | 0 | 0 | 0 | 0 | 0 | 0 | 0 | 0 | 0 | 0 | 0 | 0 | 0 | 0.45131 | 0 | 0.54519 | 0.057823 | 0 | 0 | 0.52621 | 0.69369 | 0 | 0 | 0 | 0 | 2.2742 | 0 | 0 | 0 | 0 | 0 | 0 | 0 | 0 | 0 | 0 | 0 | 0 | 0
10 | 23 | 19 | 2 | 1.7931 | 0 | 2.4769 | 0 | 0 | 0 | 0 | 0.016108 | 0 | 0 | 4.5146 | 0 | 8.8008 | 0 | 0 | 0 | 0 | 0 | 0 | 0 | 0 | 0 | 0 | 0 | 0 | 0 | 0.45131 | 0 | 0.88038 | 0.091749 | 0 | 0 | 0.42121 | 0.69231 | 0 | 0 | 0 | 0 | 2.537 | 0 | 0 | 0 | 0 | 0 | 0 | 0 | 0 | 0 | 0 | 0 | 0 | 0
10 | 23 | 20 | 2 | 1.7931 | 0 | 2.4769 | 0 | 0 | 0 | 0 | 0.016145 | 0 | 0 | 3.1223 | 0 | 7.4084 | 0 | 0 | 0 | 0 | 0 | 0 | 0 | 0 | 0 | 0 | 0 | 0 | 0 | 0.45131 | 0 | 1.1038 | 0.086836 | 0 | 0 | 0.36871 | 0.69096 | 0 | 0 | 0 | 0 | 2.7016 | 0 | 0 | 0 | 0 | 0 | 0 | 0 | 0 | 0 | 0 | 0 | 0 | 0
10 | 23 | 21 | 2 | 1.7931 | 0 | 2.4769 | 0 | 0 | 0 | 0 | 0.015996 | 0 | 0 | 3.9584 | 0 | 8.2444 | 0 | 0 | 0 | 0 | 0 | 0 | 0 | 0 | 0 | 0 | 0 | 0 | 0 | 0.45131 | 0 | 1.2156 | 0.03688 | 0 | 0 | 0.47371 | 0.6901 | 0 | 0 | 0 | 0 | 2.8676 | 0 | 0 | 0 | 0 | 0 | 0 | 0 | 0 | 0 | 0 | 0 | 0 | 0
10 | 23 | 22 | 2 | 1.7931 | 0 | 2.4769 | 0 | 0 | 0 | 0 | 0.015463 | 0 | 0 | 2.7258 | 0 | 7.0113 | 0 | 0 | 0 | 0 | 0 | 0 | 0 | 0 | 0 | 0 | 0 | 0 | 0 | 0.45131 | 0 | 1.1038 | 0.071166 | 0 | 0 | 0.31621 | 0.69014 | 0 | 0 | 0 | 0 | 2.6327 | 0 | 0 | 0 | 0 | 0 | 0 | 0 | 0 | 0 | 0 | 0 | 0 | 0
10 | 23 | 23 | 2 | 1.7931 | 0 | 2.4769 | 0 | 0 | 0 | 0 | 0.01 | 0 | 0 | 0.48085 | 0 | 4.7609 | 0 | 0 | 0 | 0 | 0 | 0 | 0 | 0 | 0 | 0 | 0 | 0 | 0 | 0.45131 | 0 | 0.88038 | 0.041962 | 0 | 0 | 0.053706 | 0.691 | 0 | 0 | 0 | 0 | 2.1184 | 0 | 0 | 0 | 0 | 0 | 0 | 0 | 0 | 0 | 0 | 0 | 0 | 0
10 | 23 | 24 | 2 | 1.7931 | 0 | 2.4769 | 0 | 0 | 0 | 0 | 0.01 | 0 | 0 | 0.48087 | 0 | 4.7609 | 0 | 0 | 0 | 0 | 0 | 0 | 0 | 0 | 0 | 0 | 0 | 0 | 0 | 0.45131 | 0 | 0.54519 | 0.050791 | 0 | 0 | 0.053706 | 0.6927 | 0 | 0 | 0 | 0 | 1.7937 | 0 | 0 | 0 | 0 | 0 | 0 | 0 | 0 | 0 | 0 | 0 | 0 | 0
10 | 24 | 1 | 3 | 1.7931 | 0 | 2.4769 | 0 | 0 | 0 | 0 | 0.01 | 0 | 0 | 0.4809 | 0 | 4.7609 | 0 | 0 | 0 | 0 | 0 | 0 | 0 | 0 | 0 | 0 | 0 | 0 | 0 | 0.45131 | 0 | 0.32173 | 0.059292 | 0 | 0 | 0.053706 | 0.69408 | 0 | 0 | 0 | 0 | 1.5801 | 0 | 0 | 0 | 0 | 0 | 0 | 0 | 0 | 0 | 0 | 0 | 0 | 0
10 | 24 | 2 | 3 | 1.7931 | 0 | 2.4769 | 0 | 0 | 0 | 0 | 0.01 | 0 | 0 | 0.48093 | 0 | 4.761 | 0 | 0 | 0 | 0 | 0 | 0 | 0 | 0 | 0 | 0 | 0 | 0 | 0 | 0.45131 | 0 | 0.32173 | 0.0614 | 0 | 0 | 0.053706 | 0.69455 | 0 | 0 | 0 | 0 | 1.5827 | 0 | 0 | 0 | 0 | 0 | 0 | 0 | 0 | 0 | 0 | 0 | 0 | 0
10 | 24 | 3 | 3 | 1.7931 | 0 | 2.4769 | 0 | 0 | 0 | 0 | 0.01 | 0 | 0 | 0.48094 | 0 | 4.761 | 0 | 0 | 0 | 0 | 0 | 0 | 0 | 0 | 0 | 0 | 0 | 0 | 0 | 0.45131 | 0 | 0.32173 | 0.057475 | 0 | 0 | 0.053706 | 0.69432 | 0 | 0 | 0 | 0 | 1.5785 | 0 | 0 | 0 | 0 | 0 | 0 | 0 | 0 | 0 | 0 | 0 | 0 | 0
10 | 24 | 4 | 3 | 1.7931 | 0 | 2.4769 | 0 | 0 | 0 | 0 | 0.01 | 0 | 0 | 0.48093 | 0 | 4.761 | 0 | 0 | 0 | 0 | 0 | 0 | 0 | 0 | 0 | 0 | 0 | 0 | 0 | 0.45131 | 0 | 0.32173 | 0.05438 | 0 | 0 | 0.053706 | 0.69438 | 0 | 0 | 0 | 0 | 1.5755 | 0 | 0 | 0 | 0 | 0 | 0 | 0 | 0 | 0 | 0 | 0 | 0 | 0
10 | 24 | 5 | 3 | 1.7931 | 0 | 2.4769 | 0 | 0 | 0 | 0 | 0.01 | 0 | 0 | 0.48093 | 0 | 4.761 | 0 | 0 | 0 | 0 | 0 | 0 | 0 | 0 | 0 | 0 | 0 | 0 | 0 | 0.45131 | 0 | 0.32173 | 0.057945 | 0 | 0 | 0.053706 | 0.69447 | 0 | 0 | 0 | 0 | 1.5792 | 0 | 0 | 0 | 0 | 0 | 0 | 0 | 0 | 0 | 0 | 0 | 0 | 0
10 | 24 | 6 | 3 | 1.7931 | 0 | 2.4769 | 0 | 0 | 0 | 0 | 0.01 | 0 | 0 | 2.6821 | 0 | 6.9621 | 0 | 0 | 0 | 0 | 0 | 0 | 0 | 0 | 0 | 0 | 0 | 0 | 0 | 0.45131 | 0 | 0.54519 | 0.057435 | 0 | 0 | 0.31621 | 0.6936 | 0 | 0 | 0 | 0 | 2.0638 | 0 | 0 | 0 | 0 | 0 | 0 | 0 | 0 | 0 | 0 | 0 | 0 | 0
10 | 24 | 7 | 3 | 1.7931 | 0 | 2.4769 | 0 | 0 | 0 | 0 | 0.026487 | 0 | 0 | 3.9584 | 0 | 8.2549 | 0 | 0 | 0 | 0 | 0 | 0 | 0 | 0 | 0 | 0 | 0 | 0 | 0 | 0.45131 | 0 | 0.71279 | 0.14545 | 0 | 0 | 0.52621 | 0.69279 | 0 | 0 | 0 | 0 | 2.5285 | 0 | 0 | 0 | 0 | 0 | 0 | 0 | 0 | 0 | 0 | 0 | 0 | 0
10 | 24 | 8 | 3 | 1.7931 | 0 | 13.6089 | 0 | 0 | 0 | 0 | 0.01217 | 0 | 0 | 4.0414 | 0 | 19.4555 | 0 | 0 | 0 | 0 | 0 | 0 | 0 | 0 | 0 | 0 | 0 | 0 | 0 | 0.45131 | 0 | 0.71279 | 0.074874 | 0 | 0 | 0.42121 | 0.69238 | 0 | 0 | 0 | 0 | 2.3526 | 0 | 0 | 0 | 0 | 0 | 0 | 0 | 0 | 0 | 0 | 0 | 0 | 0
10 | 24 | 9 | 3 | 1.7931 | 0 | 13.6089 | 0 | 0 | 0 | 0 | 0.01 | 0 | 0 | 2.682 | 0 | 18.094 | 0 | 0 | 0 | 0 | 0 | 0 | 0 | 0 | 0 | 0 | 0 | 0 | 0 | 0.45131 | 0 | 0.71279 | 0.03717 | 0 | 0 | 0.31621 | 0.69201 | 0 | 0 | 0 | 0 | 2.2095 | 0 | 0 | 0 | 0 | 0 | 0 | 0 | 0 | 0 | 0 | 0 | 0 | 0
10 | 24 | 10 | 3 | 1.7931 | 0 | 13.6089 | 0 | 0 | 0 | 0 | 0.01 | 0 | 0 | 2.682 | 0 | 18.094 | 0 | 0 | 0 | 0 | 0 | 0 | 0 | 0 | 0 | 0 | 0 | 0 | 0 | 0.45131 | 0 | 0.71279 | 0.030426 | 0 | 0 | 0.31621 | 0.69162 | 0 | 0 | 0 | 0 | 2.2024 | 0 | 0 | 0 | 0 | 0 | 0 | 0 | 0 | 0 | 0 | 0 | 0 | 0
10 | 24 | 11 | 3 | 1.7931 | 0 | 13.6089 | 0 | 0 | 0 | 0 | 0.01 | 0 | 0 | 3.1223 | 0 | 18.5343 | 0 | 0 | 0 | 0 | 0 | 0 | 0 | 0 | 0 | 0 | 0 | 0 | 0 | 0.45131 | 0 | 0.54519 | 0.022524 | 0 | 0 | 0.36871 | 0.69209 | 0 | 0 | 0 | 0 | 2.0798 | 0 | 0 | 0 | 0 | 0 | 0 | 0 | 0 | 0 | 0 | 0 | 0 | 0
10 | 24 | 12 | 3 | 1.7931 | 0 | 8.6613 | 0 | 0 | 0 | 0 | 0.01 | 0 | 0 | 3.5625 | 0 | 14.0269 | 0 | 0 | 0 | 0 | 0 | 0 | 0 | 0 | 0 | 0 | 0 | 0 | 0 | 0.45131 | 0 | 0.54519 | 0.01596 | 0 | 0 | 0.42121 | 0.69177 | 0 | 0 | 0 | 0 | 2.1254 | 0 | 0 | 0 | 0 | 0 | 0 | 0 | 0 | 0 | 0 | 0 | 0 | 0
10 | 24 | 13 | 3 | 1.7931 | 0 | 13.6089 | 0 | 0 | 0 | 0 | 0.045573 | 0 | 0 | 3.1223 | 0 | 18.5698 | 0 | 0 | 0 | 0 | 0 | 0 | 0 | 0 | 0 | 0 | 0 | 0 | 0 | 0.45131 | 0 | 0.54519 | 0.0097695 | 0 | 0 | 0.36871 | 0.69164 | 0 | 0 | 0 | 0 | 2.0666 | 0 | 0 | 0 | 0 | 0 | 0 | 0 | 0 | 0 | 0 | 0 | 0 | 0
10 | 24 | 14 | 3 | 1.7931 | 0 | 13.6089 | 0 | 0 | 0 | 0 | 0.088568 | 0 | 0 | 3.1223 | 0 | 18.6128 | 0 | 0 | 0 | 0 | 0 | 0 | 0 | 0 | 0 | 0 | 0 | 0 | 0 | 0.45131 | 0 | 0.54519 | 0.0066435 | 0.10939 | 0 | 0.36871 | 0.69141 | 0 | 0 | 0 | 0 | 2.1726 | 0 | 0 | 0 | 0 | 0 | 0 | 0 | 0 | 0 | 0 | 0 | 0 | 0
10 | 24 | 15 | 3 | 1.7931 | 0 | 13.6089 | 0 | 0 | 0 | 0 | 0.10953 | 0 | 0 | 2.682 | 0 | 18.1935 | 0 | 0 | 0 | 0 | 0 | 0 | 0 | 0 | 0 | 0 | 0 | 0 | 0 | 0.45131 | 0 | 0.54519 | 0.012497 | 0.3616 | 0 | 0.31621 | 0.69132 | 0 | 0 | 0 | 0 | 2.3781 | 0 | 0 | 0 | 0 | 0 | 0 | 0 | 0 | 0 | 0 | 0 | 0 | 0
10 | 24 | 16 | 3 | 1.7931 | 0 | 13.6089 | 0 | 0 | 0 | 0 | 0.15133 | 0 | 0 | 2.682 | 0 | 18.2353 | 0 | 0 | 0 | 0 | 0 | 0 | 0 | 0 | 0 | 0 | 0 | 0 | 0 | 0.45131 | 0 | 0.54519 | 0.018254 | 0.54615 | 0 | 0.31621 | 0.69127 | 0 | 0 | 0 | 0 | 2.5684 | 0 | 0 | 0 | 0 | 0 | 0 | 0 | 0 | 0 | 0 | 0 | 0 | 0
10 | 24 | 17 | 3 | 1.7931 | 0 | 13.6089 | 0 | 0 | 0 | 0 | 0.056914 | 0 | 0 | 3.9584 | 0 | 19.4173 | 0 | 0 | 0 | 0 | 0 | 0 | 0 | 0 | 0 | 0 | 0 | 0 | 0 | 0.45131 | 0 | 0.54519 | 0.027304 | 0.28417 | 0 | 0.52621 | 0.69152 | 0 | 0 | 0 | 0 | 2.5257 | 0 | 0 | 0 | 0 | 0 | 0 | 0 | 0 | 0 | 0 | 0 | 0 | 0
10 | 24 | 18 | 3 | 1.7931 | 0 | 9.8982 | 0 | 0 | 0 | 0 | 0.010709 | 0 | 0 | 3.9584 | 0 | 15.6604 | 0 | 0 | 0 | 0 | 0 | 0 | 0 | 0 | 0 | 0 | 0 | 0 | 0 | 0.45131 | 0 | 0.54519 | 0.03651 | 0.0036539 | 0 | 0.52621 | 0.6918 | 0 | 0 | 0 | 0 | 2.2547 | 0 | 0 | 0 | 0 | 0 | 0 | 0 | 0 | 0 | 0 | 0 | 0 | 0
10 | 24 | 19 | 3 | 1.7931 | 0 | 2.4769 | 0 | 0 | 0 | 0 | 0.01 | 0 | 0 | 4.5146 | 0 | 8.7946 | 0 | 0 | 0 | 0 | 0 | 0 | 0 | 0 | 0 | 0 | 0 | 0 | 0 | 0.45131 | 0 | 0.88038 | 0.03611 | 0 | 0 | 0.42121 | 0.69046 | 0 | 0 | 0 | 0 | 2.4795 | 0 | 0 | 0 | 0 | 0 | 0 | 0 | 0 | 0 | 0 | 0 | 0 | 0
10 | 24 | 20 | 3 | 1.7931 | 0 | 2.4769 | 0 | 0 | 0 | 0 | 0.01 | 0 | 0 | 3.1222 | 0 | 7.4022 | 0 | 0 | 0 | 0 | 0 | 0 | 0 | 0 | 0 | 0 | 0 | 0 | 0 | 0.45131 | 0 | 1.1038 | 0 | 0 | 0 | 0.36871 | 0.6901 | 0 | 0 | 0 | 0 | 2.614 | 0 | 0 | 0 | 0 | 0 | 0 | 0 | 0 | 0 | 0 | 0 | 0 | 0
10 | 24 | 21 | 3 | 1.7931 | 0 | 2.4769 | 0 | 0 | 0 | 0 | 0.01043 | 0 | 0 | 3.9583 | 0 | 8.2388 | 0 | 0 | 0 | 0 | 0 | 0 | 0 | 0 | 0 | 0 | 0 | 0 | 0 | 0.45131 | 0 | 1.2156 | 0.021068 | 0 | 0 | 0.47371 | 0.6901 | 0 | 0 | 0 | 0 | 2.8518 | 0 | 0 | 0 | 0 | 0 | 0 | 0 | 0 | 0 | 0 | 0 | 0 | 0
10 | 24 | 22 | 3 | 1.7931 | 0 | 2.4769 | 0 | 0 | 0 | 0 | 0.010423 | 0 | 0 | 2.7256 | 0 | 7.0061 | 0 | 0 | 0 | 0 | 0 | 0 | 0 | 0 | 0 | 0 | 0 | 0 | 0 | 0.45131 | 0 | 1.1038 | 0.021149 | 0 | 0 | 0.31621 | 0.6901 | 0 | 0 | 0 | 0 | 2.5826 | 0 | 0 | 0 | 0 | 0 | 0 | 0 | 0 | 0 | 0 | 0 | 0 | 0
10 | 24 | 23 | 3 | 1.7931 | 0 | 2.4769 | 0 | 0 | 0 | 0 | 0.01 | 0 | 0 | 0.48069 | 0 | 4.7607 | 0 | 0 | 0 | 0 | 0 | 0 | 0 | 0 | 0 | 0 | 0 | 0 | 0 | 0.45131 | 0 | 0.88038 | 0 | 0 | 0 | 0.053706 | 0.6901 | 0 | 0 | 0 | 0 | 2.0755 | 0 | 0 | 0 | 0 | 0 | 0 | 0 | 0 | 0 | 0 | 0 | 0 | 0
10 | 24 | 24 | 3 | 1.7931 | 0 | 2.4769 | 0 | 0 | 0 | 0 | 0.01 | 0 | 0 | 0.48073 | 0 | 4.7607 | 0 | 0 | 0 | 0 | 0 | 0 | 0 | 0 | 0 | 0 | 0 | 0 | 0 | 0.45131 | 0 | 0.54519 | 0 | 0 | 0 | 0.053706 | 0.6901 | 0 | 0 | 0 | 0 | 1.7403 | 0 | 0 | 0 | 0 | 0 | 0 | 0 | 0 | 0 | 0 | 0 | 0 | 0
10 | 25 | 1 | 4 | 1.7931 | 0 | 2.4769 | 0 | 0 | 0 | 0 | 0.01 | 0 | 0 | 0.48083 | 0 | 4.7608 | 0 | 0 | 0 | 0 | 0 | 0 | 0 | 0 | 0 | 0 | 0 | 0 | 0 | 0.45131 | 0 | 0.32173 | 0.043905 | 0 | 0 | 0.053706 | 0.69161 | 0 | 0 | 0 | 0 | 1.5623 | 0 | 0 | 0 | 0 | 0 | 0 | 0 | 0 | 0 | 0 | 0 | 0 | 0
10 | 25 | 2 | 4 | 1.7931 | 0 | 2.4769 | 0 | 0 | 0 | 0 | 0.01 | 0 | 0 | 0.48088 | 0 | 4.7609 | 0 | 0 | 0 | 0 | 0 | 0 | 0 | 0 | 0 | 0 | 0 | 0 | 0 | 0.45131 | 0 | 0.32173 | 0.051044 | 0 | 0 | 0.053706 | 0.69209 | 0 | 0 | 0 | 0 | 1.5699 | 0 | 0 | 0 | 0 | 0 | 0 | 0 | 0 | 0 | 0 | 0 | 0 | 0
10 | 25 | 3 | 4 | 1.7931 | 0 | 2.4769 | 0 | 0 | 0 | 0 | 0.01 | 0 | 0 | 0.48089 | 0 | 4.7609 | 0 | 0 | 0 | 0 | 0 | 0 | 0 | 0 | 0 | 0 | 0 | 0 | 0 | 0.45131 | 0 | 0.32173 | 0.051161 | 0 | 0 | 0.053706 | 0.69212 | 0 | 0 | 0 | 0 | 1.57 | 0 | 0 | 0 | 0 | 0 | 0 | 0 | 0 | 0 | 0 | 0 | 0 | 0
10 | 25 | 4 | 4 | 1.7931 | 0 | 2.4769 | 0 | 0 | 0 | 0 | 0.01 | 0 | 0 | 0.48089 | 0 | 4.7609 | 0 | 0 | 0 | 0 | 0 | 0 | 0 | 0 | 0 | 0 | 0 | 0 | 0 | 0.45131 | 0 | 0.32173 | 0.054631 | 0 | 0 | 0.053706 | 0.69233 | 0 | 0 | 0 | 0 | 1.5737 | 0 | 0 | 0 | 0 | 0 | 0 | 0 | 0 | 0 | 0 | 0 | 0 | 0
10 | 25 | 5 | 4 | 1.7931 | 0 | 2.4769 | 0 | 0 | 0 | 0 | 0.01 | 0 | 0 | 0.48089 | 0 | 4.7609 | 0 | 0 | 0 | 0 | 0 | 0 | 0 | 0 | 0 | 0 | 0 | 0 | 0 | 0.45131 | 0 | 0.32173 | 0.050873 | 0 | 0 | 0.053706 | 0.69204 | 0 | 0 | 0 | 0 | 1.5697 | 0 | 0 | 0 | 0 | 0 | 0 | 0 | 0 | 0 | 0 | 0 | 0 | 0
10 | 25 | 6 | 4 | 1.7931 | 0 | 2.4769 | 0 | 0 | 0 | 0 | 0.01 | 0 | 0 | 2.682 | 0 | 6.962 | 0 | 0 | 0 | 0 | 0 | 0 | 0 | 0 | 0 | 0 | 0 | 0 | 0 | 0.45131 | 0 | 0.54519 | 0.046639 | 0 | 0 | 0.31621 | 0.69092 | 0 | 0 | 0 | 0 | 2.0503 | 0 | 0 | 0 | 0 | 0 | 0 | 0 | 0 | 0 | 0 | 0 | 0 | 0
10 | 25 | 7 | 4 | 1.7931 | 0 | 2.4769 | 0 | 0 | 0 | 0 | 0.012206 | 0 | 0 | 3.9584 | 0 | 8.2406 | 0 | 0 | 0 | 0 | 0 | 0 | 0 | 0 | 0 | 0 | 0 | 0 | 0 | 0.45131 | 0 | 0.71279 | 0.030219 | 0 | 0 | 0.52621 | 0.6901 | 0 | 0 | 0 | 0 | 2.4106 | 0 | 0 | 0 | 0 | 0 | 0 | 0 | 0 | 0 | 0 | 0 | 0 | 0
10 | 25 | 8 | 4 | 1.7931 | 0 | 13.6089 | 0 | 0 | 0 | 0 | 0.01 | 0 | 0 | 4.0413 | 0 | 19.4533 | 0 | 0 | 0 | 0 | 0 | 0 | 0 | 0 | 0 | 0 | 0 | 0 | 0 | 0.45131 | 0 | 0.71279 | 0 | 0 | 0 | 0.42121 | 0.6901 | 0 | 0 | 0 | 0 | 2.2754 | 0 | 0 | 0 | 0 | 0 | 0 | 0 | 0 | 0 | 0 | 0 | 0 | 0
10 | 25 | 9 | 4 | 1.7931 | 0 | 13.6089 | 0 | 0 | 0 | 0 | 0.01 | 0 | 0 | 2.6819 | 0 | 18.0939 | 0 | 0 | 0 | 0 | 0 | 0 | 0 | 0 | 0 | 0 | 0 | 0 | 0 | 0.45131 | 0 | 0.71279 | 0 | 0 | 0 | 0.31621 | 0.6901 | 0 | 0 | 0 | 0 | 2.1704 | 0 | 0 | 0 | 0 | 0 | 0 | 0 | 0 | 0 | 0 | 0 | 0 | 0
10 | 25 | 10 | 4 | 1.7931 | 0 | 13.6089 | 0 | 0 | 0 | 0 | 0.013848 | 0 | 0 | 2.6819 | 0 | 18.0977 | 0 | 0 | 0 | 0 | 0 | 0 | 0 | 0 | 0 | 0 | 0 | 0 | 0 | 0.45131 | 0 | 0.71279 | 0 | 0 | 0 | 0.31621 | 0.6901 | 0 | 0 | 0 | 0 | 2.1704 | 0 | 0 | 0 | 0 | 0 | 0 | 0 | 0 | 0 | 0 | 0 | 0 | 0
10 | 25 | 11 | 4 | 1.7931 | 0 | 13.6089 | 0 | 0 | 0 | 0 | 0.039694 | 0 | 0 | 3.122 | 0 | 18.5637 | 0 | 0 | 0 | 0 | 0 | 0 | 0 | 0 | 0 | 0 | 0 | 0 | 0 | 0.45131 | 0 | 0.54519 | 0 | 0.058986 | 0 | 0.36871 | 0.6901 | 0 | 0 | 0 | 0 | 2.1143 | 0 | 0 | 0 | 0 | 0 | 0 | 0 | 0 | 0 | 0 | 0 | 0 | 0
10 | 25 | 12 | 4 | 1.7931 | 0 | 8.6613 | 0 | 0 | 0 | 0 | 0.010802 | 0 | 0 | 3.5622 | 0 | 14.0275 | 0 | 0 | 0 | 0 | 0 | 0 | 0 | 0 | 0 | 0 | 0 | 0 | 0 | 0.45131 | 0 | 0.54519 | 0 | 0.0030893 | 0 | 0.42121 | 0.6901 | 0 | 0 | 0 | 0 | 2.1109 | 0 | 0 | 0 | 0 | 0 | 0 | 0 | 0 | 0 | 0 | 0 | 0 | 0
10 | 25 | 13 | 4 | 1.7931 | 0 | 13.6089 | 0 | 0 | 0 | 0 | 0.010748 | 0 | 0 | 3.122 | 0 | 18.5347 | 0 | 0 | 0 | 0 | 0 | 0 | 0 | 0 | 0 | 0 | 0 | 0 | 0 | 0.45131 | 0 | 0.54519 | 0 | 0.0030638 | 0 | 0.36871 | 0.6901 | 0 | 0 | 0 | 0 | 2.0584 | 0 | 0 | 0 | 0 | 0 | 0 | 0 | 0 | 0 | 0 | 0 | 0 | 0
10 | 25 | 14 | 4 | 1.7931 | 0 | 13.6089 | 0 | 0 | 0 | 0 | 0.073692 | 0 | 0 | 3.122 | 0 | 18.5977 | 0 | 0 | 0 | 0 | 0 | 0 | 0 | 0 | 0 | 0 | 0 | 0 | 0 | 0.45131 | 0 | 0.54519 | 0 | 0.066247 | 0 | 0.36871 | 0.6901 | 0 | 0 | 0 | 0 | 2.1216 | 0 | 0 | 0 | 0 | 0 | 0 | 0 | 0 | 0 | 0 | 0 | 0 | 0
10 | 25 | 15 | 4 | 1.7931 | 0 | 13.6089 | 0 | 0 | 0 | 0 | 0.17274 | 0 | 0 | 2.6817 | 0 | 18.2565 | 0 | 0 | 0 | 0 | 0 | 0 | 0 | 0 | 0 | 0 | 0 | 0 | 0 | 0.45131 | 0 | 0.54519 | 0 | 0.41867 | 0 | 0.31621 | 0.6901 | 0 | 0 | 0 | 0 | 2.4215 | 0 | 0 | 0 | 0 | 0 | 0 | 0 | 0 | 0 | 0 | 0 | 0 | 0
10 | 25 | 16 | 4 | 1.7931 | 0 | 13.6089 | 0 | 0 | 0 | 0 | 0.18165 | 0 | 0 | 2.6817 | 0 | 18.2654 | 0 | 0 | 0 | 0 | 0 | 0 | 0 | 0 | 0 | 0 | 0 | 0 | 0 | 0.45131 | 0 | 0.54519 | 0 | 0.52835 | 0 | 0.31621 | 0.6901 | 0 | 0 | 0 | 0 | 2.5312 | 0 | 0 | 0 | 0 | 0 | 0 | 0 | 0 | 0 | 0 | 0 | 0 | 0
10 | 25 | 17 | 4 | 1.7931 | 0 | 13.6089 | 0 | 0 | 0 | 0 | 0.1211 | 0 | 0 | 3.9582 | 0 | 19.4813 | 0 | 0 | 0 | 0 | 0 | 0 | 0 | 0 | 0 | 0 | 0 | 0 | 0 | 0.45131 | 0 | 0.54519 | 0 | 0.36144 | 0 | 0.52621 | 0.6901 | 0 | 0 | 0 | 0 | 2.5743 | 0 | 0 | 0 | 0 | 0 | 0 | 0 | 0 | 0 | 0 | 0 | 0 | 0
10 | 25 | 18 | 4 | 1.7931 | 0 | 9.8982 | 0 | 0 | 0 | 0 | 0.026184 | 0 | 0 | 3.9583 | 0 | 15.6758 | 0 | 0 | 0 | 0 | 0 | 0 | 0 | 0 | 0 | 0 | 0 | 0 | 0 | 0.45131 | 0 | 0.54519 | 0 | 0.080933 | 0 | 0.52621 | 0.6901 | 0 | 0 | 0 | 0 | 2.2937 | 0 | 0 | 0 | 0 | 0 | 0 | 0 | 0 | 0 | 0 | 0 | 0 | 0
10 | 25 | 19 | 4 | 1.7931 | 0 | 2.4769 | 0 | 0 | 0 | 0 | 0.01 | 0 | 0 | 4.5141 | 0 | 8.7941 | 0 | 0 | 0 | 0 | 0 | 0 | 0 | 0 | 0 | 0 | 0 | 0 | 0 | 0.45131 | 0 | 0.88038 | 0 | 0 | 0 | 0.42121 | 0.6901 | 0 | 0 | 0 | 0 | 2.443 | 0 | 0 | 0 | 0 | 0 | 0 | 0 | 0 | 0 | 0 | 0 | 0 | 0
10 | 25 | 20 | 4 | 1.7931 | 0 | 2.4769 | 0 | 0 | 0 | 0 | 0.01 | 0 | 0 | 3.122 | 0 | 7.402 | 0 | 0 | 0 | 0 | 0 | 0 | 0 | 0 | 0 | 0 | 0 | 0 | 0 | 0.45131 | 0 | 1.1038 | 0 | 0 | 0 | 0.36871 | 0.6901 | 0 | 0 | 0 | 0 | 2.614 | 0 | 0 | 0 | 0 | 0 | 0 | 0 | 0 | 0 | 0 | 0 | 0 | 0
10 | 25 | 21 | 4 | 1.7931 | 0 | 2.4769 | 0 | 0 | 0 | 0 | 0.01 | 0 | 0 | 3.9582 | 0 | 8.2382 | 0 | 0 | 0 | 0 | 0 | 0 | 0 | 0 | 0 | 0 | 0 | 0 | 0 | 0.45131 | 0 | 1.2156 | 0 | 0 | 0 | 0.47371 | 0.6901 | 0 | 0 | 0 | 0 | 2.8307 | 0 | 0 | 0 | 0 | 0 | 0 | 0 | 0 | 0 | 0 | 0 | 0 | 0
10 | 25 | 22 | 4 | 1.7931 | 0 | 2.4769 | 0 | 0 | 0 | 0 | 0.01 | 0 | 0 | 2.7252 | 0 | 7.0052 | 0 | 0 | 0 | 0 | 0 | 0 | 0 | 0 | 0 | 0 | 0 | 0 | 0 | 0.45131 | 0 | 1.1038 | 0 | 0 | 0 | 0.31621 | 0.6901 | 0 | 0 | 0 | 0 | 2.5615 | 0 | 0 | 0 | 0 | 0 | 0 | 0 | 0 | 0 | 0 | 0 | 0 | 0
10 | 25 | 23 | 4 | 1.7931 | 0 | 2.4769 | 0 | 0 | 0 | 0 | 0.01 | 0 | 0 | 0.48041 | 0 | 4.7604 | 0 | 0 | 0 | 0 | 0 | 0 | 0 | 0 | 0 | 0 | 0 | 0 | 0 | 0.45131 | 0 | 0.88038 | 0 | 0 | 0 | 0.053706 | 0.6901 | 0 | 0 | 0 | 0 | 2.0755 | 0 | 0 | 0 | 0 | 0 | 0 | 0 | 0 | 0 | 0 | 0 | 0 | 0
10 | 25 | 24 | 4 | 1.7931 | 0 | 2.4769 | 0 | 0 | 0 | 0 | 0.01 | 0 | 0 | 0.48048 | 0 | 4.7605 | 0 | 0 | 0 | 0 | 0 | 0 | 0 | 0 | 0 | 0 | 0 | 0 | 0 | 0.45131 | 0 | 0.54519 | 0 | 0 | 0 | 0.053706 | 0.6901 | 0 | 0 | 0 | 0 | 1.7403 | 0 | 0 | 0 | 0 | 0 | 0 | 0 | 0 | 0 | 0 | 0 | 0 | 0
10 | 26 | 1 | 5 | 1.7931 | 0 | 2.4769 | 0 | 0 | 0 | 0 | 0.01 | 0 | 0 | 0.4806 | 0 | 4.7606 | 0 | 0 | 0 | 0 | 0 | 0 | 0 | 0 | 0 | 0 | 0 | 0 | 0 | 0.45131 | 0 | 0.32173 | 0 | 0 | 0 | 0.053706 | 0.6901 | 0 | 0 | 0 | 0 | 1.5169 | 0 | 0 | 0 | 0 | 0 | 0 | 0 | 0 | 0 | 0 | 0 | 0 | 0
10 | 26 | 2 | 5 | 1.7931 | 0 | 2.4769 | 0 | 0 | 0 | 0 | 0.01 | 0 | 0 | 0.48069 | 0 | 4.7607 | 0 | 0 | 0 | 0 | 0 | 0 | 0 | 0 | 0 | 0 | 0 | 0 | 0 | 0.45131 | 0 | 0.32173 | 0 | 0 | 0 | 0.053706 | 0.6901 | 0 | 0 | 0 | 0 | 1.5169 | 0 | 0 | 0 | 0 | 0 | 0 | 0 | 0 | 0 | 0 | 0 | 0 | 0
10 | 26 | 3 | 5 | 1.7931 | 0 | 2.4769 | 0 | 0 | 0 | 0 | 0.01 | 0 | 0 | 0.48078 | 0 | 4.7608 | 0 | 0 | 0 | 0 | 0 | 0 | 0 | 0 | 0 | 0 | 0 | 0 | 0 | 0.45131 | 0 | 0.32173 | 0 | 0 | 0 | 0.053706 | 0.6901 | 0 | 0 | 0 | 0 | 1.5169 | 0 | 0 | 0 | 0 | 0 | 0 | 0 | 0 | 0 | 0 | 0 | 0 | 0
10 | 26 | 4 | 5 | 1.7931 | 0 | 2.4769 | 0 | 0 | 0 | 0 | 0.01 | 0 | 0 | 0.48081 | 0 | 4.7608 | 0 | 0 | 0 | 0 | 0 | 0 | 0 | 0 | 0 | 0 | 0 | 0 | 0 | 0.45131 | 0 | 0.32173 | 0.061989 | 0 | 0 | 0.053706 | 0.69057 | 0 | 0 | 0 | 0 | 1.5793 | 0 | 0 | 0 | 0 | 0 | 0 | 0 | 0 | 0 | 0 | 0 | 0 | 0
10 | 26 | 5 | 5 | 1.7931 | 0 | 2.4769 | 0 | 0 | 0 | 0 | 0.01 | 0 | 0 | 0.48086 | 0 | 4.7609 | 0 | 0 | 0 | 0 | 0 | 0 | 0 | 0 | 0 | 0 | 0 | 0 | 0 | 0.45131 | 0 | 0.32173 | 0.066378 | 0 | 0 | 0.053706 | 0.69112 | 0 | 0 | 0 | 0 | 1.5842 | 0 | 0 | 0 | 0 | 0 | 0 | 0 | 0 | 0 | 0 | 0 | 0 | 0
10 | 26 | 6 | 5 | 1.7931 | 0 | 2.4769 | 0 | 0 | 0 | 0 | 0.01 | 0 | 0 | 2.682 | 0 | 6.962 | 0 | 0 | 0 | 0 | 0 | 0 | 0 | 0 | 0 | 0 | 0 | 0 | 0 | 0.45131 | 0 | 0.54519 | 0.06587 | 0 | 0 | 0.31621 | 0.69064 | 0 | 0 | 0 | 0 | 2.0692 | 0 | 0 | 0 | 0 | 0 | 0 | 0 | 0 | 0 | 0 | 0 | 0 | 0
10 | 26 | 7 | 5 | 1.7931 | 0 | 2.4769 | 0 | 0 | 0 | 0 | 0.017578 | 0 | 0 | 3.9584 | 0 | 8.246 | 0 | 0 | 0 | 0 | 0 | 0 | 0 | 0 | 0 | 0 | 0 | 0 | 0 | 0.45131 | 0 | 0.71279 | 0.18183 | 0 | 0 | 0.52621 | 0.69037 | 0 | 0 | 0 | 0 | 2.5625 | 0 | 0 | 0 | 0 | 0 | 0 | 0 | 0 | 0 | 0 | 0 | 0 | 0
10 | 26 | 8 | 5 | 1.7931 | 0 | 13.6089 | 0 | 0 | 0 | 0 | 0.01 | 0 | 0 | 4.0413 | 0 | 19.4533 | 0 | 0 | 0 | 0 | 0 | 0 | 0 | 0 | 0 | 0 | 0 | 0 | 0 | 0.45131 | 0 | 0.71279 | 0.068456 | 0 | 0 | 0.42121 | 0.69117 | 0 | 0 | 0 | 0 | 2.3449 | 0 | 0 | 0 | 0 | 0 | 0 | 0 | 0 | 0 | 0 | 0 | 0 | 0
10 | 26 | 9 | 5 | 1.7931 | 0 | 13.6089 | 0 | 0 | 0 | 0 | 0.01 | 0 | 0 | 2.682 | 0 | 18.094 | 0 | 0 | 0 | 0 | 0 | 0 | 0 | 0 | 0 | 0 | 0 | 0 | 0 | 0.45131 | 0 | 0.71279 | 0 | 0 | 0 | 0.31621 | 0.6901 | 0 | 0 | 0 | 0 | 2.1704 | 0 | 0 | 0 | 0 | 0 | 0 | 0 | 0 | 0 | 0 | 0 | 0 | 0
10 | 26 | 10 | 5 | 1.7931 | 0 | 13.6089 | 0 | 0 | 0 | 0 | 0.01 | 0 | 0 | 2.682 | 0 | 18.094 | 0 | 0 | 0 | 0 | 0 | 0 | 0 | 0 | 0 | 0 | 0 | 0 | 0 | 0.45131 | 0 | 0.71279 | 0 | 0 | 0 | 0.31621 | 0.6901 | 0 | 0 | 0 | 0 | 2.1704 | 0 | 0 | 0 | 0 | 0 | 0 | 0 | 0 | 0 | 0 | 0 | 0 | 0
10 | 26 | 11 | 5 | 1.7931 | 0 | 13.6089 | 0 | 0 | 0 | 0 | 0.01 | 0 | 0 | 3.1222 | 0 | 18.5342 | 0 | 0 | 0 | 0 | 0 | 0 | 0 | 0 | 0 | 0 | 0 | 0 | 0 | 0.45131 | 0 | 0.54519 | 0.05733 | 0 | 0 | 0.36871 | 0.69024 | 0 | 0 | 0 | 0 | 2.1128 | 0 | 0 | 0 | 0 | 0 | 0 | 0 | 0 | 0 | 0 | 0 | 0 | 0
10 | 26 | 12 | 5 | 1.7931 | 0 | 8.6613 | 0 | 0 | 0 | 0 | 0.01 | 0 | 0 | 3.5625 | 0 | 14.0269 | 0 | 0 | 0 | 0 | 0 | 0 | 0 | 0 | 0 | 0 | 0 | 0 | 0 | 0.45131 | 0 | 0.54519 | 0.064201 | 0 | 0 | 0.42121 | 0.69105 | 0 | 0 | 0 | 0 | 2.173 | 0 | 0 | 0 | 0 | 0 | 0 | 0 | 0 | 0 | 0 | 0 | 0 | 0
10 | 26 | 13 | 5 | 1.7931 | 0 | 13.6089 | 0 | 0 | 0 | 0 | 0.010094 | 0 | 0 | 3.1222 | 0 | 18.5343 | 0 | 0 | 0 | 0 | 0 | 0 | 0 | 0 | 0 | 0 | 0 | 0 | 0 | 0.45131 | 0 | 0.54519 | 0.070413 | 0 | 0 | 0.36871 | 0.69186 | 0 | 0 | 0 | 0 | 2.1275 | 0 | 0 | 0 | 0 | 0 | 0 | 0 | 0 | 0 | 0 | 0 | 0 | 0
10 | 26 | 14 | 5 | 1.7931 | 0 | 13.6089 | 0 | 0 | 0 | 0 | 0.010357 | 0 | 0 | 3.1223 | 0 | 18.5346 | 0 | 0 | 0 | 0 | 0 | 0 | 0 | 0 | 0 | 0 | 0 | 0 | 0 | 0.45131 | 0 | 0.54519 | 0.068124 | 0.00064186 | 0 | 0.36871 | 0.6918 | 0 | 0 | 0 | 0 | 2.1258 | 0 | 0 | 0 | 0 | 0 | 0 | 0 | 0 | 0 | 0 | 0 | 0 | 0
10 | 26 | 15 | 5 | 1.7931 | 0 | 13.6089 | 0 | 0 | 0 | 0 | 0.01 | 0 | 0 | 2.682 | 0 | 18.094 | 0 | 0 | 0 | 0 | 0 | 0 | 0 | 0 | 0 | 0 | 0 | 0 | 0 | 0.45131 | 0 | 0.54519 | 0.06952 | 0 | 0 | 0.31621 | 0.69169 | 0 | 0 | 0 | 0 | 2.0739 | 0 | 0 | 0 | 0 | 0 | 0 | 0 | 0 | 0 | 0 | 0 | 0 | 0
10 | 26 | 16 | 5 | 1.7931 | 0 | 13.6089 | 0 | 0 | 0 | 0 | 0.01 | 0 | 0 | 2.682 | 0 | 18.094 | 0 | 0 | 0 | 0 | 0 | 0 | 0 | 0 | 0 | 0 | 0 | 0 | 0 | 0.45131 | 0 | 0.54519 | 0.073855 | 0 | 0 | 0.31621 | 0.69213 | 0 | 0 | 0 | 0 | 2.0787 | 0 | 0 | 0 | 0 | 0 | 0 | 0 | 0 | 0 | 0 | 0 | 0 | 0
10 | 26 | 17 | 5 | 1.7931 | 0 | 13.6089 | 0 | 0 | 0 | 0 | 0.01 | 0 | 0 | 3.9584 | 0 | 19.3704 | 0 | 0 | 0 | 0 | 0 | 0 | 0 | 0 | 0 | 0 | 0 | 0 | 0 | 0.45131 | 0 | 0.54519 | 0.076542 | 0 | 0 | 0.52621 | 0.69196 | 0 | 0 | 0 | 0 | 2.2912 | 0 | 0 | 0 | 0 | 0 | 0 | 0 | 0 | 0 | 0 | 0 | 0 | 0
10 | 26 | 18 | 5 | 1.7931 | 0 | 9.8982 | 0 | 0 | 0 | 0 | 0.01 | 0 | 0 | 3.9584 | 0 | 15.6597 | 0 | 0 | 0 | 0 | 0 | 0 | 0 | 0 | 0 | 0 | 0 | 0 | 0 | 0.45131 | 0 | 0.54519 | 0.085449 | 0 | 0 | 0.52621 | 0.69312 | 0 | 0 | 0 | 0 | 2.3013 | 0 | 0 | 0 | 0 | 0 | 0 | 0 | 0 | 0 | 0 | 0 | 0 | 0
10 | 26 | 19 | 5 | 1.7931 | 0 | 2.4769 | 0 | 0 | 0 | 0 | 0.019527 | 0 | 0 | 4.5146 | 0 | 8.8041 | 0 | 0 | 0 | 0 | 0 | 0 | 0 | 0 | 0 | 0 | 0 | 0 | 0 | 0.45131 | 0 | 0.88038 | 0.21518 | 0 | 0 | 0.42121 | 0.69162 | 0 | 0 | 0 | 0 | 2.6597 | 0 | 0 | 0 | 0 | 0 | 0 | 0 | 0 | 0 | 0 | 0 | 0 | 0
10 | 26 | 20 | 5 | 1.7931 | 0 | 2.4769 | 0 | 0 | 0 | 0 | 0.027126 | 0 | 0 | 3.1223 | 0 | 7.4194 | 0 | 0 | 0 | 0 | 0 | 0 | 0 | 0 | 0 | 0 | 0 | 0 | 0 | 0.45131 | 0 | 1.1038 | 0.24611 | 0 | 0 | 0.36871 | 0.69125 | 0 | 0 | 0 | 0 | 2.8612 | 0 | 0 | 0 | 0 | 0 | 0 | 0 | 0 | 0 | 0 | 0 | 0 | 0
10 | 26 | 21 | 5 | 1.7931 | 0 | 2.4769 | 0 | 0 | 0 | 0 | 0.036232 | 0 | 0 | 3.9584 | 0 | 8.2646 | 0 | 0 | 0 | 0 | 0 | 0 | 0 | 0 | 0 | 0 | 0 | 0 | 0 | 0.45131 | 0 | 1.2156 | 0.34926 | 0 | 0 | 0.47371 | 0.69146 | 0 | 0 | 0 | 0 | 3.1813 | 0 | 0 | 0 | 0 | 0 | 0 | 0 | 0 | 0 | 0 | 0 | 0 | 0
10 | 26 | 22 | 5 | 1.7931 | 0 | 2.4769 | 0 | 0 | 0 | 0 | 0.049692 | 0 | 0 | 2.7258 | 0 | 7.0455 | 0 | 0 | 0 | 0 | 0 | 0 | 0 | 0 | 0 | 0 | 0 | 0 | 0 | 0.45131 | 0 | 1.1038 | 0.4758 | 0 | 0 | 0.31621 | 0.6928 | 0 | 0 | 0 | 0 | 3.04 | 0 | 0 | 0 | 0 | 0 | 0 | 0 | 0 | 0 | 0 | 0 | 0 | 0
10 | 26 | 23 | 5 | 1.7931 | 0 | 2.4769 | 0 | 0 | 0 | 0 | 0.010771 | 0 | 0 | 0.4809 | 0 | 4.7617 | 0 | 0 | 0 | 0 | 0 | 0 | 0 | 0 | 0 | 0 | 0 | 0 | 0 | 0.45131 | 0 | 0.88038 | 0.1662 | 0 | 0 | 0.053706 | 0.69397 | 0 | 0 | 0 | 0 | 2.2456 | 0 | 0 | 0 | 0 | 0 | 0 | 0 | 0 | 0 | 0 | 0 | 0 | 0
10 | 26 | 24 | 5 | 1.7931 | 0 | 2.4769 | 0 | 0 | 0 | 0 | 0.0142 | 0 | 0 | 0.48093 | 0 | 4.7652 | 0 | 0 | 0 | 0 | 0 | 0 | 0 | 0 | 0 | 0 | 0 | 0 | 0 | 0.45131 | 0 | 0.54519 | 0.19636 | 0 | 0 | 0.053706 | 0.69585 | 0 | 0 | 0 | 0 | 1.9424 | 0 | 0 | 0 | 0 | 0 | 0 | 0 | 0 | 0 | 0 | 0 | 0 | 0
10 | 27 | 1 | 6 | 1.7931 | 0 | 2.4769 | 0 | 0 | 0 | 0 | 0.018416 | 0 | 0 | 0.48096 | 0 | 4.7694 | 0 | 0 | 0 | 0 | 0 | 0 | 0 | 0 | 0 | 0 | 0 | 0 | 0 | 0.45131 | 0 | 0.32173 | 0.29142 | 0 | 0 | 0.053706 | 0.69699 | 0 | 0 | 0 | 0 | 1.8152 | 0 | 0 | 0 | 0 | 0 | 0 | 0 | 0 | 0 | 0 | 0 | 0 | 0
10 | 27 | 2 | 6 | 1.7931 | 0 | 2.4769 | 0 | 0 | 0 | 0 | 0.029147 | 0 | 0 | 0.48098 | 0 | 4.7801 | 0 | 0 | 0 | 0 | 0 | 0 | 0 | 0 | 0 | 0 | 0 | 0 | 0 | 0.45131 | 0 | 0.32173 | 0.75496 | 0 | 0 | 0.053706 | 0.70383 | 0 | 0 | 0 | 0 | 2.2855 | 0 | 0 | 0 | 0 | 0 | 0 | 0 | 0 | 0 | 0 | 0 | 0 | 0
10 | 27 | 3 | 6 | 1.7931 | 0 | 2.4769 | 0 | 0 | 0 | 0 | 0.047875 | 0 | 0 | 0.481 | 0 | 4.7989 | 0 | 0 | 0 | 0 | 0 | 0 | 0 | 0 | 0 | 0 | 0 | 0 | 0 | 0.45131 | 0 | 0.32173 | 1.2662 | 0 | 0 | 0.053706 | 0.70867 | 0 | 0 | 0 | 0 | 2.8017 | 0 | 0 | 0 | 0 | 0 | 0 | 0 | 0 | 0 | 0 | 0 | 0 | 0
10 | 27 | 4 | 6 | 1.7931 | 0 | 2.4769 | 0 | 0 | 0 | 0 | 0.074349 | 0 | 0 | 0.48101 | 0 | 4.8254 | 0 | 0 | 0 | 0 | 0 | 0 | 0 | 0 | 0 | 0 | 0 | 0 | 0 | 0.45131 | 0 | 0.32173 | 1.6742 | 0 | 0 | 0.053706 | 0.70715 | 0 | 0 | 0 | 0 | 3.208 | 0 | 0 | 0 | 0 | 0 | 0 | 0 | 0 | 0 | 0 | 0 | 0 | 0
10 | 27 | 5 | 6 | 1.7931 | 0 | 2.4769 | 0 | 0 | 0 | 0 | 0.14363 | 0 | 0 | 0.481 | 0 | 4.8947 | 0 | 0 | 0 | 0 | 0 | 0 | 0 | 0 | 0 | 0 | 0 | 0 | 0 | 0.45131 | 0 | 0.32173 | 2.316 | 0 | 0 | 0.053706 | 0.71233 | 0 | 0 | 0 | 0 | 3.8551 | 0 | 0 | 0 | 0 | 0 | 0 | 0 | 0 | 0 | 0 | 0 | 0 | 0
10 | 27 | 6 | 6 | 1.7931 | 0 | 2.4769 | 0 | 0 | 0 | 0 | 0.17208 | 0 | 0 | 2.6822 | 0 | 7.1242 | 0 | 0 | 0 | 0 | 0 | 0 | 0 | 0 | 0 | 0 | 0 | 0 | 0 | 0.45131 | 0 | 0.54519 | 2.4209 | 0 | 0 | 0.31621 | 0.70692 | 0 | 0 | 0 | 0 | 4.4406 | 0 | 0 | 0 | 0 | 0 | 0 | 0 | 0 | 0 | 0 | 0 | 0 | 0
10 | 27 | 7 | 6 | 1.7931 | 0 | 2.4769 | 0 | 0 | 0 | 0 | 0.68368 | 0 | 0 | 3.9584 | 0 | 8.9121 | 0 | 0 | 0 | 0 | 0 | 0 | 0 | 0 | 0 | 0 | 0 | 0 | 0 | 0.45131 | 0 | 0.71279 | 4.8403 | 0 | 0 | 0.52621 | 0.70878 | 0 | 0 | 0 | 0 | 7.2394 | 0 | 0 | 0 | 0 | 0 | 0 | 0 | 0 | 0 | 0 | 0 | 0 | 0
10 | 27 | 8 | 6 | 1.7931 | 0 | 13.6089 | 0 | 0 | 0 | 0 | 0.42545 | 0 | 0 | 4.0415 | 0 | 19.8689 | 0 | 0 | 0 | 0 | 0 | 0 | 0 | 0 | 0 | 0 | 0 | 0 | 0 | 0.45131 | 0 | 0.71279 | 3.3689 | 0 | 0 | 0.42121 | 0.71079 | 0 | 0 | 0 | 0 | 5.665 | 0 | 0 | 0 | 0 | 0 | 0 | 0 | 0 | 0 | 0 | 0 | 0 | 0
10 | 27 | 9 | 6 | 1.7931 | 0 | 13.6089 | 0 | 0 | 0 | 0 | 0.29451 | 0 | 0 | 2.6821 | 0 | 18.3787 | 0 | 0 | 0 | 0 | 0 | 0 | 0 | 0 | 0 | 0 | 0 | 0 | 0 | 0.45131 | 0 | 0.71279 | 2.455 | 0 | 0 | 0.31621 | 0.70617 | 0 | 0 | 0 | 0 | 4.6415 | 0 | 0 | 0 | 0 | 0 | 0 | 0 | 0 | 0 | 0 | 0 | 0 | 0
10 | 27 | 10 | 6 | 1.7931 | 0 | 13.6089 | 0 | 0 | 0 | 0 | 0.18958 | 0 | 0 | 2.6821 | 0 | 18.2737 | 0 | 0 | 0 | 0 | 0 | 0 | 0 | 0 | 0 | 0 | 0 | 0 | 0 | 0.45131 | 0 | 0.71279 | 1.9141 | 0 | 0 | 0.31621 | 0.70364 | 0 | 0 | 0 | 0 | 4.098 | 0 | 0 | 0 | 0 | 0 | 0 | 0 | 0 | 0 | 0 | 0 | 0 | 0
10 | 27 | 11 | 6 | 1.7931 | 0 | 13.6089 | 0 | 0 | 0 | 0 | 0.099615 | 0 | 0 | 3.1223 | 0 | 18.624 | 0 | 0 | 0 | 0 | 0 | 0 | 0 | 0 | 0 | 0 | 0 | 0 | 0 | 0.45131 | 0 | 0.54519 | 1.3648 | 0 | 0 | 0.36871 | 0.70319 | 0 | 0 | 0 | 0 | 3.4332 | 0 | 0 | 0 | 0 | 0 | 0 | 0 | 0 | 0 | 0 | 0 | 0 | 0
10 | 27 | 12 | 6 | 1.7931 | 0 | 8.6613 | 0 | 0 | 0 | 0 | 0.16612 | 0 | 0 | 3.5626 | 0 | 14.1832 | 0 | 0 | 0 | 0 | 0 | 0 | 0 | 0 | 0 | 0 | 0 | 0 | 0 | 0.45131 | 0 | 0.54519 | 1.6824 | 0 | 0 | 0.42121 | 0.70473 | 0 | 0 | 0 | 0 | 3.8048 | 0 | 0 | 0 | 0 | 0 | 0 | 0 | 0 | 0 | 0 | 0 | 0 | 0
10 | 27 | 13 | 6 | 1.7931 | 0 | 13.6089 | 0 | 0 | 0 | 0 | 0.12244 | 0 | 0 | 3.1224 | 0 | 18.6468 | 0 | 0 | 0 | 0 | 0 | 0 | 0 | 0 | 0 | 0 | 0 | 0 | 0 | 0.45131 | 0 | 0.54519 | 1.7008 | 0 | 0 | 0.36871 | 0.70639 | 0 | 0 | 0 | 0 | 3.7724 | 0 | 0 | 0 | 0 | 0 | 0 | 0 | 0 | 0 | 0 | 0 | 0 | 0
10 | 27 | 14 | 6 | 1.7931 | 0 | 13.6089 | 0 | 0 | 0 | 0 | 0.030608 | 0 | 0 | 3.1224 | 0 | 18.555 | 0 | 0 | 0 | 0 | 0 | 0 | 0 | 0 | 0 | 0 | 0 | 0 | 0 | 0.45131 | 0 | 0.54519 | 0.85803 | 0 | 0 | 0.36871 | 0.70759 | 0 | 0 | 0 | 0 | 2.9308 | 0 | 0 | 0 | 0 | 0 | 0 | 0 | 0 | 0 | 0 | 0 | 0 | 0
10 | 27 | 15 | 6 | 1.7931 | 0 | 13.6089 | 0 | 0 | 0 | 0 | 0.054185 | 0 | 0 | 2.6822 | 0 | 18.1384 | 0 | 0 | 0 | 0 | 0 | 0 | 0 | 0 | 0 | 0 | 0 | 0 | 0 | 0.45131 | 0 | 0.54519 | 1.0895 | 0 | 0 | 0.31621 | 0.71123 | 0 | 0 | 0 | 0 | 3.1135 | 0 | 0 | 0 | 0 | 0 | 0 | 0 | 0 | 0 | 0 | 0 | 0 | 0
10 | 27 | 16 | 6 | 1.7931 | 0 | 13.6089 | 0 | 0 | 0 | 0 | 0.081539 | 0 | 0 | 2.6822 | 0 | 18.1657 | 0 | 0 | 0 | 0 | 0 | 0 | 0 | 0 | 0 | 0 | 0 | 0 | 0 | 0.45131 | 0 | 0.54519 | 1.2129 | 0 | 0 | 0.31621 | 0.7153 | 0 | 0 | 0 | 0 | 3.2409 | 0 | 0 | 0 | 0 | 0 | 0 | 0 | 0 | 0 | 0 | 0 | 0 | 0
10 | 27 | 17 | 6 | 1.7931 | 0 | 13.6089 | 0 | 0 | 0 | 0 | 0.11539 | 0 | 0 | 3.9585 | 0 | 19.4759 | 0 | 0 | 0 | 0 | 0 | 0 | 0 | 0 | 0 | 0 | 0 | 0 | 0 | 0.45131 | 0 | 0.54519 | 1.4298 | 0 | 0 | 0.52621 | 0.71956 | 0 | 0 | 0 | 0 | 3.6721 | 0 | 0 | 0 | 0 | 0 | 0 | 0 | 0 | 0 | 0 | 0 | 0 | 0
10 | 27 | 18 | 6 | 1.7931 | 0 | 9.8982 | 0 | 0 | 0 | 0 | 0.20709 | 0 | 0 | 3.9585 | 0 | 15.8569 | 0 | 0 | 0 | 0 | 0 | 0 | 0 | 0 | 0 | 0 | 0 | 0 | 0 | 0.45131 | 0 | 0.54519 | 2.2868 | 0 | 0 | 0.52621 | 0.72699 | 0 | 0 | 0 | 0 | 4.5365 | 0 | 0 | 0 | 0 | 0 | 0 | 0 | 0 | 0 | 0 | 0 | 0 | 0
10 | 27 | 19 | 6 | 1.7931 | 0 | 2.4769 | 0 | 0 | 0 | 0 | 0.44692 | 0 | 0 | 4.5149 | 0 | 9.2319 | 0 | 0 | 0 | 0 | 0 | 0 | 0 | 0 | 0 | 0 | 0 | 0 | 0 | 0.45131 | 0 | 0.88038 | 3.3831 | 0 | 0 | 0.42121 | 0.72496 | 0 | 0 | 0 | 0 | 5.861 | 0 | 0 | 0 | 0 | 0 | 0 | 0 | 0 | 0 | 0 | 0 | 0 | 0
10 | 27 | 20 | 6 | 1.7931 | 0 | 2.4769 | 0 | 0 | 0 | 0 | 0.47863 | 0 | 0 | 3.1224 | 0 | 7.8711 | 0 | 0 | 0 | 0 | 0 | 0 | 0 | 0 | 0 | 0 | 0 | 0 | 0 | 0.45131 | 0 | 1.1038 | 3.5656 | 0 | 0 | 0.36871 | 0.71559 | 0 | 0 | 0 | 0 | 6.205 | 0 | 0 | 0 | 0 | 0 | 0 | 0 | 0 | 0 | 0 | 0 | 0 | 0
10 | 27 | 21 | 6 | 1.7931 | 0 | 2.4769 | 0 | 0 | 0 | 0 | 0.50891 | 0 | 0 | 3.9585 | 0 | 8.7374 | 0 | 0 | 0 | 0 | 0 | 0 | 0 | 0 | 0 | 0 | 0 | 0 | 0 | 0.45131 | 0 | 1.2156 | 3.6909 | 0 | 0 | 0.47371 | 0.71364 | 0 | 0 | 0 | 0 | 6.5451 | 0 | 0 | 0 | 0 | 0 | 0 | 0 | 0 | 0 | 0 | 0 | 0 | 0
10 | 27 | 22 | 6 | 1.7931 | 0 | 2.4769 | 0 | 0 | 0 | 0 | 0.52826 | 0 | 0 | 2.726 | 0 | 7.5243 | 0 | 0 | 0 | 0 | 0 | 0 | 0 | 0 | 0 | 0 | 0 | 0 | 0 | 0.45131 | 0 | 1.1038 | 3.8068 | 0 | 0 | 0.31621 | 0.71666 | 0 | 0 | 0 | 0 | 6.3948 | 0 | 0 | 0 | 0 | 0 | 0 | 0 | 0 | 0 | 0 | 0 | 0 | 0
10 | 27 | 23 | 6 | 1.7931 | 0 | 2.4769 | 0 | 0 | 0 | 0 | 0.11142 | 0 | 0 | 0.48103 | 0 | 4.8625 | 0 | 0 | 0 | 0 | 0 | 0 | 0 | 0 | 0 | 0 | 0 | 0 | 0 | 0.45131 | 0 | 0.88038 | 2.0674 | 0 | 0 | 0.053706 | 0.72618 | 0 | 0 | 0 | 0 | 4.179 | 0 | 0 | 0 | 0 | 0 | 0 | 0 | 0 | 0 | 0 | 0 | 0 | 0
10 | 27 | 24 | 6 | 1.7931 | 0 | 2.4769 | 0 | 0 | 0 | 0 | 0.25658 | 0 | 0 | 0.48106 | 0 | 5.0077 | 0 | 0 | 0 | 0 | 0 | 0 | 0 | 0 | 0 | 0 | 0 | 0 | 0 | 0.45131 | 0 | 0.54519 | 3.0179 | 0 | 0 | 0.053706 | 0.73582 | 0 | 0 | 0 | 0 | 4.8039 | 0 | 0 | 0 | 0 | 0 | 0 | 0 | 0 | 0 | 0 | 0 | 0 | 0
10 | 28 | 1 | 7 | 1.7931 | 0 | 2.4769 | 0 | 0 | 0 | 0 | 0.32275 | 0 | 0 | 0.4811 | 0 | 5.0739 | 0 | 0 | 0 | 0 | 0 | 0 | 0 | 0 | 0 | 0 | 0 | 0 | 0 | 0.45131 | 0 | 0.32173 | 3.4846 | 0 | 0 | 0.053706 | 0.74393 | 0 | 0 | 0 | 0 | 5.0553 | 0 | 0 | 0 | 0 | 0 | 0 | 0 | 0 | 0 | 0 | 0 | 0 | 0
10 | 28 | 2 | 7 | 1.7931 | 0 | 2.4769 | 0 | 0 | 0 | 0 | 0.36146 | 0 | 0 | 0.48113 | 0 | 5.1126 | 0 | 0 | 0 | 0 | 0 | 0 | 0 | 0 | 0 | 0 | 0 | 0 | 0 | 0.45131 | 0 | 0.32173 | 3.7785 | 0 | 0 | 0.053706 | 0.74623 | 0 | 0 | 0 | 0 | 5.3514 | 0 | 0 | 0 | 0 | 0 | 0 | 0 | 0 | 0 | 0 | 0 | 0 | 0
10 | 28 | 3 | 7 | 1.7931 | 0 | 2.4769 | 0 | 0 | 0 | 0 | 0.38211 | 0 | 0 | 0.48113 | 0 | 5.1333 | 0 | 0 | 0 | 0 | 0 | 0 | 0 | 0 | 0 | 0 | 0 | 0 | 0 | 0.45131 | 0 | 0.32173 | 3.9502 | 0 | 0 | 0.053706 | 0.74652 | 0 | 0 | 0 | 0 | 5.5235 | 0 | 0 | 0 | 0 | 0 | 0 | 0 | 0 | 0 | 0 | 0 | 0 | 0
10 | 28 | 4 | 7 | 1.7931 | 0 | 2.4769 | 0 | 0 | 0 | 0 | 0.41414 | 0 | 0 | 0.48113 | 0 | 5.1653 | 0 | 0 | 0 | 0 | 0 | 0 | 0 | 0 | 0 | 0 | 0 | 0 | 0 | 0.45131 | 0 | 0.32173 | 4.1541 | 0 | 0 | 0.053706 | 0.74959 | 0 | 0 | 0 | 0 | 5.7305 | 0 | 0 | 0 | 0 | 0 | 0 | 0 | 0 | 0 | 0 | 0 | 0 | 0
10 | 28 | 5 | 7 | 1.7931 | 0 | 2.4769 | 0 | 0 | 0 | 0 | 0.42577 | 0 | 0 | 0.48114 | 0 | 5.1769 | 0 | 0 | 0 | 0 | 0 | 0 | 0 | 0 | 0 | 0 | 0 | 0 | 0 | 0.45131 | 0 | 0.32173 | 4.2882 | 0 | 0 | 0.053706 | 0.74932 | 0 | 0 | 0 | 0 | 5.8642 | 0 | 0 | 0 | 0 | 0 | 0 | 0 | 0 | 0 | 0 | 0 | 0 | 0
10 | 28 | 6 | 7 | 1.7931 | 0 | 2.4769 | 0 | 0 | 0 | 0 | 0.46133 | 0 | 0 | 2.6823 | 0 | 7.4136 | 0 | 0 | 0 | 0 | 0 | 0 | 0 | 0 | 0 | 0 | 0 | 0 | 0 | 0.45131 | 0 | 0.54519 | 4.4879 | 0 | 0 | 0.31621 | 0.74925 | 0 | 0 | 0 | 0 | 6.5499 | 0 | 0 | 0 | 0 | 0 | 0 | 0 | 0 | 0 | 0 | 0 | 0 | 0
10 | 28 | 7 | 7 | 1.7931 | 0 | 2.4769 | 0 | 0 | 0 | 0 | 0.90756 | 0 | 0 | 3.9585 | 0 | 9.1361 | 0 | 0 | 0 | 0 | 0 | 0 | 0 | 0 | 0 | 0 | 0 | 0 | 0 | 0.45131 | 0 | 0.71279 | 6.898 | 0 | 0 | 0.52621 | 0.7437 | 0 | 0 | 0 | 0 | 9.332 | 0 | 0 | 0 | 0 | 0 | 0 | 0 | 0 | 0 | 0 | 0 | 0 | 0
10 | 28 | 8 | 7 | 1.7931 | 0 | 13.6089 | 0 | 0 | 0 | 0 | 0.59892 | 0 | 0 | 4.0417 | 0 | 20.0426 | 0 | 0 | 0 | 0 | 0 | 0 | 0 | 0 | 0 | 0 | 0 | 0 | 0 | 0.45131 | 0 | 0.71279 | 4.7608 | 0 | 0 | 0.42121 | 0.7383 | 0 | 0 | 0 | 0 | 7.0844 | 0 | 0 | 0 | 0 | 0 | 0 | 0 | 0 | 0 | 0 | 0 | 0 | 0
10 | 28 | 9 | 7 | 1.7931 | 0 | 13.6089 | 0 | 0 | 0 | 0 | 0.5234 | 0 | 0 | 2.6822 | 0 | 18.6076 | 0 | 0 | 0 | 0 | 0 | 0 | 0 | 0 | 0 | 0 | 0 | 0 | 0 | 0.45131 | 0 | 0.71279 | 4.1455 | 0 | 0 | 0.31621 | 0.73862 | 0 | 0 | 0 | 0 | 6.3644 | 0 | 0 | 0 | 0 | 0 | 0 | 0 | 0 | 0 | 0 | 0 | 0 | 0
10 | 28 | 10 | 7 | 1.7931 | 0 | 13.6089 | 0 | 0 | 0 | 0 | 0.43898 | 0 | 0 | 2.6823 | 0 | 18.5232 | 0 | 0 | 0 | 0 | 0 | 0 | 0 | 0 | 0 | 0 | 0 | 0 | 0 | 0.45131 | 0 | 0.71279 | 3.6522 | 0 | 0 | 0.31621 | 0.73715 | 0 | 0 | 0 | 0 | 5.8697 | 0 | 0 | 0 | 0 | 0 | 0 | 0 | 0 | 0 | 0 | 0 | 0 | 0
10 | 28 | 11 | 7 | 1.7931 | 0 | 13.6089 | 0 | 0 | 0 | 0 | 0.33842 | 0 | 0 | 3.1225 | 0 | 18.8629 | 0 | 0 | 0 | 0 | 0 | 0 | 0 | 0 | 0 | 0 | 0 | 0 | 0 | 0.45131 | 0 | 0.54519 | 3.1609 | 0 | 0 | 0.36871 | 0.74087 | 0 | 0 | 0 | 0 | 5.267 | 0 | 0 | 0 | 0 | 0 | 0 | 0 | 0 | 0 | 0 | 0 | 0 | 0
10 | 28 | 12 | 7 | 1.7931 | 0 | 8.6613 | 0 | 0 | 0 | 0 | 0.28528 | 0 | 0 | 3.5627 | 0 | 14.3025 | 0 | 0 | 0 | 0 | 0 | 0 | 0 | 0 | 0 | 0 | 0 | 0 | 0 | 0.45131 | 0 | 0.54519 | 2.6768 | 0 | 0 | 0.42121 | 0.73783 | 0 | 0 | 0 | 0 | 4.8323 | 0 | 0 | 0 | 0 | 0 | 0 | 0 | 0 | 0 | 0 | 0 | 0 | 0
10 | 28 | 13 | 7 | 1.7931 | 0 | 13.6089 | 0 | 0 | 0 | 0 | 0.18632 | 0 | 0 | 3.1225 | 0 | 18.7108 | 0 | 0 | 0 | 0 | 0 | 0 | 0 | 0 | 0 | 0 | 0 | 0 | 0 | 0.45131 | 0 | 0.54519 | 2.0314 | 0 | 0 | 0.36871 | 0.74062 | 0 | 0 | 0 | 0 | 4.1372 | 0 | 0 | 0 | 0 | 0 | 0 | 0 | 0 | 0 | 0 | 0 | 0 | 0
10 | 28 | 14 | 7 | 1.7931 | 0 | 13.6089 | 0 | 0 | 0 | 0 | 0.051658 | 0 | 0 | 3.1225 | 0 | 18.5762 | 0 | 0 | 0 | 0 | 0 | 0 | 0 | 0 | 0 | 0 | 0 | 0 | 0 | 0.45131 | 0 | 0.54519 | 1.0829 | 0 | 0 | 0.36871 | 0.73417 | 0 | 0 | 0 | 0 | 3.1823 | 0 | 0 | 0 | 0 | 0 | 0 | 0 | 0 | 0 | 0 | 0 | 0 | 0
10 | 28 | 15 | 7 | 1.7931 | 0 | 13.6089 | 0 | 0 | 0 | 0 | 0.077616 | 0 | 0 | 2.6823 | 0 | 18.1619 | 0 | 0 | 0 | 0 | 0 | 0 | 0 | 0 | 0 | 0 | 0 | 0 | 0 | 0.45131 | 0 | 0.54519 | 1.3466 | 0 | 0 | 0.31621 | 0.73364 | 0 | 0 | 0 | 0 | 3.393 | 0 | 0 | 0 | 0 | 0 | 0 | 0 | 0 | 0 | 0 | 0 | 0 | 0
10 | 28 | 16 | 7 | 1.7931 | 0 | 13.6089 | 0 | 0 | 0 | 0 | 0.10575 | 0 | 0 | 2.6823 | 0 | 18.19 | 0 | 0 | 0 | 0 | 0 | 0 | 0 | 0 | 0 | 0 | 0 | 0 | 0 | 0.45131 | 0 | 0.54519 | 1.4608 | 0 | 0 | 0.31621 | 0.73556 | 0 | 0 | 0 | 0 | 3.509 | 0 | 0 | 0 | 0 | 0 | 0 | 0 | 0 | 0 | 0 | 0 | 0 | 0
10 | 28 | 17 | 7 | 1.7931 | 0 | 13.6089 | 0 | 0 | 0 | 0 | 0.13663 | 0 | 0 | 3.9585 | 0 | 19.4971 | 0 | 0 | 0 | 0 | 0 | 0 | 0 | 0 | 0 | 0 | 0 | 0 | 0 | 0.45131 | 0 | 0.54519 | 1.6349 | 0 | 0 | 0.52621 | 0.73828 | 0 | 0 | 0 | 0 | 3.8959 | 0 | 0 | 0 | 0 | 0 | 0 | 0 | 0 | 0 | 0 | 0 | 0 | 0
10 | 28 | 18 | 7 | 1.7931 | 0 | 9.8982 | 0 | 0 | 0 | 0 | 0.21034 | 0 | 0 | 3.9585 | 0 | 15.8602 | 0 | 0 | 0 | 0 | 0 | 0 | 0 | 0 | 0 | 0 | 0 | 0 | 0 | 0.45131 | 0 | 0.54519 | 2.2623 | 0 | 0 | 0.52621 | 0.73865 | 0 | 0 | 0 | 0 | 4.5237 | 0 | 0 | 0 | 0 | 0 | 0 | 0 | 0 | 0 | 0 | 0 | 0 | 0
10 | 28 | 19 | 7 | 1.7931 | 0 | 2.4769 | 0 | 0 | 0 | 0 | 0.41197 | 0 | 0 | 4.5151 | 0 | 9.1971 | 0 | 0 | 0 | 0 | 0 | 0 | 0 | 0 | 0 | 0 | 0 | 0 | 0 | 0.45131 | 0 | 0.88038 | 3.1914 | 0 | 0 | 0.42121 | 0.73298 | 0 | 0 | 0 | 0 | 5.6773 | 0 | 0 | 0 | 0 | 0 | 0 | 0 | 0 | 0 | 0 | 0 | 0 | 0
10 | 28 | 20 | 7 | 1.7931 | 0 | 2.4769 | 0 | 0 | 0 | 0 | 0.48984 | 0 | 0 | 3.1225 | 0 | 7.8823 | 0 | 0 | 0 | 0 | 0 | 0 | 0 | 0 | 0 | 0 | 0 | 0 | 0 | 0.45131 | 0 | 1.1038 | 3.6205 | 0 | 0 | 0.36871 | 0.73096 | 0 | 0 | 0 | 0 | 6.2753 | 0 | 0 | 0 | 0 | 0 | 0 | 0 | 0 | 0 | 0 | 0 | 0 | 0
10 | 28 | 21 | 7 | 1.7931 | 0 | 2.4769 | 0 | 0 | 0 | 0 | 0.51954 | 0 | 0 | 3.9585 | 0 | 8.748 | 0 | 0 | 0 | 0 | 0 | 0 | 0 | 0 | 0 | 0 | 0 | 0 | 0 | 0.45131 | 0 | 1.2156 | 3.8329 | 0 | 0 | 0.47371 | 0.72884 | 0 | 0 | 0 | 0 | 6.7023 | 0 | 0 | 0 | 0 | 0 | 0 | 0 | 0 | 0 | 0 | 0 | 0 | 0
10 | 28 | 22 | 7 | 1.7931 | 0 | 2.4769 | 0 | 0 | 0 | 0 | 0.53541 | 0 | 0 | 2.7262 | 0 | 7.5316 | 0 | 0 | 0 | 0 | 0 | 0 | 0 | 0 | 0 | 0 | 0 | 0 | 0 | 0.45131 | 0 | 1.1038 | 3.9272 | 0 | 0 | 0.31621 | 0.73126 | 0 | 0 | 0 | 0 | 6.5298 | 0 | 0 | 0 | 0 | 0 | 0 | 0 | 0 | 0 | 0 | 0 | 0 | 0
10 | 28 | 23 | 7 | 1.7931 | 0 | 2.4769 | 0 | 0 | 0 | 0 | 0.12346 | 0 | 0 | 0.4811 | 0 | 4.8746 | 0 | 0 | 0 | 0 | 0 | 0 | 0 | 0 | 0 | 0 | 0 | 0 | 0 | 0.45131 | 0 | 0.88038 | 2.3271 | 0 | 0 | 0.053706 | 0.74051 | 0 | 0 | 0 | 0 | 4.453 | 0 | 0 | 0 | 0 | 0 | 0 | 0 | 0 | 0 | 0 | 0 | 0 | 0
10 | 28 | 24 | 7 | 1.7931 | 0 | 2.4769 | 0 | 0 | 0 | 0 | 0.28162 | 0 | 0 | 0.48113 | 0 | 5.0328 | 0 | 0 | 0 | 0 | 0 | 0 | 0 | 0 | 0 | 0 | 0 | 0 | 0 | 0.45131 | 0 | 0.54519 | 3.3032 | 0 | 0 | 0.053706 | 0.75152 | 0 | 0 | 0 | 0 | 5.105 | 0 | 0 | 0 | 0 | 0 | 0 | 0 | 0 | 0 | 0 | 0 | 0 | 0
10 | 29 | 1 | 1 | 1.7931 | 0 | 2.4769 | 0 | 0 | 0 | 0 | 0.31952 | 0 | 0 | 0.48117 | 0 | 5.0707 | 0 | 0 | 0 | 0 | 0 | 0 | 0 | 0 | 0 | 0 | 0 | 0 | 0 | 0.45131 | 0 | 0.32173 | 3.6045 | 0 | 0 | 0.053706 | 0.7546 | 0 | 0 | 0 | 0 | 5.1858 | 0 | 0 | 0 | 0 | 0 | 0 | 0 | 0 | 0 | 0 | 0 | 0 | 0
10 | 29 | 2 | 1 | 1.7931 | 0 | 2.4769 | 0 | 0 | 0 | 0 | 0.34736 | 0 | 0 | 0.48119 | 0 | 5.0986 | 0 | 0 | 0 | 0 | 0 | 0 | 0 | 0 | 0 | 0 | 0 | 0 | 0 | 0.45131 | 0 | 0.32173 | 3.8164 | 0 | 0 | 0.053706 | 0.7551 | 0 | 0 | 0 | 0 | 5.3982 | 0 | 0 | 0 | 0 | 0 | 0 | 0 | 0 | 0 | 0 | 0 | 0 | 0
10 | 29 | 3 | 1 | 1.7931 | 0 | 2.4769 | 0 | 0 | 0 | 0 | 0.37584 | 0 | 0 | 0.48119 | 0 | 5.127 | 0 | 0 | 0 | 0 | 0 | 0 | 0 | 0 | 0 | 0 | 0 | 0 | 0 | 0.45131 | 0 | 0.32173 | 4.0358 | 0 | 0 | 0.053706 | 0.75689 | 0 | 0 | 0 | 0 | 5.6194 | 0 | 0 | 0 | 0 | 0 | 0 | 0 | 0 | 0 | 0 | 0 | 0 | 0
10 | 29 | 4 | 1 | 1.7931 | 0 | 2.4769 | 0 | 0 | 0 | 0 | 0.38738 | 0 | 0 | 0.48119 | 0 | 5.1386 | 0 | 0 | 0 | 0 | 0 | 0 | 0 | 0 | 0 | 0 | 0 | 0 | 0 | 0.45131 | 0 | 0.32173 | 4.105 | 0 | 0 | 0.053706 | 0.75633 | 0 | 0 | 0 | 0 | 5.6881 | 0 | 0 | 0 | 0 | 0 | 0 | 0 | 0 | 0 | 0 | 0 | 0 | 0
10 | 29 | 5 | 1 | 1.7931 | 0 | 2.4769 | 0 | 0 | 0 | 0 | 0.4119 | 0 | 0 | 0.48119 | 0 | 5.1631 | 0 | 0 | 0 | 0 | 0 | 0 | 0 | 0 | 0 | 0 | 0 | 0 | 0 | 0.45131 | 0 | 0.32173 | 4.2563 | 0 | 0 | 0.053706 | 0.75872 | 0 | 0 | 0 | 0 | 5.8418 | 0 | 0 | 0 | 0 | 0 | 0 | 0 | 0 | 0 | 0 | 0 | 0 | 0
10 | 29 | 6 | 1 | 1.7931 | 0 | 2.4769 | 0 | 0 | 0 | 0 | 0.43071 | 0 | 0 | 2.6823 | 0 | 7.3831 | 0 | 0 | 0 | 0 | 0 | 0 | 0 | 0 | 0 | 0 | 0 | 0 | 0 | 0.45131 | 0 | 0.54519 | 4.3227 | 0 | 0 | 0.31621 | 0.75363 | 0 | 0 | 0 | 0 | 6.389 | 0 | 0 | 0 | 0 | 0 | 0 | 0 | 0 | 0 | 0 | 0 | 0 | 0
10 | 29 | 7 | 1 | 1.7931 | 0 | 2.4769 | 0 | 0 | 0 | 0 | 0.90549 | 0 | 0 | 3.9585 | 0 | 9.134 | 0 | 0 | 0 | 0 | 0 | 0 | 0 | 0 | 0 | 0 | 0 | 0 | 0 | 0.45131 | 0 | 0.71279 | 6.8433 | 0 | 0 | 0.52621 | 0.74992 | 0 | 0 | 0 | 0 | 9.2835 | 0 | 0 | 0 | 0 | 0 | 0 | 0 | 0 | 0 | 0 | 0 | 0 | 0
10 | 29 | 8 | 1 | 1.7931 | 0 | 13.6089 | 0 | 0 | 0 | 0 | 0.62919 | 0 | 0 | 4.0418 | 0 | 20.073 | 0 | 0 | 0 | 0 | 0 | 0 | 0 | 0 | 0 | 0 | 0 | 0 | 0 | 0.45131 | 0 | 0.71279 | 4.9334 | 0 | 0 | 0.42121 | 0.74723 | 0 | 0 | 0 | 0 | 7.2659 | 0 | 0 | 0 | 0 | 0 | 0 | 0 | 0 | 0 | 0 | 0 | 0 | 0
10 | 29 | 9 | 1 | 1.7931 | 0 | 13.6089 | 0 | 0 | 0 | 0 | 0.50877 | 0 | 0 | 2.6823 | 0 | 18.5931 | 0 | 0 | 0 | 0 | 0 | 0 | 0 | 0 | 0 | 0 | 0 | 0 | 0 | 0.45131 | 0 | 0.71279 | 3.9815 | 0 | 0 | 0.31621 | 0.74091 | 0 | 0 | 0 | 0 | 6.2027 | 0 | 0 | 0 | 0 | 0 | 0 | 0 | 0 | 0 | 0 | 0 | 0 | 0
10 | 29 | 10 | 1 | 1.7931 | 0 | 13.6089 | 0 | 0 | 0 | 0 | 0.40986 | 0 | 0 | 2.6823 | 0 | 18.4942 | 0 | 0 | 0 | 0 | 0 | 0 | 0 | 0 | 0 | 0 | 0 | 0 | 0 | 0.45131 | 0 | 0.71279 | 3.3497 | 0 | 0 | 0.31621 | 0.73983 | 0 | 0 | 0 | 0 | 5.5698 | 0 | 0 | 0 | 0 | 0 | 0 | 0 | 0 | 0 | 0 | 0 | 0 | 0
10 | 29 | 11 | 1 | 1.7931 | 0 | 13.6089 | 0 | 0 | 0 | 0 | 0.31259 | 0 | 0 | 3.1225 | 0 | 18.8371 | 0 | 0 | 0 | 0 | 0 | 0 | 0 | 0 | 0 | 0 | 0 | 0 | 0 | 0.45131 | 0 | 0.54519 | 2.8348 | 0 | 0 | 0.36871 | 0.74491 | 0 | 0 | 0 | 0 | 4.9449 | 0 | 0 | 0 | 0 | 0 | 0 | 0 | 0 | 0 | 0 | 0 | 0 | 0
10 | 29 | 12 | 1 | 1.7931 | 0 | 8.6613 | 0 | 0 | 0 | 0 | 0.25148 | 0 | 0 | 3.5628 | 0 | 14.2687 | 0 | 0 | 0 | 0 | 0 | 0 | 0 | 0 | 0 | 0 | 0 | 0 | 0 | 0.45131 | 0 | 0.54519 | 2.3341 | 0 | 0 | 0.42121 | 0.74114 | 0 | 0 | 0 | 0 | 4.4929 | 0 | 0 | 0 | 0 | 0 | 0 | 0 | 0 | 0 | 0 | 0 | 0 | 0
10 | 29 | 13 | 1 | 1.7931 | 0 | 13.6089 | 0 | 0 | 0 | 0 | 0.14547 | 0 | 0 | 3.1225 | 0 | 18.67 | 0 | 0 | 0 | 0 | 0 | 0 | 0 | 0 | 0 | 0 | 0 | 0 | 0 | 0.45131 | 0 | 0.54519 | 1.5764 | 0 | 0 | 0.36871 | 0.74036 | 0 | 0 | 0 | 0 | 3.682 | 0 | 0 | 0 | 0 | 0 | 0 | 0 | 0 | 0 | 0 | 0 | 0 | 0
10 | 29 | 14 | 1 | 1.7931 | 0 | 13.6089 | 0 | 0 | 0 | 0 | 0.049704 | 0 | 0 | 3.1225 | 0 | 18.5743 | 0 | 0 | 0 | 0 | 0 | 0 | 0 | 0 | 0 | 0 | 0 | 0 | 0 | 0.45131 | 0 | 0.54519 | 0.95742 | 0 | 0 | 0.36871 | 0.73826 | 0 | 0 | 0 | 0 | 3.0609 | 0 | 0 | 0 | 0 | 0 | 0 | 0 | 0 | 0 | 0 | 0 | 0 | 0
10 | 29 | 15 | 1 | 1.7931 | 0 | 13.6089 | 0 | 0 | 0 | 0 | 0.072984 | 0 | 0 | 2.6823 | 0 | 18.1573 | 0 | 0 | 0 | 0 | 0 | 0 | 0 | 0 | 0 | 0 | 0 | 0 | 0 | 0.45131 | 0 | 0.54519 | 1.0843 | 0 | 0 | 0.31621 | 0.7367 | 0 | 0 | 0 | 0 | 3.1337 | 0 | 0 | 0 | 0 | 0 | 0 | 0 | 0 | 0 | 0 | 0 | 0 | 0
10 | 29 | 16 | 1 | 1.7931 | 0 | 13.6089 | 0 | 0 | 0 | 0 | 0.086513 | 0 | 0 | 2.6823 | 0 | 18.1708 | 0 | 0 | 0 | 0 | 0 | 0 | 0 | 0 | 0 | 0 | 0 | 0 | 0 | 0.45131 | 0 | 0.54519 | 1.0668 | 0 | 0 | 0.31621 | 0.73498 | 0 | 0 | 0 | 0 | 3.1145 | 0 | 0 | 0 | 0 | 0 | 0 | 0 | 0 | 0 | 0 | 0 | 0 | 0
10 | 29 | 17 | 1 | 1.7931 | 0 | 13.6089 | 0 | 0 | 0 | 0 | 0.095252 | 0 | 0 | 3.9585 | 0 | 19.4558 | 0 | 0 | 0 | 0 | 0 | 0 | 0 | 0 | 0 | 0 | 0 | 0 | 0 | 0.45131 | 0 | 0.54519 | 1.146 | 0 | 0 | 0.52621 | 0.73639 | 0 | 0 | 0 | 0 | 3.4051 | 0 | 0 | 0 | 0 | 0 | 0 | 0 | 0 | 0 | 0 | 0 | 0 | 0
10 | 29 | 18 | 1 | 1.7931 | 0 | 9.8982 | 0 | 0 | 0 | 0 | 0.15367 | 0 | 0 | 3.9585 | 0 | 15.8035 | 0 | 0 | 0 | 0 | 0 | 0 | 0 | 0 | 0 | 0 | 0 | 0 | 0 | 0.45131 | 0 | 0.54519 | 1.3801 | 0 | 0 | 0.52621 | 0.74068 | 0 | 0 | 0 | 0 | 3.6435 | 0 | 0 | 0 | 0 | 0 | 0 | 0 | 0 | 0 | 0 | 0 | 0 | 0
10 | 29 | 19 | 1 | 1.7931 | 0 | 2.4769 | 0 | 0 | 0 | 0 | 0.30702 | 0 | 0 | 4.5152 | 0 | 9.0922 | 0 | 0 | 0 | 0 | 0 | 0 | 0 | 0 | 0 | 0 | 0 | 0 | 0 | 0.45131 | 0 | 0.88038 | 2.1768 | 0 | 0 | 0.42121 | 0.73449 | 0 | 0 | 0 | 0 | 4.6642 | 0 | 0 | 0 | 0 | 0 | 0 | 0 | 0 | 0 | 0 | 0 | 0 | 0
10 | 29 | 20 | 1 | 1.7931 | 0 | 2.4769 | 0 | 0 | 0 | 0 | 0.39947 | 0 | 0 | 3.1225 | 0 | 7.792 | 0 | 0 | 0 | 0 | 0 | 0 | 0 | 0 | 0 | 0 | 0 | 0 | 0 | 0.45131 | 0 | 1.1038 | 2.4729 | 0 | 0 | 0.36871 | 0.73182 | 0 | 0 | 0 | 0 | 5.1286 | 0 | 0 | 0 | 0 | 0 | 0 | 0 | 0 | 0 | 0 | 0 | 0 | 0
10 | 29 | 21 | 1 | 1.7931 | 0 | 2.4769 | 0 | 0 | 0 | 0 | 0.42038 | 0 | 0 | 3.9585 | 0 | 8.6489 | 0 | 0 | 0 | 0 | 0 | 0 | 0 | 0 | 0 | 0 | 0 | 0 | 0 | 0.45131 | 0 | 1.2156 | 2.5343 | 0 | 0 | 0.47371 | 0.72817 | 0 | 0 | 0 | 0 | 5.4031 | 0 | 0 | 0 | 0 | 0 | 0 | 0 | 0 | 0 | 0 | 0 | 0 | 0
10 | 29 | 22 | 1 | 1.7931 | 0 | 2.4769 | 0 | 0 | 0 | 0 | 0.43739 | 0 | 0 | 2.7262 | 0 | 7.4336 | 0 | 0 | 0 | 0 | 0 | 0 | 0 | 0 | 0 | 0 | 0 | 0 | 0 | 0.45131 | 0 | 1.1038 | 2.7019 | 0 | 0 | 0.31621 | 0.73066 | 0 | 0 | 0 | 0 | 5.304 | 0 | 0 | 0 | 0 | 0 | 0 | 0 | 0 | 0 | 0 | 0 | 0 | 0
10 | 29 | 23 | 1 | 1.7931 | 0 | 2.4769 | 0 | 0 | 0 | 0 | 0.031267 | 0 | 0 | 0.48115 | 0 | 4.7824 | 0 | 0 | 0 | 0 | 0 | 0 | 0 | 0 | 0 | 0 | 0 | 0 | 0 | 0.45131 | 0 | 0.88038 | 0.88678 | 0 | 0 | 0.053706 | 0.73295 | 0 | 0 | 0 | 0 | 3.0051 | 0 | 0 | 0 | 0 | 0 | 0 | 0 | 0 | 0 | 0 | 0 | 0 | 0
10 | 29 | 24 | 1 | 1.7931 | 0 | 2.4769 | 0 | 0 | 0 | 0 | 0.089961 | 0 | 0 | 0.48116 | 0 | 4.8411 | 0 | 0 | 0 | 0 | 0 | 0 | 0 | 0 | 0 | 0 | 0 | 0 | 0 | 0.45131 | 0 | 0.54519 | 1.7641 | 0 | 0 | 0.053706 | 0.73988 | 0 | 0 | 0 | 0 | 3.5542 | 0 | 0 | 0 | 0 | 0 | 0 | 0 | 0 | 0 | 0 | 0 | 0 | 0
10 | 30 | 1 | 2 | 1.7931 | 0 | 2.4769 | 0 | 0 | 0 | 0 | 0.16089 | 0 | 0 | 0.48118 | 0 | 4.9121 | 0 | 0 | 0 | 0 | 0 | 0 | 0 | 0 | 0 | 0 | 0 | 0 | 0 | 0.45131 | 0 | 0.32173 | 2.0732 | 0 | 0 | 0.053706 | 0.74677 | 0 | 0 | 0 | 0 | 3.6467 | 0 | 0 | 0 | 0 | 0 | 0 | 0 | 0 | 0 | 0 | 0 | 0 | 0
10 | 30 | 2 | 2 | 1.7931 | 0 | 2.4769 | 0 | 0 | 0 | 0 | 0.208 | 0 | 0 | 0.48121 | 0 | 4.9592 | 0 | 0 | 0 | 0 | 0 | 0 | 0 | 0 | 0 | 0 | 0 | 0 | 0 | 0.45131 | 0 | 0.32173 | 2.3458 | 0 | 0 | 0.053706 | 0.74991 | 0 | 0 | 0 | 0 | 3.9224 | 0 | 0 | 0 | 0 | 0 | 0 | 0 | 0 | 0 | 0 | 0 | 0 | 0
10 | 30 | 3 | 2 | 1.7931 | 0 | 2.4769 | 0 | 0 | 0 | 0 | 0.22495 | 0 | 0 | 0.48122 | 0 | 4.9762 | 0 | 0 | 0 | 0 | 0 | 0 | 0 | 0 | 0 | 0 | 0 | 0 | 0 | 0.45131 | 0 | 0.32173 | 2.4199 | 0 | 0 | 0.053706 | 0.74982 | 0 | 0 | 0 | 0 | 3.9964 | 0 | 0 | 0 | 0 | 0 | 0 | 0 | 0 | 0 | 0 | 0 | 0 | 0
10 | 30 | 4 | 2 | 1.7931 | 0 | 2.4769 | 0 | 0 | 0 | 0 | 0.23971 | 0 | 0 | 0.48122 | 0 | 4.9909 | 0 | 0 | 0 | 0 | 0 | 0 | 0 | 0 | 0 | 0 | 0 | 0 | 0 | 0.45131 | 0 | 0.32173 | 2.5534 | 0 | 0 | 0.053706 | 0.74993 | 0 | 0 | 0 | 0 | 4.1301 | 0 | 0 | 0 | 0 | 0 | 0 | 0 | 0 | 0 | 0 | 0 | 0 | 0
10 | 30 | 5 | 2 | 1.7931 | 0 | 2.4769 | 0 | 0 | 0 | 0 | 0.26193 | 0 | 0 | 0.48122 | 0 | 5.0132 | 0 | 0 | 0 | 0 | 0 | 0 | 0 | 0 | 0 | 0 | 0 | 0 | 0 | 0.45131 | 0 | 0.32173 | 2.6532 | 0 | 0 | 0.053706 | 0.7516 | 0 | 0 | 0 | 0 | 4.2316 | 0 | 0 | 0 | 0 | 0 | 0 | 0 | 0 | 0 | 0 | 0 | 0 | 0
10 | 30 | 6 | 2 | 1.7931 | 0 | 2.4769 | 0 | 0 | 0 | 0 | 0.29476 | 0 | 0 | 2.6824 | 0 | 7.2471 | 0 | 0 | 0 | 0 | 0 | 0 | 0 | 0 | 0 | 0 | 0 | 0 | 0 | 0.45131 | 0 | 0.54519 | 2.8486 | 0 | 0 | 0.31621 | 0.7482 | 0 | 0 | 0 | 0 | 4.9096 | 0 | 0 | 0 | 0 | 0 | 0 | 0 | 0 | 0 | 0 | 0 | 0 | 0
10 | 30 | 7 | 2 | 1.7931 | 0 | 2.4769 | 0 | 0 | 0 | 0 | 0.76437 | 0 | 0 | 3.9585 | 0 | 8.9929 | 0 | 0 | 0 | 0 | 0 | 0 | 0 | 0 | 0 | 0 | 0 | 0 | 0 | 0.45131 | 0 | 0.71279 | 4.7221 | 0 | 0 | 0.52621 | 0.74304 | 0 | 0 | 0 | 0 | 7.1555 | 0 | 0 | 0 | 0 | 0 | 0 | 0 | 0 | 0 | 0 | 0 | 0 | 0
10 | 30 | 8 | 2 | 1.7931 | 0 | 13.6089 | 0 | 0 | 0 | 0 | 0.49052 | 0 | 0 | 4.0418 | 0 | 19.9343 | 0 | 0 | 0 | 0 | 0 | 0 | 0 | 0 | 0 | 0 | 0 | 0 | 0 | 0.45131 | 0 | 0.71279 | 3.3262 | 0 | 0 | 0.42121 | 0.74077 | 0 | 0 | 0 | 0 | 5.6522 | 0 | 0 | 0 | 0 | 0 | 0 | 0 | 0 | 0 | 0 | 0 | 0 | 0
10 | 30 | 9 | 2 | 1.7931 | 0 | 13.6089 | 0 | 0 | 0 | 0 | 0.37003 | 0 | 0 | 2.6823 | 0 | 18.4544 | 0 | 0 | 0 | 0 | 0 | 0 | 0 | 0 | 0 | 0 | 0 | 0 | 0 | 0.45131 | 0 | 0.71279 | 2.687 | 0 | 0 | 0.31621 | 0.73552 | 0 | 0 | 0 | 0 | 4.9028 | 0 | 0 | 0 | 0 | 0 | 0 | 0 | 0 | 0 | 0 | 0 | 0 | 0
10 | 30 | 10 | 2 | 1.7931 | 0 | 13.6089 | 0 | 0 | 0 | 0 | 0.25765 | 0 | 0 | 2.6823 | 0 | 18.342 | 0 | 0 | 0 | 0 | 0 | 0 | 0 | 0 | 0 | 0 | 0 | 0 | 0 | 0.45131 | 0 | 0.71279 | 2.1015 | 0 | 0 | 0.31621 | 0.73204 | 0 | 0 | 0 | 0 | 4.3138 | 0 | 0 | 0 | 0 | 0 | 0 | 0 | 0 | 0 | 0 | 0 | 0 | 0
10 | 30 | 11 | 2 | 1.7931 | 0 | 13.6089 | 0 | 0 | 0 | 0 | 0.15649 | 0 | 0 | 3.1225 | 0 | 18.681 | 0 | 0 | 0 | 0 | 0 | 0 | 0 | 0 | 0 | 0 | 0 | 0 | 0 | 0.45131 | 0 | 0.54519 | 1.5414 | 0 | 0 | 0.36871 | 0.7341 | 0 | 0 | 0 | 0 | 3.6407 | 0 | 0 | 0 | 0 | 0 | 0 | 0 | 0 | 0 | 0 | 0 | 0 | 0
10 | 30 | 12 | 2 | 1.7931 | 0 | 8.6613 | 0 | 0 | 0 | 0 | 0.1257 | 0 | 0 | 3.5628 | 0 | 14.1429 | 0 | 0 | 0 | 0 | 0 | 0 | 0 | 0 | 0 | 0 | 0 | 0 | 0 | 0.45131 | 0 | 0.54519 | 1.272 | 0 | 0 | 0.42121 | 0.7288 | 0 | 0 | 0 | 0 | 3.4185 | 0 | 0 | 0 | 0 | 0 | 0 | 0 | 0 | 0 | 0 | 0 | 0 | 0
10 | 30 | 13 | 2 | 1.7931 | 0 | 13.6089 | 0 | 0 | 0 | 0 | 0.076275 | 0 | 0 | 3.1225 | 0 | 18.6008 | 0 | 0 | 0 | 0 | 0 | 0 | 0 | 0 | 0 | 0 | 0 | 0 | 0 | 0.45131 | 0 | 0.54519 | 0.90395 | 0 | 0 | 0.36871 | 0.72996 | 0 | 0 | 0 | 0 | 2.9991 | 0 | 0 | 0 | 0 | 0 | 0 | 0 | 0 | 0 | 0 | 0 | 0 | 0
10 | 30 | 14 | 2 | 1.7931 | 0 | 13.6089 | 0 | 0 | 0 | 0 | 0.022363 | 0 | 0 | 3.1225 | 0 | 18.5469 | 0 | 0 | 0 | 0 | 0 | 0 | 0 | 0 | 0 | 0 | 0 | 0 | 0 | 0.45131 | 0 | 0.54519 | 0.44526 | 0 | 0 | 0.36871 | 0.72475 | 0 | 0 | 0 | 0 | 2.5352 | 0 | 0 | 0 | 0 | 0 | 0 | 0 | 0 | 0 | 0 | 0 | 0 | 0
10 | 30 | 15 | 2 | 1.7931 | 0 | 13.6089 | 0 | 0 | 0 | 0 | 0.029999 | 0 | 0 | 2.6823 | 0 | 18.1143 | 0 | 0 | 0 | 0 | 0 | 0 | 0 | 0 | 0 | 0 | 0 | 0 | 0 | 0.45131 | 0 | 0.54519 | 0.56455 | 0 | 0 | 0.31621 | 0.72619 | 0 | 0 | 0 | 0 | 2.6035 | 0 | 0 | 0 | 0 | 0 | 0 | 0 | 0 | 0 | 0 | 0 | 0 | 0
10 | 30 | 16 | 2 | 1.7931 | 0 | 13.6089 | 0 | 0 | 0 | 0 | 0.032021 | 0 | 0 | 2.6823 | 0 | 18.1163 | 0 | 0 | 0 | 0 | 0 | 0 | 0 | 0 | 0 | 0 | 0 | 0 | 0 | 0.45131 | 0 | 0.54519 | 0.55039 | 0 | 0 | 0.31621 | 0.72426 | 0 | 0 | 0 | 0 | 2.5874 | 0 | 0 | 0 | 0 | 0 | 0 | 0 | 0 | 0 | 0 | 0 | 0 | 0
10 | 30 | 17 | 2 | 1.7931 | 0 | 13.6089 | 0 | 0 | 0 | 0 | 0.035188 | 0 | 0 | 3.9585 | 0 | 19.3957 | 0 | 0 | 0 | 0 | 0 | 0 | 0 | 0 | 0 | 0 | 0 | 0 | 0 | 0.45131 | 0 | 0.54519 | 0.66532 | 0 | 0 | 0.52621 | 0.72584 | 0 | 0 | 0 | 0 | 2.9139 | 0 | 0 | 0 | 0 | 0 | 0 | 0 | 0 | 0 | 0 | 0 | 0 | 0
10 | 30 | 18 | 2 | 1.7931 | 0 | 9.8982 | 0 | 0 | 0 | 0 | 0.064528 | 0 | 0 | 3.9585 | 0 | 15.7144 | 0 | 0 | 0 | 0 | 0 | 0 | 0 | 0 | 0 | 0 | 0 | 0 | 0 | 0.45131 | 0 | 0.54519 | 0.98152 | 0 | 0 | 0.52621 | 0.72901 | 0 | 0 | 0 | 0 | 3.2332 | 0 | 0 | 0 | 0 | 0 | 0 | 0 | 0 | 0 | 0 | 0 | 0 | 0
10 | 30 | 19 | 2 | 1.7931 | 0 | 2.4769 | 0 | 0 | 0 | 0 | 0.1647 | 0 | 0 | 4.5151 | 0 | 8.9498 | 0 | 0 | 0 | 0 | 0 | 0 | 0 | 0 | 0 | 0 | 0 | 0 | 0 | 0.45131 | 0 | 0.88038 | 1.5163 | 0 | 0 | 0.42121 | 0.72632 | 0 | 0 | 0 | 0 | 3.9955 | 0 | 0 | 0 | 0 | 0 | 0 | 0 | 0 | 0 | 0 | 0 | 0 | 0
10 | 30 | 20 | 2 | 1.7931 | 0 | 2.4769 | 0 | 0 | 0 | 0 | 0.24789 | 0 | 0 | 3.1225 | 0 | 7.6404 | 0 | 0 | 0 | 0 | 0 | 0 | 0 | 0 | 0 | 0 | 0 | 0 | 0 | 0.45131 | 0 | 1.1038 | 2.2189 | 0 | 0 | 0.36871 | 0.72467 | 0 | 0 | 0 | 0 | 4.8674 | 0 | 0 | 0 | 0 | 0 | 0 | 0 | 0 | 0 | 0 | 0 | 0 | 0
10 | 30 | 21 | 2 | 1.7931 | 0 | 2.4769 | 0 | 0 | 0 | 0 | 0.29839 | 0 | 0 | 3.9585 | 0 | 8.5269 | 0 | 0 | 0 | 0 | 0 | 0 | 0 | 0 | 0 | 0 | 0 | 0 | 0 | 0.45131 | 0 | 1.2156 | 2.4499 | 0 | 0 | 0.47371 | 0.72071 | 0 | 0 | 0 | 0 | 5.3112 | 0 | 0 | 0 | 0 | 0 | 0 | 0 | 0 | 0 | 0 | 0 | 0 | 0
10 | 30 | 22 | 2 | 1.7931 | 0 | 2.4769 | 0 | 0 | 0 | 0 | 0.36605 | 0 | 0 | 2.7262 | 0 | 7.3622 | 0 | 0 | 0 | 0 | 0 | 0 | 0 | 0 | 0 | 0 | 0 | 0 | 0 | 0.45131 | 0 | 1.1038 | 2.8929 | 0 | 0 | 0.31621 | 0.72802 | 0 | 0 | 0 | 0 | 5.4923 | 0 | 0 | 0 | 0 | 0 | 0 | 0 | 0 | 0 | 0 | 0 | 0 | 0
10 | 30 | 23 | 2 | 1.7931 | 0 | 2.4769 | 0 | 0 | 0 | 0 | 0.028899 | 0 | 0 | 0.48113 | 0 | 4.7801 | 0 | 0 | 0 | 0 | 0 | 0 | 0 | 0 | 0 | 0 | 0 | 0 | 0 | 0.45131 | 0 | 0.88038 | 0.83257 | 0 | 0 | 0.053706 | 0.73109 | 0 | 0 | 0 | 0 | 2.9491 | 0 | 0 | 0 | 0 | 0 | 0 | 0 | 0 | 0 | 0 | 0 | 0 | 0
10 | 30 | 24 | 2 | 1.7931 | 0 | 2.4769 | 0 | 0 | 0 | 0 | 0.070453 | 0 | 0 | 0.48114 | 0 | 4.8216 | 0 | 0 | 0 | 0 | 0 | 0 | 0 | 0 | 0 | 0 | 0 | 0 | 0 | 0.45131 | 0 | 0.54519 | 1.8158 | 0 | 0 | 0.053706 | 0.74272 | 0 | 0 | 0 | 0 | 3.6087 | 0 | 0 | 0 | 0 | 0 | 0 | 0 | 0 | 0 | 0 | 0 | 0 | 0
10 | 31 | 1 | 3 | 1.7931 | 0 | 2.4769 | 0 | 0 | 0 | 0 | 0.15896 | 0 | 0 | 0.48117 | 0 | 4.9101 | 0 | 0 | 0 | 0 | 0 | 0 | 0 | 0 | 0 | 0 | 0 | 0 | 0 | 0.45131 | 0 | 0.32173 | 2.5994 | 0 | 0 | 0.053706 | 0.75088 | 0 | 0 | 0 | 0 | 4.177 | 0 | 0 | 0 | 0 | 0 | 0 | 0 | 0 | 0 | 0 | 0 | 0 | 0
10 | 31 | 2 | 3 | 1.7931 | 0 | 2.4769 | 0 | 0 | 0 | 0 | 0.19828 | 0 | 0 | 0.4812 | 0 | 4.9495 | 0 | 0 | 0 | 0 | 0 | 0 | 0 | 0 | 0 | 0 | 0 | 0 | 0 | 0.45131 | 0 | 0.32173 | 2.8427 | 0 | 0 | 0.053706 | 0.7507 | 0 | 0 | 0 | 0 | 4.4202 | 0 | 0 | 0 | 0 | 0 | 0 | 0 | 0 | 0 | 0 | 0 | 0 | 0
10 | 31 | 3 | 3 | 1.7931 | 0 | 2.4769 | 0 | 0 | 0 | 0 | 0.22724 | 0 | 0 | 0.4812 | 0 | 4.9785 | 0 | 0 | 0 | 0 | 0 | 0 | 0 | 0 | 0 | 0 | 0 | 0 | 0 | 0.45131 | 0 | 0.32173 | 3.0339 | 0 | 0 | 0.053706 | 0.75075 | 0 | 0 | 0 | 0 | 4.6113 | 0 | 0 | 0 | 0 | 0 | 0 | 0 | 0 | 0 | 0 | 0 | 0 | 0
10 | 31 | 4 | 3 | 1.7931 | 0 | 2.4769 | 0 | 0 | 0 | 0 | 0.24929 | 0 | 0 | 0.48119 | 0 | 5.0005 | 0 | 0 | 0 | 0 | 0 | 0 | 0 | 0 | 0 | 0 | 0 | 0 | 0 | 0.45131 | 0 | 0.32173 | 3.1922 | 0 | 0 | 0.053706 | 0.7506 | 0 | 0 | 0 | 0 | 4.7695 | 0 | 0 | 0 | 0 | 0 | 0 | 0 | 0 | 0 | 0 | 0 | 0 | 0
10 | 31 | 5 | 3 | 1.7931 | 0 | 2.4769 | 0 | 0 | 0 | 0 | 0.25222 | 0 | 0 | 0.48119 | 0 | 5.0034 | 0 | 0 | 0 | 0 | 0 | 0 | 0 | 0 | 0 | 0 | 0 | 0 | 0 | 0.45131 | 0 | 0.32173 | 3.1925 | 0 | 0 | 0.053706 | 0.74803 | 0 | 0 | 0 | 0 | 4.7673 | 0 | 0 | 0 | 0 | 0 | 0 | 0 | 0 | 0 | 0 | 0 | 0 | 0
10 | 31 | 6 | 3 | 1.7931 | 0 | 2.4769 | 0 | 0 | 0 | 0 | 0.3153 | 0 | 0 | 2.6823 | 0 | 7.2676 | 0 | 0 | 0 | 0 | 0 | 0 | 0 | 0 | 0 | 0 | 0 | 0 | 0 | 0.45131 | 0 | 0.54519 | 3.4623 | 0 | 0 | 0.31621 | 0.74976 | 0 | 0 | 0 | 0 | 5.5248 | 0 | 0 | 0 | 0 | 0 | 0 | 0 | 0 | 0 | 0 | 0 | 0 | 0
10 | 31 | 7 | 3 | 1.7931 | 0 | 2.4769 | 0 | 0 | 0 | 0 | 0.79595 | 0 | 0 | 3.9585 | 0 | 9.0245 | 0 | 0 | 0 | 0 | 0 | 0 | 0 | 0 | 0 | 0 | 0 | 0 | 0 | 0.45131 | 0 | 0.71279 | 5.7378 | 0 | 0 | 0.52621 | 0.74609 | 0 | 0 | 0 | 0 | 8.1742 | 0 | 0 | 0 | 0 | 0 | 0 | 0 | 0 | 0 | 0 | 0 | 0 | 0
10 | 31 | 8 | 3 | 1.7931 | 0 | 13.6089 | 0 | 0 | 0 | 0 | 0.55833 | 0 | 0 | 4.0418 | 0 | 20.0021 | 0 | 0 | 0 | 0 | 0 | 0 | 0 | 0 | 0 | 0 | 0 | 0 | 0 | 0.45131 | 0 | 0.71279 | 4.3923 | 0 | 0 | 0.42121 | 0.74771 | 0 | 0 | 0 | 0 | 6.7253 | 0 | 0 | 0 | 0 | 0 | 0 | 0 | 0 | 0 | 0 | 0 | 0 | 0
10 | 31 | 9 | 3 | 1.7931 | 0 | 13.6089 | 0 | 0 | 0 | 0 | 0.42064 | 0 | 0 | 2.6823 | 0 | 18.5049 | 0 | 0 | 0 | 0 | 0 | 0 | 0 | 0 | 0 | 0 | 0 | 0 | 0 | 0.45131 | 0 | 0.71279 | 3.5375 | 0 | 0 | 0.31621 | 0.73729 | 0 | 0 | 0 | 0 | 5.7551 | 0 | 0 | 0 | 0 | 0 | 0 | 0 | 0 | 0 | 0 | 0 | 0 | 0
10 | 31 | 10 | 3 | 1.7931 | 0 | 13.6089 | 0 | 0 | 0 | 0 | 0.35277 | 0 | 0 | 2.6823 | 0 | 18.4371 | 0 | 0 | 0 | 0 | 0 | 0 | 0 | 0 | 0 | 0 | 0 | 0 | 0 | 0.45131 | 0 | 0.71279 | 3.0583 | 0 | 0 | 0.31621 | 0.73464 | 0 | 0 | 0 | 0 | 5.2732 | 0 | 0 | 0 | 0 | 0 | 0 | 0 | 0 | 0 | 0 | 0 | 0 | 0
10 | 31 | 11 | 3 | 1.7931 | 0 | 13.6089 | 0 | 0 | 0 | 0 | 0.34128 | 0 | 0 | 3.1225 | 0 | 18.8658 | 0 | 0 | 0 | 0 | 0 | 0 | 0 | 0 | 0 | 0 | 0 | 0 | 0 | 0.45131 | 0 | 0.54519 | 2.9545 | 0 | 0 | 0.36871 | 0.73824 | 0 | 0 | 0 | 0 | 5.0579 | 0 | 0 | 0 | 0 | 0 | 0 | 0 | 0 | 0 | 0 | 0 | 0 | 0
10 | 31 | 12 | 3 | 1.7931 | 0 | 8.6613 | 0 | 0 | 0 | 0 | 0.38132 | 0 | 0 | 3.5627 | 0 | 14.3985 | 0 | 0 | 0 | 0 | 0 | 0 | 0 | 0 | 0 | 0 | 0 | 0 | 0 | 0.45131 | 0 | 0.54519 | 3.0222 | 0 | 0 | 0.42121 | 0.73532 | 0 | 0 | 0 | 0 | 5.1752 | 0 | 0 | 0 | 0 | 0 | 0 | 0 | 0 | 0 | 0 | 0 | 0 | 0
10 | 31 | 13 | 3 | 1.7931 | 0 | 13.6089 | 0 | 0 | 0 | 0 | 0.30389 | 0 | 0 | 3.1225 | 0 | 18.8284 | 0 | 0 | 0 | 0 | 0 | 0 | 0 | 0 | 0 | 0 | 0 | 0 | 0 | 0.45131 | 0 | 0.54519 | 2.6481 | 0 | 0 | 0.36871 | 0.73515 | 0 | 0 | 0 | 0 | 4.7484 | 0 | 0 | 0 | 0 | 0 | 0 | 0 | 0 | 0 | 0 | 0 | 0 | 0
10 | 31 | 14 | 3 | 1.7931 | 0 | 13.6089 | 0 | 0 | 0 | 0 | 0.29059 | 0 | 0 | 3.1225 | 0 | 18.8151 | 0 | 0 | 0 | 0 | 0 | 0 | 0 | 0 | 0 | 0 | 0 | 0 | 0 | 0.45131 | 0 | 0.54519 | 2.522 | 0 | 0 | 0.36871 | 0.73552 | 0 | 0 | 0 | 0 | 4.6227 | 0 | 0 | 0 | 0 | 0 | 0 | 0 | 0 | 0 | 0 | 0 | 0 | 0
10 | 31 | 15 | 3 | 1.7931 | 0 | 13.6089 | 0 | 0 | 0 | 0 | 0.27946 | 0 | 0 | 2.6823 | 0 | 18.3638 | 0 | 0 | 0 | 0 | 0 | 0 | 0 | 0 | 0 | 0 | 0 | 0 | 0 | 0.45131 | 0 | 0.54519 | 2.2558 | 0 | 0 | 0.31621 | 0.73417 | 0 | 0 | 0 | 0 | 4.3027 | 0 | 0 | 0 | 0 | 0 | 0 | 0 | 0 | 0 | 0 | 0 | 0 | 0
10 | 31 | 16 | 3 | 1.7931 | 0 | 13.6089 | 0 | 0 | 0 | 0 | 0.26322 | 0 | 0 | 2.6823 | 0 | 18.3475 | 0 | 0 | 0 | 0 | 0 | 0 | 0 | 0 | 0 | 0 | 0 | 0 | 0 | 0.45131 | 0 | 0.54519 | 2.1223 | 0 | 0 | 0.31621 | 0.73299 | 0 | 0 | 0 | 0 | 4.168 | 0 | 0 | 0 | 0 | 0 | 0 | 0 | 0 | 0 | 0 | 0 | 0 | 0
10 | 31 | 17 | 3 | 1.7931 | 0 | 13.6089 | 0 | 0 | 0 | 0 | 0.24185 | 0 | 0 | 3.9585 | 0 | 19.6024 | 0 | 0 | 0 | 0 | 0 | 0 | 0 | 0 | 0 | 0 | 0 | 0 | 0 | 0.45131 | 0 | 0.54519 | 2.0576 | 0 | 0 | 0.52621 | 0.73333 | 0 | 0 | 0 | 0 | 4.3136 | 0 | 0 | 0 | 0 | 0 | 0 | 0 | 0 | 0 | 0 | 0 | 0 | 0
10 | 31 | 18 | 3 | 1.7931 | 0 | 9.8982 | 0 | 0 | 0 | 0 | 0.29039 | 0 | 0 | 3.9585 | 0 | 15.9402 | 0 | 0 | 0 | 0 | 0 | 0 | 0 | 0 | 0 | 0 | 0 | 0 | 0 | 0.45131 | 0 | 0.54519 | 2.127 | 0 | 0 | 0.52621 | 0.73354 | 0 | 0 | 0 | 0 | 4.3832 | 0 | 0 | 0 | 0 | 0 | 0 | 0 | 0 | 0 | 0 | 0 | 0 | 0
10 | 31 | 19 | 3 | 1.7931 | 0 | 2.4769 | 0 | 0 | 0 | 0 | 0.41596 | 0 | 0 | 4.5151 | 0 | 9.2011 | 0 | 0 | 0 | 0 | 0 | 0 | 0 | 0 | 0 | 0 | 0 | 0 | 0 | 0.45131 | 0 | 0.88038 | 2.4992 | 0 | 0 | 0.42121 | 0.72845 | 0 | 0 | 0 | 0 | 4.9805 | 0 | 0 | 0 | 0 | 0 | 0 | 0 | 0 | 0 | 0 | 0 | 0 | 0
10 | 31 | 20 | 3 | 1.7931 | 0 | 2.4769 | 0 | 0 | 0 | 0 | 0.45381 | 0 | 0 | 3.1225 | 0 | 7.8463 | 0 | 0 | 0 | 0 | 0 | 0 | 0 | 0 | 0 | 0 | 0 | 0 | 0 | 0.45131 | 0 | 1.1038 | 2.5244 | 0 | 0 | 0.36871 | 0.72523 | 0 | 0 | 0 | 0 | 5.1734 | 0 | 0 | 0 | 0 | 0 | 0 | 0 | 0 | 0 | 0 | 0 | 0 | 0
10 | 31 | 21 | 3 | 1.7931 | 0 | 2.4769 | 0 | 0 | 0 | 0 | 0.44245 | 0 | 0 | 3.9585 | 0 | 8.671 | 0 | 0 | 0 | 0 | 0 | 0 | 0 | 0 | 0 | 0 | 0 | 0 | 0 | 0.45131 | 0 | 1.2156 | 2.4675 | 0 | 0 | 0.47371 | 0.71983 | 0 | 0 | 0 | 0 | 5.328 | 0 | 0 | 0 | 0 | 0 | 0 | 0 | 0 | 0 | 0 | 0 | 0 | 0
10 | 31 | 22 | 3 | 1.7931 | 0 | 2.4769 | 0 | 0 | 0 | 0 | 0.43102 | 0 | 0 | 2.7262 | 0 | 7.4272 | 0 | 0 | 0 | 0 | 0 | 0 | 0 | 0 | 0 | 0 | 0 | 0 | 0 | 0.45131 | 0 | 1.1038 | 2.3281 | 0 | 0 | 0.31621 | 0.71979 | 0 | 0 | 0 | 0 | 4.9193 | 0 | 0 | 0 | 0 | 0 | 0 | 0 | 0 | 0 | 0 | 0 | 0 | 0
10 | 31 | 23 | 3 | 1.7931 | 0 | 2.4769 | 0 | 0 | 0 | 0 | 0.031926 | 0 | 0 | 0.48109 | 0 | 4.783 | 0 | 0 | 0 | 0 | 0 | 0 | 0 | 0 | 0 | 0 | 0 | 0 | 0 | 0.45131 | 0 | 0.88038 | 0.78708 | 0 | 0 | 0.053706 | 0.72293 | 0 | 0 | 0 | 0 | 2.8954 | 0 | 0 | 0 | 0 | 0 | 0 | 0 | 0 | 0 | 0 | 0 | 0 | 0
10 | 31 | 24 | 3 | 1.7931 | 0 | 2.4769 | 0 | 0 | 0 | 0 | 0.088296 | 0 | 0 | 0.48111 | 0 | 4.8394 | 0 | 0 | 0 | 0 | 0 | 0 | 0 | 0 | 0 | 0 | 0 | 0 | 0 | 0.45131 | 0 | 0.54519 | 1.2762 | 0 | 0 | 0.053706 | 0.73025 | 0 | 0 | 0 | 0 | 3.0566 | 0 | 0 | 0 | 0 | 0 | 0 | 0 | 0 | 0 | 0 | 0 | 0 | 0
11 | 1 | 1 | 4 | 1.7931 | 0 | 2.4769 | 0 | 0 | 0 | 0 | 0.13555 | 0 | 0 | 0.52888 | 0 | 4.9345 | 0 | 0 | 0 | 0 | 0 | 0 | 0 | 0 | 0 | 0 | 0 | 0 | 0 | 0.45131 | 0 | 0.32173 | 1.605 | 0 | 0 | 0.053706 | 0.74258 | 0 | 0 | 0 | 0 | 3.1744 | 0 | 0 | 0 | 0 | 0 | 0 | 0 | 0 | 0 | 0 | 0 | 0 | 0
11 | 1 | 2 | 4 | 1.7931 | 0 | 2.4769 | 0 | 0 | 0 | 0 | 0.15661 | 0 | 0 | 0.52897 | 0 | 4.9556 | 0 | 0 | 0 | 0 | 0 | 0 | 0 | 0 | 0 | 0 | 0 | 0 | 0 | 0.45131 | 0 | 0.32173 | 1.6035 | 0 | 0 | 0.053706 | 0.74389 | 0 | 0 | 0 | 0 | 3.1742 | 0 | 0 | 0 | 0 | 0 | 0 | 0 | 0 | 0 | 0 | 0 | 0 | 0
11 | 1 | 3 | 4 | 1.7931 | 0 | 2.4769 | 0 | 0 | 0 | 0 | 0.16577 | 0 | 0 | 0.52899 | 0 | 4.9648 | 0 | 0 | 0 | 0 | 0 | 0 | 0 | 0 | 0 | 0 | 0 | 0 | 0 | 0.45131 | 0 | 0.32173 | 1.6313 | 0 | 0 | 0.053706 | 0.74416 | 0 | 0 | 0 | 0 | 3.2022 | 0 | 0 | 0 | 0 | 0 | 0 | 0 | 0 | 0 | 0 | 0 | 0 | 0
11 | 1 | 4 | 4 | 1.7931 | 0 | 2.4769 | 0 | 0 | 0 | 0 | 0.16758 | 0 | 0 | 0.529 | 0 | 4.9666 | 0 | 0 | 0 | 0 | 0 | 0 | 0 | 0 | 0 | 0 | 0 | 0 | 0 | 0.45131 | 0 | 0.32173 | 1.5564 | 0 | 0 | 0.053706 | 0.74379 | 0 | 0 | 0 | 0 | 3.127 | 0 | 0 | 0 | 0 | 0 | 0 | 0 | 0 | 0 | 0 | 0 | 0 | 0
11 | 1 | 5 | 4 | 1.7931 | 0 | 2.4769 | 0 | 0 | 0 | 0 | 0.19578 | 0 | 0 | 0.529 | 0 | 4.9948 | 0 | 0 | 0 | 0 | 0 | 0 | 0 | 0 | 0 | 0 | 0 | 0 | 0 | 0.45131 | 0 | 0.32173 | 1.5596 | 0 | 0 | 0.053706 | 0.7465 | 0 | 0 | 0 | 0 | 3.1328 | 0 | 0 | 0 | 0 | 0 | 0 | 0 | 0 | 0 | 0 | 0 | 0 | 0
11 | 1 | 6 | 4 | 1.7931 | 0 | 2.4769 | 0 | 0 | 0 | 0 | 0.2254 | 0 | 0 | 2.9689 | 0 | 7.4643 | 0 | 0 | 0 | 0 | 0 | 0 | 0 | 0 | 0 | 0 | 0 | 0 | 0 | 0.45131 | 0 | 0.54519 | 1.7161 | 0 | 0 | 0.31621 | 0.74376 | 0 | 0 | 0 | 0 | 3.7725 | 0 | 0 | 0 | 0 | 0 | 0 | 0 | 0 | 0 | 0 | 0 | 0 | 0
11 | 1 | 7 | 4 | 1.7931 | 0 | 2.4769 | 0 | 0 | 0 | 0 | 0.70512 | 0 | 0 | 3.9586 | 0 | 8.9337 | 0 | 0 | 0 | 0 | 0 | 0 | 0 | 0 | 0 | 0 | 0 | 0 | 0 | 0.45131 | 0 | 0.71279 | 2.9343 | 0 | 0 | 0.52621 | 0.74004 | 0 | 0 | 0 | 0 | 5.3647 | 0 | 0 | 0 | 0 | 0 | 0 | 0 | 0 | 0 | 0 | 0 | 0 | 0
11 | 1 | 8 | 4 | 1.7931 | 0 | 13.6089 | 0 | 0 | 0 | 0 | 0.42023 | 0 | 0 | 4.8957 | 0 | 20.7179 | 0 | 0 | 0 | 0 | 0 | 0 | 0 | 0 | 0 | 0 | 0 | 0 | 0 | 0.45131 | 0 | 0.71279 | 1.9784 | 0 | 0 | 0.42121 | 0.73745 | 0 | 0 | 0 | 0 | 4.3011 | 0 | 0 | 0 | 0 | 0 | 0 | 0 | 0 | 0 | 0 | 0 | 0 | 0
11 | 1 | 9 | 4 | 1.7931 | 0 | 13.6089 | 0 | 0 | 0 | 0 | 0.30214 | 0 | 0 | 2.9689 | 0 | 18.673 | 0 | 0 | 0 | 0 | 0 | 0 | 0 | 0 | 0 | 0 | 0 | 0 | 0 | 0.45131 | 0 | 0.71279 | 1.4217 | 0 | 0 | 0.31621 | 0.73273 | 0 | 0 | 0 | 0 | 3.6347 | 0 | 0 | 0 | 0 | 0 | 0 | 0 | 0 | 0 | 0 | 0 | 0 | 0
11 | 1 | 10 | 4 | 1.7931 | 0 | 13.6089 | 0 | 0 | 0 | 0 | 0.24082 | 0 | 0 | 2.9689 | 0 | 18.6117 | 0 | 0 | 0 | 0 | 0 | 0 | 0 | 0 | 0 | 0 | 0 | 0 | 0 | 0.45131 | 0 | 0.71279 | 1.2458 | 0 | 0 | 0.31621 | 0.73232 | 0 | 0 | 0 | 0 | 3.4584 | 0 | 0 | 0 | 0 | 0 | 0 | 0 | 0 | 0 | 0 | 0 | 0 | 0
11 | 1 | 11 | 4 | 1.7931 | 0 | 13.6089 | 0 | 0 | 0 | 0 | 0.22024 | 0 | 0 | 3.4568 | 0 | 19.0791 | 0 | 0 | 0 | 0 | 0 | 0 | 0 | 0 | 0 | 0 | 0 | 0 | 0 | 0.45131 | 0 | 0.54519 | 1.3025 | 0 | 0 | 0.36871 | 0.73673 | 0 | 0 | 0 | 0 | 3.4044 | 0 | 0 | 0 | 0 | 0 | 0 | 0 | 0 | 0 | 0 | 0 | 0 | 0
11 | 1 | 12 | 4 | 1.7931 | 0 | 8.6613 | 0 | 0 | 0 | 0 | 0.26121 | 0 | 0 | 3.9448 | 0 | 14.6605 | 0 | 0 | 0 | 0 | 0 | 0 | 0 | 0 | 0 | 0 | 0 | 0 | 0 | 0.45131 | 0 | 0.54519 | 1.3852 | 0 | 0 | 0.42121 | 0.73638 | 0 | 0 | 0 | 0 | 3.5393 | 0 | 0 | 0 | 0 | 0 | 0 | 0 | 0 | 0 | 0 | 0 | 0 | 0
11 | 1 | 13 | 4 | 1.7931 | 0 | 13.6089 | 0 | 0 | 0 | 0 | 0.19929 | 0 | 0 | 3.4569 | 0 | 19.0581 | 0 | 0 | 0 | 0 | 0 | 0 | 0 | 0 | 0 | 0 | 0 | 0 | 0 | 0.45131 | 0 | 0.54519 | 1.3444 | 0 | 0 | 0.36871 | 0.73779 | 0 | 0 | 0 | 0 | 3.4474 | 0 | 0 | 0 | 0 | 0 | 0 | 0 | 0 | 0 | 0 | 0 | 0 | 0
11 | 1 | 14 | 4 | 1.7931 | 0 | 13.6089 | 0 | 0 | 0 | 0 | 0.1598 | 0 | 0 | 3.4569 | 0 | 19.0187 | 0 | 0 | 0 | 0 | 0 | 0 | 0 | 0 | 0 | 0 | 0 | 0 | 0 | 0.45131 | 0 | 0.54519 | 1.097 | 0 | 0 | 0.36871 | 0.73608 | 0 | 0 | 0 | 0 | 3.1983 | 0 | 0 | 0 | 0 | 0 | 0 | 0 | 0 | 0 | 0 | 0 | 0 | 0
11 | 1 | 15 | 4 | 1.7931 | 0 | 13.6089 | 0 | 0 | 0 | 0 | 0.14679 | 0 | 0 | 2.9689 | 0 | 18.5177 | 0 | 0 | 0 | 0 | 0 | 0 | 0 | 0 | 0 | 0 | 0 | 0 | 0 | 0.45131 | 0 | 0.54519 | 1.07 | 0 | 0 | 0.31621 | 0.73595 | 0 | 0 | 0 | 0 | 3.1186 | 0 | 0 | 0 | 0 | 0 | 0 | 0 | 0 | 0 | 0 | 0 | 0 | 0
11 | 1 | 16 | 4 | 1.7931 | 0 | 13.6089 | 0 | 0 | 0 | 0 | 0.12737 | 0 | 0 | 2.9689 | 0 | 18.4983 | 0 | 0 | 0 | 0 | 0 | 0 | 0 | 0 | 0 | 0 | 0 | 0 | 0 | 0.45131 | 0 | 0.54519 | 0.9784 | 0 | 0 | 0.31621 | 0.73581 | 0 | 0 | 0 | 0 | 3.0269 | 0 | 0 | 0 | 0 | 0 | 0 | 0 | 0 | 0 | 0 | 0 | 0 | 0
11 | 1 | 17 | 4 | 1.7931 | 0 | 13.6089 | 0 | 0 | 0 | 0 | 0.099449 | 0 | 0 | 3.9586 | 0 | 19.46 | 0 | 0 | 0 | 0 | 0 | 0 | 0 | 0 | 0 | 0 | 0 | 0 | 0 | 0.45131 | 0 | 0.54519 | 0.77616 | 0 | 0 | 0.52621 | 0.73521 | 0 | 0 | 0 | 0 | 3.0341 | 0 | 0 | 0 | 0 | 0 | 0 | 0 | 0 | 0 | 0 | 0 | 0 | 0
11 | 1 | 18 | 4 | 1.7931 | 0 | 9.8982 | 0 | 0 | 0 | 0 | 0.13302 | 0 | 0 | 5.8717 | 0 | 17.696 | 0 | 0 | 0 | 0 | 0 | 0 | 0 | 0 | 0 | 0 | 0 | 0 | 0 | 0.45131 | 0 | 0.54519 | 0.98199 | 0 | 0 | 0.52621 | 0.73573 | 0 | 0 | 0 | 0 | 3.2404 | 0 | 0 | 0 | 0 | 0 | 0 | 0 | 0 | 0 | 0 | 0 | 0 | 0
11 | 1 | 19 | 4 | 1.7931 | 0 | 2.4769 | 0 | 0 | 0 | 0 | 0.23334 | 0 | 0 | 3.9448 | 0 | 8.4482 | 0 | 0 | 0 | 0 | 0 | 0 | 0 | 0 | 0 | 0 | 0 | 0 | 0 | 0.45131 | 0 | 0.88038 | 1.1981 | 0 | 0 | 0.42121 | 0.72858 | 0 | 0 | 0 | 0 | 3.6795 | 0 | 0 | 0 | 0 | 0 | 0 | 0 | 0 | 0 | 0 | 0 | 0 | 0
11 | 1 | 20 | 4 | 1.7931 | 0 | 2.4769 | 0 | 0 | 0 | 0 | 0.32563 | 0 | 0 | 3.4568 | 0 | 8.0525 | 0 | 0 | 0 | 0 | 0 | 0 | 0 | 0 | 0 | 0 | 0 | 0 | 0 | 0.45131 | 0 | 1.1038 | 2.1834 | 0 | 0 | 0.36871 | 0.72997 | 0 | 0 | 0 | 0 | 4.8373 | 0 | 0 | 0 | 0 | 0 | 0 | 0 | 0 | 0 | 0 | 0 | 0 | 0
11 | 1 | 21 | 4 | 1.7931 | 0 | 2.4769 | 0 | 0 | 0 | 0 | 0.34615 | 0 | 0 | 3.9585 | 0 | 8.5747 | 0 | 0 | 0 | 0 | 0 | 0 | 0 | 0 | 0 | 0 | 0 | 0 | 0 | 0.45131 | 0 | 1.2156 | 2.1653 | 0 | 0 | 0.47371 | 0.72744 | 0 | 0 | 0 | 0 | 5.0333 | 0 | 0 | 0 | 0 | 0 | 0 | 0 | 0 | 0 | 0 | 0 | 0 | 0
11 | 1 | 22 | 4 | 1.7931 | 0 | 2.4769 | 0 | 0 | 0 | 0 | 0.38546 | 0 | 0 | 3.4375 | 0 | 8.0929 | 0 | 0 | 0 | 0 | 0 | 0 | 0 | 0 | 0 | 0 | 0 | 0 | 0 | 0.45131 | 0 | 1.1038 | 2.4885 | 0 | 0 | 0.31621 | 0.73223 | 0 | 0 | 0 | 0 | 5.0921 | 0 | 0 | 0 | 0 | 0 | 0 | 0 | 0 | 0 | 0 | 0 | 0 | 0
11 | 1 | 23 | 4 | 1.7931 | 0 | 2.4769 | 0 | 0 | 0 | 0 | 0.041702 | 0 | 0 | 0.52896 | 0 | 4.8407 | 0 | 0 | 0 | 0 | 0 | 0 | 0 | 0 | 0 | 0 | 0 | 0 | 0 | 0.45131 | 0 | 0.88038 | 0.86511 | 0 | 0 | 0.053706 | 0.73909 | 0 | 0 | 0 | 0 | 2.9896 | 0 | 0 | 0 | 0 | 0 | 0 | 0 | 0 | 0 | 0 | 0 | 0 | 0
11 | 1 | 24 | 4 | 1.7931 | 0 | 2.4769 | 0 | 0 | 0 | 0 | 0.08756 | 0 | 0 | 0.52899 | 0 | 4.8866 | 0 | 0 | 0 | 0 | 0 | 0 | 0 | 0 | 0 | 0 | 0 | 0 | 0 | 0.45131 | 0 | 0.54519 | 1.5466 | 0 | 0 | 0.053706 | 0.74648 | 0 | 0 | 0 | 0 | 3.3433 | 0 | 0 | 0 | 0 | 0 | 0 | 0 | 0 | 0 | 0 | 0 | 0 | 0
11 | 2 | 1 | 5 | 1.7931 | 0 | 2.4769 | 0 | 0 | 0 | 0 | 0.17662 | 0 | 0 | 0.52902 | 0 | 4.9757 | 0 | 0 | 0 | 0 | 0 | 0 | 0 | 0 | 0 | 0 | 0 | 0 | 0 | 0.45131 | 0 | 0.32173 | 2.4892 | 0 | 0 | 0.053706 | 0.75913 | 0 | 0 | 0 | 0 | 4.0751 | 0 | 0 | 0 | 0 | 0 | 0 | 0 | 0 | 0 | 0 | 0 | 0 | 0
11 | 2 | 2 | 5 | 1.7931 | 0 | 2.4769 | 0 | 0 | 0 | 0 | 0.25685 | 0 | 0 | 0.52906 | 0 | 5.0559 | 0 | 0 | 0 | 0 | 0 | 0 | 0 | 0 | 0 | 0 | 0 | 0 | 0 | 0.45131 | 0 | 0.32173 | 3.0138 | 0 | 0 | 0.053706 | 0.76637 | 0 | 0 | 0 | 0 | 4.6069 | 0 | 0 | 0 | 0 | 0 | 0 | 0 | 0 | 0 | 0 | 0 | 0 | 0
11 | 2 | 3 | 5 | 1.7931 | 0 | 2.4769 | 0 | 0 | 0 | 0 | 0.28898 | 0 | 0 | 0.52908 | 0 | 5.0881 | 0 | 0 | 0 | 0 | 0 | 0 | 0 | 0 | 0 | 0 | 0 | 0 | 0 | 0.45131 | 0 | 0.32173 | 3.2444 | 0 | 0 | 0.053706 | 0.7677 | 0 | 0 | 0 | 0 | 4.8389 | 0 | 0 | 0 | 0 | 0 | 0 | 0 | 0 | 0 | 0 | 0 | 0 | 0
11 | 2 | 4 | 5 | 1.7931 | 0 | 2.4769 | 0 | 0 | 0 | 0 | 0.33344 | 0 | 0 | 0.52908 | 0 | 5.1325 | 0 | 0 | 0 | 0 | 0 | 0 | 0 | 0 | 0 | 0 | 0 | 0 | 0 | 0.45131 | 0 | 0.32173 | 3.4178 | 0 | 0 | 0.053706 | 0.7722 | 0 | 0 | 0 | 0 | 5.0167 | 0 | 0 | 0 | 0 | 0 | 0 | 0 | 0 | 0 | 0 | 0 | 0 | 0
11 | 2 | 5 | 5 | 1.7931 | 0 | 2.4769 | 0 | 0 | 0 | 0 | 0.33342 | 0 | 0 | 0.52909 | 0 | 5.1325 | 0 | 0 | 0 | 0 | 0 | 0 | 0 | 0 | 0 | 0 | 0 | 0 | 0 | 0.45131 | 0 | 0.32173 | 3.4871 | 0 | 0 | 0.053706 | 0.76971 | 0 | 0 | 0 | 0 | 5.0836 | 0 | 0 | 0 | 0 | 0 | 0 | 0 | 0 | 0 | 0 | 0 | 0 | 0
11 | 2 | 6 | 5 | 1.7931 | 0 | 2.4769 | 0 | 0 | 0 | 0 | 0.37665 | 0 | 0 | 2.9689 | 0 | 7.6156 | 0 | 0 | 0 | 0 | 0 | 0 | 0 | 0 | 0 | 0 | 0 | 0 | 0 | 0.45131 | 0 | 0.54519 | 3.7387 | 0 | 0 | 0.31621 | 0.76804 | 0 | 0 | 0 | 0 | 5.8194 | 0 | 0 | 0 | 0 | 0 | 0 | 0 | 0 | 0 | 0 | 0 | 0 | 0
11 | 2 | 7 | 5 | 1.7931 | 0 | 2.4769 | 0 | 0 | 0 | 0 | 0.8812 | 0 | 0 | 3.9586 | 0 | 9.1098 | 0 | 0 | 0 | 0 | 0 | 0 | 0 | 0 | 0 | 0 | 0 | 0 | 0 | 0.45131 | 0 | 0.71279 | 6.118 | 0 | 0 | 0.52621 | 0.76605 | 0 | 0 | 0 | 0 | 8.5744 | 0 | 0 | 0 | 0 | 0 | 0 | 0 | 0 | 0 | 0 | 0 | 0 | 0
11 | 2 | 8 | 5 | 1.7931 | 0 | 13.6089 | 0 | 0 | 0 | 0 | 0.58576 | 0 | 0 | 4.8958 | 0 | 20.8836 | 0 | 0 | 0 | 0 | 0 | 0 | 0 | 0 | 0 | 0 | 0 | 0 | 0 | 0.45131 | 0 | 0.71279 | 4.1906 | 0 | 0 | 0.42121 | 0.75936 | 0 | 0 | 0 | 0 | 6.5352 | 0 | 0 | 0 | 0 | 0 | 0 | 0 | 0 | 0 | 0 | 0 | 0 | 0
11 | 2 | 9 | 5 | 1.7931 | 0 | 13.6089 | 0 | 0 | 0 | 0 | 0.47991 | 0 | 0 | 2.9689 | 0 | 18.8508 | 0 | 0 | 0 | 0 | 0 | 0 | 0 | 0 | 0 | 0 | 0 | 0 | 0 | 0.45131 | 0 | 0.71279 | 3.4711 | 0 | 0 | 0.31621 | 0.75655 | 0 | 0 | 0 | 0 | 5.708 | 0 | 0 | 0 | 0 | 0 | 0 | 0 | 0 | 0 | 0 | 0 | 0 | 0
11 | 2 | 10 | 5 | 1.7931 | 0 | 13.6089 | 0 | 0 | 0 | 0 | 0.47795 | 0 | 0 | 2.9689 | 0 | 18.8489 | 0 | 0 | 0 | 0 | 0 | 0 | 0 | 0 | 0 | 0 | 0 | 0 | 0 | 0.45131 | 0 | 0.71279 | 3.4761 | 0 | 0 | 0.31621 | 0.76129 | 0 | 0 | 0 | 0 | 5.7177 | 0 | 0 | 0 | 0 | 0 | 0 | 0 | 0 | 0 | 0 | 0 | 0 | 0
11 | 2 | 11 | 5 | 1.7931 | 0 | 13.6089 | 0 | 0 | 0 | 0 | 0.4022 | 0 | 0 | 3.4569 | 0 | 19.2611 | 0 | 0 | 0 | 0 | 0 | 0 | 0 | 0 | 0 | 0 | 0 | 0 | 0 | 0.45131 | 0 | 0.54519 | 3.2426 | 0 | 0 | 0.36871 | 0.75733 | 0 | 0 | 0 | 0 | 5.3651 | 0 | 0 | 0 | 0 | 0 | 0 | 0 | 0 | 0 | 0 | 0 | 0 | 0
11 | 2 | 12 | 5 | 1.7931 | 0 | 8.6613 | 0 | 0 | 0 | 0 | 0.46611 | 0 | 0 | 3.9449 | 0 | 14.8654 | 0 | 0 | 0 | 0 | 0 | 0 | 0 | 0 | 0 | 0 | 0 | 0 | 0 | 0.45131 | 0 | 0.54519 | 3.41 | 0 | 0 | 0.42121 | 0.75919 | 0 | 0 | 0 | 0 | 5.5869 | 0 | 0 | 0 | 0 | 0 | 0 | 0 | 0 | 0 | 0 | 0 | 0 | 0
11 | 2 | 13 | 5 | 1.7931 | 0 | 13.6089 | 0 | 0 | 0 | 0 | 0.29627 | 0 | 0 | 3.4569 | 0 | 19.1552 | 0 | 0 | 0 | 0 | 0 | 0 | 0 | 0 | 0 | 0 | 0 | 0 | 0 | 0.45131 | 0 | 0.54519 | 2.5606 | 0 | 0 | 0.36871 | 0.75995 | 0 | 0 | 0 | 0 | 4.6858 | 0 | 0 | 0 | 0 | 0 | 0 | 0 | 0 | 0 | 0 | 0 | 0 | 0
11 | 2 | 14 | 5 | 1.7931 | 0 | 13.6089 | 0 | 0 | 0 | 0 | 0.092549 | 0 | 0 | 3.4569 | 0 | 18.9515 | 0 | 0 | 0 | 0 | 0 | 0 | 0 | 0 | 0 | 0 | 0 | 0 | 0 | 0.45131 | 0 | 0.54519 | 1.4932 | 0 | 0 | 0.36871 | 0.75416 | 0 | 0 | 0 | 0 | 3.6126 | 0 | 0 | 0 | 0 | 0 | 0 | 0 | 0 | 0 | 0 | 0 | 0 | 0
11 | 2 | 15 | 5 | 1.7931 | 0 | 13.6089 | 0 | 0 | 0 | 0 | 0.10113 | 0 | 0 | 2.9689 | 0 | 18.4721 | 0 | 0 | 0 | 0 | 0 | 0 | 0 | 0 | 0 | 0 | 0 | 0 | 0 | 0.45131 | 0 | 0.54519 | 1.2722 | 0 | 0 | 0.31621 | 0.74849 | 0 | 0 | 0 | 0 | 3.3334 | 0 | 0 | 0 | 0 | 0 | 0 | 0 | 0 | 0 | 0 | 0 | 0 | 0
11 | 2 | 16 | 5 | 1.7931 | 0 | 13.6089 | 0 | 0 | 0 | 0 | 0.081652 | 0 | 0 | 2.9689 | 0 | 18.4526 | 0 | 0 | 0 | 0 | 0 | 0 | 0 | 0 | 0 | 0 | 0 | 0 | 0 | 0.45131 | 0 | 0.54519 | 1.1292 | 0 | 0 | 0.31621 | 0.74134 | 0 | 0 | 0 | 0 | 3.1832 | 0 | 0 | 0 | 0 | 0 | 0 | 0 | 0 | 0 | 0 | 0 | 0 | 0
11 | 2 | 17 | 5 | 1.7931 | 0 | 13.6089 | 0 | 0 | 0 | 0 | 0.10257 | 0 | 0 | 3.9586 | 0 | 19.4631 | 0 | 0 | 0 | 0 | 0 | 0 | 0 | 0 | 0 | 0 | 0 | 0 | 0 | 0.45131 | 0 | 0.54519 | 1.2593 | 0 | 0 | 0.52621 | 0.74622 | 0 | 0 | 0 | 0 | 3.5283 | 0 | 0 | 0 | 0 | 0 | 0 | 0 | 0 | 0 | 0 | 0 | 0 | 0
11 | 2 | 18 | 5 | 1.7931 | 0 | 9.8982 | 0 | 0 | 0 | 0 | 0.15707 | 0 | 0 | 5.8717 | 0 | 17.7201 | 0 | 0 | 0 | 0 | 0 | 0 | 0 | 0 | 0 | 0 | 0 | 0 | 0 | 0.45131 | 0 | 0.54519 | 1.5284 | 0 | 0 | 0.52621 | 0.74871 | 0 | 0 | 0 | 0 | 3.7998 | 0 | 0 | 0 | 0 | 0 | 0 | 0 | 0 | 0 | 0 | 0 | 0 | 0
11 | 2 | 19 | 5 | 1.7931 | 0 | 2.4769 | 0 | 0 | 0 | 0 | 0.35336 | 0 | 0 | 3.9449 | 0 | 8.5682 | 0 | 0 | 0 | 0 | 0 | 0 | 0 | 0 | 0 | 0 | 0 | 0 | 0 | 0.45131 | 0 | 0.88038 | 2.4439 | 0 | 0 | 0.42121 | 0.74346 | 0 | 0 | 0 | 0 | 4.9402 | 0 | 0 | 0 | 0 | 0 | 0 | 0 | 0 | 0 | 0 | 0 | 0 | 0
11 | 2 | 20 | 5 | 1.7931 | 0 | 2.4769 | 0 | 0 | 0 | 0 | 0.3869 | 0 | 0 | 3.4569 | 0 | 8.1138 | 0 | 0 | 0 | 0 | 0 | 0 | 0 | 0 | 0 | 0 | 0 | 0 | 0 | 0.45131 | 0 | 1.1038 | 2.6174 | 0 | 0 | 0.36871 | 0.7353 | 0 | 0 | 0 | 0 | 5.2765 | 0 | 0 | 0 | 0 | 0 | 0 | 0 | 0 | 0 | 0 | 0 | 0 | 0
11 | 2 | 21 | 5 | 1.7931 | 0 | 2.4769 | 0 | 0 | 0 | 0 | 0.44732 | 0 | 0 | 3.9585 | 0 | 8.6759 | 0 | 0 | 0 | 0 | 0 | 0 | 0 | 0 | 0 | 0 | 0 | 0 | 0 | 0.45131 | 0 | 1.2156 | 2.9354 | 0 | 0 | 0.47371 | 0.73738 | 0 | 0 | 0 | 0 | 5.8134 | 0 | 0 | 0 | 0 | 0 | 0 | 0 | 0 | 0 | 0 | 0 | 0 | 0
11 | 2 | 22 | 5 | 1.7931 | 0 | 2.4769 | 0 | 0 | 0 | 0 | 0.4902 | 0 | 0 | 3.4375 | 0 | 8.1977 | 0 | 0 | 0 | 0 | 0 | 0 | 0 | 0 | 0 | 0 | 0 | 0 | 0 | 0.45131 | 0 | 1.1038 | 3.1455 | 0 | 0 | 0.31621 | 0.74314 | 0 | 0 | 0 | 0 | 5.76 | 0 | 0 | 0 | 0 | 0 | 0 | 0 | 0 | 0 | 0 | 0 | 0 | 0
11 | 2 | 23 | 5 | 1.7931 | 0 | 2.4769 | 0 | 0 | 0 | 0 | 0.061241 | 0 | 0 | 0.52899 | 0 | 4.8602 | 0 | 0 | 0 | 0 | 0 | 0 | 0 | 0 | 0 | 0 | 0 | 0 | 0 | 0.45131 | 0 | 0.88038 | 1.5072 | 0 | 0 | 0.053706 | 0.74656 | 0 | 0 | 0 | 0 | 3.6391 | 0 | 0 | 0 | 0 | 0 | 0 | 0 | 0 | 0 | 0 | 0 | 0 | 0
11 | 2 | 24 | 5 | 1.7931 | 0 | 2.4769 | 0 | 0 | 0 | 0 | 0.17409 | 0 | 0 | 0.529 | 0 | 4.9731 | 0 | 0 | 0 | 0 | 0 | 0 | 0 | 0 | 0 | 0 | 0 | 0 | 0 | 0.45131 | 0 | 0.54519 | 2.4259 | 0 | 0 | 0.053706 | 0.75644 | 0 | 0 | 0 | 0 | 4.2326 | 0 | 0 | 0 | 0 | 0 | 0 | 0 | 0 | 0 | 0 | 0 | 0 | 0
11 | 3 | 1 | 6 | 1.7931 | 0 | 2.4769 | 0 | 0 | 0 | 0 | 0.29071 | 0 | 0 | 0.52903 | 0 | 5.0898 | 0 | 0 | 0 | 0 | 0 | 0 | 0 | 0 | 0 | 0 | 0 | 0 | 0 | 0.45131 | 0 | 0.32173 | 3.1087 | 0 | 0 | 0.053706 | 0.77126 | 0 | 0 | 0 | 0 | 4.7067 | 0 | 0 | 0 | 0 | 0 | 0 | 0 | 0 | 0 | 0 | 0 | 0 | 0
11 | 3 | 2 | 6 | 1.7931 | 0 | 2.4769 | 0 | 0 | 0 | 0 | 0.27379 | 0 | 0 | 0.52909 | 0 | 5.0729 | 0 | 0 | 0 | 0 | 0 | 0 | 0 | 0 | 0 | 0 | 0 | 0 | 0 | 0.45131 | 0 | 0.32173 | 3.0748 | 0 | 0 | 0.053706 | 0.76401 | 0 | 0 | 0 | 0 | 4.6655 | 0 | 0 | 0 | 0 | 0 | 0 | 0 | 0 | 0 | 0 | 0 | 0 | 0
11 | 3 | 3 | 6 | 1.7931 | 0 | 2.4769 | 0 | 0 | 0 | 0 | 0.31153 | 0 | 0 | 0.52906 | 0 | 5.1106 | 0 | 0 | 0 | 0 | 0 | 0 | 0 | 0 | 0 | 0 | 0 | 0 | 0 | 0.45131 | 0 | 0.32173 | 3.335 | 0 | 0 | 0.053706 | 0.76731 | 0 | 0 | 0 | 0 | 4.9291 | 0 | 0 | 0 | 0 | 0 | 0 | 0 | 0 | 0 | 0 | 0 | 0 | 0
11 | 3 | 4 | 6 | 1.7931 | 0 | 2.4769 | 0 | 0 | 0 | 0 | 0.3138 | 0 | 0 | 0.52907 | 0 | 5.1129 | 0 | 0 | 0 | 0 | 0 | 0 | 0 | 0 | 0 | 0 | 0 | 0 | 0 | 0.45131 | 0 | 0.32173 | 3.3398 | 0 | 0 | 0.053706 | 0.76528 | 0 | 0 | 0 | 0 | 4.9318 | 0 | 0 | 0 | 0 | 0 | 0 | 0 | 0 | 0 | 0 | 0 | 0 | 0
11 | 3 | 5 | 6 | 1.7931 | 0 | 2.4769 | 0 | 0 | 0 | 0 | 0.342 | 0 | 0 | 0.52906 | 0 | 5.1411 | 0 | 0 | 0 | 0 | 0 | 0 | 0 | 0 | 0 | 0 | 0 | 0 | 0 | 0.45131 | 0 | 0.32173 | 3.6223 | 0 | 0 | 0.053706 | 0.7677 | 0 | 0 | 0 | 0 | 5.2167 | 0 | 0 | 0 | 0 | 0 | 0 | 0 | 0 | 0 | 0 | 0 | 0 | 0
11 | 3 | 6 | 6 | 1.7931 | 0 | 2.4769 | 0 | 0 | 0 | 0 | 0.35242 | 0 | 0 | 2.9689 | 0 | 7.5914 | 0 | 0 | 0 | 0 | 0 | 0 | 0 | 0 | 0 | 0 | 0 | 0 | 0 | 0.45131 | 0 | 0.54519 | 3.641 | 0 | 0 | 0.31621 | 0.76297 | 0 | 0 | 0 | 0 | 5.7166 | 0 | 0 | 0 | 0 | 0 | 0 | 0 | 0 | 0 | 0 | 0 | 0 | 0
11 | 3 | 7 | 6 | 1.7931 | 0 | 2.4769 | 0 | 0 | 0 | 0 | 0.81698 | 0 | 0 | 3.9586 | 0 | 9.0456 | 0 | 0 | 0 | 0 | 0 | 0 | 0 | 0 | 0 | 0 | 0 | 0 | 0 | 0.45131 | 0 | 0.71279 | 5.8153 | 0 | 0 | 0.52621 | 0.76049 | 0 | 0 | 0 | 0 | 8.2661 | 0 | 0 | 0 | 0 | 0 | 0 | 0 | 0 | 0 | 0 | 0 | 0 | 0
11 | 3 | 8 | 6 | 1.7931 | 0 | 13.6089 | 0 | 0 | 0 | 0 | 0.5531 | 0 | 0 | 4.8958 | 0 | 20.8509 | 0 | 0 | 0 | 0 | 0 | 0 | 0 | 0 | 0 | 0 | 0 | 0 | 0 | 0.45131 | 0 | 0.71279 | 4.0912 | 0 | 0 | 0.42121 | 0.76009 | 0 | 0 | 0 | 0 | 6.4366 | 0 | 0 | 0 | 0 | 0 | 0 | 0 | 0 | 0 | 0 | 0 | 0 | 0
11 | 3 | 9 | 6 | 1.7931 | 0 | 13.6089 | 0 | 0 | 0 | 0 | 0.40073 | 0 | 0 | 2.9689 | 0 | 18.7717 | 0 | 0 | 0 | 0 | 0 | 0 | 0 | 0 | 0 | 0 | 0 | 0 | 0 | 0.45131 | 0 | 0.71279 | 3.1429 | 0 | 0 | 0.31621 | 0.7483 | 0 | 0 | 0 | 0 | 5.3715 | 0 | 0 | 0 | 0 | 0 | 0 | 0 | 0 | 0 | 0 | 0 | 0 | 0
11 | 3 | 10 | 6 | 1.7931 | 0 | 13.6089 | 0 | 0 | 0 | 0 | 0.28456 | 0 | 0 | 2.9689 | 0 | 18.6555 | 0 | 0 | 0 | 0 | 0 | 0 | 0 | 0 | 0 | 0 | 0 | 0 | 0 | 0.45131 | 0 | 0.71279 | 2.4129 | 0 | 0 | 0.31621 | 0.74346 | 0 | 0 | 0 | 0 | 4.6367 | 0 | 0 | 0 | 0 | 0 | 0 | 0 | 0 | 0 | 0 | 0 | 0 | 0
11 | 3 | 11 | 6 | 1.7931 | 0 | 13.6089 | 0 | 0 | 0 | 0 | 0.15732 | 0 | 0 | 3.4569 | 0 | 19.0162 | 0 | 0 | 0 | 0 | 0 | 0 | 0 | 0 | 0 | 0 | 0 | 0 | 0 | 0.45131 | 0 | 0.54519 | 1.5997 | 0 | 0 | 0.36871 | 0.74203 | 0 | 0 | 0 | 0 | 3.707 | 0 | 0 | 0 | 0 | 0 | 0 | 0 | 0 | 0 | 0 | 0 | 0 | 0
11 | 3 | 12 | 6 | 1.7931 | 0 | 8.6613 | 0 | 0 | 0 | 0 | 0.11516 | 0 | 0 | 3.9448 | 0 | 14.5145 | 0 | 0 | 0 | 0 | 0 | 0 | 0 | 0 | 0 | 0 | 0 | 0 | 0 | 0.45131 | 0 | 0.54519 | 1.1118 | 0 | 0 | 0.42121 | 0.73694 | 0 | 0 | 0 | 0 | 3.2665 | 0 | 0 | 0 | 0 | 0 | 0 | 0 | 0 | 0 | 0 | 0 | 0 | 0
11 | 3 | 13 | 6 | 1.7931 | 0 | 13.6089 | 0 | 0 | 0 | 0 | 0.048593 | 0 | 0 | 3.4569 | 0 | 18.9075 | 0 | 0 | 0 | 0 | 0 | 0 | 0 | 0 | 0 | 0 | 0 | 0 | 0 | 0.45131 | 0 | 0.54519 | 0.56149 | 0 | 0 | 0.36871 | 0.733 | 0 | 0 | 0 | 0 | 2.6597 | 0 | 0 | 0 | 0 | 0 | 0 | 0 | 0 | 0 | 0 | 0 | 0 | 0
11 | 3 | 14 | 6 | 1.7931 | 0 | 13.6089 | 0 | 0 | 0 | 0 | 0.028562 | 0 | 0 | 3.4569 | 0 | 18.8874 | 0 | 0 | 0 | 0 | 0 | 0 | 0 | 0 | 0 | 0 | 0 | 0 | 0 | 0.45131 | 0 | 0.54519 | 0.30175 | 0 | 0 | 0.36871 | 0.73169 | 0 | 0 | 0 | 0 | 2.3986 | 0 | 0 | 0 | 0 | 0 | 0 | 0 | 0 | 0 | 0 | 0 | 0 | 0
11 | 3 | 15 | 6 | 1.7931 | 0 | 13.6089 | 0 | 0 | 0 | 0 | 0.027296 | 0 | 0 | 2.9689 | 0 | 18.3982 | 0 | 0 | 0 | 0 | 0 | 0 | 0 | 0 | 0 | 0 | 0 | 0 | 0 | 0.45131 | 0 | 0.54519 | 0.27308 | 0 | 0 | 0.31621 | 0.73065 | 0 | 0 | 0 | 0 | 2.3164 | 0 | 0 | 0 | 0 | 0 | 0 | 0 | 0 | 0 | 0 | 0 | 0 | 0
11 | 3 | 16 | 6 | 1.7931 | 0 | 13.6089 | 0 | 0 | 0 | 0 | 0.029118 | 0 | 0 | 2.9689 | 0 | 18.4 | 0 | 0 | 0 | 0 | 0 | 0 | 0 | 0 | 0 | 0 | 0 | 0 | 0 | 0.45131 | 0 | 0.54519 | 0.31846 | 0 | 0 | 0.31621 | 0.73101 | 0 | 0 | 0 | 0 | 2.3622 | 0 | 0 | 0 | 0 | 0 | 0 | 0 | 0 | 0 | 0 | 0 | 0 | 0
11 | 3 | 17 | 6 | 1.7931 | 0 | 13.6089 | 0 | 0 | 0 | 0 | 0.041449 | 0 | 0 | 3.9586 | 0 | 19.402 | 0 | 0 | 0 | 0 | 0 | 0 | 0 | 0 | 0 | 0 | 0 | 0 | 0 | 0.45131 | 0 | 0.54519 | 0.57462 | 0 | 0 | 0.52621 | 0.73898 | 0 | 0 | 0 | 0 | 2.8363 | 0 | 0 | 0 | 0 | 0 | 0 | 0 | 0 | 0 | 0 | 0 | 0 | 0
11 | 3 | 18 | 6 | 1.7931 | 0 | 9.8982 | 0 | 0 | 0 | 0 | 0.052891 | 0 | 0 | 5.8717 | 0 | 17.6159 | 0 | 0 | 0 | 0 | 0 | 0 | 0 | 0 | 0 | 0 | 0 | 0 | 0 | 0.45131 | 0 | 0.54519 | 0.71762 | 0 | 0 | 0.52621 | 0.74138 | 0 | 0 | 0 | 0 | 2.9817 | 0 | 0 | 0 | 0 | 0 | 0 | 0 | 0 | 0 | 0 | 0 | 0 | 0
11 | 3 | 19 | 6 | 1.7931 | 0 | 2.4769 | 0 | 0 | 0 | 0 | 0.11482 | 0 | 0 | 3.9449 | 0 | 8.3297 | 0 | 0 | 0 | 0 | 0 | 0 | 0 | 0 | 0 | 0 | 0 | 0 | 0 | 0.45131 | 0 | 0.88038 | 1.1194 | 0 | 0 | 0.42121 | 0.73395 | 0 | 0 | 0 | 0 | 3.6063 | 0 | 0 | 0 | 0 | 0 | 0 | 0 | 0 | 0 | 0 | 0 | 0 | 0
11 | 3 | 20 | 6 | 1.7931 | 0 | 2.4769 | 0 | 0 | 0 | 0 | 0.16607 | 0 | 0 | 3.4568 | 0 | 7.8929 | 0 | 0 | 0 | 0 | 0 | 0 | 0 | 0 | 0 | 0 | 0 | 0 | 0 | 0.45131 | 0 | 1.1038 | 1.1647 | 0 | 0 | 0.36871 | 0.72781 | 0 | 0 | 0 | 0 | 3.8164 | 0 | 0 | 0 | 0 | 0 | 0 | 0 | 0 | 0 | 0 | 0 | 0 | 0
11 | 3 | 21 | 6 | 1.7931 | 0 | 2.4769 | 0 | 0 | 0 | 0 | 0.20383 | 0 | 0 | 3.9585 | 0 | 8.4324 | 0 | 0 | 0 | 0 | 0 | 0 | 0 | 0 | 0 | 0 | 0 | 0 | 0 | 0.45131 | 0 | 1.2156 | 1.3017 | 0 | 0 | 0.47371 | 0.72446 | 0 | 0 | 0 | 0 | 4.1667 | 0 | 0 | 0 | 0 | 0 | 0 | 0 | 0 | 0 | 0 | 0 | 0 | 0
11 | 3 | 22 | 6 | 1.7931 | 0 | 2.4769 | 0 | 0 | 0 | 0 | 0.23734 | 0 | 0 | 3.4375 | 0 | 7.9448 | 0 | 0 | 0 | 0 | 0 | 0 | 0 | 0 | 0 | 0 | 0 | 0 | 0 | 0.45131 | 0 | 1.1038 | 1.3875 | 0 | 0 | 0.31621 | 0.72713 | 0 | 0 | 0 | 0 | 3.9859 | 0 | 0 | 0 | 0 | 0 | 0 | 0 | 0 | 0 | 0 | 0 | 0 | 0
11 | 3 | 23 | 6 | 1.7931 | 0 | 2.4769 | 0 | 0 | 0 | 0 | 0.025406 | 0 | 0 | 0.52896 | 0 | 4.8244 | 0 | 0 | 0 | 0 | 0 | 0 | 0 | 0 | 0 | 0 | 0 | 0 | 0 | 0.45131 | 0 | 0.88038 | 0.46313 | 0 | 0 | 0.053706 | 0.73125 | 0 | 0 | 0 | 0 | 2.5798 | 0 | 0 | 0 | 0 | 0 | 0 | 0 | 0 | 0 | 0 | 0 | 0 | 0
11 | 3 | 24 | 6 | 1.7931 | 0 | 2.4769 | 0 | 0 | 0 | 0 | 0.027827 | 0 | 0 | 0.52898 | 0 | 4.8268 | 0 | 0 | 0 | 0 | 0 | 0 | 0 | 0 | 0 | 0 | 0 | 0 | 0 | 0.45131 | 0 | 0.54519 | 0.51709 | 0 | 0 | 0.053706 | 0.73885 | 0 | 0 | 0 | 0 | 2.3062 | 0 | 0 | 0 | 0 | 0 | 0 | 0 | 0 | 0 | 0 | 0 | 0 | 0
11 | 4 | 1 | 7 | 1.7931 | 0 | 2.4769 | 0 | 0 | 0 | 0 | 0.03106 | 0 | 0 | 0.52901 | 0 | 4.8301 | 0 | 0 | 0 | 0 | 0 | 0 | 0 | 0 | 0 | 0 | 0 | 0 | 0 | 0.45131 | 0 | 0.54519 | 0.55682 | 0 | 0 | 0.053706 | 0.73981 | 0 | 0 | 0 | 0 | 2.3468 | 0 | 0 | 0 | 0 | 0 | 0 | 0 | 0 | 0 | 0 | 0 | 0 | 0
11 | 4 | 2 | 7 | 1.7931 | 0 | 2.4769 | 0 | 0 | 0 | 0 | 0.031387 | 0 | 0 | 0.52902 | 0 | 4.8304 | 0 | 0 | 0 | 0 | 0 | 0 | 0 | 0 | 0 | 0 | 0 | 0 | 0 | 0.45131 | 0 | 0.32173 | 0.57615 | 0 | 0 | 0.053706 | 0.74296 | 0 | 0 | 0 | 0 | 2.1459 | 0 | 0 | 0 | 0 | 0 | 0 | 0 | 0 | 0 | 0 | 0 | 0 | 0
11 | 4 | 3 | 7 | 1.7931 | 0 | 2.4769 | 0 | 0 | 0 | 0 | 0.037645 | 0 | 0 | 0.52903 | 0 | 4.8367 | 0 | 0 | 0 | 0 | 0 | 0 | 0 | 0 | 0 | 0 | 0 | 0 | 0 | 0.45131 | 0 | 0.32173 | 0.81003 | 0 | 0 | 0.053706 | 0.74352 | 0 | 0 | 0 | 0 | 2.3803 | 0 | 0 | 0 | 0 | 0 | 0 | 0 | 0 | 0 | 0 | 0 | 0 | 0
11 | 4 | 4 | 7 | 1.7931 | 0 | 2.4769 | 0 | 0 | 0 | 0 | 0.060307 | 0 | 0 | 0.52903 | 0 | 4.8594 | 0 | 0 | 0 | 0 | 0 | 0 | 0 | 0 | 0 | 0 | 0 | 0 | 0 | 0.45131 | 0 | 0.32173 | 1.3776 | 0 | 0 | 0.053706 | 0.7452 | 0 | 0 | 0 | 0 | 2.9495 | 0 | 0 | 0 | 0 | 0 | 0 | 0 | 0 | 0 | 0 | 0 | 0 | 0
11 | 4 | 5 | 7 | 1.7931 | 0 | 2.4769 | 0 | 0 | 0 | 0 | 0.10342 | 0 | 0 | 0.52904 | 0 | 4.9025 | 0 | 0 | 0 | 0 | 0 | 0 | 0 | 0 | 0 | 0 | 0 | 0 | 0 | 0.45131 | 0 | 0.32173 | 1.7443 | 0 | 0 | 0.053706 | 0.74852 | 0 | 0 | 0 | 0 | 3.3195 | 0 | 0 | 0 | 0 | 0 | 0 | 0 | 0 | 0 | 0 | 0 | 0 | 0
11 | 4 | 6 | 7 | 1.7931 | 0 | 2.4769 | 0 | 0 | 0 | 0 | 0.11498 | 0 | 0 | 0.52904 | 0 | 4.914 | 0 | 0 | 0 | 0 | 0 | 0 | 0 | 0 | 0 | 0 | 0 | 0 | 0 | 0.45131 | 0 | 0.32173 | 1.7807 | 0 | 0 | 0.053706 | 0.74743 | 0 | 0 | 0 | 0 | 3.3549 | 0 | 0 | 0 | 0 | 0 | 0 | 0 | 0 | 0 | 0 | 0 | 0 | 0
11 | 4 | 7 | 7 | 1.7931 | 0 | 2.4769 | 0 | 0 | 0 | 0 | 0.11141 | 0 | 0 | 2.9689 | 0 | 7.3503 | 0 | 0 | 0 | 0 | 0 | 0 | 0 | 0 | 0 | 0 | 0 | 0 | 0 | 0.45131 | 0 | 0.54519 | 1.5982 | 0 | 0 | 0.31621 | 0.74086 | 0 | 0 | 0 | 0 | 3.6518 | 0 | 0 | 0 | 0 | 0 | 0 | 0 | 0 | 0 | 0 | 0 | 0 | 0
11 | 4 | 8 | 7 | 1.7931 | 0 | 2.4769 | 0 | 0 | 0 | 0 | 0.55126 | 0 | 0 | 3.9586 | 0 | 8.7798 | 0 | 0 | 0 | 0 | 0 | 0 | 0 | 0 | 0 | 0 | 0 | 0 | 0 | 0.45131 | 0 | 0.71279 | 2.7158 | 0 | 0 | 0.52621 | 0.73577 | 0 | 0 | 0 | 0 | 5.1419 | 0 | 0 | 0 | 0 | 0 | 0 | 0 | 0 | 0 | 0 | 0 | 0 | 0
11 | 4 | 9 | 7 | 1.7931 | 0 | 13.6089 | 0 | 0 | 0 | 0 | 0.19354 | 0 | 0 | 4.8957 | 0 | 20.4913 | 0 | 0 | 0 | 0 | 0 | 0 | 0 | 0 | 0 | 0 | 0 | 0 | 0 | 0.45131 | 0 | 0.71279 | 1.2073 | 0 | 0 | 0.42121 | 0.72498 | 0 | 0 | 0 | 0 | 3.5176 | 0 | 0 | 0 | 0 | 0 | 0 | 0 | 0 | 0 | 0 | 0 | 0 | 0
11 | 4 | 10 | 7 | 1.7931 | 0 | 13.6089 | 0 | 0 | 0 | 0 | 0.046205 | 0 | 0 | 2.9689 | 0 | 18.4171 | 0 | 0 | 0 | 0 | 0 | 0 | 0 | 0 | 0 | 0 | 0 | 0 | 0 | 0.45131 | 0 | 0.71279 | 0.46523 | 0 | 0 | 0.31621 | 0.72123 | 0 | 0 | 0 | 0 | 2.6668 | 0 | 0 | 0 | 0 | 0 | 0 | 0 | 0 | 0 | 0 | 0 | 0 | 0
11 | 4 | 11 | 7 | 1.7931 | 0 | 13.6089 | 0 | 0 | 0 | 0 | 0.027827 | 0 | 0 | 2.9688 | 0 | 18.3987 | 0 | 0 | 0 | 0 | 0 | 0 | 0 | 0 | 0 | 0 | 0 | 0 | 0 | 0.45131 | 0 | 0.71279 | 0.23317 | 0 | 0 | 0.31621 | 0.71929 | 0 | 0 | 0 | 0 | 2.4328 | 0 | 0 | 0 | 0 | 0 | 0 | 0 | 0 | 0 | 0 | 0 | 0 | 0
11 | 4 | 12 | 7 | 1.7931 | 0 | 13.6089 | 0 | 0 | 0 | 0 | 0.024211 | 0 | 0 | 3.4568 | 0 | 18.883 | 0 | 0 | 0 | 0 | 0 | 0 | 0 | 0 | 0 | 0 | 0 | 0 | 0 | 0.45131 | 0 | 0.54519 | 0.23774 | 0 | 0 | 0.36871 | 0.72276 | 0 | 0 | 0 | 0 | 2.3257 | 0 | 0 | 0 | 0 | 0 | 0 | 0 | 0 | 0 | 0 | 0 | 0 | 0
11 | 4 | 13 | 7 | 1.7931 | 0 | 8.6613 | 0 | 0 | 0 | 0 | 0.027697 | 0 | 0 | 3.9448 | 0 | 14.4269 | 0 | 0 | 0 | 0 | 0 | 0 | 0 | 0 | 0 | 0 | 0 | 0 | 0 | 0.45131 | 0 | 0.54519 | 0.2406 | 0 | 0 | 0.42121 | 0.72277 | 0 | 0 | 0 | 0 | 2.3811 | 0 | 0 | 0 | 0 | 0 | 0 | 0 | 0 | 0 | 0 | 0 | 0 | 0
11 | 4 | 14 | 7 | 1.7931 | 0 | 13.6089 | 0 | 0 | 0 | 0 | 0.03849 | 0 | 0 | 3.4568 | 0 | 18.8973 | 0 | 0 | 0 | 0 | 0 | 0 | 0 | 0 | 0 | 0 | 0 | 0 | 0 | 0.45131 | 0 | 0.54519 | 0.21517 | 0 | 0 | 0.36871 | 0.72283 | 0 | 0 | 0 | 0 | 2.3032 | 0 | 0 | 0 | 0 | 0 | 0 | 0 | 0 | 0 | 0 | 0 | 0 | 0
11 | 4 | 15 | 7 | 1.7931 | 0 | 13.6089 | 0 | 0 | 0 | 0 | 0.032553 | 0 | 0 | 3.4568 | 0 | 18.8914 | 0 | 0 | 0 | 0 | 0 | 0 | 0 | 0 | 0 | 0 | 0 | 0 | 0 | 0.45131 | 0 | 0.54519 | 0.20918 | 0.061266 | 0 | 0.36871 | 0.72168 | 0 | 0 | 0 | 0 | 2.3573 | 0 | 0 | 0 | 0 | 0 | 0 | 0 | 0 | 0 | 0 | 0 | 0 | 0
11 | 4 | 16 | 7 | 1.7931 | 0 | 13.6089 | 0 | 0 | 0 | 0 | 0.03746 | 0 | 0 | 2.9688 | 0 | 18.4083 | 0 | 0 | 0 | 0 | 0 | 0 | 0 | 0 | 0 | 0 | 0 | 0 | 0 | 0.45131 | 0 | 0.54519 | 0.2251 | 0.061774 | 0 | 0.31621 | 0.72069 | 0 | 0 | 0 | 0 | 2.3203 | 0 | 0 | 0 | 0 | 0 | 0 | 0 | 0 | 0 | 0 | 0 | 0 | 0
11 | 4 | 17 | 7 | 1.7931 | 0 | 13.6089 | 0 | 0 | 0 | 0 | 0.022962 | 0 | 0 | 2.9688 | 0 | 18.3938 | 0 | 0 | 0 | 0 | 0 | 0 | 0 | 0 | 0 | 0 | 0 | 0 | 0 | 0.45131 | 0 | 0.54519 | 0.29763 | 0.0053473 | 0 | 0.31621 | 0.72366 | 0 | 0 | 0 | 0 | 2.3393 | 0 | 0 | 0 | 0 | 0 | 0 | 0 | 0 | 0 | 0 | 0 | 0 | 0
11 | 4 | 18 | 7 | 1.7931 | 0 | 13.6089 | 0 | 0 | 0 | 0 | 0.024777 | 0 | 0 | 3.9585 | 0 | 19.3853 | 0 | 0 | 0 | 0 | 0 | 0 | 0 | 0 | 0 | 0 | 0 | 0 | 0 | 0.45131 | 0 | 0.54519 | 0.35145 | 0 | 0 | 0.52621 | 0.72612 | 0 | 0 | 0 | 0 | 2.6003 | 0 | 0 | 0 | 0 | 0 | 0 | 0 | 0 | 0 | 0 | 0 | 0 | 0
11 | 4 | 19 | 7 | 1.7931 | 0 | 9.8982 | 0 | 0 | 0 | 0 | 0.027383 | 0 | 0 | 5.8716 | 0 | 17.5903 | 0 | 0 | 0 | 0 | 0 | 0 | 0 | 0 | 0 | 0 | 0 | 0 | 0 | 0.45131 | 0 | 0.54519 | 0.31493 | 0 | 0 | 0.52621 | 0.72501 | 0 | 0 | 0 | 0 | 2.5627 | 0 | 0 | 0 | 0 | 0 | 0 | 0 | 0 | 0 | 0 | 0 | 0 | 0
11 | 4 | 20 | 7 | 1.7931 | 0 | 2.4769 | 0 | 0 | 0 | 0 | 0.041273 | 0 | 0 | 3.9448 | 0 | 8.2561 | 0 | 0 | 0 | 0 | 0 | 0 | 0 | 0 | 0 | 0 | 0 | 0 | 0 | 0.45131 | 0 | 0.88038 | 0.38771 | 0 | 0 | 0.42121 | 0.71968 | 0 | 0 | 0 | 0 | 2.8603 | 0 | 0 | 0 | 0 | 0 | 0 | 0 | 0 | 0 | 0 | 0 | 0 | 0
11 | 4 | 21 | 7 | 1.7931 | 0 | 2.4769 | 0 | 0 | 0 | 0 | 0.042561 | 0 | 0 | 3.4568 | 0 | 7.7694 | 0 | 0 | 0 | 0 | 0 | 0 | 0 | 0 | 0 | 0 | 0 | 0 | 0 | 0.45131 | 0 | 1.1038 | 0.34893 | 0 | 0 | 0.36871 | 0.71481 | 0 | 0 | 0 | 0 | 2.9876 | 0 | 0 | 0 | 0 | 0 | 0 | 0 | 0 | 0 | 0 | 0 | 0 | 0
11 | 4 | 22 | 7 | 1.7931 | 0 | 2.4769 | 0 | 0 | 0 | 0 | 0.043127 | 0 | 0 | 3.9585 | 0 | 8.2717 | 0 | 0 | 0 | 0 | 0 | 0 | 0 | 0 | 0 | 0 | 0 | 0 | 0 | 0.45131 | 0 | 1.2156 | 0.35935 | 0 | 0 | 0.47371 | 0.71193 | 0 | 0 | 0 | 0 | 3.2119 | 0 | 0 | 0 | 0 | 0 | 0 | 0 | 0 | 0 | 0 | 0 | 0 | 0
11 | 4 | 23 | 7 | 1.7931 | 0 | 2.4769 | 0 | 0 | 0 | 0 | 0.043452 | 0 | 0 | 3.4374 | 0 | 7.7508 | 0 | 0 | 0 | 0 | 0 | 0 | 0 | 0 | 0 | 0 | 0 | 0 | 0 | 0.45131 | 0 | 1.1038 | 0.36453 | 0 | 0 | 0.31621 | 0.71328 | 0 | 0 | 0 | 0 | 2.9492 | 0 | 0 | 0 | 0 | 0 | 0 | 0 | 0 | 0 | 0 | 0 | 0 | 0
11 | 4 | 24 | 7 | 1.7931 | 0 | 2.4769 | 0 | 0 | 0 | 0 | 0.012981 | 0 | 0 | 0.5289 | 0 | 4.8119 | 0 | 0 | 0 | 0 | 0 | 0 | 0 | 0 | 0 | 0 | 0 | 0 | 0 | 0.45131 | 0 | 0.88038 | 0.29268 | 0 | 0 | 0.053706 | 0.71711 | 0 | 0 | 0 | 0 | 2.3952 | 0 | 0 | 0 | 0 | 0 | 0 | 0 | 0 | 0 | 0 | 0 | 0 | 0
11 | 5 | 1 | 1 | 1.7931 | 0 | 2.4769 | 0 | 0 | 0 | 0 | 0.013991 | 0 | 0 | 0.52891 | 0 | 4.8129 | 0 | 0 | 0 | 0 | 0 | 0 | 0 | 0 | 0 | 0 | 0 | 0 | 0 | 0.45131 | 0 | 0.54519 | 0.35067 | 0 | 0 | 0.053706 | 0.72519 | 0 | 0 | 0 | 0 | 2.1261 | 0 | 0 | 0 | 0 | 0 | 0 | 0 | 0 | 0 | 0 | 0 | 0 | 0
11 | 5 | 2 | 1 | 1.7931 | 0 | 2.4769 | 0 | 0 | 0 | 0 | 0.014623 | 0 | 0 | 0.52894 | 0 | 4.8136 | 0 | 0 | 0 | 0 | 0 | 0 | 0 | 0 | 0 | 0 | 0 | 0 | 0 | 0.45131 | 0 | 0.32173 | 0.4103 | 0 | 0 | 0.053706 | 0.72997 | 0 | 0 | 0 | 0 | 1.967 | 0 | 0 | 0 | 0 | 0 | 0 | 0 | 0 | 0 | 0 | 0 | 0 | 0
11 | 5 | 3 | 1 | 1.7931 | 0 | 2.4769 | 0 | 0 | 0 | 0 | 0.01535 | 0 | 0 | 0.52896 | 0 | 4.8143 | 0 | 0 | 0 | 0 | 0 | 0 | 0 | 0 | 0 | 0 | 0 | 0 | 0 | 0.45131 | 0 | 0.32173 | 0.43536 | 0 | 0 | 0.053706 | 0.73088 | 0 | 0 | 0 | 0 | 1.993 | 0 | 0 | 0 | 0 | 0 | 0 | 0 | 0 | 0 | 0 | 0 | 0 | 0
11 | 5 | 4 | 1 | 1.7931 | 0 | 2.4769 | 0 | 0 | 0 | 0 | 0.017684 | 0 | 0 | 0.52897 | 0 | 4.8167 | 0 | 0 | 0 | 0 | 0 | 0 | 0 | 0 | 0 | 0 | 0 | 0 | 0 | 0.45131 | 0 | 0.32173 | 0.50843 | 0 | 0 | 0.053706 | 0.73176 | 0 | 0 | 0 | 0 | 2.0669 | 0 | 0 | 0 | 0 | 0 | 0 | 0 | 0 | 0 | 0 | 0 | 0 | 0
11 | 5 | 5 | 1 | 1.7931 | 0 | 2.4769 | 0 | 0 | 0 | 0 | 0.01965 | 0 | 0 | 0.52897 | 0 | 4.8186 | 0 | 0 | 0 | 0 | 0 | 0 | 0 | 0 | 0 | 0 | 0 | 0 | 0 | 0.45131 | 0 | 0.32173 | 0.53598 | 0 | 0 | 0.053706 | 0.73219 | 0 | 0 | 0 | 0 | 2.0949 | 0 | 0 | 0 | 0 | 0 | 0 | 0 | 0 | 0 | 0 | 0 | 0 | 0
11 | 5 | 6 | 1 | 1.7931 | 0 | 2.4769 | 0 | 0 | 0 | 0 | 0.02065 | 0 | 0 | 0.52897 | 0 | 4.8196 | 0 | 0 | 0 | 0 | 0 | 0 | 0 | 0 | 0 | 0 | 0 | 0 | 0 | 0.45131 | 0 | 0.32173 | 0.53843 | 0 | 0 | 0.053706 | 0.73194 | 0 | 0 | 0 | 0 | 2.0971 | 0 | 0 | 0 | 0 | 0 | 0 | 0 | 0 | 0 | 0 | 0 | 0 | 0
11 | 5 | 7 | 1 | 1.7931 | 0 | 2.4769 | 0 | 0 | 0 | 0 | 0.021307 | 0 | 0 | 2.9688 | 0 | 7.2602 | 0 | 0 | 0 | 0 | 0 | 0 | 0 | 0 | 0 | 0 | 0 | 0 | 0 | 0.45131 | 0 | 0.54519 | 0.4904 | 0 | 0 | 0.31621 | 0.72623 | 0 | 0 | 0 | 0 | 2.5293 | 0 | 0 | 0 | 0 | 0 | 0 | 0 | 0 | 0 | 0 | 0 | 0 | 0
11 | 5 | 8 | 1 | 1.7931 | 0 | 2.4769 | 0 | 0 | 0 | 0 | 0.11117 | 0 | 0 | 3.9585 | 0 | 8.3397 | 0 | 0 | 0 | 0 | 0 | 0 | 0 | 0 | 0 | 0 | 0 | 0 | 0 | 0.45131 | 0 | 0.71279 | 0.96489 | 0 | 0 | 0.52621 | 0.71999 | 0 | 0 | 0 | 0 | 3.3752 | 0 | 0 | 0 | 0 | 0 | 0 | 0 | 0 | 0 | 0 | 0 | 0 | 0
11 | 5 | 9 | 1 | 1.7931 | 0 | 13.6089 | 0 | 0 | 0 | 0 | 0.036493 | 0 | 0 | 4.8956 | 0 | 20.3341 | 0 | 0 | 0 | 0 | 0 | 0 | 0 | 0 | 0 | 0 | 0 | 0 | 0 | 0.45131 | 0 | 0.71279 | 0.42459 | 0 | 0 | 0.42121 | 0.71635 | 0 | 0 | 0 | 0 | 2.7262 | 0 | 0 | 0 | 0 | 0 | 0 | 0 | 0 | 0 | 0 | 0 | 0 | 0
11 | 5 | 10 | 1 | 1.7931 | 0 | 13.6089 | 0 | 0 | 0 | 0 | 0.027399 | 0 | 0 | 2.9688 | 0 | 18.3982 | 0 | 0 | 0 | 0 | 0 | 0 | 0 | 0 | 0 | 0 | 0 | 0 | 0 | 0.45131 | 0 | 0.71279 | 0.32637 | 0 | 0 | 0.31621 | 0.7123 | 0 | 0 | 0 | 0 | 2.519 | 0 | 0 | 0 | 0 | 0 | 0 | 0 | 0 | 0 | 0 | 0 | 0 | 0
11 | 5 | 11 | 1 | 1.7931 | 0 | 13.6089 | 0 | 0 | 0 | 0 | 0.021117 | 0 | 0 | 2.9688 | 0 | 18.3919 | 0 | 0 | 0 | 0 | 0 | 0 | 0 | 0 | 0 | 0 | 0 | 0 | 0 | 0.45131 | 0 | 0.71279 | 0.26053 | 0 | 0 | 0.31621 | 0.71035 | 0 | 0 | 0 | 0 | 2.4512 | 0 | 0 | 0 | 0 | 0 | 0 | 0 | 0 | 0 | 0 | 0 | 0 | 0
11 | 5 | 12 | 1 | 1.7931 | 0 | 13.6089 | 0 | 0 | 0 | 0 | 0.018733 | 0 | 0 | 3.4567 | 0 | 18.8775 | 0 | 0 | 0 | 0 | 0 | 0 | 0 | 0 | 0 | 0 | 0 | 0 | 0 | 0.45131 | 0 | 0.54519 | 0.22877 | 0 | 0 | 0.36871 | 0.71174 | 0 | 0 | 0 | 0 | 2.3057 | 0 | 0 | 0 | 0 | 0 | 0 | 0 | 0 | 0 | 0 | 0 | 0 | 0
11 | 5 | 13 | 1 | 1.7931 | 0 | 8.6613 | 0 | 0 | 0 | 0 | 0.020786 | 0 | 0 | 3.9447 | 0 | 14.42 | 0 | 0 | 0 | 0 | 0 | 0 | 0 | 0 | 0 | 0 | 0 | 0 | 0 | 0.45131 | 0 | 0.54519 | 0.2133 | 0 | 0 | 0.42121 | 0.71112 | 0 | 0 | 0 | 0 | 2.3421 | 0 | 0 | 0 | 0 | 0 | 0 | 0 | 0 | 0 | 0 | 0 | 0 | 0
11 | 5 | 14 | 1 | 1.7931 | 0 | 13.6089 | 0 | 0 | 0 | 0 | 0.015827 | 0 | 0 | 3.4567 | 0 | 18.8746 | 0 | 0 | 0 | 0 | 0 | 0 | 0 | 0 | 0 | 0 | 0 | 0 | 0 | 0.45131 | 0 | 0.54519 | 0.17002 | 0 | 0 | 0.36871 | 0.7097 | 0 | 0 | 0 | 0 | 2.2449 | 0 | 0 | 0 | 0 | 0 | 0 | 0 | 0 | 0 | 0 | 0 | 0 | 0
11 | 5 | 15 | 1 | 1.7931 | 0 | 13.6089 | 0 | 0 | 0 | 0 | 0.021591 | 0 | 0 | 3.4567 | 0 | 18.8803 | 0 | 0 | 0 | 0 | 0 | 0 | 0 | 0 | 0 | 0 | 0 | 0 | 0 | 0.45131 | 0 | 0.54519 | 0.13318 | 0 | 0 | 0.36871 | 0.70818 | 0 | 0 | 0 | 0 | 2.2066 | 0 | 0 | 0 | 0 | 0 | 0 | 0 | 0 | 0 | 0 | 0 | 0 | 0
11 | 5 | 16 | 1 | 1.7931 | 0 | 13.6089 | 0 | 0 | 0 | 0 | 0.016512 | 0 | 0 | 2.9688 | 0 | 18.3873 | 0 | 0 | 0 | 0 | 0 | 0 | 0 | 0 | 0 | 0 | 0 | 0 | 0 | 0.45131 | 0 | 0.54519 | 0.11774 | 0 | 0 | 0.31621 | 0.70798 | 0 | 0 | 0 | 0 | 2.1384 | 0 | 0 | 0 | 0 | 0 | 0 | 0 | 0 | 0 | 0 | 0 | 0 | 0
11 | 5 | 17 | 1 | 1.7931 | 0 | 13.6089 | 0 | 0 | 0 | 0 | 0.017933 | 0 | 0 | 2.9688 | 0 | 18.3887 | 0 | 0 | 0 | 0 | 0 | 0 | 0 | 0 | 0 | 0 | 0 | 0 | 0 | 0.45131 | 0 | 0.54519 | 0.17348 | 0 | 0 | 0.31621 | 0.7104 | 0 | 0 | 0 | 0 | 2.1966 | 0 | 0 | 0 | 0 | 0 | 0 | 0 | 0 | 0 | 0 | 0 | 0 | 0
11 | 5 | 18 | 1 | 1.7931 | 0 | 13.6089 | 0 | 0 | 0 | 0 | 0.019482 | 0 | 0 | 3.9585 | 0 | 19.38 | 0 | 0 | 0 | 0 | 0 | 0 | 0 | 0 | 0 | 0 | 0 | 0 | 0 | 0.45131 | 0 | 0.54519 | 0.26689 | 0 | 0 | 0.52621 | 0.7135 | 0 | 0 | 0 | 0 | 2.5031 | 0 | 0 | 0 | 0 | 0 | 0 | 0 | 0 | 0 | 0 | 0 | 0 | 0
11 | 5 | 19 | 1 | 1.7931 | 0 | 9.8982 | 0 | 0 | 0 | 0 | 0.021987 | 0 | 0 | 5.8715 | 0 | 17.5848 | 0 | 0 | 0 | 0 | 0 | 0 | 0 | 0 | 0 | 0 | 0 | 0 | 0 | 0.45131 | 0 | 0.54519 | 0.25463 | 0 | 0 | 0.52621 | 0.71311 | 0 | 0 | 0 | 0 | 2.4905 | 0 | 0 | 0 | 0 | 0 | 0 | 0 | 0 | 0 | 0 | 0 | 0 | 0
11 | 5 | 20 | 1 | 1.7931 | 0 | 2.4769 | 0 | 0 | 0 | 0 | 0.02849 | 0 | 0 | 3.9447 | 0 | 8.2432 | 0 | 0 | 0 | 0 | 0 | 0 | 0 | 0 | 0 | 0 | 0 | 0 | 0 | 0.45131 | 0 | 0.88038 | 0.2672 | 0 | 0 | 0.42121 | 0.70682 | 0 | 0 | 0 | 0 | 2.7269 | 0 | 0 | 0 | 0 | 0 | 0 | 0 | 0 | 0 | 0 | 0 | 0 | 0
11 | 5 | 21 | 1 | 1.7931 | 0 | 2.4769 | 0 | 0 | 0 | 0 | 0.031151 | 0 | 0 | 3.4567 | 0 | 7.7579 | 0 | 0 | 0 | 0 | 0 | 0 | 0 | 0 | 0 | 0 | 0 | 0 | 0 | 0.45131 | 0 | 1.1038 | 0.26132 | 0 | 0 | 0.36871 | 0.7025 | 0 | 0 | 0 | 0 | 2.8877 | 0 | 0 | 0 | 0 | 0 | 0 | 0 | 0 | 0 | 0 | 0 | 0 | 0
11 | 5 | 22 | 1 | 1.7931 | 0 | 2.4769 | 0 | 0 | 0 | 0 | 0.030849 | 0 | 0 | 3.9585 | 0 | 8.2593 | 0 | 0 | 0 | 0 | 0 | 0 | 0 | 0 | 0 | 0 | 0 | 0 | 0 | 0.45131 | 0 | 1.2156 | 0.16972 | 0 | 0 | 0.47371 | 0.70144 | 0 | 0 | 0 | 0 | 3.0118 | 0 | 0 | 0 | 0 | 0 | 0 | 0 | 0 | 0 | 0 | 0 | 0 | 0
11 | 5 | 23 | 1 | 1.7931 | 0 | 2.4769 | 0 | 0 | 0 | 0 | 0.032095 | 0 | 0 | 3.4373 | 0 | 7.7394 | 0 | 0 | 0 | 0 | 0 | 0 | 0 | 0 | 0 | 0 | 0 | 0 | 0 | 0.45131 | 0 | 1.1038 | 0.18437 | 0 | 0 | 0.31621 | 0.70169 | 0 | 0 | 0 | 0 | 2.7574 | 0 | 0 | 0 | 0 | 0 | 0 | 0 | 0 | 0 | 0 | 0 | 0 | 0
11 | 5 | 24 | 1 | 1.7931 | 0 | 2.4769 | 0 | 0 | 0 | 0 | 0.01 | 0 | 0 | 0.52882 | 0 | 4.8088 | 0 | 0 | 0 | 0 | 0 | 0 | 0 | 0 | 0 | 0 | 0 | 0 | 0 | 0.45131 | 0 | 0.88038 | 0.20099 | 0 | 0 | 0.053706 | 0.70503 | 0 | 0 | 0 | 0 | 2.2914 | 0 | 0 | 0 | 0 | 0 | 0 | 0 | 0 | 0 | 0 | 0 | 0 | 0
11 | 6 | 1 | 2 | 1.7931 | 0 | 2.4769 | 0 | 0 | 0 | 0 | 0.01 | 0 | 0 | 0.52884 | 0 | 4.8089 | 0 | 0 | 0 | 0 | 0 | 0 | 0 | 0 | 0 | 0 | 0 | 0 | 0 | 0.45131 | 0 | 0.54519 | 0.23364 | 0 | 0 | 0.053706 | 0.71293 | 0 | 0 | 0 | 0 | 1.9968 | 0 | 0 | 0 | 0 | 0 | 0 | 0 | 0 | 0 | 0 | 0 | 0 | 0
11 | 6 | 2 | 2 | 1.7931 | 0 | 2.4769 | 0 | 0 | 0 | 0 | 0.010359 | 0 | 0 | 0.52887 | 0 | 4.8092 | 0 | 0 | 0 | 0 | 0 | 0 | 0 | 0 | 0 | 0 | 0 | 0 | 0 | 0.45131 | 0 | 0.32173 | 0.32917 | 0 | 0 | 0.053706 | 0.71965 | 0 | 0 | 0 | 0 | 1.8756 | 0 | 0 | 0 | 0 | 0 | 0 | 0 | 0 | 0 | 0 | 0 | 0 | 0
11 | 6 | 3 | 2 | 1.7931 | 0 | 2.4769 | 0 | 0 | 0 | 0 | 0.010935 | 0 | 0 | 0.5289 | 0 | 4.8098 | 0 | 0 | 0 | 0 | 0 | 0 | 0 | 0 | 0 | 0 | 0 | 0 | 0 | 0.45131 | 0 | 0.32173 | 0.34844 | 0 | 0 | 0.053706 | 0.72027 | 0 | 0 | 0 | 0 | 1.8955 | 0 | 0 | 0 | 0 | 0 | 0 | 0 | 0 | 0 | 0 | 0 | 0 | 0
11 | 6 | 4 | 2 | 1.7931 | 0 | 2.4769 | 0 | 0 | 0 | 0 | 0.011432 | 0 | 0 | 0.5289 | 0 | 4.8104 | 0 | 0 | 0 | 0 | 0 | 0 | 0 | 0 | 0 | 0 | 0 | 0 | 0 | 0.45131 | 0 | 0.32173 | 0.36559 | 0 | 0 | 0.053706 | 0.72048 | 0 | 0 | 0 | 0 | 1.9128 | 0 | 0 | 0 | 0 | 0 | 0 | 0 | 0 | 0 | 0 | 0 | 0 | 0
11 | 6 | 5 | 2 | 1.7931 | 0 | 2.4769 | 0 | 0 | 0 | 0 | 0.012303 | 0 | 0 | 0.5289 | 0 | 4.8112 | 0 | 0 | 0 | 0 | 0 | 0 | 0 | 0 | 0 | 0 | 0 | 0 | 0 | 0.45131 | 0 | 0.32173 | 0.38748 | 0 | 0 | 0.053706 | 0.72138 | 0 | 0 | 0 | 0 | 1.9356 | 0 | 0 | 0 | 0 | 0 | 0 | 0 | 0 | 0 | 0 | 0 | 0 | 0
11 | 6 | 6 | 2 | 1.7931 | 0 | 2.4769 | 0 | 0 | 0 | 0 | 0.012387 | 0 | 0 | 0.5289 | 0 | 4.8113 | 0 | 0 | 0 | 0 | 0 | 0 | 0 | 0 | 0 | 0 | 0 | 0 | 0 | 0.45131 | 0 | 0.32173 | 0.39912 | 0 | 0 | 0.053706 | 0.72086 | 0 | 0 | 0 | 0 | 1.9467 | 0 | 0 | 0 | 0 | 0 | 0 | 0 | 0 | 0 | 0 | 0 | 0 | 0
11 | 6 | 7 | 2 | 1.7931 | 0 | 2.4769 | 0 | 0 | 0 | 0 | 0.012706 | 0 | 0 | 2.9688 | 0 | 7.2515 | 0 | 0 | 0 | 0 | 0 | 0 | 0 | 0 | 0 | 0 | 0 | 0 | 0 | 0.45131 | 0 | 0.54519 | 0.3451 | 0 | 0 | 0.31621 | 0.71559 | 0 | 0 | 0 | 0 | 2.3734 | 0 | 0 | 0 | 0 | 0 | 0 | 0 | 0 | 0 | 0 | 0 | 0 | 0
11 | 6 | 8 | 2 | 1.7931 | 0 | 2.4769 | 0 | 0 | 0 | 0 | 0.047729 | 0 | 0 | 3.9585 | 0 | 8.2762 | 0 | 0 | 0 | 0 | 0 | 0 | 0 | 0 | 0 | 0 | 0 | 0 | 0 | 0.45131 | 0 | 0.71279 | 0.41823 | 0 | 0 | 0.52621 | 0.71141 | 0 | 0 | 0 | 0 | 2.8199 | 0 | 0 | 0 | 0 | 0 | 0 | 0 | 0 | 0 | 0 | 0 | 0 | 0
11 | 6 | 9 | 2 | 1.7931 | 0 | 13.6089 | 0 | 0 | 0 | 0 | 0.02714 | 0 | 0 | 4.8955 | 0 | 20.3247 | 0 | 0 | 0 | 0 | 0 | 0 | 0 | 0 | 0 | 0 | 0 | 0 | 0 | 0.45131 | 0 | 0.71279 | 0.26632 | 0 | 0 | 0.42121 | 0.70647 | 0 | 0 | 0 | 0 | 2.5581 | 0 | 0 | 0 | 0 | 0 | 0 | 0 | 0 | 0 | 0 | 0 | 0 | 0
11 | 6 | 10 | 2 | 1.7931 | 0 | 13.6089 | 0 | 0 | 0 | 0 | 0.022953 | 0 | 0 | 2.9687 | 0 | 18.3937 | 0 | 0 | 0 | 0 | 0 | 0 | 0 | 0 | 0 | 0 | 0 | 0 | 0 | 0.45131 | 0 | 0.71279 | 0.2515 | 0 | 0 | 0.31621 | 0.70517 | 0 | 0 | 0 | 0 | 2.437 | 0 | 0 | 0 | 0 | 0 | 0 | 0 | 0 | 0 | 0 | 0 | 0 | 0
11 | 6 | 11 | 2 | 1.7931 | 0 | 13.6089 | 0 | 0 | 0 | 0 | 0.022074 | 0 | 0 | 2.9687 | 0 | 18.3928 | 0 | 0 | 0 | 0 | 0 | 0 | 0 | 0 | 0 | 0 | 0 | 0 | 0 | 0.45131 | 0 | 0.71279 | 0.20687 | 0 | 0 | 0.31621 | 0.704 | 0 | 0 | 0 | 0 | 2.3912 | 0 | 0 | 0 | 0 | 0 | 0 | 0 | 0 | 0 | 0 | 0 | 0 | 0
11 | 6 | 12 | 2 | 1.7931 | 0 | 13.6089 | 0 | 0 | 0 | 0 | 0.020811 | 0 | 0 | 3.4567 | 0 | 18.8795 | 0 | 0 | 0 | 0 | 0 | 0 | 0 | 0 | 0 | 0 | 0 | 0 | 0 | 0.45131 | 0 | 0.54519 | 0.19483 | 0 | 0 | 0.36871 | 0.70567 | 0 | 0 | 0 | 0 | 2.2657 | 0 | 0 | 0 | 0 | 0 | 0 | 0 | 0 | 0 | 0 | 0 | 0 | 0
11 | 6 | 13 | 2 | 1.7931 | 0 | 8.6613 | 0 | 0 | 0 | 0 | 0.02489 | 0 | 0 | 3.9447 | 0 | 14.424 | 0 | 0 | 0 | 0 | 0 | 0 | 0 | 0 | 0 | 0 | 0 | 0 | 0 | 0.45131 | 0 | 0.54519 | 0.21852 | 0 | 0 | 0.42121 | 0.70643 | 0 | 0 | 0 | 0 | 2.3427 | 0 | 0 | 0 | 0 | 0 | 0 | 0 | 0 | 0 | 0 | 0 | 0 | 0
11 | 6 | 14 | 2 | 1.7931 | 0 | 13.6089 | 0 | 0 | 0 | 0 | 0.020449 | 0 | 0 | 3.4567 | 0 | 18.8792 | 0 | 0 | 0 | 0 | 0 | 0 | 0 | 0 | 0 | 0 | 0 | 0 | 0 | 0.45131 | 0 | 0.54519 | 0.17597 | 0 | 0 | 0.36871 | 0.70475 | 0 | 0 | 0 | 0 | 2.2459 | 0 | 0 | 0 | 0 | 0 | 0 | 0 | 0 | 0 | 0 | 0 | 0 | 0
11 | 6 | 15 | 2 | 1.7931 | 0 | 13.6089 | 0 | 0 | 0 | 0 | 0.021451 | 0 | 0 | 3.4567 | 0 | 18.8802 | 0 | 0 | 0 | 0 | 0 | 0 | 0 | 0 | 0 | 0 | 0 | 0 | 0 | 0.45131 | 0 | 0.54519 | 0.19536 | 0 | 0 | 0.36871 | 0.70598 | 0 | 0 | 0 | 0 | 2.2666 | 0 | 0 | 0 | 0 | 0 | 0 | 0 | 0 | 0 | 0 | 0 | 0 | 0
11 | 6 | 16 | 2 | 1.7931 | 0 | 13.6089 | 0 | 0 | 0 | 0 | 0.02155 | 0 | 0 | 2.9687 | 0 | 18.3923 | 0 | 0 | 0 | 0 | 0 | 0 | 0 | 0 | 0 | 0 | 0 | 0 | 0 | 0.45131 | 0 | 0.54519 | 0.19626 | 0 | 0 | 0.31621 | 0.70615 | 0 | 0 | 0 | 0 | 2.2151 | 0 | 0 | 0 | 0 | 0 | 0 | 0 | 0 | 0 | 0 | 0 | 0 | 0
11 | 6 | 17 | 2 | 1.7931 | 0 | 13.6089 | 0 | 0 | 0 | 0 | 0.021723 | 0 | 0 | 2.9687 | 0 | 18.3925 | 0 | 0 | 0 | 0 | 0 | 0 | 0 | 0 | 0 | 0 | 0 | 0 | 0 | 0.45131 | 0 | 0.54519 | 0.2164 | 0 | 0 | 0.31621 | 0.7075 | 0 | 0 | 0 | 0 | 2.2366 | 0 | 0 | 0 | 0 | 0 | 0 | 0 | 0 | 0 | 0 | 0 | 0 | 0
11 | 6 | 18 | 2 | 1.7931 | 0 | 13.6089 | 0 | 0 | 0 | 0 | 0.020407 | 0 | 0 | 3.9585 | 0 | 19.3809 | 0 | 0 | 0 | 0 | 0 | 0 | 0 | 0 | 0 | 0 | 0 | 0 | 0 | 0.45131 | 0 | 0.54519 | 0.21458 | 0 | 0 | 0.52621 | 0.70749 | 0 | 0 | 0 | 0 | 2.4448 | 0 | 0 | 0 | 0 | 0 | 0 | 0 | 0 | 0 | 0 | 0 | 0 | 0
11 | 6 | 19 | 2 | 1.7931 | 0 | 9.8982 | 0 | 0 | 0 | 0 | 0.023484 | 0 | 0 | 5.8715 | 0 | 17.5863 | 0 | 0 | 0 | 0 | 0 | 0 | 0 | 0 | 0 | 0 | 0 | 0 | 0 | 0.45131 | 0 | 0.54519 | 0.22066 | 0 | 0 | 0.52621 | 0.7078 | 0 | 0 | 0 | 0 | 2.4512 | 0 | 0 | 0 | 0 | 0 | 0 | 0 | 0 | 0 | 0 | 0 | 0 | 0
11 | 6 | 20 | 2 | 1.7931 | 0 | 2.4769 | 0 | 0 | 0 | 0 | 0.028851 | 0 | 0 | 3.9447 | 0 | 8.2435 | 0 | 0 | 0 | 0 | 0 | 0 | 0 | 0 | 0 | 0 | 0 | 0 | 0 | 0.45131 | 0 | 0.88038 | 0.14169 | 0 | 0 | 0.42121 | 0.70135 | 0 | 0 | 0 | 0 | 2.5959 | 0 | 0 | 0 | 0 | 0 | 0 | 0 | 0 | 0 | 0 | 0 | 0 | 0
11 | 6 | 21 | 2 | 1.7931 | 0 | 2.4769 | 0 | 0 | 0 | 0 | 0.033159 | 0 | 0 | 3.4567 | 0 | 7.7598 | 0 | 0 | 0 | 0 | 0 | 0 | 0 | 0 | 0 | 0 | 0 | 0 | 0 | 0.45131 | 0 | 1.1038 | 0.16841 | 0 | 0 | 0.36871 | 0.70044 | 0 | 0 | 0 | 0 | 2.7927 | 0 | 0 | 0 | 0 | 0 | 0 | 0 | 0 | 0 | 0 | 0 | 0 | 0
11 | 6 | 22 | 2 | 1.7931 | 0 | 2.4769 | 0 | 0 | 0 | 0 | 0.036372 | 0 | 0 | 3.9585 | 0 | 8.2649 | 0 | 0 | 0 | 0 | 0 | 0 | 0 | 0 | 0 | 0 | 0 | 0 | 0 | 0.45131 | 0 | 1.2156 | 0.19742 | 0 | 0 | 0.47371 | 0.70008 | 0 | 0 | 0 | 0 | 3.0381 | 0 | 0 | 0 | 0 | 0 | 0 | 0 | 0 | 0 | 0 | 0 | 0 | 0
11 | 6 | 23 | 2 | 1.7931 | 0 | 2.4769 | 0 | 0 | 0 | 0 | 0.040035 | 0 | 0 | 3.4372 | 0 | 7.7473 | 0 | 0 | 0 | 0 | 0 | 0 | 0 | 0 | 0 | 0 | 0 | 0 | 0 | 0.45131 | 0 | 1.1038 | 0.32316 | 0 | 0 | 0.31621 | 0.70151 | 0 | 0 | 0 | 0 | 2.896 | 0 | 0 | 0 | 0 | 0 | 0 | 0 | 0 | 0 | 0 | 0 | 0 | 0
11 | 6 | 24 | 2 | 1.7931 | 0 | 2.4769 | 0 | 0 | 0 | 0 | 0.011929 | 0 | 0 | 0.52881 | 0 | 4.8108 | 0 | 0 | 0 | 0 | 0 | 0 | 0 | 0 | 0 | 0 | 0 | 0 | 0 | 0.45131 | 0 | 0.88038 | 0.28242 | 0 | 0 | 0.053706 | 0.70712 | 0 | 0 | 0 | 0 | 2.3749 | 0 | 0 | 0 | 0 | 0 | 0 | 0 | 0 | 0 | 0 | 0 | 0 | 0
11 | 7 | 1 | 3 | 1.7931 | 0 | 2.4769 | 0 | 0 | 0 | 0 | 0.014724 | 0 | 0 | 0.52883 | 0 | 4.8136 | 0 | 0 | 0 | 0 | 0 | 0 | 0 | 0 | 0 | 0 | 0 | 0 | 0 | 0.45131 | 0 | 0.54519 | 0.37696 | 0 | 0 | 0.053706 | 0.71869 | 0 | 0 | 0 | 0 | 2.1458 | 0 | 0 | 0 | 0 | 0 | 0 | 0 | 0 | 0 | 0 | 0 | 0 | 0
11 | 7 | 2 | 3 | 1.7931 | 0 | 2.4769 | 0 | 0 | 0 | 0 | 0.020695 | 0 | 0 | 0.52887 | 0 | 4.8196 | 0 | 0 | 0 | 0 | 0 | 0 | 0 | 0 | 0 | 0 | 0 | 0 | 0 | 0.45131 | 0 | 0.32173 | 0.56242 | 0 | 0 | 0.053706 | 0.73142 | 0 | 0 | 0 | 0 | 2.1206 | 0 | 0 | 0 | 0 | 0 | 0 | 0 | 0 | 0 | 0 | 0 | 0 | 0
11 | 7 | 3 | 3 | 1.7931 | 0 | 2.4769 | 0 | 0 | 0 | 0 | 0.02598 | 0 | 0 | 0.52893 | 0 | 4.8249 | 0 | 0 | 0 | 0 | 0 | 0 | 0 | 0 | 0 | 0 | 0 | 0 | 0 | 0.45131 | 0 | 0.32173 | 0.63959 | 0 | 0 | 0.053706 | 0.73442 | 0 | 0 | 0 | 0 | 2.2008 | 0 | 0 | 0 | 0 | 0 | 0 | 0 | 0 | 0 | 0 | 0 | 0 | 0
11 | 7 | 4 | 3 | 1.7931 | 0 | 2.4769 | 0 | 0 | 0 | 0 | 0.03061 | 0 | 0 | 0.52895 | 0 | 4.8296 | 0 | 0 | 0 | 0 | 0 | 0 | 0 | 0 | 0 | 0 | 0 | 0 | 0 | 0.45131 | 0 | 0.32173 | 0.69547 | 0 | 0 | 0.053706 | 0.73724 | 0 | 0 | 0 | 0 | 2.2595 | 0 | 0 | 0 | 0 | 0 | 0 | 0 | 0 | 0 | 0 | 0 | 0 | 0
11 | 7 | 5 | 3 | 1.7931 | 0 | 2.4769 | 0 | 0 | 0 | 0 | 0.03115 | 0 | 0 | 0.52896 | 0 | 4.8301 | 0 | 0 | 0 | 0 | 0 | 0 | 0 | 0 | 0 | 0 | 0 | 0 | 0 | 0.45131 | 0 | 0.32173 | 0.70615 | 0 | 0 | 0.053706 | 0.73557 | 0 | 0 | 0 | 0 | 2.2685 | 0 | 0 | 0 | 0 | 0 | 0 | 0 | 0 | 0 | 0 | 0 | 0 | 0
11 | 7 | 6 | 3 | 1.7931 | 0 | 2.4769 | 0 | 0 | 0 | 0 | 0.046709 | 0 | 0 | 0.52895 | 0 | 4.8457 | 0 | 0 | 0 | 0 | 0 | 0 | 0 | 0 | 0 | 0 | 0 | 0 | 0 | 0.45131 | 0 | 0.32173 | 1.1341 | 0 | 0 | 0.053706 | 0.73899 | 0 | 0 | 0 | 0 | 2.6998 | 0 | 0 | 0 | 0 | 0 | 0 | 0 | 0 | 0 | 0 | 0 | 0 | 0
11 | 7 | 7 | 3 | 1.7931 | 0 | 2.4769 | 0 | 0 | 0 | 0 | 0.095744 | 0 | 0 | 2.9688 | 0 | 7.3346 | 0 | 0 | 0 | 0 | 0 | 0 | 0 | 0 | 0 | 0 | 0 | 0 | 0 | 0.45131 | 0 | 0.54519 | 1.8142 | 0 | 0 | 0.31621 | 0.73813 | 0 | 0 | 0 | 0 | 3.8651 | 0 | 0 | 0 | 0 | 0 | 0 | 0 | 0 | 0 | 0 | 0 | 0 | 0
11 | 7 | 8 | 3 | 1.7931 | 0 | 2.4769 | 0 | 0 | 0 | 0 | 0.60193 | 0 | 0 | 3.9585 | 0 | 8.8305 | 0 | 0 | 0 | 0 | 0 | 0 | 0 | 0 | 0 | 0 | 0 | 0 | 0 | 0.45131 | 0 | 0.71279 | 4.1692 | 0 | 0 | 0.52621 | 0.73237 | 0 | 0 | 0 | 0 | 6.5919 | 0 | 0 | 0 | 0 | 0 | 0 | 0 | 0 | 0 | 0 | 0 | 0 | 0
11 | 7 | 9 | 3 | 1.7931 | 0 | 13.6089 | 0 | 0 | 0 | 0 | 0.35806 | 0 | 0 | 4.8956 | 0 | 20.6557 | 0 | 0 | 0 | 0 | 0 | 0 | 0 | 0 | 0 | 0 | 0 | 0 | 0 | 0.45131 | 0 | 0.71279 | 2.8992 | 0 | 0 | 0.42121 | 0.73217 | 0 | 0 | 0 | 0 | 5.2167 | 0 | 0 | 0 | 0 | 0 | 0 | 0 | 0 | 0 | 0 | 0 | 0 | 0
11 | 7 | 10 | 3 | 1.7931 | 0 | 13.6089 | 0 | 0 | 0 | 0 | 0.21399 | 0 | 0 | 2.9688 | 0 | 18.5848 | 0 | 0 | 0 | 0 | 0 | 0 | 0 | 0 | 0 | 0 | 0 | 0 | 0 | 0.45131 | 0 | 0.71279 | 2.2263 | 0 | 0 | 0.31621 | 0.72689 | 0 | 0 | 0 | 0 | 4.4335 | 0 | 0 | 0 | 0 | 0 | 0 | 0 | 0 | 0 | 0 | 0 | 0 | 0
11 | 7 | 11 | 3 | 1.7931 | 0 | 13.6089 | 0 | 0 | 0 | 0 | 0.11565 | 0 | 0 | 2.9688 | 0 | 18.4865 | 0 | 0 | 0 | 0 | 0 | 0 | 0 | 0 | 0 | 0 | 0 | 0 | 0 | 0.45131 | 0 | 0.71279 | 1.4335 | 0 | 0 | 0.31621 | 0.72457 | 0 | 0 | 0 | 0 | 3.6383 | 0 | 0 | 0 | 0 | 0 | 0 | 0 | 0 | 0 | 0 | 0 | 0 | 0
11 | 7 | 12 | 3 | 1.7931 | 0 | 13.6089 | 0 | 0 | 0 | 0 | 0.04606 | 0 | 0 | 3.4568 | 0 | 18.9048 | 0 | 0 | 0 | 0 | 0 | 0 | 0 | 0 | 0 | 0 | 0 | 0 | 0 | 0.45131 | 0 | 0.54519 | 0.88977 | 0 | 0 | 0.36871 | 0.71891 | 0 | 0 | 0 | 0 | 2.9739 | 0 | 0 | 0 | 0 | 0 | 0 | 0 | 0 | 0 | 0 | 0 | 0 | 0
11 | 7 | 13 | 3 | 1.7931 | 0 | 8.6613 | 0 | 0 | 0 | 0 | 0.068484 | 0 | 0 | 3.9447 | 0 | 14.4677 | 0 | 0 | 0 | 0 | 0 | 0 | 0 | 0 | 0 | 0 | 0 | 0 | 0 | 0.45131 | 0 | 0.54519 | 0.83669 | 0 | 0 | 0.42121 | 0.72036 | 0 | 0 | 0 | 0 | 2.9748 | 0 | 0 | 0 | 0 | 0 | 0 | 0 | 0 | 0 | 0 | 0 | 0 | 0
11 | 7 | 14 | 3 | 1.7931 | 0 | 13.6089 | 0 | 0 | 0 | 0 | 0.020623 | 0 | 0 | 3.4567 | 0 | 18.8794 | 0 | 0 | 0 | 0 | 0 | 0 | 0 | 0 | 0 | 0 | 0 | 0 | 0 | 0.45131 | 0 | 0.54519 | 0.43219 | 0 | 0 | 0.36871 | 0.72123 | 0 | 0 | 0 | 0 | 2.5186 | 0 | 0 | 0 | 0 | 0 | 0 | 0 | 0 | 0 | 0 | 0 | 0 | 0
11 | 7 | 15 | 3 | 1.7931 | 0 | 13.6089 | 0 | 0 | 0 | 0 | 0.022112 | 0 | 0 | 3.4568 | 0 | 18.8809 | 0 | 0 | 0 | 0 | 0 | 0 | 0 | 0 | 0 | 0 | 0 | 0 | 0 | 0.45131 | 0 | 0.54519 | 0.43963 | 0 | 0 | 0.36871 | 0.7175 | 0 | 0 | 0 | 0 | 2.5223 | 0 | 0 | 0 | 0 | 0 | 0 | 0 | 0 | 0 | 0 | 0 | 0 | 0
11 | 7 | 16 | 3 | 1.7931 | 0 | 13.6089 | 0 | 0 | 0 | 0 | 0.023841 | 0 | 0 | 2.9688 | 0 | 18.3946 | 0 | 0 | 0 | 0 | 0 | 0 | 0 | 0 | 0 | 0 | 0 | 0 | 0 | 0.45131 | 0 | 0.54519 | 0.43407 | 0 | 0 | 0.31621 | 0.71547 | 0 | 0 | 0 | 0 | 2.4623 | 0 | 0 | 0 | 0 | 0 | 0 | 0 | 0 | 0 | 0 | 0 | 0 | 0
11 | 7 | 17 | 3 | 1.7931 | 0 | 13.6089 | 0 | 0 | 0 | 0 | 0.025172 | 0 | 0 | 2.9688 | 0 | 18.3959 | 0 | 0 | 0 | 0 | 0 | 0 | 0 | 0 | 0 | 0 | 0 | 0 | 0 | 0.45131 | 0 | 0.54519 | 0.44475 | 0 | 0 | 0.31621 | 0.71383 | 0 | 0 | 0 | 0 | 2.4713 | 0 | 0 | 0 | 0 | 0 | 0 | 0 | 0 | 0 | 0 | 0 | 0 | 0
11 | 7 | 18 | 3 | 1.7931 | 0 | 13.6089 | 0 | 0 | 0 | 0 | 0.031345 | 0 | 0 | 3.9585 | 0 | 19.3919 | 0 | 0 | 0 | 0 | 0 | 0 | 0 | 0 | 0 | 0 | 0 | 0 | 0 | 0.45131 | 0 | 0.54519 | 0.51492 | 0 | 0 | 0.52621 | 0.72006 | 0 | 0 | 0 | 0 | 2.7577 | 0 | 0 | 0 | 0 | 0 | 0 | 0 | 0 | 0 | 0 | 0 | 0 | 0
11 | 7 | 19 | 3 | 1.7931 | 0 | 9.8982 | 0 | 0 | 0 | 0 | 0.037002 | 0 | 0 | 5.8715 | 0 | 17.5999 | 0 | 0 | 0 | 0 | 0 | 0 | 0 | 0 | 0 | 0 | 0 | 0 | 0 | 0.45131 | 0 | 0.54519 | 0.54716 | 0 | 0 | 0.52621 | 0.71942 | 0 | 0 | 0 | 0 | 2.7893 | 0 | 0 | 0 | 0 | 0 | 0 | 0 | 0 | 0 | 0 | 0 | 0 | 0
11 | 7 | 20 | 3 | 1.7931 | 0 | 2.4769 | 0 | 0 | 0 | 0 | 0.093487 | 0 | 0 | 3.9447 | 0 | 8.3082 | 0 | 0 | 0 | 0 | 0 | 0 | 0 | 0 | 0 | 0 | 0 | 0 | 0 | 0.45131 | 0 | 0.88038 | 1.0479 | 0 | 0 | 0.42121 | 0.71596 | 0 | 0 | 0 | 0 | 3.5167 | 0 | 0 | 0 | 0 | 0 | 0 | 0 | 0 | 0 | 0 | 0 | 0 | 0
11 | 7 | 21 | 3 | 1.7931 | 0 | 2.4769 | 0 | 0 | 0 | 0 | 0.12069 | 0 | 0 | 3.4567 | 0 | 7.8474 | 0 | 0 | 0 | 0 | 0 | 0 | 0 | 0 | 0 | 0 | 0 | 0 | 0 | 0.45131 | 0 | 1.1038 | 1.1952 | 0 | 0 | 0.36871 | 0.71026 | 0 | 0 | 0 | 0 | 3.8294 | 0 | 0 | 0 | 0 | 0 | 0 | 0 | 0 | 0 | 0 | 0 | 0 | 0
11 | 7 | 22 | 3 | 1.7931 | 0 | 2.4769 | 0 | 0 | 0 | 0 | 0.15634 | 0 | 0 | 3.9585 | 0 | 8.3849 | 0 | 0 | 0 | 0 | 0 | 0 | 0 | 0 | 0 | 0 | 0 | 0 | 0 | 0.45131 | 0 | 1.2156 | 1.4185 | 0 | 0 | 0.47371 | 0.71021 | 0 | 0 | 0 | 0 | 4.2693 | 0 | 0 | 0 | 0 | 0 | 0 | 0 | 0 | 0 | 0 | 0 | 0 | 0
11 | 7 | 23 | 3 | 1.7931 | 0 | 2.4769 | 0 | 0 | 0 | 0 | 0.15526 | 0 | 0 | 3.4373 | 0 | 7.8626 | 0 | 0 | 0 | 0 | 0 | 0 | 0 | 0 | 0 | 0 | 0 | 0 | 0 | 0.45131 | 0 | 1.1038 | 1.6137 | 0 | 0 | 0.31621 | 0.70725 | 0 | 0 | 0 | 0 | 4.1924 | 0 | 0 | 0 | 0 | 0 | 0 | 0 | 0 | 0 | 0 | 0 | 0 | 0
11 | 7 | 24 | 3 | 1.7931 | 0 | 2.4769 | 0 | 0 | 0 | 0 | 0.01518 | 0 | 0 | 0.52883 | 0 | 4.814 | 0 | 0 | 0 | 0 | 0 | 0 | 0 | 0 | 0 | 0 | 0 | 0 | 0 | 0.45131 | 0 | 0.88038 | 0.49275 | 0 | 0 | 0.053706 | 0.71261 | 0 | 0 | 0 | 0 | 2.5907 | 0 | 0 | 0 | 0 | 0 | 0 | 0 | 0 | 0 | 0 | 0 | 0 | 0
11 | 8 | 1 | 4 | 1.7931 | 0 | 2.4769 | 0 | 0 | 0 | 0 | 0.020211 | 0 | 0 | 0.52885 | 0 | 4.8191 | 0 | 0 | 0 | 0 | 0 | 0 | 0 | 0 | 0 | 0 | 0 | 0 | 0 | 0.45131 | 0 | 0.54519 | 0.58723 | 0 | 0 | 0.053706 | 0.72287 | 0 | 0 | 0 | 0 | 2.3603 | 0 | 0 | 0 | 0 | 0 | 0 | 0 | 0 | 0 | 0 | 0 | 0 | 0
11 | 8 | 2 | 4 | 1.7931 | 0 | 2.4769 | 0 | 0 | 0 | 0 | 0.024473 | 0 | 0 | 0.52889 | 0 | 4.8234 | 0 | 0 | 0 | 0 | 0 | 0 | 0 | 0 | 0 | 0 | 0 | 0 | 0 | 0.45131 | 0 | 0.32173 | 0.77351 | 0 | 0 | 0.053706 | 0.72973 | 0 | 0 | 0 | 0 | 2.33 | 0 | 0 | 0 | 0 | 0 | 0 | 0 | 0 | 0 | 0 | 0 | 0 | 0
11 | 8 | 3 | 4 | 1.7931 | 0 | 2.4769 | 0 | 0 | 0 | 0 | 0.0326 | 0 | 0 | 0.52892 | 0 | 4.8315 | 0 | 0 | 0 | 0 | 0 | 0 | 0 | 0 | 0 | 0 | 0 | 0 | 0 | 0.45131 | 0 | 0.32173 | 1.0308 | 0 | 0 | 0.053706 | 0.73139 | 0 | 0 | 0 | 0 | 2.589 | 0 | 0 | 0 | 0 | 0 | 0 | 0 | 0 | 0 | 0 | 0 | 0 | 0
11 | 8 | 4 | 4 | 1.7931 | 0 | 2.4769 | 0 | 0 | 0 | 0 | 0.063179 | 0 | 0 | 0.52893 | 0 | 4.8621 | 0 | 0 | 0 | 0 | 0 | 0 | 0 | 0 | 0 | 0 | 0 | 0 | 0 | 0.45131 | 0 | 0.32173 | 1.5005 | 0 | 0 | 0.053706 | 0.73609 | 0 | 0 | 0 | 0 | 3.0634 | 0 | 0 | 0 | 0 | 0 | 0 | 0 | 0 | 0 | 0 | 0 | 0 | 0
11 | 8 | 5 | 4 | 1.7931 | 0 | 2.4769 | 0 | 0 | 0 | 0 | 0.10908 | 0 | 0 | 0.52894 | 0 | 4.908 | 0 | 0 | 0 | 0 | 0 | 0 | 0 | 0 | 0 | 0 | 0 | 0 | 0 | 0.45131 | 0 | 0.32173 | 2.1138 | 0 | 0 | 0.053706 | 0.73885 | 0 | 0 | 0 | 0 | 3.6794 | 0 | 0 | 0 | 0 | 0 | 0 | 0 | 0 | 0 | 0 | 0 | 0 | 0
11 | 8 | 6 | 4 | 1.7931 | 0 | 2.4769 | 0 | 0 | 0 | 0 | 0.15596 | 0 | 0 | 0.52895 | 0 | 4.9549 | 0 | 0 | 0 | 0 | 0 | 0 | 0 | 0 | 0 | 0 | 0 | 0 | 0 | 0.45131 | 0 | 0.32173 | 2.4068 | 0 | 0 | 0.053706 | 0.74171 | 0 | 0 | 0 | 0 | 3.9753 | 0 | 0 | 0 | 0 | 0 | 0 | 0 | 0 | 0 | 0 | 0 | 0 | 0
11 | 8 | 7 | 4 | 1.7931 | 0 | 2.4769 | 0 | 0 | 0 | 0 | 0.206 | 0 | 0 | 2.9688 | 0 | 7.4448 | 0 | 0 | 0 | 0 | 0 | 0 | 0 | 0 | 0 | 0 | 0 | 0 | 0 | 0.45131 | 0 | 0.54519 | 2.613 | 0 | 0 | 0.31621 | 0.73954 | 0 | 0 | 0 | 0 | 4.6653 | 0 | 0 | 0 | 0 | 0 | 0 | 0 | 0 | 0 | 0 | 0 | 0 | 0
11 | 8 | 8 | 4 | 1.7931 | 0 | 2.4769 | 0 | 0 | 0 | 0 | 0.66928 | 0 | 0 | 3.9585 | 0 | 8.8978 | 0 | 0 | 0 | 0 | 0 | 0 | 0 | 0 | 0 | 0 | 0 | 0 | 0 | 0.45131 | 0 | 0.71279 | 4.2543 | 0 | 0 | 0.52621 | 0.73308 | 0 | 0 | 0 | 0 | 6.6777 | 0 | 0 | 0 | 0 | 0 | 0 | 0 | 0 | 0 | 0 | 0 | 0 | 0
11 | 8 | 9 | 4 | 1.7931 | 0 | 13.6089 | 0 | 0 | 0 | 0 | 0.39675 | 0 | 0 | 4.8956 | 0 | 20.6944 | 0 | 0 | 0 | 0 | 0 | 0 | 0 | 0 | 0 | 0 | 0 | 0 | 0 | 0.45131 | 0 | 0.71279 | 2.7744 | 0 | 0 | 0.42121 | 0.73368 | 0 | 0 | 0 | 0 | 5.0934 | 0 | 0 | 0 | 0 | 0 | 0 | 0 | 0 | 0 | 0 | 0 | 0 | 0
11 | 8 | 10 | 4 | 1.7931 | 0 | 13.6089 | 0 | 0 | 0 | 0 | 0.22001 | 0 | 0 | 2.9688 | 0 | 18.5908 | 0 | 0 | 0 | 0 | 0 | 0 | 0 | 0 | 0 | 0 | 0 | 0 | 0 | 0.45131 | 0 | 0.71279 | 1.8066 | 0 | 0 | 0.31621 | 0.72337 | 0 | 0 | 0 | 0 | 4.0103 | 0 | 0 | 0 | 0 | 0 | 0 | 0 | 0 | 0 | 0 | 0 | 0 | 0
11 | 8 | 11 | 4 | 1.7931 | 0 | 13.6089 | 0 | 0 | 0 | 0 | 0.13397 | 0 | 0 | 2.9688 | 0 | 18.5048 | 0 | 0 | 0 | 0 | 0 | 0 | 0 | 0 | 0 | 0 | 0 | 0 | 0 | 0.45131 | 0 | 0.71279 | 1.2449 | 0 | 0 | 0.31621 | 0.72326 | 0 | 0 | 0 | 0 | 3.4485 | 0 | 0 | 0 | 0 | 0 | 0 | 0 | 0 | 0 | 0 | 0 | 0 | 0
11 | 8 | 12 | 4 | 1.7931 | 0 | 13.6089 | 0 | 0 | 0 | 0 | 0.076907 | 0 | 0 | 3.4568 | 0 | 18.9357 | 0 | 0 | 0 | 0 | 0 | 0 | 0 | 0 | 0 | 0 | 0 | 0 | 0 | 0.45131 | 0 | 0.54519 | 0.82208 | 0 | 0 | 0.36871 | 0.72134 | 0 | 0 | 0 | 0 | 2.9086 | 0 | 0 | 0 | 0 | 0 | 0 | 0 | 0 | 0 | 0 | 0 | 0 | 0
11 | 8 | 13 | 4 | 1.7931 | 0 | 8.6613 | 0 | 0 | 0 | 0 | 0.066074 | 0 | 0 | 3.9448 | 0 | 14.4653 | 0 | 0 | 0 | 0 | 0 | 0 | 0 | 0 | 0 | 0 | 0 | 0 | 0 | 0.45131 | 0 | 0.54519 | 0.50861 | 0 | 0 | 0.42121 | 0.7178 | 0 | 0 | 0 | 0 | 2.6441 | 0 | 0 | 0 | 0 | 0 | 0 | 0 | 0 | 0 | 0 | 0 | 0 | 0
11 | 8 | 14 | 4 | 1.7931 | 0 | 13.6089 | 0 | 0 | 0 | 0 | 0.019459 | 0 | 0 | 3.4568 | 0 | 18.8782 | 0 | 0 | 0 | 0 | 0 | 0 | 0 | 0 | 0 | 0 | 0 | 0 | 0 | 0.45131 | 0 | 0.54519 | 0.23015 | 0 | 0 | 0.36871 | 0.71626 | 0 | 0 | 0 | 0 | 2.3116 | 0 | 0 | 0 | 0 | 0 | 0 | 0 | 0 | 0 | 0 | 0 | 0 | 0
11 | 8 | 15 | 4 | 1.7931 | 0 | 13.6089 | 0 | 0 | 0 | 0 | 0.019727 | 0 | 0 | 3.4568 | 0 | 18.8785 | 0 | 0 | 0 | 0 | 0 | 0 | 0 | 0 | 0 | 0 | 0 | 0 | 0 | 0.45131 | 0 | 0.54519 | 0.22805 | 0 | 0 | 0.36871 | 0.71561 | 0 | 0 | 0 | 0 | 2.3089 | 0 | 0 | 0 | 0 | 0 | 0 | 0 | 0 | 0 | 0 | 0 | 0 | 0
11 | 8 | 16 | 4 | 1.7931 | 0 | 13.6089 | 0 | 0 | 0 | 0 | 0.026444 | 0 | 0 | 2.9688 | 0 | 18.3972 | 0 | 0 | 0 | 0 | 0 | 0 | 0 | 0 | 0 | 0 | 0 | 0 | 0 | 0.45131 | 0 | 0.54519 | 0.28735 | 0 | 0 | 0.31621 | 0.71858 | 0 | 0 | 0 | 0 | 2.3186 | 0 | 0 | 0 | 0 | 0 | 0 | 0 | 0 | 0 | 0 | 0 | 0 | 0
11 | 8 | 17 | 4 | 1.7931 | 0 | 13.6089 | 0 | 0 | 0 | 0 | 0.026649 | 0 | 0 | 2.9688 | 0 | 18.3975 | 0 | 0 | 0 | 0 | 0 | 0 | 0 | 0 | 0 | 0 | 0 | 0 | 0 | 0.45131 | 0 | 0.54519 | 0.26913 | 0 | 0 | 0.31621 | 0.71879 | 0 | 0 | 0 | 0 | 2.3006 | 0 | 0 | 0 | 0 | 0 | 0 | 0 | 0 | 0 | 0 | 0 | 0 | 0
11 | 8 | 18 | 4 | 1.7931 | 0 | 13.6089 | 0 | 0 | 0 | 0 | 0.027334 | 0 | 0 | 3.9585 | 0 | 19.3879 | 0 | 0 | 0 | 0 | 0 | 0 | 0 | 0 | 0 | 0 | 0 | 0 | 0 | 0.45131 | 0 | 0.54519 | 0.31999 | 0 | 0 | 0.52621 | 0.72083 | 0 | 0 | 0 | 0 | 2.5635 | 0 | 0 | 0 | 0 | 0 | 0 | 0 | 0 | 0 | 0 | 0 | 0 | 0
11 | 8 | 19 | 4 | 1.7931 | 0 | 9.8982 | 0 | 0 | 0 | 0 | 0.035085 | 0 | 0 | 5.8716 | 0 | 17.598 | 0 | 0 | 0 | 0 | 0 | 0 | 0 | 0 | 0 | 0 | 0 | 0 | 0 | 0.45131 | 0 | 0.54519 | 0.3626 | 0 | 0 | 0.52621 | 0.72245 | 0 | 0 | 0 | 0 | 2.6078 | 0 | 0 | 0 | 0 | 0 | 0 | 0 | 0 | 0 | 0 | 0 | 0 | 0
11 | 8 | 20 | 4 | 1.7931 | 0 | 2.4769 | 0 | 0 | 0 | 0 | 0.075553 | 0 | 0 | 3.9448 | 0 | 8.2903 | 0 | 0 | 0 | 0 | 0 | 0 | 0 | 0 | 0 | 0 | 0 | 0 | 0 | 0.45131 | 0 | 0.88038 | 0.71392 | 0 | 0 | 0.42121 | 0.71844 | 0 | 0 | 0 | 0 | 3.1852 | 0 | 0 | 0 | 0 | 0 | 0 | 0 | 0 | 0 | 0 | 0 | 0 | 0
11 | 8 | 21 | 4 | 1.7931 | 0 | 2.4769 | 0 | 0 | 0 | 0 | 0.12454 | 0 | 0 | 3.4568 | 0 | 7.8513 | 0 | 0 | 0 | 0 | 0 | 0 | 0 | 0 | 0 | 0 | 0 | 0 | 0 | 0.45131 | 0 | 1.1038 | 0.99311 | 0 | 0 | 0.36871 | 0.71445 | 0 | 0 | 0 | 0 | 3.6314 | 0 | 0 | 0 | 0 | 0 | 0 | 0 | 0 | 0 | 0 | 0 | 0 | 0
11 | 8 | 22 | 4 | 1.7931 | 0 | 2.4769 | 0 | 0 | 0 | 0 | 0.16599 | 0 | 0 | 3.9585 | 0 | 8.3945 | 0 | 0 | 0 | 0 | 0 | 0 | 0 | 0 | 0 | 0 | 0 | 0 | 0 | 0.45131 | 0 | 1.2156 | 1.1892 | 0 | 0 | 0.47371 | 0.71251 | 0 | 0 | 0 | 0 | 4.0423 | 0 | 0 | 0 | 0 | 0 | 0 | 0 | 0 | 0 | 0 | 0 | 0 | 0
11 | 8 | 23 | 4 | 1.7931 | 0 | 2.4769 | 0 | 0 | 0 | 0 | 0.19229 | 0 | 0 | 3.4374 | 0 | 7.8997 | 0 | 0 | 0 | 0 | 0 | 0 | 0 | 0 | 0 | 0 | 0 | 0 | 0 | 0.45131 | 0 | 1.1038 | 1.2939 | 0 | 0 | 0.31621 | 0.71466 | 0 | 0 | 0 | 0 | 3.8799 | 0 | 0 | 0 | 0 | 0 | 0 | 0 | 0 | 0 | 0 | 0 | 0 | 0
11 | 8 | 24 | 4 | 1.7931 | 0 | 2.4769 | 0 | 0 | 0 | 0 | 0.015335 | 0 | 0 | 0.52889 | 0 | 4.8143 | 0 | 0 | 0 | 0 | 0 | 0 | 0 | 0 | 0 | 0 | 0 | 0 | 0 | 0.45131 | 0 | 0.88038 | 0.33216 | 0 | 0 | 0.053706 | 0.71791 | 0 | 0 | 0 | 0 | 2.4355 | 0 | 0 | 0 | 0 | 0 | 0 | 0 | 0 | 0 | 0 | 0 | 0 | 0
11 | 9 | 1 | 5 | 1.7931 | 0 | 2.4769 | 0 | 0 | 0 | 0 | 0.016882 | 0 | 0 | 0.52891 | 0 | 4.8158 | 0 | 0 | 0 | 0 | 0 | 0 | 0 | 0 | 0 | 0 | 0 | 0 | 0 | 0.45131 | 0 | 0.54519 | 0.43573 | 0 | 0 | 0.053706 | 0.72613 | 0 | 0 | 0 | 0 | 2.2121 | 0 | 0 | 0 | 0 | 0 | 0 | 0 | 0 | 0 | 0 | 0 | 0 | 0
11 | 9 | 2 | 5 | 1.7931 | 0 | 2.4769 | 0 | 0 | 0 | 0 | 0.018962 | 0 | 0 | 0.52894 | 0 | 4.8179 | 0 | 0 | 0 | 0 | 0 | 0 | 0 | 0 | 0 | 0 | 0 | 0 | 0 | 0.45131 | 0 | 0.32173 | 0.44517 | 0 | 0 | 0.053706 | 0.7304 | 0 | 0 | 0 | 0 | 2.0023 | 0 | 0 | 0 | 0 | 0 | 0 | 0 | 0 | 0 | 0 | 0 | 0 | 0
11 | 9 | 3 | 5 | 1.7931 | 0 | 2.4769 | 0 | 0 | 0 | 0 | 0.020851 | 0 | 0 | 0.52896 | 0 | 4.8198 | 0 | 0 | 0 | 0 | 0 | 0 | 0 | 0 | 0 | 0 | 0 | 0 | 0 | 0.45131 | 0 | 0.32173 | 0.45478 | 0 | 0 | 0.053706 | 0.73109 | 0 | 0 | 0 | 0 | 2.0126 | 0 | 0 | 0 | 0 | 0 | 0 | 0 | 0 | 0 | 0 | 0 | 0 | 0
11 | 9 | 4 | 5 | 1.7931 | 0 | 2.4769 | 0 | 0 | 0 | 0 | 0.022333 | 0 | 0 | 0.52897 | 0 | 4.8213 | 0 | 0 | 0 | 0 | 0 | 0 | 0 | 0 | 0 | 0 | 0 | 0 | 0 | 0.45131 | 0 | 0.32173 | 0.48201 | 0 | 0 | 0.053706 | 0.7315 | 0 | 0 | 0 | 0 | 2.0403 | 0 | 0 | 0 | 0 | 0 | 0 | 0 | 0 | 0 | 0 | 0 | 0 | 0
11 | 9 | 5 | 5 | 1.7931 | 0 | 2.4769 | 0 | 0 | 0 | 0 | 0.024751 | 0 | 0 | 0.52897 | 0 | 4.8237 | 0 | 0 | 0 | 0 | 0 | 0 | 0 | 0 | 0 | 0 | 0 | 0 | 0 | 0.45131 | 0 | 0.32173 | 0.49669 | 0 | 0 | 0.053706 | 0.73296 | 0 | 0 | 0 | 0 | 2.0564 | 0 | 0 | 0 | 0 | 0 | 0 | 0 | 0 | 0 | 0 | 0 | 0 | 0
11 | 9 | 6 | 5 | 1.7931 | 0 | 2.4769 | 0 | 0 | 0 | 0 | 0.02807 | 0 | 0 | 0.52897 | 0 | 4.8271 | 0 | 0 | 0 | 0 | 0 | 0 | 0 | 0 | 0 | 0 | 0 | 0 | 0 | 0.45131 | 0 | 0.32173 | 0.62408 | 0 | 0 | 0.053706 | 0.73304 | 0 | 0 | 0 | 0 | 2.1839 | 0 | 0 | 0 | 0 | 0 | 0 | 0 | 0 | 0 | 0 | 0 | 0 | 0
11 | 9 | 7 | 5 | 1.7931 | 0 | 2.4769 | 0 | 0 | 0 | 0 | 0.034055 | 0 | 0 | 2.9689 | 0 | 7.2729 | 0 | 0 | 0 | 0 | 0 | 0 | 0 | 0 | 0 | 0 | 0 | 0 | 0 | 0.45131 | 0 | 0.54519 | 0.77414 | 0 | 0 | 0.31621 | 0.72746 | 0 | 0 | 0 | 0 | 2.8143 | 0 | 0 | 0 | 0 | 0 | 0 | 0 | 0 | 0 | 0 | 0 | 0 | 0
11 | 9 | 8 | 5 | 1.7931 | 0 | 2.4769 | 0 | 0 | 0 | 0 | 0.47696 | 0 | 0 | 3.9585 | 0 | 8.7055 | 0 | 0 | 0 | 0 | 0 | 0 | 0 | 0 | 0 | 0 | 0 | 0 | 0 | 0.45131 | 0 | 0.71279 | 2.0833 | 0 | 0 | 0.52621 | 0.72166 | 0 | 0 | 0 | 0 | 4.4952 | 0 | 0 | 0 | 0 | 0 | 0 | 0 | 0 | 0 | 0 | 0 | 0 | 0
11 | 9 | 9 | 5 | 1.7931 | 0 | 13.6089 | 0 | 0 | 0 | 0 | 0.18215 | 0 | 0 | 4.8956 | 0 | 20.4798 | 0 | 0 | 0 | 0 | 0 | 0 | 0 | 0 | 0 | 0 | 0 | 0 | 0 | 0.45131 | 0 | 0.71279 | 1.0628 | 0 | 0 | 0.42121 | 0.71842 | 0 | 0 | 0 | 0 | 3.3665 | 0 | 0 | 0 | 0 | 0 | 0 | 0 | 0 | 0 | 0 | 0 | 0 | 0
11 | 9 | 10 | 5 | 1.7931 | 0 | 13.6089 | 0 | 0 | 0 | 0 | 0.047316 | 0 | 0 | 2.9688 | 0 | 18.4181 | 0 | 0 | 0 | 0 | 0 | 0 | 0 | 0 | 0 | 0 | 0 | 0 | 0 | 0.45131 | 0 | 0.71279 | 0.52082 | 0 | 0 | 0.31621 | 0.71407 | 0 | 0 | 0 | 0 | 2.7152 | 0 | 0 | 0 | 0 | 0 | 0 | 0 | 0 | 0 | 0 | 0 | 0 | 0
11 | 9 | 11 | 5 | 1.7931 | 0 | 13.6089 | 0 | 0 | 0 | 0 | 0.026951 | 0 | 0 | 2.9688 | 0 | 18.3977 | 0 | 0 | 0 | 0 | 0 | 0 | 0 | 0 | 0 | 0 | 0 | 0 | 0 | 0.45131 | 0 | 0.71279 | 0.24875 | 0 | 0 | 0.31621 | 0.71236 | 0 | 0 | 0 | 0 | 2.4414 | 0 | 0 | 0 | 0 | 0 | 0 | 0 | 0 | 0 | 0 | 0 | 0 | 0
11 | 9 | 12 | 5 | 1.7931 | 0 | 13.6089 | 0 | 0 | 0 | 0 | 0.022386 | 0 | 0 | 3.4567 | 0 | 18.8811 | 0 | 0 | 0 | 0 | 0 | 0 | 0 | 0 | 0 | 0 | 0 | 0 | 0 | 0.45131 | 0 | 0.54519 | 0.18818 | 0 | 0 | 0.36871 | 0.71293 | 0 | 0 | 0 | 0 | 2.2663 | 0 | 0 | 0 | 0 | 0 | 0 | 0 | 0 | 0 | 0 | 0 | 0 | 0
11 | 9 | 13 | 5 | 1.7931 | 0 | 8.6613 | 0 | 0 | 0 | 0 | 0.029505 | 0 | 0 | 3.9447 | 0 | 14.4287 | 0 | 0 | 0 | 0 | 0 | 0 | 0 | 0 | 0 | 0 | 0 | 0 | 0 | 0.45131 | 0 | 0.54519 | 0.23721 | 0 | 0 | 0.42121 | 0.71484 | 0 | 0 | 0 | 0 | 2.3698 | 0 | 0 | 0 | 0 | 0 | 0 | 0 | 0 | 0 | 0 | 0 | 0 | 0
11 | 9 | 14 | 5 | 1.7931 | 0 | 13.6089 | 0 | 0 | 0 | 0 | 0.02538 | 0 | 0 | 3.4568 | 0 | 18.8841 | 0 | 0 | 0 | 0 | 0 | 0 | 0 | 0 | 0 | 0 | 0 | 0 | 0 | 0.45131 | 0 | 0.54519 | 0.23671 | 0 | 0 | 0.36871 | 0.71596 | 0 | 0 | 0 | 0 | 2.3179 | 0 | 0 | 0 | 0 | 0 | 0 | 0 | 0 | 0 | 0 | 0 | 0 | 0
11 | 9 | 15 | 5 | 1.7931 | 0 | 13.6089 | 0 | 0 | 0 | 0 | 0.026453 | 0 | 0 | 3.4568 | 0 | 18.8852 | 0 | 0 | 0 | 0 | 0 | 0 | 0 | 0 | 0 | 0 | 0 | 0 | 0 | 0.45131 | 0 | 0.54519 | 0.26014 | 0 | 0 | 0.36871 | 0.71708 | 0 | 0 | 0 | 0 | 2.3424 | 0 | 0 | 0 | 0 | 0 | 0 | 0 | 0 | 0 | 0 | 0 | 0 | 0
11 | 9 | 16 | 5 | 1.7931 | 0 | 13.6089 | 0 | 0 | 0 | 0 | 0.028021 | 0 | 0 | 2.9688 | 0 | 18.3988 | 0 | 0 | 0 | 0 | 0 | 0 | 0 | 0 | 0 | 0 | 0 | 0 | 0 | 0.45131 | 0 | 0.54519 | 0.3322 | 0 | 0 | 0.31621 | 0.71868 | 0 | 0 | 0 | 0 | 2.3636 | 0 | 0 | 0 | 0 | 0 | 0 | 0 | 0 | 0 | 0 | 0 | 0 | 0
11 | 9 | 17 | 5 | 1.7931 | 0 | 13.6089 | 0 | 0 | 0 | 0 | 0.029658 | 0 | 0 | 2.9688 | 0 | 18.4005 | 0 | 0 | 0 | 0 | 0 | 0 | 0 | 0 | 0 | 0 | 0 | 0 | 0 | 0.45131 | 0 | 0.54519 | 0.3621 | 0 | 0 | 0.31621 | 0.72021 | 0 | 0 | 0 | 0 | 2.395 | 0 | 0 | 0 | 0 | 0 | 0 | 0 | 0 | 0 | 0 | 0 | 0 | 0
11 | 9 | 18 | 5 | 1.7931 | 0 | 13.6089 | 0 | 0 | 0 | 0 | 0.0275 | 0 | 0 | 3.9585 | 0 | 19.388 | 0 | 0 | 0 | 0 | 0 | 0 | 0 | 0 | 0 | 0 | 0 | 0 | 0 | 0.45131 | 0 | 0.54519 | 0.37956 | 0 | 0 | 0.52621 | 0.72042 | 0 | 0 | 0 | 0 | 2.6227 | 0 | 0 | 0 | 0 | 0 | 0 | 0 | 0 | 0 | 0 | 0 | 0 | 0
11 | 9 | 19 | 5 | 1.7931 | 0 | 9.8982 | 0 | 0 | 0 | 0 | 0.035236 | 0 | 0 | 5.8716 | 0 | 17.5981 | 0 | 0 | 0 | 0 | 0 | 0 | 0 | 0 | 0 | 0 | 0 | 0 | 0 | 0.45131 | 0 | 0.54519 | 0.44473 | 0 | 0 | 0.52621 | 0.72225 | 0 | 0 | 0 | 0 | 2.6897 | 0 | 0 | 0 | 0 | 0 | 0 | 0 | 0 | 0 | 0 | 0 | 0 | 0
11 | 9 | 20 | 5 | 1.7931 | 0 | 2.4769 | 0 | 0 | 0 | 0 | 0.053136 | 0 | 0 | 3.9447 | 0 | 8.2679 | 0 | 0 | 0 | 0 | 0 | 0 | 0 | 0 | 0 | 0 | 0 | 0 | 0 | 0.45131 | 0 | 0.88038 | 0.64451 | 0 | 0 | 0.42121 | 0.71624 | 0 | 0 | 0 | 0 | 3.1137 | 0 | 0 | 0 | 0 | 0 | 0 | 0 | 0 | 0 | 0 | 0 | 0 | 0
11 | 9 | 21 | 5 | 1.7931 | 0 | 2.4769 | 0 | 0 | 0 | 0 | 0.080816 | 0 | 0 | 3.4567 | 0 | 7.8076 | 0 | 0 | 0 | 0 | 0 | 0 | 0 | 0 | 0 | 0 | 0 | 0 | 0 | 0.45131 | 0 | 1.1038 | 0.93781 | 0 | 0 | 0.36871 | 0.71125 | 0 | 0 | 0 | 0 | 3.5729 | 0 | 0 | 0 | 0 | 0 | 0 | 0 | 0 | 0 | 0 | 0 | 0 | 0
11 | 9 | 22 | 5 | 1.7931 | 0 | 2.4769 | 0 | 0 | 0 | 0 | 0.146 | 0 | 0 | 3.9585 | 0 | 8.3745 | 0 | 0 | 0 | 0 | 0 | 0 | 0 | 0 | 0 | 0 | 0 | 0 | 0 | 0.45131 | 0 | 1.2156 | 1.4923 | 0 | 0 | 0.47371 | 0.7123 | 0 | 0 | 0 | 0 | 4.3451 | 0 | 0 | 0 | 0 | 0 | 0 | 0 | 0 | 0 | 0 | 0 | 0 | 0
11 | 9 | 23 | 5 | 1.7931 | 0 | 2.4769 | 0 | 0 | 0 | 0 | 0.16534 | 0 | 0 | 3.4373 | 0 | 7.8727 | 0 | 0 | 0 | 0 | 0 | 0 | 0 | 0 | 0 | 0 | 0 | 0 | 0 | 0.45131 | 0 | 1.1038 | 1.7727 | 0 | 0 | 0.31621 | 0.71202 | 0 | 0 | 0 | 0 | 4.3561 | 0 | 0 | 0 | 0 | 0 | 0 | 0 | 0 | 0 | 0 | 0 | 0 | 0
11 | 9 | 24 | 5 | 1.7931 | 0 | 2.4769 | 0 | 0 | 0 | 0 | 0.016755 | 0 | 0 | 0.52887 | 0 | 4.8156 | 0 | 0 | 0 | 0 | 0 | 0 | 0 | 0 | 0 | 0 | 0 | 0 | 0 | 0.45131 | 0 | 0.88038 | 0.45027 | 0 | 0 | 0.053706 | 0.71729 | 0 | 0 | 0 | 0 | 2.553 | 0 | 0 | 0 | 0 | 0 | 0 | 0 | 0 | 0 | 0 | 0 | 0 | 0
11 | 10 | 1 | 6 | 1.7931 | 0 | 2.4769 | 0 | 0 | 0 | 0 | 0.025616 | 0 | 0 | 0.52889 | 0 | 4.8245 | 0 | 0 | 0 | 0 | 0 | 0 | 0 | 0 | 0 | 0 | 0 | 0 | 0 | 0.45131 | 0 | 0.54519 | 0.6562 | 0 | 0 | 0.053706 | 0.73278 | 0 | 0 | 0 | 0 | 2.4392 | 0 | 0 | 0 | 0 | 0 | 0 | 0 | 0 | 0 | 0 | 0 | 0 | 0
11 | 10 | 2 | 6 | 1.7931 | 0 | 2.4769 | 0 | 0 | 0 | 0 | 0.043633 | 0 | 0 | 0.52894 | 0 | 4.8426 | 0 | 0 | 0 | 0 | 0 | 0 | 0 | 0 | 0 | 0 | 0 | 0 | 0 | 0.45131 | 0 | 0.32173 | 1.1983 | 0 | 0 | 0.053706 | 0.74163 | 0 | 0 | 0 | 0 | 2.7667 | 0 | 0 | 0 | 0 | 0 | 0 | 0 | 0 | 0 | 0 | 0 | 0 | 0
11 | 10 | 3 | 6 | 1.7931 | 0 | 2.4769 | 0 | 0 | 0 | 0 | 0.11818 | 0 | 0 | 0.52899 | 0 | 4.9172 | 0 | 0 | 0 | 0 | 0 | 0 | 0 | 0 | 0 | 0 | 0 | 0 | 0 | 0.45131 | 0 | 0.32173 | 2.2802 | 0 | 0 | 0.053706 | 0.74688 | 0 | 0 | 0 | 0 | 3.8538 | 0 | 0 | 0 | 0 | 0 | 0 | 0 | 0 | 0 | 0 | 0 | 0 | 0
11 | 10 | 4 | 6 | 1.7931 | 0 | 2.4769 | 0 | 0 | 0 | 0 | 0.2081 | 0 | 0 | 0.52901 | 0 | 5.0071 | 0 | 0 | 0 | 0 | 0 | 0 | 0 | 0 | 0 | 0 | 0 | 0 | 0 | 0.45131 | 0 | 0.32173 | 3.0007 | 0 | 0 | 0.053706 | 0.75468 | 0 | 0 | 0 | 0 | 4.5822 | 0 | 0 | 0 | 0 | 0 | 0 | 0 | 0 | 0 | 0 | 0 | 0 | 0
11 | 10 | 5 | 6 | 1.7931 | 0 | 2.4769 | 0 | 0 | 0 | 0 | 0.19765 | 0 | 0 | 0.52902 | 0 | 4.9967 | 0 | 0 | 0 | 0 | 0 | 0 | 0 | 0 | 0 | 0 | 0 | 0 | 0 | 0.45131 | 0 | 0.32173 | 2.9091 | 0 | 0 | 0.053706 | 0.74828 | 0 | 0 | 0 | 0 | 4.4841 | 0 | 0 | 0 | 0 | 0 | 0 | 0 | 0 | 0 | 0 | 0 | 0 | 0
11 | 10 | 6 | 6 | 1.7931 | 0 | 2.4769 | 0 | 0 | 0 | 0 | 0.26996 | 0 | 0 | 0.52899 | 0 | 5.069 | 0 | 0 | 0 | 0 | 0 | 0 | 0 | 0 | 0 | 0 | 0 | 0 | 0 | 0.45131 | 0 | 0.32173 | 3.3394 | 0 | 0 | 0.053706 | 0.75706 | 0 | 0 | 0 | 0 | 4.9233 | 0 | 0 | 0 | 0 | 0 | 0 | 0 | 0 | 0 | 0 | 0 | 0 | 0
11 | 10 | 7 | 6 | 1.7931 | 0 | 2.4769 | 0 | 0 | 0 | 0 | 0.24459 | 0 | 0 | 2.9689 | 0 | 7.4835 | 0 | 0 | 0 | 0 | 0 | 0 | 0 | 0 | 0 | 0 | 0 | 0 | 0 | 0.45131 | 0 | 0.54519 | 3.1296 | 0 | 0 | 0.31621 | 0.74529 | 0 | 0 | 0 | 0 | 5.1876 | 0 | 0 | 0 | 0 | 0 | 0 | 0 | 0 | 0 | 0 | 0 | 0 | 0
11 | 10 | 8 | 6 | 1.7931 | 0 | 2.4769 | 0 | 0 | 0 | 0 | 0.67105 | 0 | 0 | 3.9585 | 0 | 8.8996 | 0 | 0 | 0 | 0 | 0 | 0 | 0 | 0 | 0 | 0 | 0 | 0 | 0 | 0.45131 | 0 | 0.71279 | 5.0479 | 0 | 0 | 0.52621 | 0.73752 | 0 | 0 | 0 | 0 | 7.4757 | 0 | 0 | 0 | 0 | 0 | 0 | 0 | 0 | 0 | 0 | 0 | 0 | 0
11 | 10 | 9 | 6 | 1.7931 | 0 | 13.6089 | 0 | 0 | 0 | 0 | 0.39219 | 0 | 0 | 4.8956 | 0 | 20.6898 | 0 | 0 | 0 | 0 | 0 | 0 | 0 | 0 | 0 | 0 | 0 | 0 | 0 | 0.45131 | 0 | 0.71279 | 3.4336 | 0 | 0 | 0.42121 | 0.73768 | 0 | 0 | 0 | 0 | 5.7566 | 0 | 0 | 0 | 0 | 0 | 0 | 0 | 0 | 0 | 0 | 0 | 0 | 0
11 | 10 | 10 | 6 | 1.7931 | 0 | 13.6089 | 0 | 0 | 0 | 0 | 0.2825 | 0 | 0 | 2.9688 | 0 | 18.6533 | 0 | 0 | 0 | 0 | 0 | 0 | 0 | 0 | 0 | 0 | 0 | 0 | 0 | 0.45131 | 0 | 0.71279 | 2.8261 | 0 | 0 | 0.31621 | 0.73297 | 0 | 0 | 0 | 0 | 5.0394 | 0 | 0 | 0 | 0 | 0 | 0 | 0 | 0 | 0 | 0 | 0 | 0 | 0
11 | 10 | 11 | 6 | 1.7931 | 0 | 13.6089 | 0 | 0 | 0 | 0 | 0.20197 | 0 | 0 | 2.9688 | 0 | 18.5728 | 0 | 0 | 0 | 0 | 0 | 0 | 0 | 0 | 0 | 0 | 0 | 0 | 0 | 0.45131 | 0 | 0.71279 | 2.3564 | 0 | 0 | 0.31621 | 0.72895 | 0 | 0 | 0 | 0 | 4.5656 | 0 | 0 | 0 | 0 | 0 | 0 | 0 | 0 | 0 | 0 | 0 | 0 | 0
11 | 10 | 12 | 6 | 1.7931 | 0 | 13.6089 | 0 | 0 | 0 | 0 | 0.11303 | 0 | 0 | 3.4568 | 0 | 18.9718 | 0 | 0 | 0 | 0 | 0 | 0 | 0 | 0 | 0 | 0 | 0 | 0 | 0 | 0.45131 | 0 | 0.54519 | 1.661 | 0 | 0 | 0.36871 | 0.7325 | 0 | 0 | 0 | 0 | 3.7587 | 0 | 0 | 0 | 0 | 0 | 0 | 0 | 0 | 0 | 0 | 0 | 0 | 0
11 | 10 | 13 | 6 | 1.7931 | 0 | 8.6613 | 0 | 0 | 0 | 0 | 0.12266 | 0 | 0 | 3.9448 | 0 | 14.5219 | 0 | 0 | 0 | 0 | 0 | 0 | 0 | 0 | 0 | 0 | 0 | 0 | 0 | 0.45131 | 0 | 0.54519 | 1.4083 | 0 | 0 | 0.42121 | 0.73421 | 0 | 0 | 0 | 0 | 3.5602 | 0 | 0 | 0 | 0 | 0 | 0 | 0 | 0 | 0 | 0 | 0 | 0 | 0
11 | 10 | 14 | 6 | 1.7931 | 0 | 13.6089 | 0 | 0 | 0 | 0 | 0.05943 | 0 | 0 | 3.4568 | 0 | 18.9182 | 0 | 0 | 0 | 0 | 0 | 0 | 0 | 0 | 0 | 0 | 0 | 0 | 0 | 0.45131 | 0 | 0.54519 | 1.0834 | 0 | 0 | 0.36871 | 0.73965 | 0 | 0 | 0 | 0 | 3.1883 | 0 | 0 | 0 | 0 | 0 | 0 | 0 | 0 | 0 | 0 | 0 | 0 | 0
11 | 10 | 15 | 6 | 1.7931 | 0 | 13.6089 | 0 | 0 | 0 | 0 | 0.052793 | 0 | 0 | 3.4568 | 0 | 18.9116 | 0 | 0 | 0 | 0 | 0 | 0 | 0 | 0 | 0 | 0 | 0 | 0 | 0 | 0.45131 | 0 | 0.54519 | 0.97677 | 0 | 0 | 0.36871 | 0.73647 | 0 | 0 | 0 | 0 | 3.0785 | 0 | 0 | 0 | 0 | 0 | 0 | 0 | 0 | 0 | 0 | 0 | 0 | 0
11 | 10 | 16 | 6 | 1.7931 | 0 | 13.6089 | 0 | 0 | 0 | 0 | 0.070563 | 0 | 0 | 2.9688 | 0 | 18.4414 | 0 | 0 | 0 | 0 | 0 | 0 | 0 | 0 | 0 | 0 | 0 | 0 | 0 | 0.45131 | 0 | 0.54519 | 1.2274 | 0 | 0 | 0.31621 | 0.73773 | 0 | 0 | 0 | 0 | 3.2779 | 0 | 0 | 0 | 0 | 0 | 0 | 0 | 0 | 0 | 0 | 0 | 0 | 0
11 | 10 | 17 | 6 | 1.7931 | 0 | 13.6089 | 0 | 0 | 0 | 0 | 0.095351 | 0 | 0 | 2.9689 | 0 | 18.4662 | 0 | 0 | 0 | 0 | 0 | 0 | 0 | 0 | 0 | 0 | 0 | 0 | 0 | 0.45131 | 0 | 0.54519 | 1.3984 | 0 | 0 | 0.31621 | 0.73977 | 0 | 0 | 0 | 0 | 3.4508 | 0 | 0 | 0 | 0 | 0 | 0 | 0 | 0 | 0 | 0 | 0 | 0 | 0
11 | 10 | 18 | 6 | 1.7931 | 0 | 13.6089 | 0 | 0 | 0 | 0 | 0.136 | 0 | 0 | 3.9585 | 0 | 19.4966 | 0 | 0 | 0 | 0 | 0 | 0 | 0 | 0 | 0 | 0 | 0 | 0 | 0 | 0.45131 | 0 | 0.54519 | 1.6856 | 0 | 0 | 0.52621 | 0.74633 | 0 | 0 | 0 | 0 | 3.9546 | 0 | 0 | 0 | 0 | 0 | 0 | 0 | 0 | 0 | 0 | 0 | 0 | 0
11 | 10 | 19 | 6 | 1.7931 | 0 | 9.8982 | 0 | 0 | 0 | 0 | 0.23925 | 0 | 0 | 5.8716 | 0 | 17.8022 | 0 | 0 | 0 | 0 | 0 | 0 | 0 | 0 | 0 | 0 | 0 | 0 | 0 | 0.45131 | 0 | 0.54519 | 2.523 | 0 | 0 | 0.52621 | 0.74824 | 0 | 0 | 0 | 0 | 4.7939 | 0 | 0 | 0 | 0 | 0 | 0 | 0 | 0 | 0 | 0 | 0 | 0 | 0
11 | 10 | 20 | 6 | 1.7931 | 0 | 2.4769 | 0 | 0 | 0 | 0 | 0.42357 | 0 | 0 | 3.9448 | 0 | 8.6384 | 0 | 0 | 0 | 0 | 0 | 0 | 0 | 0 | 0 | 0 | 0 | 0 | 0 | 0.45131 | 0 | 0.88038 | 3.3701 | 0 | 0 | 0.42121 | 0.74504 | 0 | 0 | 0 | 0 | 5.8681 | 0 | 0 | 0 | 0 | 0 | 0 | 0 | 0 | 0 | 0 | 0 | 0 | 0
11 | 10 | 21 | 6 | 1.7931 | 0 | 2.4769 | 0 | 0 | 0 | 0 | 0.52363 | 0 | 0 | 3.4568 | 0 | 8.2505 | 0 | 0 | 0 | 0 | 0 | 0 | 0 | 0 | 0 | 0 | 0 | 0 | 0 | 0.45131 | 0 | 1.1038 | 4.0155 | 0 | 0 | 0.36871 | 0.74796 | 0 | 0 | 0 | 0 | 6.6874 | 0 | 0 | 0 | 0 | 0 | 0 | 0 | 0 | 0 | 0 | 0 | 0 | 0
11 | 10 | 22 | 6 | 1.7931 | 0 | 2.4769 | 0 | 0 | 0 | 0 | 0.63516 | 0 | 0 | 3.9586 | 0 | 8.8637 | 0 | 0 | 0 | 0 | 0 | 0 | 0 | 0 | 0 | 0 | 0 | 0 | 0 | 0.45131 | 0 | 1.2156 | 4.8034 | 0 | 0 | 0.47371 | 0.75803 | 0 | 0 | 0 | 0 | 7.702 | 0 | 0 | 0 | 0 | 0 | 0 | 0 | 0 | 0 | 0 | 0 | 0 | 0
11 | 10 | 23 | 6 | 1.7931 | 0 | 2.4769 | 0 | 0 | 0 | 0 | 0.61421 | 0 | 0 | 3.4375 | 0 | 8.3218 | 0 | 0 | 0 | 0 | 0 | 0 | 0 | 0 | 0 | 0 | 0 | 0 | 0 | 0.45131 | 0 | 1.1038 | 4.8438 | 0 | 0 | 0.31621 | 0.754 | 0 | 0 | 0 | 0 | 7.4692 | 0 | 0 | 0 | 0 | 0 | 0 | 0 | 0 | 0 | 0 | 0 | 0 | 0
11 | 10 | 24 | 6 | 1.7931 | 0 | 2.4769 | 0 | 0 | 0 | 0 | 0.14862 | 0 | 0 | 0.52899 | 0 | 4.9476 | 0 | 0 | 0 | 0 | 0 | 0 | 0 | 0 | 0 | 0 | 0 | 0 | 0 | 0.45131 | 0 | 0.88038 | 2.7052 | 0 | 0 | 0.053706 | 0.75629 | 0 | 0 | 0 | 0 | 4.8469 | 0 | 0 | 0 | 0 | 0 | 0 | 0 | 0 | 0 | 0 | 0 | 0 | 0
11 | 11 | 1 | 7 | 1.7931 | 0 | 2.4769 | 0 | 0 | 0 | 0 | 0.33048 | 0 | 0 | 0.529 | 0 | 5.1295 | 0 | 0 | 0 | 0 | 0 | 0 | 0 | 0 | 0 | 0 | 0 | 0 | 0 | 0.45131 | 0 | 0.54519 | 3.8412 | 0 | 0 | 0.053706 | 0.77132 | 0 | 0 | 0 | 0 | 5.6627 | 0 | 0 | 0 | 0 | 0 | 0 | 0 | 0 | 0 | 0 | 0 | 0 | 0
11 | 11 | 2 | 7 | 1.7931 | 0 | 2.4769 | 0 | 0 | 0 | 0 | 0.42629 | 0 | 0 | 0.52905 | 0 | 5.2254 | 0 | 0 | 0 | 0 | 0 | 0 | 0 | 0 | 0 | 0 | 0 | 0 | 0 | 0.45131 | 0 | 0.32173 | 4.5048 | 0 | 0 | 0.053706 | 0.78384 | 0 | 0 | 0 | 0 | 6.1154 | 0 | 0 | 0 | 0 | 0 | 0 | 0 | 0 | 0 | 0 | 0 | 0 | 0
11 | 11 | 3 | 7 | 1.7931 | 0 | 2.4769 | 0 | 0 | 0 | 0 | 0.44811 | 0 | 0 | 0.5291 | 0 | 5.2472 | 0 | 0 | 0 | 0 | 0 | 0 | 0 | 0 | 0 | 0 | 0 | 0 | 0 | 0.45131 | 0 | 0.32173 | 4.641 | 0 | 0 | 0.053706 | 0.78289 | 0 | 0 | 0 | 0 | 6.2506 | 0 | 0 | 0 | 0 | 0 | 0 | 0 | 0 | 0 | 0 | 0 | 0 | 0
11 | 11 | 4 | 7 | 1.7931 | 0 | 2.4769 | 0 | 0 | 0 | 0 | 0.49511 | 0 | 0 | 0.52909 | 0 | 5.2942 | 0 | 0 | 0 | 0 | 0 | 0 | 0 | 0 | 0 | 0 | 0 | 0 | 0 | 0.45131 | 0 | 0.32173 | 5.0111 | 0 | 0 | 0.053706 | 0.7874 | 0 | 0 | 0 | 0 | 6.6252 | 0 | 0 | 0 | 0 | 0 | 0 | 0 | 0 | 0 | 0 | 0 | 0 | 0
11 | 11 | 5 | 7 | 1.7931 | 0 | 2.4769 | 0 | 0 | 0 | 0 | 0.48251 | 0 | 0 | 0.52911 | 0 | 5.2816 | 0 | 0 | 0 | 0 | 0 | 0 | 0 | 0 | 0 | 0 | 0 | 0 | 0 | 0.45131 | 0 | 0.32173 | 5.2241 | 0 | 0 | 0.053706 | 0.78258 | 0 | 0.051283 | 0 | 0 | 6.8847 | 0 | 0 | 0 | 0 | 0 | 0 | 0 | 0 | 0 | 0 | 0 | 0 | 0
11 | 11 | 6 | 7 | 1.7931 | 0 | 2.4769 | 0 | 0 | 0 | 0 | 0.49021 | 0 | 0 | 0.52909 | 0 | 5.2893 | 0 | 0 | 0 | 0 | 0 | 0 | 0 | 0 | 0 | 0 | 0 | 0 | 0 | 0.45131 | 0 | 0.32173 | 5.3278 | 0 | 0 | 0.053706 | 0.78169 | 0 | 0.091013 | 0 | 0 | 7.0272 | 0 | 0 | 0 | 0 | 0 | 0 | 0 | 0 | 0 | 0 | 0 | 0 | 0
11 | 11 | 7 | 7 | 1.7931 | 0 | 2.4769 | 0 | 0 | 0 | 0 | 0.58031 | 0 | 0 | 2.9689 | 0 | 7.8193 | 0 | 0 | 0 | 0 | 0 | 0 | 0 | 0 | 0 | 0 | 0 | 0 | 0 | 0.45131 | 0 | 0.54519 | 6.02 | 0 | 0 | 0.31621 | 0.79078 | 0 | 0.00045608 | 0 | 0 | 8.1239 | 0 | 0 | 0 | 0 | 0 | 0 | 0 | 0 | 0 | 0 | 0 | 0 | 0
11 | 11 | 8 | 7 | 1.7931 | 0 | 2.4769 | 0 | 0 | 0 | 0 | 0.97733 | 0 | 0 | 3.9586 | 0 | 9.206 | 0 | 0 | 0 | 0 | 0 | 0 | 0 | 0 | 0 | 0 | 0 | 0 | 0 | 0.45131 | 0 | 0.71279 | 8.4821 | 0 | 0 | 0.52621 | 0.77881 | 0 | 0.00070026 | 0 | 0 | 10.9519 | 0 | 0 | 0 | 0 | 0 | 0 | 0 | 0 | 0 | 0 | 0 | 0 | 0
11 | 11 | 9 | 7 | 1.7931 | 0 | 13.6089 | 0 | 0 | 0 | 0 | 0.7149 | 0 | 0 | 4.8958 | 0 | 21.0127 | 0 | 0 | 0 | 0 | 0 | 0 | 0 | 0 | 0 | 0 | 0 | 0 | 0 | 0.45131 | 0 | 0.71279 | 5.7944 | 0 | 0 | 0.42121 | 0.77697 | 0 | 0 | 0 | 0 | 8.1567 | 0 | 0 | 0 | 0 | 0 | 0 | 0 | 0 | 0 | 0 | 0 | 0 | 0
11 | 11 | 10 | 7 | 1.7931 | 0 | 13.6089 | 0 | 0 | 0 | 0 | 0.5677 | 0 | 0 | 2.9689 | 0 | 18.9387 | 0 | 0 | 0 | 0 | 0 | 0 | 0 | 0 | 0 | 0 | 0 | 0 | 0 | 0.45131 | 0 | 0.71279 | 4.7989 | 0 | 0 | 0.31621 | 0.77119 | 0 | 0 | 0 | 0 | 7.0504 | 0 | 0 | 0 | 0 | 0 | 0 | 0 | 0 | 0 | 0 | 0 | 0 | 0
11 | 11 | 11 | 7 | 1.7931 | 0 | 13.6089 | 0 | 0 | 0 | 0 | 0.4744 | 0 | 0 | 2.9689 | 0 | 18.8453 | 0 | 0 | 0 | 0 | 0 | 0 | 0 | 0 | 0 | 0 | 0 | 0 | 0 | 0.45131 | 0 | 0.71279 | 4.1867 | 0 | 0 | 0.31621 | 0.77252 | 0 | 0 | 0 | 0 | 6.4395 | 0 | 0 | 0 | 0 | 0 | 0 | 0 | 0 | 0 | 0 | 0 | 0 | 0
11 | 11 | 12 | 7 | 1.7931 | 0 | 13.6089 | 0 | 0 | 0 | 0 | 0.32324 | 0 | 0 | 3.4569 | 0 | 19.1822 | 0 | 0 | 0 | 0 | 0 | 0 | 0 | 0 | 0 | 0 | 0 | 0 | 0 | 0.45131 | 0 | 0.54519 | 3.2247 | 0 | 0 | 0.36871 | 0.76818 | 0 | 0 | 0 | 0 | 5.3581 | 0 | 0 | 0 | 0 | 0 | 0 | 0 | 0 | 0 | 0 | 0 | 0 | 0
11 | 11 | 13 | 7 | 1.7931 | 0 | 8.6613 | 0 | 0 | 0 | 0 | 0.30532 | 0 | 0 | 3.9449 | 0 | 14.7047 | 0 | 0 | 0 | 0 | 0 | 0 | 0 | 0 | 0 | 0 | 0 | 0 | 0 | 0.45131 | 0 | 0.54519 | 2.8833 | 0 | 0 | 0.42121 | 0.76709 | 0 | 0 | 0 | 0 | 5.0681 | 0 | 0 | 0 | 0 | 0 | 0 | 0 | 0 | 0 | 0 | 0 | 0 | 0
11 | 11 | 14 | 7 | 1.7931 | 0 | 13.6089 | 0 | 0 | 0 | 0 | 0.15567 | 0 | 0 | 3.4569 | 0 | 19.0146 | 0 | 0 | 0 | 0 | 0 | 0 | 0 | 0 | 0 | 0 | 0 | 0 | 0 | 0.45131 | 0 | 0.54519 | 2.09 | 0 | 0 | 0.36871 | 0.7626 | 0 | 0 | 0 | 0 | 4.2178 | 0 | 0 | 0 | 0 | 0 | 0 | 0 | 0 | 0 | 0 | 0 | 0 | 0
11 | 11 | 15 | 7 | 1.7931 | 0 | 13.6089 | 0 | 0 | 0 | 0 | 0.16581 | 0 | 0 | 3.4569 | 0 | 19.0247 | 0 | 0 | 0 | 0 | 0 | 0 | 0 | 0 | 0 | 0 | 0 | 0 | 0 | 0.45131 | 0 | 0.54519 | 2.0101 | 0 | 0 | 0.36871 | 0.76424 | 0 | 0 | 0 | 0 | 4.1395 | 0 | 0 | 0 | 0 | 0 | 0 | 0 | 0 | 0 | 0 | 0 | 0 | 0
11 | 11 | 16 | 7 | 1.7931 | 0 | 13.6089 | 0 | 0 | 0 | 0 | 0.18698 | 0 | 0 | 2.9689 | 0 | 18.5579 | 0 | 0 | 0 | 0 | 0 | 0 | 0 | 0 | 0 | 0 | 0 | 0 | 0 | 0.45131 | 0 | 0.54519 | 2.1623 | 0 | 0 | 0.31621 | 0.76495 | 0 | 0 | 0 | 0 | 4.2399 | 0 | 0 | 0 | 0 | 0 | 0 | 0 | 0 | 0 | 0 | 0 | 0 | 0
11 | 11 | 17 | 7 | 1.7931 | 0 | 13.6089 | 0 | 0 | 0 | 0 | 0.26001 | 0 | 0 | 2.9689 | 0 | 18.631 | 0 | 0 | 0 | 0 | 0 | 0 | 0 | 0 | 0 | 0 | 0 | 0 | 0 | 0.45131 | 0 | 0.54519 | 2.7319 | 0 | 0 | 0.31621 | 0.7664 | 0 | 0 | 0 | 0 | 4.811 | 0 | 0 | 0 | 0 | 0 | 0 | 0 | 0 | 0 | 0 | 0 | 0 | 0
11 | 11 | 18 | 7 | 1.7931 | 0 | 13.6089 | 0 | 0 | 0 | 0 | 0.34843 | 0 | 0 | 3.9586 | 0 | 19.709 | 0 | 0 | 0 | 0 | 0 | 0 | 0 | 0 | 0 | 0 | 0 | 0 | 0 | 0.45131 | 0 | 0.54519 | 3.2149 | 0 | 0 | 0.52621 | 0.76809 | 0 | 0 | 0 | 0 | 5.5057 | 0 | 0 | 0 | 0 | 0 | 0 | 0 | 0 | 0 | 0 | 0 | 0 | 0
11 | 11 | 19 | 7 | 1.7931 | 0 | 9.8982 | 0 | 0 | 0 | 0 | 0.45728 | 0 | 0 | 5.8718 | 0 | 18.0204 | 0 | 0 | 0 | 0 | 0 | 0 | 0 | 0 | 0 | 0 | 0 | 0 | 0 | 0.45131 | 0 | 0.54519 | 3.7818 | 0 | 0 | 0.52621 | 0.7716 | 0 | 0 | 0 | 0 | 6.0761 | 0 | 0 | 0 | 0 | 0 | 0 | 0 | 0 | 0 | 0 | 0 | 0 | 0
11 | 11 | 20 | 7 | 1.7931 | 0 | 2.4769 | 0 | 0 | 0 | 0 | 0.6107 | 0 | 0 | 3.9449 | 0 | 8.8256 | 0 | 0 | 0 | 0 | 0 | 0 | 0 | 0 | 0 | 0 | 0 | 0 | 0 | 0.45131 | 0 | 0.88038 | 4.4558 | 0 | 0 | 0.42121 | 0.7685 | 0 | 0 | 0 | 0 | 6.9772 | 0 | 0 | 0 | 0 | 0 | 0 | 0 | 0 | 0 | 0 | 0 | 0 | 0
11 | 11 | 21 | 7 | 1.7931 | 0 | 2.4769 | 0 | 0 | 0 | 0 | 0.62628 | 0 | 0 | 3.4569 | 0 | 8.3532 | 0 | 0 | 0 | 0 | 0 | 0 | 0 | 0 | 0 | 0 | 0 | 0 | 0 | 0.45131 | 0 | 1.1038 | 4.7066 | 0 | 0 | 0.36871 | 0.76131 | 0 | 0 | 0 | 0 | 7.3918 | 0 | 0 | 0 | 0 | 0 | 0 | 0 | 0 | 0 | 0 | 0 | 0 | 0
11 | 11 | 22 | 7 | 1.7931 | 0 | 2.4769 | 0 | 0 | 0 | 0 | 0.63968 | 0 | 0 | 3.9586 | 0 | 8.8683 | 0 | 0 | 0 | 0 | 0 | 0 | 0 | 0 | 0 | 0 | 0 | 0 | 0 | 0.45131 | 0 | 1.2156 | 4.8352 | 0 | 0 | 0.47371 | 0.75863 | 0 | 0 | 0 | 0 | 7.7344 | 0 | 0 | 0 | 0 | 0 | 0 | 0 | 0 | 0 | 0 | 0 | 0 | 0
11 | 11 | 23 | 7 | 1.7931 | 0 | 2.4769 | 0 | 0 | 0 | 0 | 0.63835 | 0 | 0 | 3.4376 | 0 | 8.346 | 0 | 0 | 0 | 0 | 0 | 0 | 0 | 0 | 0 | 0 | 0 | 0 | 0 | 0.45131 | 0 | 1.1038 | 4.9177 | 0 | 0 | 0.31621 | 0.75912 | 0 | 0 | 0 | 0 | 7.5482 | 0 | 0 | 0 | 0 | 0 | 0 | 0 | 0 | 0 | 0 | 0 | 0 | 0
11 | 11 | 24 | 7 | 1.7931 | 0 | 2.4769 | 0 | 0 | 0 | 0 | 0.18818 | 0 | 0 | 0.52903 | 0 | 4.9872 | 0 | 0 | 0 | 0 | 0 | 0 | 0 | 0 | 0 | 0 | 0 | 0 | 0 | 0.45131 | 0 | 0.88038 | 2.9769 | 0 | 0 | 0.053706 | 0.76323 | 0 | 0 | 0 | 0 | 5.1255 | 0 | 0 | 0 | 0 | 0 | 0 | 0 | 0 | 0 | 0 | 0 | 0 | 0
11 | 12 | 1 | 8 | 1.7931 | 0 | 2.4769 | 0 | 0 | 0 | 0 | 0.33685 | 0 | 0 | 0.52905 | 0 | 5.1359 | 0 | 0 | 0 | 0 | 0 | 0 | 0 | 0 | 0 | 0 | 0 | 0 | 0 | 0.45131 | 0 | 0.54519 | 3.935 | 0 | 0 | 0.053706 | 0.77313 | 0 | 0 | 0 | 0 | 5.7583 | 0 | 0 | 0 | 0 | 0 | 0 | 0 | 0 | 0 | 0 | 0 | 0 | 0
11 | 12 | 2 | 8 | 1.7931 | 0 | 2.4769 | 0 | 0 | 0 | 0 | 0.40521 | 0 | 0 | 0.52908 | 0 | 5.2043 | 0 | 0 | 0 | 0 | 0 | 0 | 0 | 0 | 0 | 0 | 0 | 0 | 0 | 0.45131 | 0 | 0.32173 | 4.4119 | 0 | 0 | 0.053706 | 0.78199 | 0 | 0 | 0 | 0 | 6.0207 | 0 | 0 | 0 | 0 | 0 | 0 | 0 | 0 | 0 | 0 | 0 | 0 | 0
11 | 12 | 3 | 8 | 1.7931 | 0 | 2.4769 | 0 | 0 | 0 | 0 | 0.48976 | 0 | 0 | 0.52911 | 0 | 5.2889 | 0 | 0 | 0 | 0 | 0 | 0 | 0 | 0 | 0 | 0 | 0 | 0 | 0 | 0.45131 | 0 | 0.32173 | 5.049 | 0 | 0 | 0.053706 | 0.79236 | 0 | 0 | 0 | 0 | 6.6681 | 0 | 0 | 0 | 0 | 0 | 0 | 0 | 0 | 0 | 0 | 0 | 0 | 0
11 | 12 | 4 | 8 | 1.7931 | 0 | 2.4769 | 0 | 0 | 0 | 0 | 0.50419 | 0 | 0 | 0.52915 | 0 | 5.3034 | 0 | 0 | 0 | 0 | 0 | 0 | 0 | 0 | 0 | 0 | 0 | 0 | 0 | 0.45131 | 0 | 0.32173 | 5.5108 | 0 | 0 | 0.053706 | 0.79268 | 0 | 0.10074 | 0 | 0 | 7.231 | 0 | 0 | 0 | 0 | 0 | 0 | 0 | 0 | 0 | 0 | 0 | 0 | 0
11 | 12 | 5 | 8 | 1.7931 | 0 | 2.4769 | 0 | 0 | 0 | 0 | 0.55684 | 0 | 0 | 0.52915 | 0 | 5.356 | 0 | 0 | 0 | 0 | 0 | 0 | 0 | 0 | 0 | 0 | 0 | 0 | 0 | 0.45131 | 0 | 0.32173 | 6.0496 | 0 | 0 | 0.053706 | 0.79943 | 0 | 0.27466 | 0 | 0 | 7.9504 | 0 | 0 | 0 | 0 | 0 | 0 | 0 | 0 | 0 | 0 | 0 | 0 | 0
11 | 12 | 6 | 8 | 1.7931 | 0 | 2.4769 | 0 | 0 | 0 | 0 | 0.57101 | 0 | 0 | 0.52916 | 0 | 5.3702 | 0 | 0 | 0 | 0 | 0 | 0 | 0 | 0 | 0 | 0 | 0 | 0 | 0 | 0.45131 | 0 | 0.32173 | 6.1697 | 0 | 0 | 0.053706 | 0.79969 | 0 | 0.23876 | 0 | 0 | 8.0349 | 0 | 0 | 0 | 0 | 0 | 0 | 0 | 0 | 0 | 0 | 0 | 0 | 0
11 | 12 | 7 | 8 | 1.7931 | 0 | 2.4769 | 0 | 0 | 0 | 0 | 0.56647 | 0 | 0 | 2.969 | 0 | 7.8055 | 0 | 0 | 0 | 0 | 0 | 0 | 0 | 0 | 0 | 0 | 0 | 0 | 0 | 0.45131 | 0 | 0.54519 | 6.0738 | 0 | 0 | 0.31621 | 0.79292 | 0 | 0.2828 | 0 | 0 | 8.4622 | 0 | 0 | 0 | 0 | 0 | 0 | 0 | 0 | 0 | 0 | 0 | 0 | 0
11 | 12 | 8 | 8 | 1.7931 | 0 | 2.4769 | 0 | 0 | 0 | 0 | 0.9718 | 0 | 0 | 3.9586 | 0 | 9.2005 | 0 | 0 | 0 | 0 | 0 | 0 | 0 | 0 | 0 | 0 | 0 | 0 | 0 | 0.45131 | 0 | 0.71279 | 8.4485 | 0 | 0 | 0.52621 | 0.78439 | 0 | 0.18371 | 0 | 0 | 11.1069 | 0 | 0 | 0 | 0 | 0 | 0 | 0 | 0 | 0 | 0 | 0 | 0 | 0
11 | 12 | 9 | 8 | 1.7931 | 0 | 13.6089 | 0 | 0 | 0 | 0 | 0.61726 | 0 | 0 | 4.8959 | 0 | 20.9152 | 0 | 0 | 0 | 0 | 0 | 0 | 0 | 0 | 0 | 0 | 0 | 0 | 0 | 0.45131 | 0 | 0.71279 | 5.0958 | 0 | 0 | 0.42121 | 0.76754 | 0 | 0 | 0 | 0 | 7.4487 | 0 | 0 | 0 | 0 | 0 | 0 | 0 | 0 | 0 | 0 | 0 | 0 | 0
11 | 12 | 10 | 8 | 1.7931 | 0 | 13.6089 | 0 | 0 | 0 | 0 | 0.48458 | 0 | 0 | 2.969 | 0 | 18.8555 | 0 | 0 | 0 | 0 | 0 | 0 | 0 | 0 | 0 | 0 | 0 | 0 | 0 | 0.45131 | 0 | 0.71279 | 4.212 | 0 | 0 | 0.31621 | 0.76697 | 0 | 0 | 0 | 0 | 6.4592 | 0 | 0 | 0 | 0 | 0 | 0 | 0 | 0 | 0 | 0 | 0 | 0 | 0
11 | 12 | 11 | 8 | 1.7931 | 0 | 13.6089 | 0 | 0 | 0 | 0 | 0.34214 | 0 | 0 | 2.969 | 0 | 18.7131 | 0 | 0 | 0 | 0 | 0 | 0 | 0 | 0 | 0 | 0 | 0 | 0 | 0 | 0.45131 | 0 | 0.71279 | 3.2424 | 0 | 0 | 0.31621 | 0.76094 | 0 | 0 | 0 | 0 | 5.4837 | 0 | 0 | 0 | 0 | 0 | 0 | 0 | 0 | 0 | 0 | 0 | 0 | 0
11 | 12 | 12 | 8 | 1.7931 | 0 | 13.6089 | 0 | 0 | 0 | 0 | 0.28826 | 0 | 0 | 3.4569 | 0 | 19.1472 | 0 | 0 | 0 | 0 | 0 | 0 | 0 | 0 | 0 | 0 | 0 | 0 | 0 | 0.45131 | 0 | 0.54519 | 3.1879 | 0 | 0 | 0.36871 | 0.77126 | 0 | 0 | 0 | 0 | 5.3244 | 0 | 0 | 0 | 0 | 0 | 0 | 0 | 0 | 0 | 0 | 0 | 0 | 0
11 | 12 | 13 | 8 | 1.7931 | 0 | 8.6613 | 0 | 0 | 0 | 0 | 0.27444 | 0 | 0 | 3.9449 | 0 | 14.6738 | 0 | 0 | 0 | 0 | 0 | 0 | 0 | 0 | 0 | 0 | 0 | 0 | 0 | 0.45131 | 0 | 0.54519 | 2.5794 | 0 | 0 | 0.42121 | 0.76755 | 0 | 0 | 0 | 0 | 4.7647 | 0 | 0 | 0 | 0 | 0 | 0 | 0 | 0 | 0 | 0 | 0 | 0 | 0
11 | 12 | 14 | 8 | 1.7931 | 0 | 13.6089 | 0 | 0 | 0 | 0 | 0.17253 | 0 | 0 | 3.457 | 0 | 19.0315 | 0 | 0 | 0 | 0 | 0 | 0 | 0 | 0 | 0 | 0 | 0 | 0 | 0 | 0.45131 | 0 | 0.54519 | 2.1071 | 0 | 0 | 0.36871 | 0.76992 | 0 | 0 | 0 | 0 | 4.2422 | 0 | 0 | 0 | 0 | 0 | 0 | 0 | 0 | 0 | 0 | 0 | 0 | 0
11 | 12 | 15 | 8 | 1.7931 | 0 | 13.6089 | 0 | 0 | 0 | 0 | 0.18405 | 0 | 0 | 3.457 | 0 | 19.043 | 0 | 0 | 0 | 0 | 0 | 0 | 0 | 0 | 0 | 0 | 0 | 0 | 0 | 0.45131 | 0 | 0.54519 | 2.1788 | 0 | 0 | 0.36871 | 0.77388 | 0 | 0 | 0 | 0 | 4.3178 | 0 | 0 | 0 | 0 | 0 | 0 | 0 | 0 | 0 | 0 | 0 | 0 | 0
11 | 12 | 16 | 8 | 1.7931 | 0 | 13.6089 | 0 | 0 | 0 | 0 | 0.21158 | 0 | 0 | 2.969 | 0 | 18.5826 | 0 | 0 | 0 | 0 | 0 | 0 | 0 | 0 | 0 | 0 | 0 | 0 | 0 | 0.45131 | 0 | 0.54519 | 2.3429 | 0 | 0 | 0.31621 | 0.77426 | 0 | 0 | 0 | 0 | 4.4299 | 0 | 0 | 0 | 0 | 0 | 0 | 0 | 0 | 0 | 0 | 0 | 0 | 0
11 | 12 | 17 | 8 | 1.7931 | 0 | 13.6089 | 0 | 0 | 0 | 0 | 0.28841 | 0 | 0 | 2.969 | 0 | 18.6594 | 0 | 0 | 0 | 0 | 0 | 0 | 0 | 0 | 0 | 0 | 0 | 0 | 0 | 0.45131 | 0 | 0.54519 | 2.8932 | 0 | 0 | 0.31621 | 0.77411 | 0 | 0 | 0 | 0 | 4.98 | 0 | 0 | 0 | 0 | 0 | 0 | 0 | 0 | 0 | 0 | 0 | 0 | 0
11 | 12 | 18 | 8 | 1.7931 | 0 | 13.6089 | 0 | 0 | 0 | 0 | 0.37889 | 0 | 0 | 3.9586 | 0 | 19.7395 | 0 | 0 | 0 | 0 | 0 | 0 | 0 | 0 | 0 | 0 | 0 | 0 | 0 | 0.45131 | 0 | 0.54519 | 3.3528 | 0 | 0 | 0.52621 | 0.77798 | 0 | 0 | 0 | 0 | 5.6535 | 0 | 0 | 0 | 0 | 0 | 0 | 0 | 0 | 0 | 0 | 0 | 0 | 0
11 | 12 | 19 | 8 | 1.7931 | 0 | 9.8982 | 0 | 0 | 0 | 0 | 0.45059 | 0 | 0 | 5.8719 | 0 | 18.0138 | 0 | 0 | 0 | 0 | 0 | 0 | 0 | 0 | 0 | 0 | 0 | 0 | 0 | 0.45131 | 0 | 0.54519 | 3.732 | 0 | 0 | 0.52621 | 0.7772 | 0 | 0 | 0 | 0 | 6.0319 | 0 | 0 | 0 | 0 | 0 | 0 | 0 | 0 | 0 | 0 | 0 | 0 | 0
11 | 12 | 20 | 8 | 1.7931 | 0 | 2.4769 | 0 | 0 | 0 | 0 | 0.57161 | 0 | 0 | 3.945 | 0 | 8.7866 | 0 | 0 | 0 | 0 | 0 | 0 | 0 | 0 | 0 | 0 | 0 | 0 | 0 | 0.45131 | 0 | 0.88038 | 4.2007 | 0 | 0 | 0.42121 | 0.77002 | 0 | 0 | 0 | 0 | 6.7236 | 0 | 0 | 0 | 0 | 0 | 0 | 0 | 0 | 0 | 0 | 0 | 0 | 0
11 | 12 | 21 | 8 | 1.7931 | 0 | 2.4769 | 0 | 0 | 0 | 0 | 0.6155 | 0 | 0 | 3.457 | 0 | 8.3425 | 0 | 0 | 0 | 0 | 0 | 0 | 0 | 0 | 0 | 0 | 0 | 0 | 0 | 0.45131 | 0 | 1.1038 | 4.3978 | 0 | 0 | 0.36871 | 0.7672 | 0 | 0 | 0 | 0 | 7.0888 | 0 | 0 | 0 | 0 | 0 | 0 | 0 | 0 | 0 | 0 | 0 | 0 | 0
11 | 12 | 22 | 8 | 1.7931 | 0 | 2.4769 | 0 | 0 | 0 | 0 | 0.6444 | 0 | 0 | 3.9586 | 0 | 8.873 | 0 | 0 | 0 | 0 | 0 | 0 | 0 | 0 | 0 | 0 | 0 | 0 | 0 | 0.45131 | 0 | 1.2156 | 4.5341 | 0 | 0 | 0.47371 | 0.76681 | 0 | 0 | 0 | 0 | 7.4415 | 0 | 0 | 0 | 0 | 0 | 0 | 0 | 0 | 0 | 0 | 0 | 0 | 0
11 | 12 | 23 | 8 | 1.7931 | 0 | 2.4769 | 0 | 0 | 0 | 0 | 0.68094 | 0 | 0 | 3.4377 | 0 | 8.3886 | 0 | 0 | 0 | 0 | 0 | 0 | 0 | 0 | 0 | 0 | 0 | 0 | 0 | 0.45131 | 0 | 1.1038 | 4.7577 | 0 | 0 | 0.31621 | 0.77291 | 0 | 0 | 0 | 0 | 7.402 | 0 | 0 | 0 | 0 | 0 | 0 | 0 | 0 | 0 | 0 | 0 | 0 | 0
11 | 12 | 24 | 8 | 1.7931 | 0 | 2.4769 | 0 | 0 | 0 | 0 | 0.19632 | 0 | 0 | 0.52912 | 0 | 4.9955 | 0 | 0 | 0 | 0 | 0 | 0 | 0 | 0 | 0 | 0 | 0 | 0 | 0 | 0.45131 | 0 | 0.88038 | 2.8037 | 0 | 0 | 0.053706 | 0.77279 | 0 | 0 | 0 | 0 | 4.9619 | 0 | 0 | 0 | 0 | 0 | 0 | 0 | 0 | 0 | 0 | 0 | 0 | 0
11 | 13 | 1 | 2 | 1.7931 | 0 | 2.4769 | 0 | 0 | 0 | 0 | 0.3247 | 0 | 0 | 0.52912 | 0 | 5.1238 | 0 | 0 | 0 | 0 | 0 | 0 | 0 | 0 | 0 | 0 | 0 | 0 | 0 | 0.45131 | 0 | 0.54519 | 3.5112 | 0 | 0 | 0.053706 | 0.77976 | 0 | 0 | 0 | 0 | 5.3412 | 0 | 0 | 0 | 0 | 0 | 0 | 0 | 0 | 0 | 0 | 0 | 0 | 0
11 | 13 | 2 | 2 | 1.7931 | 0 | 2.4769 | 0 | 0 | 0 | 0 | 0.38389 | 0 | 0 | 0.52915 | 0 | 5.1831 | 0 | 0 | 0 | 0 | 0 | 0 | 0 | 0 | 0 | 0 | 0 | 0 | 0 | 0.45131 | 0 | 0.32173 | 3.8769 | 0 | 0 | 0.053706 | 0.78706 | 0 | 0 | 0 | 0 | 5.4907 | 0 | 0 | 0 | 0 | 0 | 0 | 0 | 0 | 0 | 0 | 0 | 0 | 0
11 | 13 | 3 | 2 | 1.7931 | 0 | 2.4769 | 0 | 0 | 0 | 0 | 0.39266 | 0 | 0 | 0.52918 | 0 | 5.1919 | 0 | 0 | 0 | 0 | 0 | 0 | 0 | 0 | 0 | 0 | 0 | 0 | 0 | 0.45131 | 0 | 0.32173 | 3.9217 | 0 | 0 | 0.053706 | 0.78506 | 0 | 0 | 0 | 0 | 5.5335 | 0 | 0 | 0 | 0 | 0 | 0 | 0 | 0 | 0 | 0 | 0 | 0 | 0
11 | 13 | 4 | 2 | 1.7931 | 0 | 2.4769 | 0 | 0 | 0 | 0 | 0.41495 | 0 | 0 | 0.52917 | 0 | 5.2141 | 0 | 0 | 0 | 0 | 0 | 0 | 0 | 0 | 0 | 0 | 0 | 0 | 0 | 0.45131 | 0 | 0.32173 | 4.0364 | 0 | 0 | 0.053706 | 0.78637 | 0 | 0 | 0 | 0 | 5.6495 | 0 | 0 | 0 | 0 | 0 | 0 | 0 | 0 | 0 | 0 | 0 | 0 | 0
11 | 13 | 5 | 2 | 1.7931 | 0 | 2.4769 | 0 | 0 | 0 | 0 | 0.42302 | 0 | 0 | 0.52918 | 0 | 5.2222 | 0 | 0 | 0 | 0 | 0 | 0 | 0 | 0 | 0 | 0 | 0 | 0 | 0 | 0.45131 | 0 | 0.32173 | 3.9987 | 0 | 0 | 0.053706 | 0.78592 | 0 | 0 | 0 | 0 | 5.6114 | 0 | 0 | 0 | 0 | 0 | 0 | 0 | 0 | 0 | 0 | 0 | 0 | 0
11 | 13 | 6 | 2 | 1.7931 | 0 | 2.4769 | 0 | 0 | 0 | 0 | 0.42708 | 0 | 0 | 0.52918 | 0 | 5.2263 | 0 | 0 | 0 | 0 | 0 | 0 | 0 | 0 | 0 | 0 | 0 | 0 | 0 | 0.45131 | 0 | 0.32173 | 4.0146 | 0 | 0 | 0.053706 | 0.7851 | 0 | 0 | 0 | 0 | 5.6265 | 0 | 0 | 0 | 0 | 0 | 0 | 0 | 0 | 0 | 0 | 0 | 0 | 0
11 | 13 | 7 | 2 | 1.7931 | 0 | 2.4769 | 0 | 0 | 0 | 0 | 0.44097 | 0 | 0 | 2.9691 | 0 | 7.68 | 0 | 0 | 0 | 0 | 0 | 0 | 0 | 0 | 0 | 0 | 0 | 0 | 0 | 0.45131 | 0 | 0.54519 | 3.8556 | 0 | 0 | 0.31621 | 0.77992 | 0 | 0 | 0 | 0 | 5.9482 | 0 | 0 | 0 | 0 | 0 | 0 | 0 | 0 | 0 | 0 | 0 | 0 | 0
11 | 13 | 8 | 2 | 1.7931 | 0 | 2.4769 | 0 | 0 | 0 | 0 | 0.90865 | 0 | 0 | 3.9586 | 0 | 9.1373 | 0 | 0 | 0 | 0 | 0 | 0 | 0 | 0 | 0 | 0 | 0 | 0 | 0 | 0.45131 | 0 | 0.71279 | 5.8579 | 0 | 0 | 0.52621 | 0.77585 | 0 | 0 | 0 | 0 | 8.324 | 0 | 0 | 0 | 0 | 0 | 0 | 0 | 0 | 0 | 0 | 0 | 0 | 0
11 | 13 | 9 | 2 | 1.7931 | 0 | 13.6089 | 0 | 0 | 0 | 0 | 0.63291 | 0 | 0 | 4.8959 | 0 | 20.9308 | 0 | 0 | 0 | 0 | 0 | 0 | 0 | 0 | 0 | 0 | 0 | 0 | 0 | 0.45131 | 0 | 0.71279 | 4.1958 | 0 | 0 | 0.42121 | 0.7732 | 0 | 0 | 0 | 0 | 6.5543 | 0 | 0 | 0 | 0 | 0 | 0 | 0 | 0 | 0 | 0 | 0 | 0 | 0
11 | 13 | 10 | 2 | 1.7931 | 0 | 13.6089 | 0 | 0 | 0 | 0 | 0.51377 | 0 | 0 | 2.969 | 0 | 18.8848 | 0 | 0 | 0 | 0 | 0 | 0 | 0 | 0 | 0 | 0 | 0 | 0 | 0 | 0.45131 | 0 | 0.71279 | 3.4913 | 0 | 0 | 0.31621 | 0.7673 | 0 | 0 | 0 | 0 | 5.7389 | 0 | 0 | 0 | 0 | 0 | 0 | 0 | 0 | 0 | 0 | 0 | 0 | 0
11 | 13 | 11 | 2 | 1.7931 | 0 | 13.6089 | 0 | 0 | 0 | 0 | 0.45522 | 0 | 0 | 2.969 | 0 | 18.8262 | 0 | 0 | 0 | 0 | 0 | 0 | 0 | 0 | 0 | 0 | 0 | 0 | 0 | 0.45131 | 0 | 0.71279 | 3.1264 | 0 | 0 | 0.31621 | 0.76539 | 0 | 0 | 0 | 0 | 5.3721 | 0 | 0 | 0 | 0 | 0 | 0 | 0 | 0 | 0 | 0 | 0 | 0 | 0
11 | 13 | 12 | 2 | 1.7931 | 0 | 13.6089 | 0 | 0 | 0 | 0 | 0.43238 | 0 | 0 | 3.457 | 0 | 19.2914 | 0 | 0 | 0 | 0 | 0 | 0 | 0 | 0 | 0 | 0 | 0 | 0 | 0 | 0.45131 | 0 | 0.54519 | 2.9605 | 0 | 0 | 0.36871 | 0.76948 | 0 | 0 | 0 | 0 | 5.0952 | 0 | 0 | 0 | 0 | 0 | 0 | 0 | 0 | 0 | 0 | 0 | 0 | 0
11 | 13 | 13 | 2 | 1.7931 | 0 | 8.6613 | 0 | 0 | 0 | 0 | 0.46926 | 0 | 0 | 3.945 | 0 | 14.8687 | 0 | 0 | 0 | 0 | 0 | 0 | 0 | 0 | 0 | 0 | 0 | 0 | 0 | 0.45131 | 0 | 0.54519 | 2.9612 | 0 | 0 | 0.42121 | 0.76764 | 0 | 0 | 0 | 0 | 5.1465 | 0 | 0 | 0 | 0 | 0 | 0 | 0 | 0 | 0 | 0 | 0 | 0 | 0
11 | 13 | 14 | 2 | 1.7931 | 0 | 13.6089 | 0 | 0 | 0 | 0 | 0.41671 | 0 | 0 | 3.457 | 0 | 19.2757 | 0 | 0 | 0 | 0 | 0 | 0 | 0 | 0 | 0 | 0 | 0 | 0 | 0 | 0.45131 | 0 | 0.54519 | 2.6982 | 0 | 0 | 0.36871 | 0.76908 | 0 | 0 | 0 | 0 | 4.8325 | 0 | 0 | 0 | 0 | 0 | 0 | 0 | 0 | 0 | 0 | 0 | 0 | 0
11 | 13 | 15 | 2 | 1.7931 | 0 | 13.6089 | 0 | 0 | 0 | 0 | 0.36048 | 0 | 0 | 3.457 | 0 | 19.2195 | 0 | 0 | 0 | 0 | 0 | 0 | 0 | 0 | 0 | 0 | 0 | 0 | 0 | 0.45131 | 0 | 0.54519 | 2.508 | 0 | 0 | 0.36871 | 0.76814 | 0 | 0 | 0 | 0 | 4.6414 | 0 | 0 | 0 | 0 | 0 | 0 | 0 | 0 | 0 | 0 | 0 | 0 | 0
11 | 13 | 16 | 2 | 1.7931 | 0 | 13.6089 | 0 | 0 | 0 | 0 | 0.31947 | 0 | 0 | 2.969 | 0 | 18.6905 | 0 | 0 | 0 | 0 | 0 | 0 | 0 | 0 | 0 | 0 | 0 | 0 | 0 | 0.45131 | 0 | 0.54519 | 2.3568 | 0 | 0 | 0.31621 | 0.76494 | 0 | 0 | 0 | 0 | 4.4345 | 0 | 0 | 0 | 0 | 0 | 0 | 0 | 0 | 0 | 0 | 0 | 0 | 0
11 | 13 | 17 | 2 | 1.7931 | 0 | 13.6089 | 0 | 0 | 0 | 0 | 0.33596 | 0 | 0 | 2.969 | 0 | 18.707 | 0 | 0 | 0 | 0 | 0 | 0 | 0 | 0 | 0 | 0 | 0 | 0 | 0 | 0.45131 | 0 | 0.54519 | 2.4963 | 0 | 0 | 0.31621 | 0.76534 | 0 | 0 | 0 | 0 | 4.5744 | 0 | 0 | 0 | 0 | 0 | 0 | 0 | 0 | 0 | 0 | 0 | 0 | 0
11 | 13 | 18 | 2 | 1.7931 | 0 | 13.6089 | 0 | 0 | 0 | 0 | 0.31415 | 0 | 0 | 3.9586 | 0 | 19.6748 | 0 | 0 | 0 | 0 | 0 | 0 | 0 | 0 | 0 | 0 | 0 | 0 | 0 | 0.45131 | 0 | 0.54519 | 2.607 | 0 | 0 | 0.52621 | 0.76436 | 0 | 0 | 0 | 0 | 4.8941 | 0 | 0 | 0 | 0 | 0 | 0 | 0 | 0 | 0 | 0 | 0 | 0 | 0
11 | 13 | 19 | 2 | 1.7931 | 0 | 9.8982 | 0 | 0 | 0 | 0 | 0.33441 | 0 | 0 | 5.8719 | 0 | 17.8976 | 0 | 0 | 0 | 0 | 0 | 0 | 0 | 0 | 0 | 0 | 0 | 0 | 0 | 0.45131 | 0 | 0.54519 | 2.6478 | 0 | 0 | 0.52621 | 0.7609 | 0 | 0 | 0 | 0 | 4.9314 | 0 | 0 | 0 | 0 | 0 | 0 | 0 | 0 | 0 | 0 | 0 | 0 | 0
11 | 13 | 20 | 2 | 1.7931 | 0 | 2.4769 | 0 | 0 | 0 | 0 | 0.49071 | 0 | 0 | 3.9449 | 0 | 8.7057 | 0 | 0 | 0 | 0 | 0 | 0 | 0 | 0 | 0 | 0 | 0 | 0 | 0 | 0.45131 | 0 | 0.88038 | 3.3704 | 0 | 0 | 0.42121 | 0.7594 | 0 | 0 | 0 | 0 | 5.8827 | 0 | 0 | 0 | 0 | 0 | 0 | 0 | 0 | 0 | 0 | 0 | 0 | 0
11 | 13 | 21 | 2 | 1.7931 | 0 | 2.4769 | 0 | 0 | 0 | 0 | 0.51798 | 0 | 0 | 3.4569 | 0 | 8.2449 | 0 | 0 | 0 | 0 | 0 | 0 | 0 | 0 | 0 | 0 | 0 | 0 | 0 | 0.45131 | 0 | 1.1038 | 3.3783 | 0 | 0 | 0.36871 | 0.75498 | 0 | 0 | 0 | 0 | 6.0571 | 0 | 0 | 0 | 0 | 0 | 0 | 0 | 0 | 0 | 0 | 0 | 0 | 0
11 | 13 | 22 | 2 | 1.7931 | 0 | 2.4769 | 0 | 0 | 0 | 0 | 0.5239 | 0 | 0 | 3.9586 | 0 | 8.7525 | 0 | 0 | 0 | 0 | 0 | 0 | 0 | 0 | 0 | 0 | 0 | 0 | 0 | 0.45131 | 0 | 1.2156 | 3.5934 | 0 | 0 | 0.47371 | 0.75178 | 0 | 0 | 0 | 0 | 6.4858 | 0 | 0 | 0 | 0 | 0 | 0 | 0 | 0 | 0 | 0 | 0 | 0 | 0
11 | 13 | 23 | 2 | 1.7931 | 0 | 2.4769 | 0 | 0 | 0 | 0 | 0.52352 | 0 | 0 | 3.4376 | 0 | 8.2312 | 0 | 0 | 0 | 0 | 0 | 0 | 0 | 0 | 0 | 0 | 0 | 0 | 0 | 0.45131 | 0 | 1.1038 | 3.6899 | 0 | 0 | 0.31621 | 0.75279 | 0 | 0 | 0 | 0 | 6.314 | 0 | 0 | 0 | 0 | 0 | 0 | 0 | 0 | 0 | 0 | 0 | 0 | 0
11 | 13 | 24 | 2 | 1.7931 | 0 | 2.4769 | 0 | 0 | 0 | 0 | 0.09251 | 0 | 0 | 0.52907 | 0 | 4.8916 | 0 | 0 | 0 | 0 | 0 | 0 | 0 | 0 | 0 | 0 | 0 | 0 | 0 | 0.45131 | 0 | 0.88038 | 1.9471 | 0 | 0 | 0.053706 | 0.7568 | 0 | 0 | 0 | 0 | 4.0893 | 0 | 0 | 0 | 0 | 0 | 0 | 0 | 0 | 0 | 0 | 0 | 0 | 0
11 | 14 | 1 | 3 | 1.7931 | 0 | 2.4769 | 0 | 0 | 0 | 0 | 0.23819 | 0 | 0 | 0.52908 | 0 | 5.0373 | 0 | 0 | 0 | 0 | 0 | 0 | 0 | 0 | 0 | 0 | 0 | 0 | 0 | 0.45131 | 0 | 0.54519 | 2.9517 | 0 | 0 | 0.053706 | 0.77002 | 0 | 0 | 0 | 0 | 4.772 | 0 | 0 | 0 | 0 | 0 | 0 | 0 | 0 | 0 | 0 | 0 | 0 | 0
11 | 14 | 2 | 3 | 1.7931 | 0 | 2.4769 | 0 | 0 | 0 | 0 | 0.27927 | 0 | 0 | 0.52912 | 0 | 5.0784 | 0 | 0 | 0 | 0 | 0 | 0 | 0 | 0 | 0 | 0 | 0 | 0 | 0 | 0.45131 | 0 | 0.32173 | 3.2653 | 0 | 0 | 0.053706 | 0.77338 | 0 | 0 | 0 | 0 | 4.8654 | 0 | 0 | 0 | 0 | 0 | 0 | 0 | 0 | 0 | 0 | 0 | 0 | 0
11 | 14 | 3 | 3 | 1.7931 | 0 | 2.4769 | 0 | 0 | 0 | 0 | 0.27033 | 0 | 0 | 0.52914 | 0 | 5.0695 | 0 | 0 | 0 | 0 | 0 | 0 | 0 | 0 | 0 | 0 | 0 | 0 | 0 | 0.45131 | 0 | 0.32173 | 3.1325 | 0 | 0 | 0.053706 | 0.76876 | 0 | 0 | 0 | 0 | 4.728 | 0 | 0 | 0 | 0 | 0 | 0 | 0 | 0 | 0 | 0 | 0 | 0 | 0
11 | 14 | 4 | 3 | 1.7931 | 0 | 2.4769 | 0 | 0 | 0 | 0 | 0.32284 | 0 | 0 | 0.52912 | 0 | 5.122 | 0 | 0 | 0 | 0 | 0 | 0 | 0 | 0 | 0 | 0 | 0 | 0 | 0 | 0.45131 | 0 | 0.32173 | 3.3947 | 0 | 0 | 0.053706 | 0.77491 | 0 | 0 | 0 | 0 | 4.9964 | 0 | 0 | 0 | 0 | 0 | 0 | 0 | 0 | 0 | 0 | 0 | 0 | 0
11 | 14 | 5 | 3 | 1.7931 | 0 | 2.4769 | 0 | 0 | 0 | 0 | 0.32841 | 0 | 0 | 0.52914 | 0 | 5.1276 | 0 | 0 | 0 | 0 | 0 | 0 | 0 | 0 | 0 | 0 | 0 | 0 | 0 | 0.45131 | 0 | 0.32173 | 3.4394 | 0 | 0 | 0.053706 | 0.77372 | 0 | 0 | 0 | 0 | 5.0398 | 0 | 0 | 0 | 0 | 0 | 0 | 0 | 0 | 0 | 0 | 0 | 0 | 0
11 | 14 | 6 | 3 | 1.7931 | 0 | 2.4769 | 0 | 0 | 0 | 0 | 0.35765 | 0 | 0 | 0.52914 | 0 | 5.1568 | 0 | 0 | 0 | 0 | 0 | 0 | 0 | 0 | 0 | 0 | 0 | 0 | 0 | 0.45131 | 0 | 0.32173 | 3.668 | 0 | 0 | 0.053706 | 0.77669 | 0 | 0 | 0 | 0 | 5.2715 | 0 | 0 | 0 | 0 | 0 | 0 | 0 | 0 | 0 | 0 | 0 | 0 | 0
11 | 14 | 7 | 3 | 1.7931 | 0 | 2.4769 | 0 | 0 | 0 | 0 | 0.37147 | 0 | 0 | 2.969 | 0 | 7.6105 | 0 | 0 | 0 | 0 | 0 | 0 | 0 | 0 | 0 | 0 | 0 | 0 | 0 | 0.45131 | 0 | 0.54519 | 3.6162 | 0 | 0 | 0.31621 | 0.77089 | 0 | 0 | 0 | 0 | 5.6998 | 0 | 0 | 0 | 0 | 0 | 0 | 0 | 0 | 0 | 0 | 0 | 0 | 0
11 | 14 | 8 | 3 | 1.7931 | 0 | 2.4769 | 0 | 0 | 0 | 0 | 0.83079 | 0 | 0 | 3.9586 | 0 | 9.0594 | 0 | 0 | 0 | 0 | 0 | 0 | 0 | 0 | 0 | 0 | 0 | 0 | 0 | 0.45131 | 0 | 0.71279 | 5.4966 | 0 | 0 | 0.52621 | 0.76601 | 0 | 0 | 0 | 0 | 7.9529 | 0 | 0 | 0 | 0 | 0 | 0 | 0 | 0 | 0 | 0 | 0 | 0 | 0
11 | 14 | 9 | 3 | 1.7931 | 0 | 13.6089 | 0 | 0 | 0 | 0 | 0.54758 | 0 | 0 | 4.8959 | 0 | 20.8455 | 0 | 0 | 0 | 0 | 0 | 0 | 0 | 0 | 0 | 0 | 0 | 0 | 0 | 0.45131 | 0 | 0.71279 | 3.849 | 0 | 0 | 0.42121 | 0.76251 | 0 | 0 | 0 | 0 | 6.1968 | 0 | 0 | 0 | 0 | 0 | 0 | 0 | 0 | 0 | 0 | 0 | 0 | 0
11 | 14 | 10 | 3 | 1.7931 | 0 | 13.6089 | 0 | 0 | 0 | 0 | 0.44098 | 0 | 0 | 2.969 | 0 | 18.812 | 0 | 0 | 0 | 0 | 0 | 0 | 0 | 0 | 0 | 0 | 0 | 0 | 0 | 0.45131 | 0 | 0.71279 | 3.0366 | 0 | 0 | 0.31621 | 0.75842 | 0 | 0 | 0 | 0 | 5.2754 | 0 | 0 | 0 | 0 | 0 | 0 | 0 | 0 | 0 | 0 | 0 | 0 | 0
11 | 14 | 11 | 3 | 1.7931 | 0 | 13.6089 | 0 | 0 | 0 | 0 | 0.25149 | 0 | 0 | 2.969 | 0 | 18.6225 | 0 | 0 | 0 | 0 | 0 | 0 | 0 | 0 | 0 | 0 | 0 | 0 | 0 | 0.45131 | 0 | 0.71279 | 1.7773 | 0 | 0 | 0.31621 | 0.75096 | 0 | 0 | 0 | 0 | 4.0086 | 0 | 0 | 0 | 0 | 0 | 0 | 0 | 0 | 0 | 0 | 0 | 0 | 0
11 | 14 | 12 | 3 | 1.7931 | 0 | 13.6089 | 0 | 0 | 0 | 0 | 0.14547 | 0 | 0 | 3.4569 | 0 | 19.0044 | 0 | 0 | 0 | 0 | 0 | 0 | 0 | 0 | 0 | 0 | 0 | 0 | 0 | 0.45131 | 0 | 0.54519 | 1.2838 | 0 | 0 | 0.36871 | 0.75253 | 0 | 0 | 0 | 0 | 3.4016 | 0 | 0 | 0 | 0 | 0 | 0 | 0 | 0 | 0 | 0 | 0 | 0 | 0
11 | 14 | 13 | 3 | 1.7931 | 0 | 8.6613 | 0 | 0 | 0 | 0 | 0.15574 | 0 | 0 | 3.9449 | 0 | 14.5551 | 0 | 0 | 0 | 0 | 0 | 0 | 0 | 0 | 0 | 0 | 0 | 0 | 0 | 0.45131 | 0 | 0.54519 | 1.2983 | 0 | 0 | 0.42121 | 0.75326 | 0 | 0 | 0 | 0 | 3.4692 | 0 | 0 | 0 | 0 | 0 | 0 | 0 | 0 | 0 | 0 | 0 | 0 | 0
11 | 14 | 14 | 3 | 1.7931 | 0 | 13.6089 | 0 | 0 | 0 | 0 | 0.059478 | 0 | 0 | 3.4569 | 0 | 18.9184 | 0 | 0 | 0 | 0 | 0 | 0 | 0 | 0 | 0 | 0 | 0 | 0 | 0 | 0.45131 | 0 | 0.54519 | 0.92528 | 0 | 0 | 0.36871 | 0.75189 | 0 | 0 | 0 | 0 | 3.0424 | 0 | 0 | 0 | 0 | 0 | 0 | 0 | 0 | 0 | 0 | 0 | 0 | 0
11 | 14 | 15 | 3 | 1.7931 | 0 | 13.6089 | 0 | 0 | 0 | 0 | 0.069764 | 0 | 0 | 3.4569 | 0 | 18.9287 | 0 | 0 | 0 | 0 | 0 | 0 | 0 | 0 | 0 | 0 | 0 | 0 | 0 | 0.45131 | 0 | 0.54519 | 0.99792 | 0 | 0 | 0.36871 | 0.75251 | 0 | 0 | 0 | 0 | 3.1156 | 0 | 0 | 0 | 0 | 0 | 0 | 0 | 0 | 0 | 0 | 0 | 0 | 0
11 | 14 | 16 | 3 | 1.7931 | 0 | 13.6089 | 0 | 0 | 0 | 0 | 0.10838 | 0 | 0 | 2.969 | 0 | 18.4794 | 0 | 0 | 0 | 0 | 0 | 0 | 0 | 0 | 0 | 0 | 0 | 0 | 0 | 0.45131 | 0 | 0.54519 | 1.2544 | 0 | 0 | 0.31621 | 0.75611 | 0 | 0 | 0 | 0 | 3.3233 | 0 | 0 | 0 | 0 | 0 | 0 | 0 | 0 | 0 | 0 | 0 | 0 | 0
11 | 14 | 17 | 3 | 1.7931 | 0 | 13.6089 | 0 | 0 | 0 | 0 | 0.13362 | 0 | 0 | 2.969 | 0 | 18.5046 | 0 | 0 | 0 | 0 | 0 | 0 | 0 | 0 | 0 | 0 | 0 | 0 | 0 | 0.45131 | 0 | 0.54519 | 1.5003 | 0 | 0 | 0.31621 | 0.75872 | 0 | 0 | 0 | 0 | 3.5717 | 0 | 0 | 0 | 0 | 0 | 0 | 0 | 0 | 0 | 0 | 0 | 0 | 0
11 | 14 | 18 | 3 | 1.7931 | 0 | 13.6089 | 0 | 0 | 0 | 0 | 0.14353 | 0 | 0 | 3.9586 | 0 | 19.5042 | 0 | 0 | 0 | 0 | 0 | 0 | 0 | 0 | 0 | 0 | 0 | 0 | 0 | 0.45131 | 0 | 0.54519 | 1.7087 | 0 | 0 | 0.52621 | 0.75776 | 0 | 0 | 0 | 0 | 3.9892 | 0 | 0 | 0 | 0 | 0 | 0 | 0 | 0 | 0 | 0 | 0 | 0 | 0
11 | 14 | 19 | 3 | 1.7931 | 0 | 9.8982 | 0 | 0 | 0 | 0 | 0.24841 | 0 | 0 | 5.8718 | 0 | 17.8116 | 0 | 0 | 0 | 0 | 0 | 0 | 0 | 0 | 0 | 0 | 0 | 0 | 0 | 0.45131 | 0 | 0.54519 | 2.1635 | 0 | 0 | 0.52621 | 0.76026 | 0 | 0 | 0 | 0 | 4.4464 | 0 | 0 | 0 | 0 | 0 | 0 | 0 | 0 | 0 | 0 | 0 | 0 | 0
11 | 14 | 20 | 3 | 1.7931 | 0 | 2.4769 | 0 | 0 | 0 | 0 | 0.3592 | 0 | 0 | 3.9449 | 0 | 8.5742 | 0 | 0 | 0 | 0 | 0 | 0 | 0 | 0 | 0 | 0 | 0 | 0 | 0 | 0.45131 | 0 | 0.88038 | 2.4576 | 0 | 0 | 0.42121 | 0.75084 | 0 | 0 | 0 | 0 | 4.9614 | 0 | 0 | 0 | 0 | 0 | 0 | 0 | 0 | 0 | 0 | 0 | 0 | 0
11 | 14 | 21 | 3 | 1.7931 | 0 | 2.4769 | 0 | 0 | 0 | 0 | 0.39134 | 0 | 0 | 3.4569 | 0 | 8.1183 | 0 | 0 | 0 | 0 | 0 | 0 | 0 | 0 | 0 | 0 | 0 | 0 | 0 | 0.45131 | 0 | 1.1038 | 2.5394 | 0 | 0 | 0.36871 | 0.74589 | 0 | 0 | 0 | 0 | 5.2092 | 0 | 0 | 0 | 0 | 0 | 0 | 0 | 0 | 0 | 0 | 0 | 0 | 0
11 | 14 | 22 | 3 | 1.7931 | 0 | 2.4769 | 0 | 0 | 0 | 0 | 0.40926 | 0 | 0 | 3.9586 | 0 | 8.6379 | 0 | 0 | 0 | 0 | 0 | 0 | 0 | 0 | 0 | 0 | 0 | 0 | 0 | 0.45131 | 0 | 1.2156 | 2.6831 | 0 | 0 | 0.47371 | 0.74363 | 0 | 0 | 0 | 0 | 5.5673 | 0 | 0 | 0 | 0 | 0 | 0 | 0 | 0 | 0 | 0 | 0 | 0 | 0
11 | 14 | 23 | 3 | 1.7931 | 0 | 2.4769 | 0 | 0 | 0 | 0 | 0.41496 | 0 | 0 | 3.4376 | 0 | 8.1226 | 0 | 0 | 0 | 0 | 0 | 0 | 0 | 0 | 0 | 0 | 0 | 0 | 0 | 0.45131 | 0 | 1.1038 | 2.7123 | 0 | 0 | 0.31621 | 0.74499 | 0 | 0 | 0 | 0 | 5.3287 | 0 | 0 | 0 | 0 | 0 | 0 | 0 | 0 | 0 | 0 | 0 | 0 | 0
11 | 14 | 24 | 3 | 1.7931 | 0 | 2.4769 | 0 | 0 | 0 | 0 | 0.041388 | 0 | 0 | 0.52904 | 0 | 4.8404 | 0 | 0 | 0 | 0 | 0 | 0 | 0 | 0 | 0 | 0 | 0 | 0 | 0 | 0.45131 | 0 | 0.88038 | 0.91492 | 0 | 0 | 0.053706 | 0.74892 | 0 | 0 | 0 | 0 | 3.0492 | 0 | 0 | 0 | 0 | 0 | 0 | 0 | 0 | 0 | 0 | 0 | 0 | 0
11 | 15 | 1 | 4 | 1.7931 | 0 | 2.4769 | 0 | 0 | 0 | 0 | 0.099009 | 0 | 0 | 0.52905 | 0 | 4.8981 | 0 | 0 | 0 | 0 | 0 | 0 | 0 | 0 | 0 | 0 | 0 | 0 | 0 | 0.45131 | 0 | 0.54519 | 1.9326 | 0 | 0 | 0.053706 | 0.75962 | 0 | 0 | 0 | 0 | 3.7424 | 0 | 0 | 0 | 0 | 0 | 0 | 0 | 0 | 0 | 0 | 0 | 0 | 0
11 | 15 | 2 | 4 | 1.7931 | 0 | 2.4769 | 0 | 0 | 0 | 0 | 0.15333 | 0 | 0 | 0.52909 | 0 | 4.9524 | 0 | 0 | 0 | 0 | 0 | 0 | 0 | 0 | 0 | 0 | 0 | 0 | 0 | 0.45131 | 0 | 0.32173 | 2.2298 | 0 | 0 | 0.053706 | 0.76331 | 0 | 0 | 0 | 0 | 3.8199 | 0 | 0 | 0 | 0 | 0 | 0 | 0 | 0 | 0 | 0 | 0 | 0 | 0
11 | 15 | 3 | 4 | 1.7931 | 0 | 2.4769 | 0 | 0 | 0 | 0 | 0.18256 | 0 | 0 | 0.5291 | 0 | 4.9817 | 0 | 0 | 0 | 0 | 0 | 0 | 0 | 0 | 0 | 0 | 0 | 0 | 0 | 0.45131 | 0 | 0.32173 | 2.2716 | 0 | 0 | 0.053706 | 0.7636 | 0 | 0 | 0 | 0 | 3.862 | 0 | 0 | 0 | 0 | 0 | 0 | 0 | 0 | 0 | 0 | 0 | 0 | 0
11 | 15 | 4 | 4 | 1.7931 | 0 | 2.4769 | 0 | 0 | 0 | 0 | 0.21057 | 0 | 0 | 0.52911 | 0 | 5.0097 | 0 | 0 | 0 | 0 | 0 | 0 | 0 | 0 | 0 | 0 | 0 | 0 | 0 | 0.45131 | 0 | 0.32173 | 2.3866 | 0 | 0 | 0.053706 | 0.76505 | 0 | 0 | 0 | 0 | 3.9785 | 0 | 0 | 0 | 0 | 0 | 0 | 0 | 0 | 0 | 0 | 0 | 0 | 0
11 | 15 | 5 | 4 | 1.7931 | 0 | 2.4769 | 0 | 0 | 0 | 0 | 0.22696 | 0 | 0 | 0.52911 | 0 | 5.0261 | 0 | 0 | 0 | 0 | 0 | 0 | 0 | 0 | 0 | 0 | 0 | 0 | 0 | 0.45131 | 0 | 0.32173 | 2.4533 | 0 | 0 | 0.053706 | 0.76526 | 0 | 0 | 0 | 0 | 4.0453 | 0 | 0 | 0 | 0 | 0 | 0 | 0 | 0 | 0 | 0 | 0 | 0 | 0
11 | 15 | 6 | 4 | 1.7931 | 0 | 2.4769 | 0 | 0 | 0 | 0 | 0.23633 | 0 | 0 | 0.52911 | 0 | 5.0355 | 0 | 0 | 0 | 0 | 0 | 0 | 0 | 0 | 0 | 0 | 0 | 0 | 0 | 0.45131 | 0 | 0.32173 | 2.4071 | 0 | 0 | 0.053706 | 0.76484 | 0 | 0 | 0 | 0 | 3.9987 | 0 | 0 | 0 | 0 | 0 | 0 | 0 | 0 | 0 | 0 | 0 | 0 | 0
11 | 15 | 7 | 4 | 1.7931 | 0 | 2.4769 | 0 | 0 | 0 | 0 | 0.25542 | 0 | 0 | 2.969 | 0 | 7.4944 | 0 | 0 | 0 | 0 | 0 | 0 | 0 | 0 | 0 | 0 | 0 | 0 | 0 | 0.45131 | 0 | 0.54519 | 2.5241 | 0 | 0 | 0.31621 | 0.75948 | 0 | 0 | 0 | 0 | 4.5963 | 0 | 0 | 0 | 0 | 0 | 0 | 0 | 0 | 0 | 0 | 0 | 0 | 0
11 | 15 | 8 | 4 | 1.7931 | 0 | 2.4769 | 0 | 0 | 0 | 0 | 0.69274 | 0 | 0 | 3.9586 | 0 | 8.9214 | 0 | 0 | 0 | 0 | 0 | 0 | 0 | 0 | 0 | 0 | 0 | 0 | 0 | 0.45131 | 0 | 0.71279 | 4.0281 | 0 | 0 | 0.52621 | 0.75008 | 0 | 0 | 0 | 0 | 6.4685 | 0 | 0 | 0 | 0 | 0 | 0 | 0 | 0 | 0 | 0 | 0 | 0 | 0
11 | 15 | 9 | 4 | 1.7931 | 0 | 13.6089 | 0 | 0 | 0 | 0 | 0.38715 | 0 | 0 | 4.8958 | 0 | 20.685 | 0 | 0 | 0 | 0 | 0 | 0 | 0 | 0 | 0 | 0 | 0 | 0 | 0 | 0.45131 | 0 | 0.71279 | 2.3812 | 0 | 0 | 0.42121 | 0.74594 | 0 | 0 | 0 | 0 | 4.7124 | 0 | 0 | 0 | 0 | 0 | 0 | 0 | 0 | 0 | 0 | 0 | 0 | 0
11 | 15 | 10 | 4 | 1.7931 | 0 | 13.6089 | 0 | 0 | 0 | 0 | 0.24339 | 0 | 0 | 2.9689 | 0 | 18.6143 | 0 | 0 | 0 | 0 | 0 | 0 | 0 | 0 | 0 | 0 | 0 | 0 | 0 | 0.45131 | 0 | 0.71279 | 1.5327 | 0 | 0 | 0.31621 | 0.73901 | 0 | 0 | 0 | 0 | 3.7521 | 0 | 0 | 0 | 0 | 0 | 0 | 0 | 0 | 0 | 0 | 0 | 0 | 0
11 | 15 | 11 | 4 | 1.7931 | 0 | 13.6089 | 0 | 0 | 0 | 0 | 0.18262 | 0 | 0 | 2.9689 | 0 | 18.5535 | 0 | 0 | 0 | 0 | 0 | 0 | 0 | 0 | 0 | 0 | 0 | 0 | 0 | 0.45131 | 0 | 0.71279 | 1.2449 | 0 | 0 | 0.31621 | 0.73768 | 0 | 0 | 0 | 0 | 3.4629 | 0 | 0 | 0 | 0 | 0 | 0 | 0 | 0 | 0 | 0 | 0 | 0 | 0
11 | 15 | 12 | 4 | 1.7931 | 0 | 13.6089 | 0 | 0 | 0 | 0 | 0.074975 | 0 | 0 | 3.4569 | 0 | 18.9339 | 0 | 0 | 0 | 0 | 0 | 0 | 0 | 0 | 0 | 0 | 0 | 0 | 0 | 0.45131 | 0 | 0.54519 | 0.82304 | 0 | 0 | 0.36871 | 0.73761 | 0 | 0 | 0 | 0 | 2.9259 | 0 | 0 | 0 | 0 | 0 | 0 | 0 | 0 | 0 | 0 | 0 | 0 | 0
11 | 15 | 13 | 4 | 1.7931 | 0 | 8.6613 | 0 | 0 | 0 | 0 | 0.065227 | 0 | 0 | 3.9449 | 0 | 14.4645 | 0 | 0 | 0 | 0 | 0 | 0 | 0 | 0 | 0 | 0 | 0 | 0 | 0 | 0.45131 | 0 | 0.54519 | 0.55567 | 0 | 0 | 0.42121 | 0.73644 | 0 | 0 | 0 | 0 | 2.7098 | 0 | 0 | 0 | 0 | 0 | 0 | 0 | 0 | 0 | 0 | 0 | 0 | 0
11 | 15 | 14 | 4 | 1.7931 | 0 | 13.6089 | 0 | 0 | 0 | 0 | 0.046244 | 0 | 0 | 3.4569 | 0 | 18.9051 | 0 | 0 | 0 | 0 | 0 | 0 | 0 | 0 | 0 | 0 | 0 | 0 | 0 | 0.45131 | 0 | 0.54519 | 0.43901 | 0 | 0 | 0.36871 | 0.7372 | 0 | 0 | 0 | 0 | 2.5414 | 0 | 0 | 0 | 0 | 0 | 0 | 0 | 0 | 0 | 0 | 0 | 0 | 0
11 | 15 | 15 | 4 | 1.7931 | 0 | 13.6089 | 0 | 0 | 0 | 0 | 0.050769 | 0 | 0 | 3.4569 | 0 | 18.9097 | 0 | 0 | 0 | 0 | 0 | 0 | 0 | 0 | 0 | 0 | 0 | 0 | 0 | 0.45131 | 0 | 0.54519 | 0.46856 | 0 | 0 | 0.36871 | 0.7373 | 0 | 0 | 0 | 0 | 2.5711 | 0 | 0 | 0 | 0 | 0 | 0 | 0 | 0 | 0 | 0 | 0 | 0 | 0
11 | 15 | 16 | 4 | 1.7931 | 0 | 13.6089 | 0 | 0 | 0 | 0 | 0.061117 | 0 | 0 | 2.9689 | 0 | 18.432 | 0 | 0 | 0 | 0 | 0 | 0 | 0 | 0 | 0 | 0 | 0 | 0 | 0 | 0.45131 | 0 | 0.54519 | 0.65018 | 0 | 0 | 0.31621 | 0.73831 | 0 | 0 | 0 | 0 | 2.7012 | 0 | 0 | 0 | 0 | 0 | 0 | 0 | 0 | 0 | 0 | 0 | 0 | 0
11 | 15 | 17 | 4 | 1.7931 | 0 | 13.6089 | 0 | 0 | 0 | 0 | 0.083999 | 0 | 0 | 2.9689 | 0 | 18.4549 | 0 | 0 | 0 | 0 | 0 | 0 | 0 | 0 | 0 | 0 | 0 | 0 | 0 | 0.45131 | 0 | 0.54519 | 0.78004 | 0 | 0 | 0.31621 | 0.73938 | 0 | 0 | 0 | 0 | 2.8321 | 0 | 0 | 0 | 0 | 0 | 0 | 0 | 0 | 0 | 0 | 0 | 0 | 0
11 | 15 | 18 | 4 | 1.7931 | 0 | 13.6089 | 0 | 0 | 0 | 0 | 0.11418 | 0 | 0 | 3.9586 | 0 | 19.4748 | 0 | 0 | 0 | 0 | 0 | 0 | 0 | 0 | 0 | 0 | 0 | 0 | 0 | 0.45131 | 0 | 0.54519 | 1.2223 | 0 | 0 | 0.52621 | 0.7444 | 0 | 0 | 0 | 0 | 3.4894 | 0 | 0 | 0 | 0 | 0 | 0 | 0 | 0 | 0 | 0 | 0 | 0 | 0
11 | 15 | 19 | 4 | 1.7931 | 0 | 9.8982 | 0 | 0 | 0 | 0 | 0.16893 | 0 | 0 | 5.8717 | 0 | 17.732 | 0 | 0 | 0 | 0 | 0 | 0 | 0 | 0 | 0 | 0 | 0 | 0 | 0 | 0.45131 | 0 | 0.54519 | 1.6208 | 0 | 0 | 0.52621 | 0.74445 | 0 | 0 | 0 | 0 | 3.888 | 0 | 0 | 0 | 0 | 0 | 0 | 0 | 0 | 0 | 0 | 0 | 0 | 0
11 | 15 | 20 | 4 | 1.7931 | 0 | 2.4769 | 0 | 0 | 0 | 0 | 0.3161 | 0 | 0 | 3.9449 | 0 | 8.531 | 0 | 0 | 0 | 0 | 0 | 0 | 0 | 0 | 0 | 0 | 0 | 0 | 0 | 0.45131 | 0 | 0.88038 | 2.0909 | 0 | 0 | 0.42121 | 0.74068 | 0 | 0 | 0 | 0 | 4.5845 | 0 | 0 | 0 | 0 | 0 | 0 | 0 | 0 | 0 | 0 | 0 | 0 | 0
11 | 15 | 21 | 4 | 1.7931 | 0 | 2.4769 | 0 | 0 | 0 | 0 | 0.32977 | 0 | 0 | 3.4569 | 0 | 8.0567 | 0 | 0 | 0 | 0 | 0 | 0 | 0 | 0 | 0 | 0 | 0 | 0 | 0 | 0.45131 | 0 | 1.1038 | 2.2001 | 0 | 0 | 0.36871 | 0.73441 | 0 | 0 | 0 | 0 | 4.8583 | 0 | 0 | 0 | 0 | 0 | 0 | 0 | 0 | 0 | 0 | 0 | 0 | 0
11 | 15 | 22 | 4 | 1.7931 | 0 | 2.4769 | 0 | 0 | 0 | 0 | 0.34715 | 0 | 0 | 3.9586 | 0 | 8.5757 | 0 | 0 | 0 | 0 | 0 | 0 | 0 | 0 | 0 | 0 | 0 | 0 | 0 | 0.45131 | 0 | 1.2156 | 2.4048 | 0 | 0 | 0.47371 | 0.73211 | 0 | 0 | 0 | 0 | 5.2775 | 0 | 0 | 0 | 0 | 0 | 0 | 0 | 0 | 0 | 0 | 0 | 0 | 0
11 | 15 | 23 | 4 | 1.7931 | 0 | 2.4769 | 0 | 0 | 0 | 0 | 0.38352 | 0 | 0 | 3.4375 | 0 | 8.091 | 0 | 0 | 0 | 0 | 0 | 0 | 0 | 0 | 0 | 0 | 0 | 0 | 0 | 0.45131 | 0 | 1.1038 | 2.6407 | 0 | 0 | 0.31621 | 0.7366 | 0 | 0 | 0 | 0 | 5.2486 | 0 | 0 | 0 | 0 | 0 | 0 | 0 | 0 | 0 | 0 | 0 | 0 | 0
11 | 15 | 24 | 4 | 1.7931 | 0 | 2.4769 | 0 | 0 | 0 | 0 | 0.03449 | 0 | 0 | 0.529 | 0 | 4.8335 | 0 | 0 | 0 | 0 | 0 | 0 | 0 | 0 | 0 | 0 | 0 | 0 | 0 | 0.45131 | 0 | 0.88038 | 0.71806 | 0 | 0 | 0.053706 | 0.73844 | 0 | 0 | 0 | 0 | 2.8419 | 0 | 0 | 0 | 0 | 0 | 0 | 0 | 0 | 0 | 0 | 0 | 0 | 0
11 | 16 | 1 | 5 | 1.7931 | 0 | 2.4769 | 0 | 0 | 0 | 0 | 0.064806 | 0 | 0 | 0.529 | 0 | 4.8638 | 0 | 0 | 0 | 0 | 0 | 0 | 0 | 0 | 0 | 0 | 0 | 0 | 0 | 0.45131 | 0 | 0.54519 | 1.5404 | 0 | 0 | 0.053706 | 0.74813 | 0 | 0 | 0 | 0 | 3.3388 | 0 | 0 | 0 | 0 | 0 | 0 | 0 | 0 | 0 | 0 | 0 | 0 | 0
11 | 16 | 2 | 5 | 1.7931 | 0 | 2.4769 | 0 | 0 | 0 | 0 | 0.14385 | 0 | 0 | 0.52904 | 0 | 4.9429 | 0 | 0 | 0 | 0 | 0 | 0 | 0 | 0 | 0 | 0 | 0 | 0 | 0 | 0.45131 | 0 | 0.32173 | 2.3913 | 0 | 0 | 0.053706 | 0.759 | 0 | 0 | 0 | 0 | 3.9771 | 0 | 0 | 0 | 0 | 0 | 0 | 0 | 0 | 0 | 0 | 0 | 0 | 0
11 | 16 | 3 | 5 | 1.7931 | 0 | 2.4769 | 0 | 0 | 0 | 0 | 0.19585 | 0 | 0 | 0.52907 | 0 | 4.9949 | 0 | 0 | 0 | 0 | 0 | 0 | 0 | 0 | 0 | 0 | 0 | 0 | 0 | 0.45131 | 0 | 0.32173 | 2.6926 | 0 | 0 | 0.053706 | 0.76106 | 0 | 0 | 0 | 0 | 4.2804 | 0 | 0 | 0 | 0 | 0 | 0 | 0 | 0 | 0 | 0 | 0 | 0 | 0
11 | 16 | 4 | 5 | 1.7931 | 0 | 2.4769 | 0 | 0 | 0 | 0 | 0.22093 | 0 | 0 | 0.52907 | 0 | 5.02 | 0 | 0 | 0 | 0 | 0 | 0 | 0 | 0 | 0 | 0 | 0 | 0 | 0 | 0.45131 | 0 | 0.32173 | 2.8681 | 0 | 0 | 0.053706 | 0.7611 | 0 | 0 | 0 | 0 | 4.456 | 0 | 0 | 0 | 0 | 0 | 0 | 0 | 0 | 0 | 0 | 0 | 0 | 0
11 | 16 | 5 | 5 | 1.7931 | 0 | 2.4769 | 0 | 0 | 0 | 0 | 0.22767 | 0 | 0 | 0.52907 | 0 | 5.0268 | 0 | 0 | 0 | 0 | 0 | 0 | 0 | 0 | 0 | 0 | 0 | 0 | 0 | 0.45131 | 0 | 0.32173 | 2.8309 | 0 | 0 | 0.053706 | 0.75965 | 0 | 0 | 0 | 0 | 4.4173 | 0 | 0 | 0 | 0 | 0 | 0 | 0 | 0 | 0 | 0 | 0 | 0 | 0
11 | 16 | 6 | 5 | 1.7931 | 0 | 2.4769 | 0 | 0 | 0 | 0 | 0.25417 | 0 | 0 | 0.52906 | 0 | 5.0533 | 0 | 0 | 0 | 0 | 0 | 0 | 0 | 0 | 0 | 0 | 0 | 0 | 0 | 0.45131 | 0 | 0.32173 | 2.9611 | 0 | 0 | 0.053706 | 0.76156 | 0 | 0 | 0 | 0 | 4.5494 | 0 | 0 | 0 | 0 | 0 | 0 | 0 | 0 | 0 | 0 | 0 | 0 | 0
11 | 16 | 7 | 5 | 1.7931 | 0 | 2.4769 | 0 | 0 | 0 | 0 | 0.30194 | 0 | 0 | 2.9689 | 0 | 7.5409 | 0 | 0 | 0 | 0 | 0 | 0 | 0 | 0 | 0 | 0 | 0 | 0 | 0 | 0.45131 | 0 | 0.54519 | 3.1704 | 0 | 0 | 0.31621 | 0.76052 | 0 | 0 | 0 | 0 | 5.2436 | 0 | 0 | 0 | 0 | 0 | 0 | 0 | 0 | 0 | 0 | 0 | 0 | 0
11 | 16 | 8 | 5 | 1.7931 | 0 | 2.4769 | 0 | 0 | 0 | 0 | 0.77767 | 0 | 0 | 3.9586 | 0 | 9.0063 | 0 | 0 | 0 | 0 | 0 | 0 | 0 | 0 | 0 | 0 | 0 | 0 | 0 | 0.45131 | 0 | 0.71279 | 5.3518 | 0 | 0 | 0.52621 | 0.75669 | 0 | 0 | 0 | 0 | 7.7988 | 0 | 0 | 0 | 0 | 0 | 0 | 0 | 0 | 0 | 0 | 0 | 0 | 0
11 | 16 | 9 | 5 | 1.7931 | 0 | 13.6089 | 0 | 0 | 0 | 0 | 0.5151 | 0 | 0 | 4.8958 | 0 | 20.8129 | 0 | 0 | 0 | 0 | 0 | 0 | 0 | 0 | 0 | 0 | 0 | 0 | 0 | 0.45131 | 0 | 0.71279 | 3.8129 | 0 | 0 | 0.42121 | 0.75587 | 0 | 0 | 0 | 0 | 6.154 | 0 | 0 | 0 | 0 | 0 | 0 | 0 | 0 | 0 | 0 | 0 | 0 | 0
11 | 16 | 10 | 5 | 1.7931 | 0 | 13.6089 | 0 | 0 | 0 | 0 | 0.41916 | 0 | 0 | 2.9689 | 0 | 18.7901 | 0 | 0 | 0 | 0 | 0 | 0 | 0 | 0 | 0 | 0 | 0 | 0 | 0 | 0.45131 | 0 | 0.71279 | 3.3363 | 0 | 0 | 0.31621 | 0.75318 | 0 | 0 | 0 | 0 | 5.5698 | 0 | 0 | 0 | 0 | 0 | 0 | 0 | 0 | 0 | 0 | 0 | 0 | 0
11 | 16 | 11 | 5 | 1.7931 | 0 | 13.6089 | 0 | 0 | 0 | 0 | 0.35189 | 0 | 0 | 2.9689 | 0 | 18.7228 | 0 | 0 | 0 | 0 | 0 | 0 | 0 | 0 | 0 | 0 | 0 | 0 | 0 | 0.45131 | 0 | 0.71279 | 2.9484 | 0 | 0 | 0.31621 | 0.74989 | 0 | 0 | 0 | 0 | 5.1786 | 0 | 0 | 0 | 0 | 0 | 0 | 0 | 0 | 0 | 0 | 0 | 0 | 0
11 | 16 | 12 | 5 | 1.7931 | 0 | 13.6089 | 0 | 0 | 0 | 0 | 0.31756 | 0 | 0 | 3.4569 | 0 | 19.1764 | 0 | 0 | 0 | 0 | 0 | 0 | 0 | 0 | 0 | 0 | 0 | 0 | 0 | 0.45131 | 0 | 0.54519 | 2.826 | 0 | 0 | 0.36871 | 0.75238 | 0 | 0 | 0 | 0 | 4.9436 | 0 | 0 | 0 | 0 | 0 | 0 | 0 | 0 | 0 | 0 | 0 | 0 | 0
11 | 16 | 13 | 5 | 1.7931 | 0 | 8.6613 | 0 | 0 | 0 | 0 | 0.37863 | 0 | 0 | 3.9449 | 0 | 14.7779 | 0 | 0 | 0 | 0 | 0 | 0 | 0 | 0 | 0 | 0 | 0 | 0 | 0 | 0.45131 | 0 | 0.54519 | 3.0553 | 0 | 0 | 0.42121 | 0.75355 | 0 | 0 | 0 | 0 | 5.2266 | 0 | 0 | 0 | 0 | 0 | 0 | 0 | 0 | 0 | 0 | 0 | 0 | 0
11 | 16 | 14 | 5 | 1.7931 | 0 | 13.6089 | 0 | 0 | 0 | 0 | 0.32037 | 0 | 0 | 3.4569 | 0 | 19.1793 | 0 | 0 | 0 | 0 | 0 | 0 | 0 | 0 | 0 | 0 | 0 | 0 | 0 | 0.45131 | 0 | 0.54519 | 2.9055 | 0 | 0 | 0.36871 | 0.75255 | 0 | 0 | 0 | 0 | 5.0232 | 0 | 0 | 0 | 0 | 0 | 0 | 0 | 0 | 0 | 0 | 0 | 0 | 0
11 | 16 | 15 | 5 | 1.7931 | 0 | 13.6089 | 0 | 0 | 0 | 0 | 0.30923 | 0 | 0 | 3.4569 | 0 | 19.1681 | 0 | 0 | 0 | 0 | 0 | 0 | 0 | 0 | 0 | 0 | 0 | 0 | 0 | 0.45131 | 0 | 0.54519 | 2.8455 | 0 | 0 | 0.36871 | 0.75092 | 0 | 0 | 0 | 0 | 4.9616 | 0 | 0 | 0 | 0 | 0 | 0 | 0 | 0 | 0 | 0 | 0 | 0 | 0
11 | 16 | 16 | 5 | 1.7931 | 0 | 13.6089 | 0 | 0 | 0 | 0 | 0.33804 | 0 | 0 | 2.9689 | 0 | 18.709 | 0 | 0 | 0 | 0 | 0 | 0 | 0 | 0 | 0 | 0 | 0 | 0 | 0 | 0.45131 | 0 | 0.54519 | 2.9718 | 0 | 0 | 0.31621 | 0.75344 | 0 | 0 | 0 | 0 | 5.038 | 0 | 0 | 0 | 0 | 0 | 0 | 0 | 0 | 0 | 0 | 0 | 0 | 0
11 | 16 | 17 | 5 | 1.7931 | 0 | 13.6089 | 0 | 0 | 0 | 0 | 0.32901 | 0 | 0 | 2.9689 | 0 | 18.6999 | 0 | 0 | 0 | 0 | 0 | 0 | 0 | 0 | 0 | 0 | 0 | 0 | 0 | 0.45131 | 0 | 0.54519 | 2.9403 | 0 | 0 | 0.31621 | 0.75246 | 0 | 0 | 0 | 0 | 5.0054 | 0 | 0 | 0 | 0 | 0 | 0 | 0 | 0 | 0 | 0 | 0 | 0 | 0
11 | 16 | 18 | 5 | 1.7931 | 0 | 13.6089 | 0 | 0 | 0 | 0 | 0.31992 | 0 | 0 | 3.9586 | 0 | 19.6805 | 0 | 0 | 0 | 0 | 0 | 0 | 0 | 0 | 0 | 0 | 0 | 0 | 0 | 0.45131 | 0 | 0.54519 | 2.9233 | 0 | 0 | 0.52621 | 0.75493 | 0 | 0 | 0 | 0 | 5.2009 | 0 | 0 | 0 | 0 | 0 | 0 | 0 | 0 | 0 | 0 | 0 | 0 | 0
11 | 16 | 19 | 5 | 1.7931 | 0 | 9.8982 | 0 | 0 | 0 | 0 | 0.39199 | 0 | 0 | 5.8717 | 0 | 17.9551 | 0 | 0 | 0 | 0 | 0 | 0 | 0 | 0 | 0 | 0 | 0 | 0 | 0 | 0.45131 | 0 | 0.54519 | 3.2304 | 0 | 0 | 0.52621 | 0.75869 | 0 | 0 | 0 | 0 | 5.5118 | 0 | 0 | 0 | 0 | 0 | 0 | 0 | 0 | 0 | 0 | 0 | 0 | 0
11 | 16 | 20 | 5 | 1.7931 | 0 | 2.4769 | 0 | 0 | 0 | 0 | 0.51267 | 0 | 0 | 3.9449 | 0 | 8.7276 | 0 | 0 | 0 | 0 | 0 | 0 | 0 | 0 | 0 | 0 | 0 | 0 | 0 | 0.45131 | 0 | 0.88038 | 3.5129 | 0 | 0 | 0.42121 | 0.75309 | 0 | 0 | 0 | 0 | 6.0189 | 0 | 0 | 0 | 0 | 0 | 0 | 0 | 0 | 0 | 0 | 0 | 0 | 0
11 | 16 | 21 | 5 | 1.7931 | 0 | 2.4769 | 0 | 0 | 0 | 0 | 0.54528 | 0 | 0 | 3.4569 | 0 | 8.2722 | 0 | 0 | 0 | 0 | 0 | 0 | 0 | 0 | 0 | 0 | 0 | 0 | 0 | 0.45131 | 0 | 1.1038 | 3.737 | 0 | 0 | 0.36871 | 0.74938 | 0 | 0 | 0 | 0 | 6.4103 | 0 | 0 | 0 | 0 | 0 | 0 | 0 | 0 | 0 | 0 | 0 | 0 | 0
11 | 16 | 22 | 5 | 1.7931 | 0 | 2.4769 | 0 | 0 | 0 | 0 | 0.54713 | 0 | 0 | 3.9586 | 0 | 8.7757 | 0 | 0 | 0 | 0 | 0 | 0 | 0 | 0 | 0 | 0 | 0 | 0 | 0 | 0.45131 | 0 | 1.2156 | 3.8276 | 0 | 0 | 0.47371 | 0.74544 | 0 | 0 | 0 | 0 | 6.7136 | 0 | 0 | 0 | 0 | 0 | 0 | 0 | 0 | 0 | 0 | 0 | 0 | 0
11 | 16 | 23 | 5 | 1.7931 | 0 | 2.4769 | 0 | 0 | 0 | 0 | 0.56333 | 0 | 0 | 3.4375 | 0 | 8.2709 | 0 | 0 | 0 | 0 | 0 | 0 | 0 | 0 | 0 | 0 | 0 | 0 | 0 | 0.45131 | 0 | 1.1038 | 4.0147 | 0 | 0 | 0.31621 | 0.7487 | 0 | 0 | 0 | 0 | 6.6348 | 0 | 0 | 0 | 0 | 0 | 0 | 0 | 0 | 0 | 0 | 0 | 0 | 0
11 | 16 | 24 | 5 | 1.7931 | 0 | 2.4769 | 0 | 0 | 0 | 0 | 0.11639 | 0 | 0 | 0.529 | 0 | 4.9154 | 0 | 0 | 0 | 0 | 0 | 0 | 0 | 0 | 0 | 0 | 0 | 0 | 0 | 0.45131 | 0 | 0.88038 | 2.1957 | 0 | 0 | 0.053706 | 0.7517 | 0 | 0 | 0 | 0 | 4.3328 | 0 | 0 | 0 | 0 | 0 | 0 | 0 | 0 | 0 | 0 | 0 | 0 | 0
11 | 17 | 1 | 6 | 1.7931 | 0 | 2.4769 | 0 | 0 | 0 | 0 | 0.27533 | 0 | 0 | 0.52901 | 0 | 5.0744 | 0 | 0 | 0 | 0 | 0 | 0 | 0 | 0 | 0 | 0 | 0 | 0 | 0 | 0.45131 | 0 | 0.54519 | 3.1511 | 0 | 0 | 0.053706 | 0.76579 | 0 | 0 | 0 | 0 | 4.9671 | 0 | 0 | 0 | 0 | 0 | 0 | 0 | 0 | 0 | 0 | 0 | 0 | 0
11 | 17 | 2 | 6 | 1.7931 | 0 | 2.4769 | 0 | 0 | 0 | 0 | 0.354 | 0 | 0 | 0.52906 | 0 | 5.1531 | 0 | 0 | 0 | 0 | 0 | 0 | 0 | 0 | 0 | 0 | 0 | 0 | 0 | 0.45131 | 0 | 0.32173 | 3.6308 | 0 | 0 | 0.053706 | 0.77557 | 0 | 0 | 0 | 0 | 5.2331 | 0 | 0 | 0 | 0 | 0 | 0 | 0 | 0 | 0 | 0 | 0 | 0 | 0
11 | 17 | 3 | 6 | 1.7931 | 0 | 2.4769 | 0 | 0 | 0 | 0 | 0.38513 | 0 | 0 | 0.5291 | 0 | 5.1842 | 0 | 0 | 0 | 0 | 0 | 0 | 0 | 0 | 0 | 0 | 0 | 0 | 0 | 0.45131 | 0 | 0.32173 | 3.8065 | 0 | 0 | 0.053706 | 0.77678 | 0 | 0 | 0 | 0 | 5.41 | 0 | 0 | 0 | 0 | 0 | 0 | 0 | 0 | 0 | 0 | 0 | 0 | 0
11 | 17 | 4 | 6 | 1.7931 | 0 | 2.4769 | 0 | 0 | 0 | 0 | 0.37919 | 0 | 0 | 0.5291 | 0 | 5.1783 | 0 | 0 | 0 | 0 | 0 | 0 | 0 | 0 | 0 | 0 | 0 | 0 | 0 | 0.45131 | 0 | 0.32173 | 3.8293 | 0 | 0 | 0.053706 | 0.77311 | 0 | 0 | 0 | 0 | 5.4291 | 0 | 0 | 0 | 0 | 0 | 0 | 0 | 0 | 0 | 0 | 0 | 0 | 0
11 | 17 | 5 | 6 | 1.7931 | 0 | 2.4769 | 0 | 0 | 0 | 0 | 0.43438 | 0 | 0 | 0.52909 | 0 | 5.2335 | 0 | 0 | 0 | 0 | 0 | 0 | 0 | 0 | 0 | 0 | 0 | 0 | 0 | 0.45131 | 0 | 0.32173 | 4.1533 | 0 | 0 | 0.053706 | 0.78028 | 0 | 0 | 0 | 0 | 5.7603 | 0 | 0 | 0 | 0 | 0 | 0 | 0 | 0 | 0 | 0 | 0 | 0 | 0
11 | 17 | 6 | 6 | 1.7931 | 0 | 2.4769 | 0 | 0 | 0 | 0 | 0.45646 | 0 | 0 | 0.52911 | 0 | 5.2556 | 0 | 0 | 0 | 0 | 0 | 0 | 0 | 0 | 0 | 0 | 0 | 0 | 0 | 0.45131 | 0 | 0.32173 | 4.3037 | 0 | 0 | 0.053706 | 0.78182 | 0 | 0 | 0 | 0 | 5.9123 | 0 | 0 | 0 | 0 | 0 | 0 | 0 | 0 | 0 | 0 | 0 | 0 | 0
11 | 17 | 7 | 6 | 1.7931 | 0 | 2.4769 | 0 | 0 | 0 | 0 | 0.45002 | 0 | 0 | 2.969 | 0 | 7.689 | 0 | 0 | 0 | 0 | 0 | 0 | 0 | 0 | 0 | 0 | 0 | 0 | 0 | 0.45131 | 0 | 0.54519 | 4.3588 | 0 | 0 | 0.31621 | 0.77413 | 0 | 0 | 0 | 0 | 6.4457 | 0 | 0 | 0 | 0 | 0 | 0 | 0 | 0 | 0 | 0 | 0 | 0 | 0
11 | 17 | 8 | 6 | 1.7931 | 0 | 2.4769 | 0 | 0 | 0 | 0 | 0.92143 | 0 | 0 | 3.9586 | 0 | 9.1501 | 0 | 0 | 0 | 0 | 0 | 0 | 0 | 0 | 0 | 0 | 0 | 0 | 0 | 0.45131 | 0 | 0.71279 | 6.7237 | 0 | 0 | 0.52621 | 0.7734 | 0 | 0 | 0 | 0 | 9.1874 | 0 | 0 | 0 | 0 | 0 | 0 | 0 | 0 | 0 | 0 | 0 | 0 | 0
11 | 17 | 9 | 6 | 1.7931 | 0 | 13.6089 | 0 | 0 | 0 | 0 | 0.67751 | 0 | 0 | 4.8958 | 0 | 20.9754 | 0 | 0 | 0 | 0 | 0 | 0 | 0 | 0 | 0 | 0 | 0 | 0 | 0 | 0.45131 | 0 | 0.71279 | 5.0914 | 0 | 0 | 0.42121 | 0.77692 | 0 | 0 | 0 | 0 | 7.4536 | 0 | 0 | 0 | 0 | 0 | 0 | 0 | 0 | 0 | 0 | 0 | 0 | 0
11 | 17 | 10 | 6 | 1.7931 | 0 | 13.6089 | 0 | 0 | 0 | 0 | 0.55186 | 0 | 0 | 2.969 | 0 | 18.9228 | 0 | 0 | 0 | 0 | 0 | 0 | 0 | 0 | 0 | 0 | 0 | 0 | 0 | 0.45131 | 0 | 0.71279 | 4.1002 | 0 | 0 | 0.31621 | 0.7716 | 0 | 0 | 0 | 0 | 6.3521 | 0 | 0 | 0 | 0 | 0 | 0 | 0 | 0 | 0 | 0 | 0 | 0 | 0
11 | 17 | 11 | 6 | 1.7931 | 0 | 13.6089 | 0 | 0 | 0 | 0 | 0.52334 | 0 | 0 | 2.969 | 0 | 18.8943 | 0 | 0 | 0 | 0 | 0 | 0 | 0 | 0 | 0 | 0 | 0 | 0 | 0 | 0.45131 | 0 | 0.71279 | 3.9353 | 0 | 0 | 0.31621 | 0.77045 | 0 | 0 | 0 | 0 | 6.186 | 0 | 0 | 0 | 0 | 0 | 0 | 0 | 0 | 0 | 0 | 0 | 0 | 0
11 | 17 | 12 | 6 | 1.7931 | 0 | 13.6089 | 0 | 0 | 0 | 0 | 0.49599 | 0 | 0 | 3.4569 | 0 | 19.3549 | 0 | 0 | 0 | 0 | 0 | 0 | 0 | 0 | 0 | 0 | 0 | 0 | 0 | 0.45131 | 0 | 0.54519 | 3.6404 | 0 | 0 | 0.36871 | 0.77221 | 0 | 0 | 0 | 0 | 5.7778 | 0 | 0 | 0 | 0 | 0 | 0 | 0 | 0 | 0 | 0 | 0 | 0 | 0
11 | 17 | 13 | 6 | 1.7931 | 0 | 8.6613 | 0 | 0 | 0 | 0 | 0.52821 | 0 | 0 | 3.9449 | 0 | 14.9276 | 0 | 0 | 0 | 0 | 0 | 0 | 0 | 0 | 0 | 0 | 0 | 0 | 0 | 0.45131 | 0 | 0.54519 | 3.6415 | 0 | 0 | 0.42121 | 0.76921 | 0 | 0 | 0 | 0 | 5.8284 | 0 | 0 | 0 | 0 | 0 | 0 | 0 | 0 | 0 | 0 | 0 | 0 | 0
11 | 17 | 14 | 6 | 1.7931 | 0 | 13.6089 | 0 | 0 | 0 | 0 | 0.45862 | 0 | 0 | 3.4569 | 0 | 19.3176 | 0 | 0 | 0 | 0 | 0 | 0 | 0 | 0 | 0 | 0 | 0 | 0 | 0 | 0.45131 | 0 | 0.54519 | 3.1658 | 0 | 0 | 0.36871 | 0.76843 | 0 | 0 | 0 | 0 | 5.2995 | 0 | 0 | 0 | 0 | 0 | 0 | 0 | 0 | 0 | 0 | 0 | 0 | 0
11 | 17 | 15 | 6 | 1.7931 | 0 | 13.6089 | 0 | 0 | 0 | 0 | 0.44772 | 0 | 0 | 3.4569 | 0 | 19.3067 | 0 | 0 | 0 | 0 | 0 | 0 | 0 | 0 | 0 | 0 | 0 | 0 | 0 | 0.45131 | 0 | 0.54519 | 3.2239 | 0 | 0 | 0.36871 | 0.76964 | 0 | 0 | 0 | 0 | 5.3587 | 0 | 0 | 0 | 0 | 0 | 0 | 0 | 0 | 0 | 0 | 0 | 0 | 0
11 | 17 | 16 | 6 | 1.7931 | 0 | 13.6089 | 0 | 0 | 0 | 0 | 0.42033 | 0 | 0 | 2.969 | 0 | 18.7913 | 0 | 0 | 0 | 0 | 0 | 0 | 0 | 0 | 0 | 0 | 0 | 0 | 0 | 0.45131 | 0 | 0.54519 | 3.1041 | 0 | 0 | 0.31621 | 0.76729 | 0 | 0 | 0 | 0 | 5.1841 | 0 | 0 | 0 | 0 | 0 | 0 | 0 | 0 | 0 | 0 | 0 | 0 | 0
11 | 17 | 17 | 6 | 1.7931 | 0 | 13.6089 | 0 | 0 | 0 | 0 | 0.41242 | 0 | 0 | 2.969 | 0 | 18.7834 | 0 | 0 | 0 | 0 | 0 | 0 | 0 | 0 | 0 | 0 | 0 | 0 | 0 | 0.45131 | 0 | 0.54519 | 2.9745 | 0 | 0 | 0.31621 | 0.76681 | 0 | 0 | 0 | 0 | 5.054 | 0 | 0 | 0 | 0 | 0 | 0 | 0 | 0 | 0 | 0 | 0 | 0 | 0
11 | 17 | 18 | 6 | 1.7931 | 0 | 13.6089 | 0 | 0 | 0 | 0 | 0.41378 | 0 | 0 | 3.9586 | 0 | 19.7744 | 0 | 0 | 0 | 0 | 0 | 0 | 0 | 0 | 0 | 0 | 0 | 0 | 0 | 0.45131 | 0 | 0.54519 | 3.0813 | 0 | 0 | 0.52621 | 0.7678 | 0 | 0 | 0 | 0 | 5.3718 | 0 | 0 | 0 | 0 | 0 | 0 | 0 | 0 | 0 | 0 | 0 | 0 | 0
11 | 17 | 19 | 6 | 1.7931 | 0 | 9.8982 | 0 | 0 | 0 | 0 | 0.45415 | 0 | 0 | 5.8718 | 0 | 18.0173 | 0 | 0 | 0 | 0 | 0 | 0 | 0 | 0 | 0 | 0 | 0 | 0 | 0 | 0.45131 | 0 | 0.54519 | 3.1227 | 0 | 0 | 0.52621 | 0.76677 | 0 | 0 | 0 | 0 | 5.4121 | 0 | 0 | 0 | 0 | 0 | 0 | 0 | 0 | 0 | 0 | 0 | 0 | 0
11 | 17 | 20 | 6 | 1.7931 | 0 | 2.4769 | 0 | 0 | 0 | 0 | 0.54904 | 0 | 0 | 3.9449 | 0 | 8.764 | 0 | 0 | 0 | 0 | 0 | 0 | 0 | 0 | 0 | 0 | 0 | 0 | 0 | 0.45131 | 0 | 0.88038 | 3.3 | 0 | 0 | 0.42121 | 0.75815 | 0 | 0 | 0 | 0 | 5.811 | 0 | 0 | 0 | 0 | 0 | 0 | 0 | 0 | 0 | 0 | 0 | 0 | 0
11 | 17 | 21 | 6 | 1.7931 | 0 | 2.4769 | 0 | 0 | 0 | 0 | 0.5826 | 0 | 0 | 3.4569 | 0 | 8.3095 | 0 | 0 | 0 | 0 | 0 | 0 | 0 | 0 | 0 | 0 | 0 | 0 | 0 | 0.45131 | 0 | 1.1038 | 3.5359 | 0 | 0 | 0.36871 | 0.75514 | 0 | 0 | 0 | 0 | 6.2149 | 0 | 0 | 0 | 0 | 0 | 0 | 0 | 0 | 0 | 0 | 0 | 0 | 0
11 | 17 | 22 | 6 | 1.7931 | 0 | 2.4769 | 0 | 0 | 0 | 0 | 0.59622 | 0 | 0 | 3.9586 | 0 | 8.8248 | 0 | 0 | 0 | 0 | 0 | 0 | 0 | 0 | 0 | 0 | 0 | 0 | 0 | 0.45131 | 0 | 1.2156 | 3.6962 | 0 | 0 | 0.47371 | 0.75329 | 0 | 0 | 0 | 0 | 6.5901 | 0 | 0 | 0 | 0 | 0 | 0 | 0 | 0 | 0 | 0 | 0 | 0 | 0
11 | 17 | 23 | 6 | 1.7931 | 0 | 2.4769 | 0 | 0 | 0 | 0 | 0.61656 | 0 | 0 | 3.4376 | 0 | 8.3242 | 0 | 0 | 0 | 0 | 0 | 0 | 0 | 0 | 0 | 0 | 0 | 0 | 0 | 0.45131 | 0 | 1.1038 | 3.9187 | 0 | 0 | 0.31621 | 0.75743 | 0 | 0 | 0 | 0 | 6.5475 | 0 | 0 | 0 | 0 | 0 | 0 | 0 | 0 | 0 | 0 | 0 | 0 | 0
11 | 17 | 24 | 6 | 1.7931 | 0 | 2.4769 | 0 | 0 | 0 | 0 | 0.15684 | 0 | 0 | 0.52905 | 0 | 4.9559 | 0 | 0 | 0 | 0 | 0 | 0 | 0 | 0 | 0 | 0 | 0 | 0 | 0 | 0.45131 | 0 | 0.88038 | 2.1852 | 0 | 0 | 0.053706 | 0.7606 | 0 | 0 | 0 | 0 | 4.3312 | 0 | 0 | 0 | 0 | 0 | 0 | 0 | 0 | 0 | 0 | 0 | 0 | 0
11 | 18 | 1 | 7 | 1.7931 | 0 | 2.4769 | 0 | 0 | 0 | 0 | 0.30128 | 0 | 0 | 0.52906 | 0 | 5.1004 | 0 | 0 | 0 | 0 | 0 | 0 | 0 | 0 | 0 | 0 | 0 | 0 | 0 | 0.45131 | 0 | 0.54519 | 3.0417 | 0 | 0 | 0.053706 | 0.77185 | 0 | 0 | 0 | 0 | 4.8637 | 0 | 0 | 0 | 0 | 0 | 0 | 0 | 0 | 0 | 0 | 0 | 0 | 0
11 | 18 | 2 | 7 | 1.7931 | 0 | 2.4769 | 0 | 0 | 0 | 0 | 0.35693 | 0 | 0 | 0.5291 | 0 | 5.156 | 0 | 0 | 0 | 0 | 0 | 0 | 0 | 0 | 0 | 0 | 0 | 0 | 0 | 0.45131 | 0 | 0.32173 | 3.4478 | 0 | 0 | 0.053706 | 0.77878 | 0 | 0 | 0 | 0 | 5.0533 | 0 | 0 | 0 | 0 | 0 | 0 | 0 | 0 | 0 | 0 | 0 | 0 | 0
11 | 18 | 3 | 7 | 1.7931 | 0 | 2.4769 | 0 | 0 | 0 | 0 | 0.39708 | 0 | 0 | 0.52913 | 0 | 5.1962 | 0 | 0 | 0 | 0 | 0 | 0 | 0 | 0 | 0 | 0 | 0 | 0 | 0 | 0.45131 | 0 | 0.32173 | 3.6571 | 0 | 0 | 0.053706 | 0.78213 | 0 | 0 | 0 | 0 | 5.2659 | 0 | 0 | 0 | 0 | 0 | 0 | 0 | 0 | 0 | 0 | 0 | 0 | 0
11 | 18 | 4 | 7 | 1.7931 | 0 | 2.4769 | 0 | 0 | 0 | 0 | 0.41777 | 0 | 0 | 0.52914 | 0 | 5.2169 | 0 | 0 | 0 | 0 | 0 | 0 | 0 | 0 | 0 | 0 | 0 | 0 | 0 | 0.45131 | 0 | 0.32173 | 3.7702 | 0 | 0 | 0.053706 | 0.78327 | 0 | 0 | 0 | 0 | 5.3802 | 0 | 0 | 0 | 0 | 0 | 0 | 0 | 0 | 0 | 0 | 0 | 0 | 0
11 | 18 | 5 | 7 | 1.7931 | 0 | 2.4769 | 0 | 0 | 0 | 0 | 0.45329 | 0 | 0 | 0.52914 | 0 | 5.2525 | 0 | 0 | 0 | 0 | 0 | 0 | 0 | 0 | 0 | 0 | 0 | 0 | 0 | 0.45131 | 0 | 0.32173 | 4.0625 | 0 | 0 | 0.053706 | 0.78726 | 0 | 0 | 0 | 0 | 5.6765 | 0 | 0 | 0 | 0 | 0 | 0 | 0 | 0 | 0 | 0 | 0 | 0 | 0
11 | 18 | 6 | 7 | 1.7931 | 0 | 2.4769 | 0 | 0 | 0 | 0 | 0.4578 | 0 | 0 | 0.52916 | 0 | 5.257 | 0 | 0 | 0 | 0 | 0 | 0 | 0 | 0 | 0 | 0 | 0 | 0 | 0 | 0.45131 | 0 | 0.32173 | 4.0888 | 0 | 0 | 0.053706 | 0.78649 | 0 | 0 | 0 | 0 | 5.702 | 0 | 0 | 0 | 0 | 0 | 0 | 0 | 0 | 0 | 0 | 0 | 0 | 0
11 | 18 | 7 | 7 | 1.7931 | 0 | 2.4769 | 0 | 0 | 0 | 0 | 0.44733 | 0 | 0 | 2.969 | 0 | 7.6864 | 0 | 0 | 0 | 0 | 0 | 0 | 0 | 0 | 0 | 0 | 0 | 0 | 0 | 0.45131 | 0 | 0.54519 | 3.7997 | 0 | 0 | 0.31621 | 0.77949 | 0 | 0 | 0 | 0 | 5.8919 | 0 | 0 | 0 | 0 | 0 | 0 | 0 | 0 | 0 | 0 | 0 | 0 | 0
11 | 18 | 8 | 7 | 1.7931 | 0 | 2.4769 | 0 | 0 | 0 | 0 | 0.88487 | 0 | 0 | 3.9586 | 0 | 9.1135 | 0 | 0 | 0 | 0 | 0 | 0 | 0 | 0 | 0 | 0 | 0 | 0 | 0 | 0.45131 | 0 | 0.71279 | 5.5843 | 0 | 0 | 0.52621 | 0.77368 | 0 | 0 | 0 | 0 | 8.0483 | 0 | 0 | 0 | 0 | 0 | 0 | 0 | 0 | 0 | 0 | 0 | 0 | 0
11 | 18 | 9 | 7 | 1.7931 | 0 | 13.6089 | 0 | 0 | 0 | 0 | 0.60981 | 0 | 0 | 4.8959 | 0 | 20.9077 | 0 | 0 | 0 | 0 | 0 | 0 | 0 | 0 | 0 | 0 | 0 | 0 | 0 | 0.45131 | 0 | 0.71279 | 3.9669 | 0 | 0 | 0.42121 | 0.77224 | 0 | 0 | 0 | 0 | 6.3245 | 0 | 0 | 0 | 0 | 0 | 0 | 0 | 0 | 0 | 0 | 0 | 0 | 0
11 | 18 | 10 | 7 | 1.7931 | 0 | 13.6089 | 0 | 0 | 0 | 0 | 0.5067 | 0 | 0 | 2.969 | 0 | 18.8777 | 0 | 0 | 0 | 0 | 0 | 0 | 0 | 0 | 0 | 0 | 0 | 0 | 0 | 0.45131 | 0 | 0.71279 | 3.4618 | 0 | 0 | 0.31621 | 0.76781 | 0 | 0 | 0 | 0 | 5.71 | 0 | 0 | 0 | 0 | 0 | 0 | 0 | 0 | 0 | 0 | 0 | 0 | 0
11 | 18 | 11 | 7 | 1.7931 | 0 | 13.6089 | 0 | 0 | 0 | 0 | 0.45892 | 0 | 0 | 2.969 | 0 | 18.8299 | 0 | 0 | 0 | 0 | 0 | 0 | 0 | 0 | 0 | 0 | 0 | 0 | 0 | 0.45131 | 0 | 0.71279 | 3.1431 | 0 | 0 | 0.31621 | 0.76572 | 0 | 0 | 0 | 0 | 5.3892 | 0 | 0 | 0 | 0 | 0 | 0 | 0 | 0 | 0 | 0 | 0 | 0 | 0
11 | 18 | 12 | 7 | 1.7931 | 0 | 13.6089 | 0 | 0 | 0 | 0 | 0.40214 | 0 | 0 | 3.4569 | 0 | 19.2611 | 0 | 0 | 0 | 0 | 0 | 0 | 0 | 0 | 0 | 0 | 0 | 0 | 0 | 0.45131 | 0 | 0.54519 | 2.8241 | 0 | 0 | 0.36871 | 0.76481 | 0 | 0 | 0 | 0 | 4.9541 | 0 | 0 | 0 | 0 | 0 | 0 | 0 | 0 | 0 | 0 | 0 | 0 | 0
11 | 18 | 13 | 7 | 1.7931 | 0 | 8.6613 | 0 | 0 | 0 | 0 | 0.45255 | 0 | 0 | 3.9449 | 0 | 14.8519 | 0 | 0 | 0 | 0 | 0 | 0 | 0 | 0 | 0 | 0 | 0 | 0 | 0 | 0.45131 | 0 | 0.54519 | 3.0807 | 0 | 0 | 0.42121 | 0.76411 | 0 | 0 | 0 | 0 | 5.2625 | 0 | 0 | 0 | 0 | 0 | 0 | 0 | 0 | 0 | 0 | 0 | 0 | 0
11 | 18 | 14 | 7 | 1.7931 | 0 | 13.6089 | 0 | 0 | 0 | 0 | 0.39097 | 0 | 0 | 3.4569 | 0 | 19.2499 | 0 | 0 | 0 | 0 | 0 | 0 | 0 | 0 | 0 | 0 | 0 | 0 | 0 | 0.45131 | 0 | 0.54519 | 2.8734 | 0 | 0 | 0.36871 | 0.76406 | 0 | 0 | 0 | 0 | 5.0027 | 0 | 0 | 0 | 0 | 0 | 0 | 0 | 0 | 0 | 0 | 0 | 0 | 0
11 | 18 | 15 | 7 | 1.7931 | 0 | 13.6089 | 0 | 0 | 0 | 0 | 0.35166 | 0 | 0 | 3.4569 | 0 | 19.2106 | 0 | 0 | 0 | 0 | 0 | 0 | 0 | 0 | 0 | 0 | 0 | 0 | 0 | 0.45131 | 0 | 0.54519 | 2.6178 | 0 | 0 | 0.36871 | 0.76168 | 0 | 0 | 0 | 0 | 4.7447 | 0 | 0 | 0 | 0 | 0 | 0 | 0 | 0 | 0 | 0 | 0 | 0 | 0
11 | 18 | 16 | 7 | 1.7931 | 0 | 13.6089 | 0 | 0 | 0 | 0 | 0.33854 | 0 | 0 | 2.969 | 0 | 18.7095 | 0 | 0 | 0 | 0 | 0 | 0 | 0 | 0 | 0 | 0 | 0 | 0 | 0 | 0.45131 | 0 | 0.54519 | 2.4811 | 0 | 0 | 0.31621 | 0.76206 | 0 | 0 | 0 | 0 | 4.5558 | 0 | 0 | 0 | 0 | 0 | 0 | 0 | 0 | 0 | 0 | 0 | 0 | 0
11 | 18 | 17 | 7 | 1.7931 | 0 | 13.6089 | 0 | 0 | 0 | 0 | 0.32524 | 0 | 0 | 2.969 | 0 | 18.6962 | 0 | 0 | 0 | 0 | 0 | 0 | 0 | 0 | 0 | 0 | 0 | 0 | 0 | 0.45131 | 0 | 0.54519 | 2.4349 | 0 | 0 | 0.31621 | 0.76146 | 0 | 0 | 0 | 0 | 4.509 | 0 | 0 | 0 | 0 | 0 | 0 | 0 | 0 | 0 | 0 | 0 | 0 | 0
11 | 18 | 18 | 7 | 1.7931 | 0 | 13.6089 | 0 | 0 | 0 | 0 | 0.31243 | 0 | 0 | 3.9586 | 0 | 19.673 | 0 | 0 | 0 | 0 | 0 | 0 | 0 | 0 | 0 | 0 | 0 | 0 | 0 | 0.45131 | 0 | 0.54519 | 2.2978 | 0 | 0 | 0.52621 | 0.7606 | 0 | 0 | 0 | 0 | 4.5811 | 0 | 0 | 0 | 0 | 0 | 0 | 0 | 0 | 0 | 0 | 0 | 0 | 0
11 | 18 | 19 | 7 | 1.7931 | 0 | 9.8982 | 0 | 0 | 0 | 0 | 0.34001 | 0 | 0 | 5.8718 | 0 | 17.9032 | 0 | 0 | 0 | 0 | 0 | 0 | 0 | 0 | 0 | 0 | 0 | 0 | 0 | 0.45131 | 0 | 0.54519 | 2.46 | 0 | 0 | 0.52621 | 0.75844 | 0 | 0 | 0 | 0 | 4.7411 | 0 | 0 | 0 | 0 | 0 | 0 | 0 | 0 | 0 | 0 | 0 | 0 | 0
11 | 18 | 20 | 7 | 1.7931 | 0 | 2.4769 | 0 | 0 | 0 | 0 | 0.42922 | 0 | 0 | 3.9449 | 0 | 8.6441 | 0 | 0 | 0 | 0 | 0 | 0 | 0 | 0 | 0 | 0 | 0 | 0 | 0 | 0.45131 | 0 | 0.88038 | 2.3664 | 0 | 0 | 0.42121 | 0.74867 | 0 | 0 | 0 | 0 | 4.868 | 0 | 0 | 0 | 0 | 0 | 0 | 0 | 0 | 0 | 0 | 0 | 0 | 0
11 | 18 | 21 | 7 | 1.7931 | 0 | 2.4769 | 0 | 0 | 0 | 0 | 0.4474 | 0 | 0 | 3.4569 | 0 | 8.1743 | 0 | 0 | 0 | 0 | 0 | 0 | 0 | 0 | 0 | 0 | 0 | 0 | 0 | 0.45131 | 0 | 1.1038 | 2.5041 | 0 | 0 | 0.36871 | 0.74346 | 0 | 0 | 0 | 0 | 5.1714 | 0 | 0 | 0 | 0 | 0 | 0 | 0 | 0 | 0 | 0 | 0 | 0 | 0
11 | 18 | 22 | 7 | 1.7931 | 0 | 2.4769 | 0 | 0 | 0 | 0 | 0.4518 | 0 | 0 | 3.9586 | 0 | 8.6804 | 0 | 0 | 0 | 0 | 0 | 0 | 0 | 0 | 0 | 0 | 0 | 0 | 0 | 0.45131 | 0 | 1.2156 | 2.3869 | 0 | 0 | 0.47371 | 0.74002 | 0 | 0 | 0 | 0 | 5.2675 | 0 | 0 | 0 | 0 | 0 | 0 | 0 | 0 | 0 | 0 | 0 | 0 | 0
11 | 18 | 23 | 7 | 1.7931 | 0 | 2.4769 | 0 | 0 | 0 | 0 | 0.46322 | 0 | 0 | 3.4375 | 0 | 8.1708 | 0 | 0 | 0 | 0 | 0 | 0 | 0 | 0 | 0 | 0 | 0 | 0 | 0 | 0.45131 | 0 | 1.1038 | 2.5456 | 0 | 0 | 0.31621 | 0.74283 | 0 | 0 | 0 | 0 | 5.1598 | 0 | 0 | 0 | 0 | 0 | 0 | 0 | 0 | 0 | 0 | 0 | 0 | 0
11 | 18 | 24 | 7 | 1.7931 | 0 | 2.4769 | 0 | 0 | 0 | 0 | 0.045527 | 0 | 0 | 0.52902 | 0 | 4.8446 | 0 | 0 | 0 | 0 | 0 | 0 | 0 | 0 | 0 | 0 | 0 | 0 | 0 | 0.45131 | 0 | 0.88038 | 0.92313 | 0 | 0 | 0.053706 | 0.74105 | 0 | 0 | 0 | 0 | 3.0496 | 0 | 0 | 0 | 0 | 0 | 0 | 0 | 0 | 0 | 0 | 0 | 0 | 0
11 | 19 | 1 | 1 | 1.7931 | 0 | 2.4769 | 0 | 0 | 0 | 0 | 0.12603 | 0 | 0 | 0.52902 | 0 | 4.9251 | 0 | 0 | 0 | 0 | 0 | 0 | 0 | 0 | 0 | 0 | 0 | 0 | 0 | 0.45131 | 0 | 0.54519 | 1.6513 | 0 | 0 | 0.053706 | 0.75491 | 0 | 0 | 0 | 0 | 3.4564 | 0 | 0 | 0 | 0 | 0 | 0 | 0 | 0 | 0 | 0 | 0 | 0 | 0
11 | 19 | 2 | 1 | 1.7931 | 0 | 2.4769 | 0 | 0 | 0 | 0 | 0.16744 | 0 | 0 | 0.52906 | 0 | 4.9665 | 0 | 0 | 0 | 0 | 0 | 0 | 0 | 0 | 0 | 0 | 0 | 0 | 0 | 0.45131 | 0 | 0.32173 | 1.9705 | 0 | 0 | 0.053706 | 0.75933 | 0 | 0 | 0 | 0 | 3.5566 | 0 | 0 | 0 | 0 | 0 | 0 | 0 | 0 | 0 | 0 | 0 | 0 | 0
11 | 19 | 3 | 1 | 1.7931 | 0 | 2.4769 | 0 | 0 | 0 | 0 | 0.20494 | 0 | 0 | 0.52908 | 0 | 5.004 | 0 | 0 | 0 | 0 | 0 | 0 | 0 | 0 | 0 | 0 | 0 | 0 | 0 | 0.45131 | 0 | 0.32173 | 2.101 | 0 | 0 | 0.053706 | 0.76065 | 0 | 0 | 0 | 0 | 3.6885 | 0 | 0 | 0 | 0 | 0 | 0 | 0 | 0 | 0 | 0 | 0 | 0 | 0
11 | 19 | 4 | 1 | 1.7931 | 0 | 2.4769 | 0 | 0 | 0 | 0 | 0.23856 | 0 | 0 | 0.52909 | 0 | 5.0377 | 0 | 0 | 0 | 0 | 0 | 0 | 0 | 0 | 0 | 0 | 0 | 0 | 0 | 0.45131 | 0 | 0.32173 | 2.2286 | 0 | 0 | 0.053706 | 0.76303 | 0 | 0 | 0 | 0 | 3.8184 | 0 | 0 | 0 | 0 | 0 | 0 | 0 | 0 | 0 | 0 | 0 | 0 | 0
11 | 19 | 5 | 1 | 1.7931 | 0 | 2.4769 | 0 | 0 | 0 | 0 | 0.27291 | 0 | 0 | 0.52909 | 0 | 5.072 | 0 | 0 | 0 | 0 | 0 | 0 | 0 | 0 | 0 | 0 | 0 | 0 | 0 | 0.45131 | 0 | 0.32173 | 2.4653 | 0 | 0 | 0.053706 | 0.7661 | 0 | 0 | 0 | 0 | 4.0582 | 0 | 0 | 0 | 0 | 0 | 0 | 0 | 0 | 0 | 0 | 0 | 0 | 0
11 | 19 | 6 | 1 | 1.7931 | 0 | 2.4769 | 0 | 0 | 0 | 0 | 0.30078 | 0 | 0 | 0.5291 | 0 | 5.0999 | 0 | 0 | 0 | 0 | 0 | 0 | 0 | 0 | 0 | 0 | 0 | 0 | 0 | 0.45131 | 0 | 0.32173 | 2.6759 | 0 | 0 | 0.053706 | 0.76858 | 0 | 0 | 0 | 0 | 4.2713 | 0 | 0 | 0 | 0 | 0 | 0 | 0 | 0 | 0 | 0 | 0 | 0 | 0
11 | 19 | 7 | 1 | 1.7931 | 0 | 2.4769 | 0 | 0 | 0 | 0 | 0.31425 | 0 | 0 | 2.969 | 0 | 7.5533 | 0 | 0 | 0 | 0 | 0 | 0 | 0 | 0 | 0 | 0 | 0 | 0 | 0 | 0.45131 | 0 | 0.54519 | 2.7807 | 0 | 0 | 0.31621 | 0.76273 | 0 | 0 | 0 | 0 | 4.8561 | 0 | 0 | 0 | 0 | 0 | 0 | 0 | 0 | 0 | 0 | 0 | 0 | 0
11 | 19 | 8 | 1 | 1.7931 | 0 | 2.4769 | 0 | 0 | 0 | 0 | 0.78707 | 0 | 0 | 3.9586 | 0 | 9.0157 | 0 | 0 | 0 | 0 | 0 | 0 | 0 | 0 | 0 | 0 | 0 | 0 | 0 | 0.45131 | 0 | 0.71279 | 4.4753 | 0 | 0 | 0.52621 | 0.75897 | 0 | 0 | 0 | 0 | 6.9246 | 0 | 0 | 0 | 0 | 0 | 0 | 0 | 0 | 0 | 0 | 0 | 0 | 0
11 | 19 | 9 | 1 | 1.7931 | 0 | 13.6089 | 0 | 0 | 0 | 0 | 0.47512 | 0 | 0 | 4.8958 | 0 | 20.773 | 0 | 0 | 0 | 0 | 0 | 0 | 0 | 0 | 0 | 0 | 0 | 0 | 0 | 0.45131 | 0 | 0.71279 | 3.0394 | 0 | 0 | 0.42121 | 0.75263 | 0 | 0 | 0 | 0 | 5.3773 | 0 | 0 | 0 | 0 | 0 | 0 | 0 | 0 | 0 | 0 | 0 | 0 | 0
11 | 19 | 10 | 1 | 1.7931 | 0 | 13.6089 | 0 | 0 | 0 | 0 | 0.37988 | 0 | 0 | 2.9689 | 0 | 18.7508 | 0 | 0 | 0 | 0 | 0 | 0 | 0 | 0 | 0 | 0 | 0 | 0 | 0 | 0.45131 | 0 | 0.71279 | 2.5627 | 0 | 0 | 0.31621 | 0.75471 | 0 | 0 | 0 | 0 | 4.7977 | 0 | 0 | 0 | 0 | 0 | 0 | 0 | 0 | 0 | 0 | 0 | 0 | 0
11 | 19 | 11 | 1 | 1.7931 | 0 | 13.6089 | 0 | 0 | 0 | 0 | 0.26292 | 0 | 0 | 2.9689 | 0 | 18.6339 | 0 | 0 | 0 | 0 | 0 | 0 | 0 | 0 | 0 | 0 | 0 | 0 | 0 | 0.45131 | 0 | 0.71279 | 2.1778 | 0 | 0 | 0.31621 | 0.75335 | 0 | 0 | 0 | 0 | 4.4114 | 0 | 0 | 0 | 0 | 0 | 0 | 0 | 0 | 0 | 0 | 0 | 0 | 0
11 | 19 | 12 | 1 | 1.7931 | 0 | 13.6089 | 0 | 0 | 0 | 0 | 0.14854 | 0 | 0 | 3.4569 | 0 | 19.0075 | 0 | 0 | 0 | 0 | 0 | 0 | 0 | 0 | 0 | 0 | 0 | 0 | 0 | 0.45131 | 0 | 0.54519 | 1.5277 | 0 | 0 | 0.36871 | 0.7513 | 0 | 0 | 0 | 0 | 3.6442 | 0 | 0 | 0 | 0 | 0 | 0 | 0 | 0 | 0 | 0 | 0 | 0 | 0
11 | 19 | 13 | 1 | 1.7931 | 0 | 8.6613 | 0 | 0 | 0 | 0 | 0.13762 | 0 | 0 | 3.9449 | 0 | 14.537 | 0 | 0 | 0 | 0 | 0 | 0 | 0 | 0 | 0 | 0 | 0 | 0 | 0 | 0.45131 | 0 | 0.54519 | 1.2252 | 0 | 0 | 0.42121 | 0.74729 | 0 | 0 | 0 | 0 | 3.3902 | 0 | 0 | 0 | 0 | 0 | 0 | 0 | 0 | 0 | 0 | 0 | 0 | 0
11 | 19 | 14 | 1 | 1.7931 | 0 | 13.6089 | 0 | 0 | 0 | 0 | 0.059902 | 0 | 0 | 3.4569 | 0 | 18.9188 | 0 | 0 | 0 | 0 | 0 | 0 | 0 | 0 | 0 | 0 | 0 | 0 | 0 | 0.45131 | 0 | 0.54519 | 0.93486 | 0 | 0 | 0.36871 | 0.74758 | 0 | 0 | 0 | 0 | 3.0476 | 0 | 0 | 0 | 0 | 0 | 0 | 0 | 0 | 0 | 0 | 0 | 0 | 0
11 | 19 | 15 | 1 | 1.7931 | 0 | 13.6089 | 0 | 0 | 0 | 0 | 0.058288 | 0 | 0 | 3.4569 | 0 | 18.9172 | 0 | 0 | 0 | 0 | 0 | 0 | 0 | 0 | 0 | 0 | 0 | 0 | 0 | 0.45131 | 0 | 0.54519 | 0.84823 | 0 | 0 | 0.36871 | 0.74543 | 0 | 0 | 0 | 0 | 2.9589 | 0 | 0 | 0 | 0 | 0 | 0 | 0 | 0 | 0 | 0 | 0 | 0 | 0
11 | 19 | 16 | 1 | 1.7931 | 0 | 13.6089 | 0 | 0 | 0 | 0 | 0.073466 | 0 | 0 | 2.9689 | 0 | 18.4444 | 0 | 0 | 0 | 0 | 0 | 0 | 0 | 0 | 0 | 0 | 0 | 0 | 0 | 0.45131 | 0 | 0.54519 | 1.0448 | 0 | 0 | 0.31621 | 0.74483 | 0 | 0 | 0 | 0 | 3.1023 | 0 | 0 | 0 | 0 | 0 | 0 | 0 | 0 | 0 | 0 | 0 | 0 | 0
11 | 19 | 17 | 1 | 1.7931 | 0 | 13.6089 | 0 | 0 | 0 | 0 | 0.092896 | 0 | 0 | 2.9689 | 0 | 18.4638 | 0 | 0 | 0 | 0 | 0 | 0 | 0 | 0 | 0 | 0 | 0 | 0 | 0 | 0.45131 | 0 | 0.54519 | 1.1537 | 0 | 0 | 0.31621 | 0.74686 | 0 | 0 | 0 | 0 | 3.2132 | 0 | 0 | 0 | 0 | 0 | 0 | 0 | 0 | 0 | 0 | 0 | 0 | 0
11 | 19 | 18 | 1 | 1.7931 | 0 | 13.6089 | 0 | 0 | 0 | 0 | 0.099462 | 0 | 0 | 3.9586 | 0 | 19.4601 | 0 | 0 | 0 | 0 | 0 | 0 | 0 | 0 | 0 | 0 | 0 | 0 | 0 | 0.45131 | 0 | 0.54519 | 1.4199 | 0 | 0 | 0.52621 | 0.74846 | 0 | 0 | 0 | 0 | 3.6911 | 0 | 0 | 0 | 0 | 0 | 0 | 0 | 0 | 0 | 0 | 0 | 0 | 0
11 | 19 | 19 | 1 | 1.7931 | 0 | 9.8982 | 0 | 0 | 0 | 0 | 0.18991 | 0 | 0 | 5.8717 | 0 | 17.753 | 0 | 0 | 0 | 0 | 0 | 0 | 0 | 0 | 0 | 0 | 0 | 0 | 0 | 0.45131 | 0 | 0.54519 | 1.9916 | 0 | 0 | 0.52621 | 0.75105 | 0 | 0 | 0 | 0 | 4.2654 | 0 | 0 | 0 | 0 | 0 | 0 | 0 | 0 | 0 | 0 | 0 | 0 | 0
11 | 19 | 20 | 1 | 1.7931 | 0 | 2.4769 | 0 | 0 | 0 | 0 | 0.36856 | 0 | 0 | 3.9449 | 0 | 8.5835 | 0 | 0 | 0 | 0 | 0 | 0 | 0 | 0 | 0 | 0 | 0 | 0 | 0 | 0.45131 | 0 | 0.88038 | 2.7275 | 0 | 0 | 0.42121 | 0.74947 | 0 | 0 | 0 | 0 | 5.2299 | 0 | 0 | 0 | 0 | 0 | 0 | 0 | 0 | 0 | 0 | 0 | 0 | 0
11 | 19 | 21 | 1 | 1.7931 | 0 | 2.4769 | 0 | 0 | 0 | 0 | 0.37788 | 0 | 0 | 3.4569 | 0 | 8.1048 | 0 | 0 | 0 | 0 | 0 | 0 | 0 | 0 | 0 | 0 | 0 | 0 | 0 | 0.45131 | 0 | 1.1038 | 2.8111 | 0 | 0 | 0.36871 | 0.74082 | 0 | 0 | 0 | 0 | 5.4758 | 0 | 0 | 0 | 0 | 0 | 0 | 0 | 0 | 0 | 0 | 0 | 0 | 0
11 | 19 | 22 | 1 | 1.7931 | 0 | 2.4769 | 0 | 0 | 0 | 0 | 0.41687 | 0 | 0 | 3.9586 | 0 | 8.6455 | 0 | 0 | 0 | 0 | 0 | 0 | 0 | 0 | 0 | 0 | 0 | 0 | 0 | 0.45131 | 0 | 1.2156 | 3.0359 | 0 | 0 | 0.47371 | 0.74106 | 0 | 0 | 0 | 0 | 5.9176 | 0 | 0 | 0 | 0 | 0 | 0 | 0 | 0 | 0 | 0 | 0 | 0 | 0
11 | 19 | 23 | 1 | 1.7931 | 0 | 2.4769 | 0 | 0 | 0 | 0 | 0.41756 | 0 | 0 | 3.4375 | 0 | 8.1251 | 0 | 0 | 0 | 0 | 0 | 0 | 0 | 0 | 0 | 0 | 0 | 0 | 0 | 0.45131 | 0 | 1.1038 | 3.1317 | 0 | 0 | 0.31621 | 0.74132 | 0 | 0 | 0 | 0 | 5.7443 | 0 | 0 | 0 | 0 | 0 | 0 | 0 | 0 | 0 | 0 | 0 | 0 | 0
11 | 19 | 24 | 1 | 1.7931 | 0 | 2.4769 | 0 | 0 | 0 | 0 | 0.045504 | 0 | 0 | 0.529 | 0 | 4.8445 | 0 | 0 | 0 | 0 | 0 | 0 | 0 | 0 | 0 | 0 | 0 | 0 | 0 | 0.45131 | 0 | 0.88038 | 1.1797 | 0 | 0 | 0.053706 | 0.74628 | 0 | 0 | 0 | 0 | 3.3114 | 0 | 0 | 0 | 0 | 0 | 0 | 0 | 0 | 0 | 0 | 0 | 0 | 0
11 | 20 | 1 | 2 | 1.7931 | 0 | 2.4769 | 0 | 0 | 0 | 0 | 0.11622 | 0 | 0 | 0.52901 | 0 | 4.9153 | 0 | 0 | 0 | 0 | 0 | 0 | 0 | 0 | 0 | 0 | 0 | 0 | 0 | 0.45131 | 0 | 0.54519 | 2.2904 | 0 | 0 | 0.053706 | 0.75698 | 0 | 0 | 0 | 0 | 4.0976 | 0 | 0 | 0 | 0 | 0 | 0 | 0 | 0 | 0 | 0 | 0 | 0 | 0
11 | 20 | 2 | 2 | 1.7931 | 0 | 2.4769 | 0 | 0 | 0 | 0 | 0.20182 | 0 | 0 | 0.52905 | 0 | 5.0009 | 0 | 0 | 0 | 0 | 0 | 0 | 0 | 0 | 0 | 0 | 0 | 0 | 0 | 0.45131 | 0 | 0.32173 | 2.8614 | 0 | 0 | 0.053706 | 0.76496 | 0 | 0 | 0 | 0 | 4.4531 | 0 | 0 | 0 | 0 | 0 | 0 | 0 | 0 | 0 | 0 | 0 | 0 | 0
11 | 20 | 3 | 2 | 1.7931 | 0 | 2.4769 | 0 | 0 | 0 | 0 | 0.24475 | 0 | 0 | 0.52907 | 0 | 5.0438 | 0 | 0 | 0 | 0 | 0 | 0 | 0 | 0 | 0 | 0 | 0 | 0 | 0 | 0.45131 | 0 | 0.32173 | 3.1384 | 0 | 0 | 0.053706 | 0.76643 | 0 | 0 | 0 | 0 | 4.7316 | 0 | 0 | 0 | 0 | 0 | 0 | 0 | 0 | 0 | 0 | 0 | 0 | 0
11 | 20 | 4 | 2 | 1.7931 | 0 | 2.4769 | 0 | 0 | 0 | 0 | 0.26602 | 0 | 0 | 0.52908 | 0 | 5.0651 | 0 | 0 | 0 | 0 | 0 | 0 | 0 | 0 | 0 | 0 | 0 | 0 | 0 | 0.45131 | 0 | 0.32173 | 3.2414 | 0 | 0 | 0.053706 | 0.76615 | 0 | 0 | 0 | 0 | 4.8343 | 0 | 0 | 0 | 0 | 0 | 0 | 0 | 0 | 0 | 0 | 0 | 0 | 0
11 | 20 | 5 | 2 | 1.7931 | 0 | 2.4769 | 0 | 0 | 0 | 0 | 0.29303 | 0 | 0 | 0.52907 | 0 | 5.0921 | 0 | 0 | 0 | 0 | 0 | 0 | 0 | 0 | 0 | 0 | 0 | 0 | 0 | 0.45131 | 0 | 0.32173 | 3.3879 | 0 | 0 | 0.053706 | 0.76775 | 0 | 0 | 0 | 0 | 4.9824 | 0 | 0 | 0 | 0 | 0 | 0 | 0 | 0 | 0 | 0 | 0 | 0 | 0
11 | 20 | 6 | 2 | 1.7931 | 0 | 2.4769 | 0 | 0 | 0 | 0 | 0.31891 | 0 | 0 | 0.52908 | 0 | 5.118 | 0 | 0 | 0 | 0 | 0 | 0 | 0 | 0 | 0 | 0 | 0 | 0 | 0 | 0.45131 | 0 | 0.32173 | 3.5325 | 0 | 0 | 0.053706 | 0.76953 | 0 | 0 | 0 | 0 | 5.1288 | 0 | 0 | 0 | 0 | 0 | 0 | 0 | 0 | 0 | 0 | 0 | 0 | 0
11 | 20 | 7 | 2 | 1.7931 | 0 | 2.4769 | 0 | 0 | 0 | 0 | 0.33542 | 0 | 0 | 2.9689 | 0 | 7.5744 | 0 | 0 | 0 | 0 | 0 | 0 | 0 | 0 | 0 | 0 | 0 | 0 | 0 | 0.45131 | 0 | 0.54519 | 3.6312 | 0 | 0 | 0.31621 | 0.76303 | 0 | 0 | 0 | 0 | 5.707 | 0 | 0 | 0 | 0 | 0 | 0 | 0 | 0 | 0 | 0 | 0 | 0 | 0
11 | 20 | 8 | 2 | 1.7931 | 0 | 2.4769 | 0 | 0 | 0 | 0 | 0.79815 | 0 | 0 | 3.9586 | 0 | 9.0268 | 0 | 0 | 0 | 0 | 0 | 0 | 0 | 0 | 0 | 0 | 0 | 0 | 0 | 0.45131 | 0 | 0.71279 | 5.8241 | 0 | 0 | 0.52621 | 0.75761 | 0 | 0 | 0 | 0 | 8.2721 | 0 | 0 | 0 | 0 | 0 | 0 | 0 | 0 | 0 | 0 | 0 | 0 | 0
11 | 20 | 9 | 2 | 1.7931 | 0 | 13.6089 | 0 | 0 | 0 | 0 | 0.52854 | 0 | 0 | 4.8958 | 0 | 20.8263 | 0 | 0 | 0 | 0 | 0 | 0 | 0 | 0 | 0 | 0 | 0 | 0 | 0 | 0.45131 | 0 | 0.71279 | 4.1447 | 0 | 0 | 0.42121 | 0.75643 | 0 | 0 | 0 | 0 | 6.4864 | 0 | 0 | 0 | 0 | 0 | 0 | 0 | 0 | 0 | 0 | 0 | 0 | 0
11 | 20 | 10 | 2 | 1.7931 | 0 | 13.6089 | 0 | 0 | 0 | 0 | 0.43204 | 0 | 0 | 2.9689 | 0 | 18.8029 | 0 | 0 | 0 | 0 | 0 | 0 | 0 | 0 | 0 | 0 | 0 | 0 | 0 | 0.45131 | 0 | 0.71279 | 3.5544 | 0 | 0 | 0.31621 | 0.7537 | 0 | 0 | 0 | 0 | 5.7884 | 0 | 0 | 0 | 0 | 0 | 0 | 0 | 0 | 0 | 0 | 0 | 0 | 0
11 | 20 | 11 | 2 | 1.7931 | 0 | 13.6089 | 0 | 0 | 0 | 0 | 0.372 | 0 | 0 | 2.9689 | 0 | 18.7429 | 0 | 0 | 0 | 0 | 0 | 0 | 0 | 0 | 0 | 0 | 0 | 0 | 0 | 0.45131 | 0 | 0.71279 | 3.2648 | 0 | 0 | 0.31621 | 0.75147 | 0 | 0 | 0 | 0 | 5.4966 | 0 | 0 | 0 | 0 | 0 | 0 | 0 | 0 | 0 | 0 | 0 | 0 | 0
11 | 20 | 12 | 2 | 1.7931 | 0 | 13.6089 | 0 | 0 | 0 | 0 | 0.32405 | 0 | 0 | 3.4569 | 0 | 19.1829 | 0 | 0 | 0 | 0 | 0 | 0 | 0 | 0 | 0 | 0 | 0 | 0 | 0 | 0.45131 | 0 | 0.54519 | 2.9962 | 0 | 0 | 0.36871 | 0.75214 | 0 | 0 | 0 | 0 | 5.1136 | 0 | 0 | 0 | 0 | 0 | 0 | 0 | 0 | 0 | 0 | 0 | 0 | 0
11 | 20 | 13 | 2 | 1.7931 | 0 | 8.6613 | 0 | 0 | 0 | 0 | 0.3604 | 0 | 0 | 3.9449 | 0 | 14.7597 | 0 | 0 | 0 | 0 | 0 | 0 | 0 | 0 | 0 | 0 | 0 | 0 | 0 | 0.45131 | 0 | 0.54519 | 3.0451 | 0 | 0 | 0.42121 | 0.75014 | 0 | 0 | 0 | 0 | 5.2129 | 0 | 0 | 0 | 0 | 0 | 0 | 0 | 0 | 0 | 0 | 0 | 0 | 0
11 | 20 | 14 | 2 | 1.7931 | 0 | 13.6089 | 0 | 0 | 0 | 0 | 0.31278 | 0 | 0 | 3.4569 | 0 | 19.1717 | 0 | 0 | 0 | 0 | 0 | 0 | 0 | 0 | 0 | 0 | 0 | 0 | 0 | 0.45131 | 0 | 0.54519 | 2.8114 | 0 | 0 | 0.36871 | 0.75245 | 0 | 0 | 0 | 0 | 4.929 | 0 | 0 | 0 | 0 | 0 | 0 | 0 | 0 | 0 | 0 | 0 | 0 | 0
11 | 20 | 15 | 2 | 1.7931 | 0 | 13.6089 | 0 | 0 | 0 | 0 | 0.22669 | 0 | 0 | 3.4569 | 0 | 19.0856 | 0 | 0 | 0 | 0 | 0 | 0 | 0 | 0 | 0 | 0 | 0 | 0 | 0 | 0.45131 | 0 | 0.54519 | 2.4875 | 0 | 0 | 0.36871 | 0.75243 | 0 | 0 | 0 | 0 | 4.6052 | 0 | 0 | 0 | 0 | 0 | 0 | 0 | 0 | 0 | 0 | 0 | 0 | 0
11 | 20 | 16 | 2 | 1.7931 | 0 | 13.6089 | 0 | 0 | 0 | 0 | 0.24038 | 0 | 0 | 2.9689 | 0 | 18.6113 | 0 | 0 | 0 | 0 | 0 | 0 | 0 | 0 | 0 | 0 | 0 | 0 | 0 | 0.45131 | 0 | 0.54519 | 2.4952 | 0 | 0 | 0.31621 | 0.74749 | 0 | 0 | 0 | 0 | 4.5554 | 0 | 0 | 0 | 0 | 0 | 0 | 0 | 0 | 0 | 0 | 0 | 0 | 0
11 | 20 | 17 | 2 | 1.7931 | 0 | 13.6089 | 0 | 0 | 0 | 0 | 0.27104 | 0 | 0 | 2.9689 | 0 | 18.6419 | 0 | 0 | 0 | 0 | 0 | 0 | 0 | 0 | 0 | 0 | 0 | 0 | 0 | 0.45131 | 0 | 0.54519 | 2.6185 | 0 | 0 | 0.31621 | 0.74901 | 0 | 0 | 0 | 0 | 4.6802 | 0 | 0 | 0 | 0 | 0 | 0 | 0 | 0 | 0 | 0 | 0 | 0 | 0
11 | 20 | 18 | 2 | 1.7931 | 0 | 13.6089 | 0 | 0 | 0 | 0 | 0.29048 | 0 | 0 | 3.9586 | 0 | 19.6511 | 0 | 0 | 0 | 0 | 0 | 0 | 0 | 0 | 0 | 0 | 0 | 0 | 0 | 0.45131 | 0 | 0.54519 | 2.7322 | 0 | 0 | 0.52621 | 0.75373 | 0 | 0 | 0 | 0 | 5.0087 | 0 | 0 | 0 | 0 | 0 | 0 | 0 | 0 | 0 | 0 | 0 | 0 | 0
11 | 20 | 19 | 2 | 1.7931 | 0 | 9.8982 | 0 | 0 | 0 | 0 | 0.32677 | 0 | 0 | 5.8717 | 0 | 17.8898 | 0 | 0 | 0 | 0 | 0 | 0 | 0 | 0 | 0 | 0 | 0 | 0 | 0 | 0.45131 | 0 | 0.54519 | 2.8631 | 0 | 0 | 0.52621 | 0.75184 | 0 | 0 | 0 | 0 | 5.1376 | 0 | 0 | 0 | 0 | 0 | 0 | 0 | 0 | 0 | 0 | 0 | 0 | 0
11 | 20 | 20 | 2 | 1.7931 | 0 | 2.4769 | 0 | 0 | 0 | 0 | 0.45012 | 0 | 0 | 3.9449 | 0 | 8.665 | 0 | 0 | 0 | 0 | 0 | 0 | 0 | 0 | 0 | 0 | 0 | 0 | 0 | 0.45131 | 0 | 0.88038 | 3.2984 | 0 | 0 | 0.42121 | 0.74647 | 0 | 0 | 0 | 0 | 5.7977 | 0 | 0 | 0 | 0 | 0 | 0 | 0 | 0 | 0 | 0 | 0 | 0 | 0
11 | 20 | 21 | 2 | 1.7931 | 0 | 2.4769 | 0 | 0 | 0 | 0 | 0.47902 | 0 | 0 | 3.4569 | 0 | 8.2059 | 0 | 0 | 0 | 0 | 0 | 0 | 0 | 0 | 0 | 0 | 0 | 0 | 0 | 0.45131 | 0 | 1.1038 | 3.4954 | 0 | 0 | 0.36871 | 0.74184 | 0 | 0 | 0 | 0 | 6.1611 | 0 | 0 | 0 | 0 | 0 | 0 | 0 | 0 | 0 | 0 | 0 | 0 | 0
11 | 20 | 22 | 2 | 1.7931 | 0 | 2.4769 | 0 | 0 | 0 | 0 | 0.51202 | 0 | 0 | 3.9586 | 0 | 8.7406 | 0 | 0 | 0 | 0 | 0 | 0 | 0 | 0 | 0 | 0 | 0 | 0 | 0 | 0.45131 | 0 | 1.2156 | 3.8038 | 0 | 0 | 0.47371 | 0.74201 | 0 | 0 | 0 | 0 | 6.6864 | 0 | 0 | 0 | 0 | 0 | 0 | 0 | 0 | 0 | 0 | 0 | 0 | 0
11 | 20 | 23 | 2 | 1.7931 | 0 | 2.4769 | 0 | 0 | 0 | 0 | 0.51736 | 0 | 0 | 3.4375 | 0 | 8.2249 | 0 | 0 | 0 | 0 | 0 | 0 | 0 | 0 | 0 | 0 | 0 | 0 | 0 | 0.45131 | 0 | 1.1038 | 3.7671 | 0 | 0 | 0.31621 | 0.74366 | 0 | 0 | 0 | 0 | 6.3821 | 0 | 0 | 0 | 0 | 0 | 0 | 0 | 0 | 0 | 0 | 0 | 0 | 0
11 | 20 | 24 | 2 | 1.7931 | 0 | 2.4769 | 0 | 0 | 0 | 0 | 0.096686 | 0 | 0 | 0.52899 | 0 | 4.8957 | 0 | 0 | 0 | 0 | 0 | 0 | 0 | 0 | 0 | 0 | 0 | 0 | 0 | 0.45131 | 0 | 0.88038 | 2.0264 | 0 | 0 | 0.053706 | 0.74924 | 0 | 0 | 0 | 0 | 4.161 | 0 | 0 | 0 | 0 | 0 | 0 | 0 | 0 | 0 | 0 | 0 | 0 | 0
11 | 21 | 1 | 3 | 1.7931 | 0 | 2.4769 | 0 | 0 | 0 | 0 | 0.23941 | 0 | 0 | 0.52901 | 0 | 5.0384 | 0 | 0 | 0 | 0 | 0 | 0 | 0 | 0 | 0 | 0 | 0 | 0 | 0 | 0.45131 | 0 | 0.54519 | 3.0667 | 0 | 0 | 0.053706 | 0.76168 | 0 | 0 | 0 | 0 | 4.8786 | 0 | 0 | 0 | 0 | 0 | 0 | 0 | 0 | 0 | 0 | 0 | 0 | 0
11 | 21 | 2 | 3 | 1.7931 | 0 | 2.4769 | 0 | 0 | 0 | 0 | 0.28451 | 0 | 0 | 0.52905 | 0 | 5.0836 | 0 | 0 | 0 | 0 | 0 | 0 | 0 | 0 | 0 | 0 | 0 | 0 | 0 | 0.45131 | 0 | 0.32173 | 3.3452 | 0 | 0 | 0.053706 | 0.76559 | 0 | 0 | 0 | 0 | 4.9375 | 0 | 0 | 0 | 0 | 0 | 0 | 0 | 0 | 0 | 0 | 0 | 0 | 0
11 | 21 | 3 | 3 | 1.7931 | 0 | 2.4769 | 0 | 0 | 0 | 0 | 0.33658 | 0 | 0 | 0.52907 | 0 | 5.1357 | 0 | 0 | 0 | 0 | 0 | 0 | 0 | 0 | 0 | 0 | 0 | 0 | 0 | 0.45131 | 0 | 0.32173 | 3.7025 | 0 | 0 | 0.053706 | 0.77024 | 0 | 0 | 0 | 0 | 5.2995 | 0 | 0 | 0 | 0 | 0 | 0 | 0 | 0 | 0 | 0 | 0 | 0 | 0
11 | 21 | 4 | 3 | 1.7931 | 0 | 2.4769 | 0 | 0 | 0 | 0 | 0.35517 | 0 | 0 | 0.52908 | 0 | 5.1543 | 0 | 0 | 0 | 0 | 0 | 0 | 0 | 0 | 0 | 0 | 0 | 0 | 0 | 0.45131 | 0 | 0.32173 | 3.8147 | 0 | 0 | 0.053706 | 0.77045 | 0 | 0 | 0 | 0 | 5.4119 | 0 | 0 | 0 | 0 | 0 | 0 | 0 | 0 | 0 | 0 | 0 | 0 | 0
11 | 21 | 5 | 3 | 1.7931 | 0 | 2.4769 | 0 | 0 | 0 | 0 | 0.35923 | 0 | 0 | 0.52908 | 0 | 5.1583 | 0 | 0 | 0 | 0 | 0 | 0 | 0 | 0 | 0 | 0 | 0 | 0 | 0 | 0.45131 | 0 | 0.32173 | 3.7681 | 0 | 0 | 0.053706 | 0.76925 | 0 | 0 | 0 | 0 | 5.3641 | 0 | 0 | 0 | 0 | 0 | 0 | 0 | 0 | 0 | 0 | 0 | 0 | 0
11 | 21 | 6 | 3 | 1.7931 | 0 | 2.4769 | 0 | 0 | 0 | 0 | 0.3729 | 0 | 0 | 0.52908 | 0 | 5.172 | 0 | 0 | 0 | 0 | 0 | 0 | 0 | 0 | 0 | 0 | 0 | 0 | 0 | 0.45131 | 0 | 0.32173 | 3.7649 | 0 | 0 | 0.053706 | 0.77035 | 0 | 0 | 0 | 0 | 5.362 | 0 | 0 | 0 | 0 | 0 | 0 | 0 | 0 | 0 | 0 | 0 | 0 | 0
11 | 21 | 7 | 3 | 1.7931 | 0 | 2.4769 | 0 | 0 | 0 | 0 | 0.41141 | 0 | 0 | 2.969 | 0 | 7.6504 | 0 | 0 | 0 | 0 | 0 | 0 | 0 | 0 | 0 | 0 | 0 | 0 | 0 | 0.45131 | 0 | 0.54519 | 3.9399 | 0 | 0 | 0.31621 | 0.76887 | 0 | 0 | 0 | 0 | 6.0215 | 0 | 0 | 0 | 0 | 0 | 0 | 0 | 0 | 0 | 0 | 0 | 0 | 0
11 | 21 | 8 | 3 | 1.7931 | 0 | 2.4769 | 0 | 0 | 0 | 0 | 0.8617 | 0 | 0 | 3.9586 | 0 | 9.0903 | 0 | 0 | 0 | 0 | 0 | 0 | 0 | 0 | 0 | 0 | 0 | 0 | 0 | 0.45131 | 0 | 0.71279 | 5.3716 | 0 | 0 | 0.52621 | 0.76286 | 0 | 0 | 0 | 0 | 7.8248 | 0 | 0 | 0 | 0 | 0 | 0 | 0 | 0 | 0 | 0 | 0 | 0 | 0
11 | 21 | 9 | 3 | 1.7931 | 0 | 13.6089 | 0 | 0 | 0 | 0 | 0.58741 | 0 | 0 | 4.8958 | 0 | 20.8852 | 0 | 0 | 0 | 0 | 0 | 0 | 0 | 0 | 0 | 0 | 0 | 0 | 0 | 0.45131 | 0 | 0.71279 | 3.7867 | 0 | 0 | 0.42121 | 0.76038 | 0 | 0 | 0 | 0 | 6.1323 | 0 | 0 | 0 | 0 | 0 | 0 | 0 | 0 | 0 | 0 | 0 | 0 | 0
11 | 21 | 10 | 3 | 1.7931 | 0 | 13.6089 | 0 | 0 | 0 | 0 | 0.48359 | 0 | 0 | 2.9689 | 0 | 18.8545 | 0 | 0 | 0 | 0 | 0 | 0 | 0 | 0 | 0 | 0 | 0 | 0 | 0 | 0.45131 | 0 | 0.71279 | 3.0749 | 0 | 0 | 0.31621 | 0.75627 | 0 | 0 | 0 | 0 | 5.3115 | 0 | 0 | 0 | 0 | 0 | 0 | 0 | 0 | 0 | 0 | 0 | 0 | 0
11 | 21 | 11 | 3 | 1.7931 | 0 | 13.6089 | 0 | 0 | 0 | 0 | 0.42887 | 0 | 0 | 2.9689 | 0 | 18.7998 | 0 | 0 | 0 | 0 | 0 | 0 | 0 | 0 | 0 | 0 | 0 | 0 | 0 | 0.45131 | 0 | 0.71279 | 2.7645 | 0 | 0 | 0.31621 | 0.75762 | 0 | 0 | 0 | 0 | 5.0024 | 0 | 0 | 0 | 0 | 0 | 0 | 0 | 0 | 0 | 0 | 0 | 0 | 0
11 | 21 | 12 | 3 | 1.7931 | 0 | 13.6089 | 0 | 0 | 0 | 0 | 0.41635 | 0 | 0 | 3.4569 | 0 | 19.2753 | 0 | 0 | 0 | 0 | 0 | 0 | 0 | 0 | 0 | 0 | 0 | 0 | 0 | 0.45131 | 0 | 0.54519 | 2.6299 | 0 | 0 | 0.36871 | 0.76101 | 0 | 0 | 0 | 0 | 4.7561 | 0 | 0 | 0 | 0 | 0 | 0 | 0 | 0 | 0 | 0 | 0 | 0 | 0
11 | 21 | 13 | 3 | 1.7931 | 0 | 8.6613 | 0 | 0 | 0 | 0 | 0.47967 | 0 | 0 | 3.9449 | 0 | 14.879 | 0 | 0 | 0 | 0 | 0 | 0 | 0 | 0 | 0 | 0 | 0 | 0 | 0 | 0.45131 | 0 | 0.54519 | 2.8359 | 0 | 0 | 0.42121 | 0.76183 | 0 | 0 | 0 | 0 | 5.0155 | 0 | 0 | 0 | 0 | 0 | 0 | 0 | 0 | 0 | 0 | 0 | 0 | 0
11 | 21 | 14 | 3 | 1.7931 | 0 | 13.6089 | 0 | 0 | 0 | 0 | 0.41701 | 0 | 0 | 3.4569 | 0 | 19.276 | 0 | 0 | 0 | 0 | 0 | 0 | 0 | 0 | 0 | 0 | 0 | 0 | 0 | 0.45131 | 0 | 0.54519 | 2.641 | 0 | 0 | 0.36871 | 0.76185 | 0 | 0 | 0 | 0 | 4.7681 | 0 | 0 | 0 | 0 | 0 | 0 | 0 | 0 | 0 | 0 | 0 | 0 | 0
11 | 21 | 15 | 3 | 1.7931 | 0 | 13.6089 | 0 | 0 | 0 | 0 | 0.40715 | 0 | 0 | 3.4569 | 0 | 19.2661 | 0 | 0 | 0 | 0 | 0 | 0 | 0 | 0 | 0 | 0 | 0 | 0 | 0 | 0.45131 | 0 | 0.54519 | 2.6 | 0 | 0 | 0.36871 | 0.76162 | 0 | 0 | 0 | 0 | 4.7269 | 0 | 0 | 0 | 0 | 0 | 0 | 0 | 0 | 0 | 0 | 0 | 0 | 0
11 | 21 | 16 | 3 | 1.7931 | 0 | 13.6089 | 0 | 0 | 0 | 0 | 0.40497 | 0 | 0 | 2.969 | 0 | 18.7759 | 0 | 0 | 0 | 0 | 0 | 0 | 0 | 0 | 0 | 0 | 0 | 0 | 0 | 0.45131 | 0 | 0.54519 | 2.4804 | 0 | 0 | 0.31621 | 0.76107 | 0 | 0 | 0 | 0 | 4.5542 | 0 | 0 | 0 | 0 | 0 | 0 | 0 | 0 | 0 | 0 | 0 | 0 | 0
11 | 21 | 17 | 3 | 1.7931 | 0 | 13.6089 | 0 | 0 | 0 | 0 | 0.38087 | 0 | 0 | 2.969 | 0 | 18.7518 | 0 | 0 | 0 | 0 | 0 | 0 | 0 | 0 | 0 | 0 | 0 | 0 | 0 | 0.45131 | 0 | 0.54519 | 2.2918 | 0 | 0 | 0.31621 | 0.75945 | 0 | 0 | 0 | 0 | 4.364 | 0 | 0 | 0 | 0 | 0 | 0 | 0 | 0 | 0 | 0 | 0 | 0 | 0
11 | 21 | 18 | 3 | 1.7931 | 0 | 13.6089 | 0 | 0 | 0 | 0 | 0.32907 | 0 | 0 | 3.9586 | 0 | 19.6897 | 0 | 0 | 0 | 0 | 0 | 0 | 0 | 0 | 0 | 0 | 0 | 0 | 0 | 0.45131 | 0 | 0.54519 | 2.0357 | 0 | 0 | 0.52621 | 0.75737 | 0 | 0 | 0 | 0 | 4.3158 | 0 | 0 | 0 | 0 | 0 | 0 | 0 | 0 | 0 | 0 | 0 | 0 | 0
11 | 21 | 19 | 3 | 1.7931 | 0 | 9.8982 | 0 | 0 | 0 | 0 | 0.35595 | 0 | 0 | 5.8718 | 0 | 17.9191 | 0 | 0 | 0 | 0 | 0 | 0 | 0 | 0 | 0 | 0 | 0 | 0 | 0 | 0.45131 | 0 | 0.54519 | 2.1945 | 0 | 0 | 0.52621 | 0.75662 | 0 | 0 | 0 | 0 | 4.4738 | 0 | 0 | 0 | 0 | 0 | 0 | 0 | 0 | 0 | 0 | 0 | 0 | 0
11 | 21 | 20 | 3 | 1.7931 | 0 | 2.4769 | 0 | 0 | 0 | 0 | 0.47659 | 0 | 0 | 3.9449 | 0 | 8.6915 | 0 | 0 | 0 | 0 | 0 | 0 | 0 | 0 | 0 | 0 | 0 | 0 | 0 | 0.45131 | 0 | 0.88038 | 2.3841 | 0 | 0 | 0.42121 | 0.7512 | 0 | 0 | 0 | 0 | 4.8882 | 0 | 0 | 0 | 0 | 0 | 0 | 0 | 0 | 0 | 0 | 0 | 0 | 0
11 | 21 | 21 | 3 | 1.7931 | 0 | 2.4769 | 0 | 0 | 0 | 0 | 0.45531 | 0 | 0 | 3.4569 | 0 | 8.1822 | 0 | 0 | 0 | 0 | 0 | 0 | 0 | 0 | 0 | 0 | 0 | 0 | 0 | 0.45131 | 0 | 1.1038 | 2.2955 | 0 | 0 | 0.36871 | 0.74173 | 0 | 0 | 0 | 0 | 4.9611 | 0 | 0 | 0 | 0 | 0 | 0 | 0 | 0 | 0 | 0 | 0 | 0 | 0
11 | 21 | 22 | 3 | 1.7931 | 0 | 2.4769 | 0 | 0 | 0 | 0 | 0.43897 | 0 | 0 | 3.9586 | 0 | 8.6676 | 0 | 0 | 0 | 0 | 0 | 0 | 0 | 0 | 0 | 0 | 0 | 0 | 0 | 0.45131 | 0 | 1.2156 | 2.2151 | 0 | 0 | 0.47371 | 0.73656 | 0 | 0 | 0 | 0 | 5.0922 | 0 | 0 | 0 | 0 | 0 | 0 | 0 | 0 | 0 | 0 | 0 | 0 | 0
11 | 21 | 23 | 3 | 1.7931 | 0 | 2.4769 | 0 | 0 | 0 | 0 | 0.41472 | 0 | 0 | 3.4375 | 0 | 8.1223 | 0 | 0 | 0 | 0 | 0 | 0 | 0 | 0 | 0 | 0 | 0 | 0 | 0 | 0.45131 | 0 | 1.1038 | 2.1393 | 0 | 0 | 0.31621 | 0.73574 | 0 | 0 | 0 | 0 | 4.7464 | 0 | 0 | 0 | 0 | 0 | 0 | 0 | 0 | 0 | 0 | 0 | 0 | 0
11 | 21 | 24 | 3 | 1.7931 | 0 | 2.4769 | 0 | 0 | 0 | 0 | 0.044136 | 0 | 0 | 0.529 | 0 | 4.8432 | 0 | 0 | 0 | 0 | 0 | 0 | 0 | 0 | 0 | 0 | 0 | 0 | 0 | 0.45131 | 0 | 0.88038 | 0.75777 | 0 | 0 | 0.053706 | 0.74045 | 0 | 0 | 0 | 0 | 2.8836 | 0 | 0 | 0 | 0 | 0 | 0 | 0 | 0 | 0 | 0 | 0 | 0 | 0
11 | 22 | 1 | 8 | 1.7931 | 0 | 2.4769 | 0 | 0 | 0 | 0 | 0.10607 | 0 | 0 | 0.52902 | 0 | 4.9051 | 0 | 0 | 0 | 0 | 0 | 0 | 0 | 0 | 0 | 0 | 0 | 0 | 0 | 0.45131 | 0 | 0.54519 | 1.2195 | 0 | 0 | 0.053706 | 0.7505 | 0 | 0 | 0 | 0 | 3.0202 | 0 | 0 | 0 | 0 | 0 | 0 | 0 | 0 | 0 | 0 | 0 | 0 | 0
11 | 22 | 2 | 8 | 1.7931 | 0 | 2.4769 | 0 | 0 | 0 | 0 | 0.15417 | 0 | 0 | 0.52906 | 0 | 4.9532 | 0 | 0 | 0 | 0 | 0 | 0 | 0 | 0 | 0 | 0 | 0 | 0 | 0 | 0.45131 | 0 | 0.32173 | 1.6302 | 0 | 0 | 0.053706 | 0.75779 | 0 | 0 | 0 | 0 | 3.2148 | 0 | 0 | 0 | 0 | 0 | 0 | 0 | 0 | 0 | 0 | 0 | 0 | 0
11 | 22 | 3 | 8 | 1.7931 | 0 | 2.4769 | 0 | 0 | 0 | 0 | 0.2095 | 0 | 0 | 0.52909 | 0 | 5.0086 | 0 | 0 | 0 | 0 | 0 | 0 | 0 | 0 | 0 | 0 | 0 | 0 | 0 | 0.45131 | 0 | 0.32173 | 2.0315 | 0 | 0 | 0.053706 | 0.76177 | 0 | 0 | 0 | 0 | 3.62 | 0 | 0 | 0 | 0 | 0 | 0 | 0 | 0 | 0 | 0 | 0 | 0 | 0
11 | 22 | 4 | 8 | 1.7931 | 0 | 2.4769 | 0 | 0 | 0 | 0 | 0.25365 | 0 | 0 | 0.5291 | 0 | 5.0528 | 0 | 0 | 0 | 0 | 0 | 0 | 0 | 0 | 0 | 0 | 0 | 0 | 0 | 0.45131 | 0 | 0.32173 | 2.3779 | 0 | 0 | 0.053706 | 0.76555 | 0 | 0 | 0 | 0 | 3.9702 | 0 | 0 | 0 | 0 | 0 | 0 | 0 | 0 | 0 | 0 | 0 | 0 | 0
11 | 22 | 5 | 8 | 1.7931 | 0 | 2.4769 | 0 | 0 | 0 | 0 | 0.28522 | 0 | 0 | 0.52911 | 0 | 5.0843 | 0 | 0 | 0 | 0 | 0 | 0 | 0 | 0 | 0 | 0 | 0 | 0 | 0 | 0.45131 | 0 | 0.32173 | 2.6888 | 0 | 0 | 0.053706 | 0.76832 | 0 | 0 | 0 | 0 | 4.2838 | 0 | 0 | 0 | 0 | 0 | 0 | 0 | 0 | 0 | 0 | 0 | 0 | 0
11 | 22 | 6 | 8 | 1.7931 | 0 | 2.4769 | 0 | 0 | 0 | 0 | 0.31313 | 0 | 0 | 0.52911 | 0 | 5.1123 | 0 | 0 | 0 | 0 | 0 | 0 | 0 | 0 | 0 | 0 | 0 | 0 | 0 | 0.45131 | 0 | 0.32173 | 2.9014 | 0 | 0 | 0.053706 | 0.7709 | 0 | 0 | 0 | 0 | 4.499 | 0 | 0 | 0 | 0 | 0 | 0 | 0 | 0 | 0 | 0 | 0 | 0 | 0
11 | 22 | 7 | 8 | 1.7931 | 0 | 2.4769 | 0 | 0 | 0 | 0 | 0.32519 | 0 | 0 | 2.969 | 0 | 7.5642 | 0 | 0 | 0 | 0 | 0 | 0 | 0 | 0 | 0 | 0 | 0 | 0 | 0 | 0.45131 | 0 | 0.54519 | 3.0064 | 0 | 0 | 0.31621 | 0.76676 | 0 | 0 | 0 | 0 | 5.0859 | 0 | 0 | 0 | 0 | 0 | 0 | 0 | 0 | 0 | 0 | 0 | 0 | 0
11 | 22 | 8 | 8 | 1.7931 | 0 | 2.4769 | 0 | 0 | 0 | 0 | 0.78994 | 0 | 0 | 3.9586 | 0 | 9.0186 | 0 | 0 | 0 | 0 | 0 | 0 | 0 | 0 | 0 | 0 | 0 | 0 | 0 | 0.45131 | 0 | 0.71279 | 4.9249 | 0 | 0 | 0.52621 | 0.7636 | 0 | 0 | 0 | 0 | 7.3788 | 0 | 0 | 0 | 0 | 0 | 0 | 0 | 0 | 0 | 0 | 0 | 0 | 0
11 | 22 | 9 | 8 | 1.7931 | 0 | 13.6089 | 0 | 0 | 0 | 0 | 0.44549 | 0 | 0 | 4.8959 | 0 | 20.7434 | 0 | 0 | 0 | 0 | 0 | 0 | 0 | 0 | 0 | 0 | 0 | 0 | 0 | 0.45131 | 0 | 0.71279 | 3.1213 | 0 | 0 | 0.42121 | 0.75386 | 0 | 0 | 0 | 0 | 5.4604 | 0 | 0 | 0 | 0 | 0 | 0 | 0 | 0 | 0 | 0 | 0 | 0 | 0
11 | 22 | 10 | 8 | 1.7931 | 0 | 13.6089 | 0 | 0 | 0 | 0 | 0.32348 | 0 | 0 | 2.9689 | 0 | 18.6944 | 0 | 0 | 0 | 0 | 0 | 0 | 0 | 0 | 0 | 0 | 0 | 0 | 0 | 0.45131 | 0 | 0.71279 | 2.5307 | 0 | 0 | 0.31621 | 0.75358 | 0 | 0 | 0 | 0 | 4.7646 | 0 | 0 | 0 | 0 | 0 | 0 | 0 | 0 | 0 | 0 | 0 | 0 | 0
11 | 22 | 11 | 8 | 1.7931 | 0 | 13.6089 | 0 | 0 | 0 | 0 | 0.19937 | 0 | 0 | 2.9689 | 0 | 18.5703 | 0 | 0 | 0 | 0 | 0 | 0 | 0 | 0 | 0 | 0 | 0 | 0 | 0 | 0.45131 | 0 | 0.71279 | 2.0565 | 0 | 0 | 0.31621 | 0.75149 | 0 | 0 | 0 | 0 | 4.2883 | 0 | 0 | 0 | 0 | 0 | 0 | 0 | 0 | 0 | 0 | 0 | 0 | 0
11 | 22 | 12 | 8 | 1.7931 | 0 | 13.6089 | 0 | 0 | 0 | 0 | 0.15197 | 0 | 0 | 3.4569 | 0 | 19.0109 | 0 | 0 | 0 | 0 | 0 | 0 | 0 | 0 | 0 | 0 | 0 | 0 | 0 | 0.45131 | 0 | 0.54519 | 1.6886 | 0 | 0 | 0.36871 | 0.75783 | 0 | 0 | 0 | 0 | 3.8117 | 0 | 0 | 0 | 0 | 0 | 0 | 0 | 0 | 0 | 0 | 0 | 0 | 0
11 | 22 | 13 | 8 | 1.7931 | 0 | 8.6613 | 0 | 0 | 0 | 0 | 0.16329 | 0 | 0 | 3.9449 | 0 | 14.5627 | 0 | 0 | 0 | 0 | 0 | 0 | 0 | 0 | 0 | 0 | 0 | 0 | 0 | 0.45131 | 0 | 0.54519 | 1.5672 | 0 | 0 | 0.42121 | 0.75734 | 0 | 0 | 0 | 0 | 3.7422 | 0 | 0 | 0 | 0 | 0 | 0 | 0 | 0 | 0 | 0 | 0 | 0 | 0
11 | 22 | 14 | 8 | 1.7931 | 0 | 13.6089 | 0 | 0 | 0 | 0 | 0.056923 | 0 | 0 | 3.4569 | 0 | 18.9159 | 0 | 0 | 0 | 0 | 0 | 0 | 0 | 0 | 0 | 0 | 0 | 0 | 0 | 0.45131 | 0 | 0.54519 | 1.1251 | 0 | 0 | 0.36871 | 0.75547 | 0 | 0 | 0 | 0 | 3.2458 | 0 | 0 | 0 | 0 | 0 | 0 | 0 | 0 | 0 | 0 | 0 | 0 | 0
11 | 22 | 15 | 8 | 1.7931 | 0 | 13.6089 | 0 | 0 | 0 | 0 | 0.076831 | 0 | 0 | 3.4569 | 0 | 18.9358 | 0 | 0 | 0 | 0 | 0 | 0 | 0 | 0 | 0 | 0 | 0 | 0 | 0 | 0.45131 | 0 | 0.54519 | 1.3087 | 0 | 0 | 0.36871 | 0.75958 | 0 | 0 | 0 | 0 | 3.4335 | 0 | 0 | 0 | 0 | 0 | 0 | 0 | 0 | 0 | 0 | 0 | 0 | 0
11 | 22 | 16 | 8 | 1.7931 | 0 | 13.6089 | 0 | 0 | 0 | 0 | 0.078651 | 0 | 0 | 2.969 | 0 | 18.4496 | 0 | 0 | 0 | 0 | 0 | 0 | 0 | 0 | 0 | 0 | 0 | 0 | 0 | 0.45131 | 0 | 0.54519 | 1.3834 | 0 | 0 | 0.31621 | 0.75499 | 0 | 0 | 0 | 0 | 3.4511 | 0 | 0 | 0 | 0 | 0 | 0 | 0 | 0 | 0 | 0 | 0 | 0 | 0
11 | 22 | 17 | 8 | 1.7931 | 0 | 13.6089 | 0 | 0 | 0 | 0 | 0.13615 | 0 | 0 | 2.9689 | 0 | 18.5071 | 0 | 0 | 0 | 0 | 0 | 0 | 0 | 0 | 0 | 0 | 0 | 0 | 0 | 0.45131 | 0 | 0.54519 | 1.7675 | 0 | 0 | 0.31621 | 0.76433 | 0 | 0 | 0 | 0 | 3.8445 | 0 | 0 | 0 | 0 | 0 | 0 | 0 | 0 | 0 | 0 | 0 | 0 | 0
11 | 22 | 18 | 8 | 1.7931 | 0 | 13.6089 | 0 | 0 | 0 | 0 | 0.17864 | 0 | 0 | 3.9586 | 0 | 19.5393 | 0 | 0 | 0 | 0 | 0 | 0 | 0 | 0 | 0 | 0 | 0 | 0 | 0 | 0.45131 | 0 | 0.54519 | 2.2361 | 0 | 0 | 0.52621 | 0.76833 | 0 | 0 | 0 | 0 | 4.5271 | 0 | 0 | 0 | 0 | 0 | 0 | 0 | 0 | 0 | 0 | 0 | 0 | 0
11 | 22 | 19 | 8 | 1.7931 | 0 | 9.8982 | 0 | 0 | 0 | 0 | 0.36973 | 0 | 0 | 5.8718 | 0 | 17.9329 | 0 | 0 | 0 | 0 | 0 | 0 | 0 | 0 | 0 | 0 | 0 | 0 | 0 | 0.45131 | 0 | 0.54519 | 3.4279 | 0 | 0 | 0.52621 | 0.7799 | 0 | 0 | 0 | 0 | 5.7305 | 0 | 0 | 0 | 0 | 0 | 0 | 0 | 0 | 0 | 0 | 0 | 0 | 0
11 | 22 | 20 | 8 | 1.7931 | 0 | 2.4769 | 0 | 0 | 0 | 0 | 0.54599 | 0 | 0 | 3.945 | 0 | 8.761 | 0 | 0 | 0 | 0 | 0 | 0 | 0 | 0 | 0 | 0 | 0 | 0 | 0 | 0.45131 | 0 | 0.88038 | 4.3381 | 0 | 0 | 0.42121 | 0.77583 | 0 | 0 | 0 | 0 | 6.8668 | 0 | 0 | 0 | 0 | 0 | 0 | 0 | 0 | 0 | 0 | 0 | 0 | 0
11 | 22 | 21 | 8 | 1.7931 | 0 | 2.4769 | 0 | 0 | 0 | 0 | 0.63659 | 0 | 0 | 3.457 | 0 | 8.3636 | 0 | 0 | 0 | 0 | 0 | 0 | 0 | 0 | 0 | 0 | 0 | 0 | 0 | 0.45131 | 0 | 1.1038 | 5.0532 | 0 | 0 | 0.36871 | 0.77726 | 0 | 0 | 0 | 0 | 7.7543 | 0 | 0 | 0 | 0 | 0 | 0 | 0 | 0 | 0 | 0 | 0 | 0 | 0
11 | 22 | 22 | 8 | 1.7931 | 0 | 2.4769 | 0 | 0 | 0 | 0 | 0.62027 | 0 | 0 | 3.9586 | 0 | 8.8489 | 0 | 0 | 0 | 0 | 0 | 0 | 0 | 0 | 0 | 0 | 0 | 0 | 0 | 0.45131 | 0 | 1.2156 | 4.9989 | 0 | 0 | 0.47371 | 0.76799 | 0 | 0 | 0 | 0 | 7.9074 | 0 | 0 | 0 | 0 | 0 | 0 | 0 | 0 | 0 | 0 | 0 | 0 | 0
11 | 22 | 23 | 8 | 1.7931 | 0 | 2.4769 | 0 | 0 | 0 | 0 | 0.66322 | 0 | 0 | 3.4377 | 0 | 8.3709 | 0 | 0 | 0 | 0 | 0 | 0 | 0 | 0 | 0 | 0 | 0 | 0 | 0 | 0.45131 | 0 | 1.1038 | 5.3321 | 0 | 0 | 0.31621 | 0.7737 | 0 | 0 | 0 | 0 | 7.9771 | 0 | 0 | 0 | 0 | 0 | 0 | 0 | 0 | 0 | 0 | 0 | 0 | 0
11 | 22 | 24 | 8 | 1.7931 | 0 | 2.4769 | 0 | 0 | 0 | 0 | 0.20278 | 0 | 0 | 0.52909 | 0 | 5.0019 | 0 | 0 | 0 | 0 | 0 | 0 | 0 | 0 | 0 | 0 | 0 | 0 | 0 | 0.45131 | 0 | 0.88038 | 3.3427 | 0 | 0 | 0.053706 | 0.77604 | 0 | 0.00018444 | 0 | 0 | 5.5043 | 0 | 0 | 0 | 0 | 0 | 0 | 0 | 0 | 0 | 0 | 0 | 0 | 0
11 | 23 | 1 | 5 | 1.7931 | 0 | 2.4769 | 0 | 0 | 0 | 0 | 0.33263 | 0 | 0 | 0.5291 | 0 | 5.1318 | 0 | 0 | 0 | 0 | 0 | 0 | 0 | 0 | 0 | 0 | 0 | 0 | 0 | 0.45131 | 0 | 0.54519 | 4.2531 | 0 | 0 | 0.053706 | 0.78161 | 0 | 0.00027824 | 0 | 0 | 6.0852 | 0 | 0 | 0 | 0 | 0 | 0 | 0 | 0 | 0 | 0 | 0 | 0 | 0
11 | 23 | 2 | 5 | 1.7931 | 0 | 2.4769 | 0 | 0 | 0 | 0 | 0.37557 | 0 | 0 | 0.52911 | 0 | 5.1747 | 0 | 0 | 0 | 0 | 0 | 0 | 0 | 0 | 0 | 0 | 0 | 0 | 0 | 0.45131 | 0 | 0.32173 | 4.6032 | 0 | 0 | 0.053706 | 0.78501 | 0 | 0.00031082 | 0 | 0 | 6.2153 | 0 | 0 | 0 | 0 | 0 | 0 | 0 | 0 | 0 | 0 | 0 | 0 | 0
11 | 23 | 3 | 5 | 1.7931 | 0 | 2.4769 | 0 | 0 | 0 | 0 | 0.46865 | 0 | 0 | 0.52912 | 0 | 5.2678 | 0 | 0 | 0 | 0 | 0 | 0 | 0 | 0 | 0 | 0 | 0 | 0 | 0 | 0.45131 | 0 | 0.32173 | 5.3547 | 0 | 0 | 0.053706 | 0.79575 | 0 | 0.00038213 | 0 | 0 | 6.9776 | 0 | 0 | 0 | 0 | 0 | 0 | 0 | 0 | 0 | 0 | 0 | 0 | 0
11 | 23 | 4 | 5 | 1.7931 | 0 | 2.4769 | 0 | 0 | 0 | 0 | 0.47049 | 0 | 0 | 0.52916 | 0 | 5.2697 | 0 | 0 | 0 | 0 | 0 | 0 | 0 | 0 | 0 | 0 | 0 | 0 | 0 | 0.45131 | 0 | 0.32173 | 5.3523 | 0 | 0 | 0.053706 | 0.7917 | 0 | 0.00038252 | 0 | 0 | 6.9712 | 0 | 0 | 0 | 0 | 0 | 0 | 0 | 0 | 0 | 0 | 0 | 0 | 0
11 | 23 | 5 | 5 | 1.7931 | 0 | 2.4769 | 0 | 0 | 0 | 0 | 0.53159 | 0 | 0 | 0.52914 | 0 | 5.3308 | 0 | 0 | 0 | 0 | 0 | 0 | 0 | 0 | 0 | 0 | 0 | 0 | 0 | 0.45131 | 0 | 0.32173 | 5.8752 | 0 | 0 | 0.053706 | 0.79889 | 0 | 0.00043029 | 0 | 0 | 7.5012 | 0 | 0 | 0 | 0 | 0 | 0 | 0 | 0 | 0 | 0 | 0 | 0 | 0
11 | 23 | 6 | 5 | 1.7931 | 0 | 2.4769 | 0 | 0 | 0 | 0 | 0.57242 | 0 | 0 | 0.52916 | 0 | 5.3716 | 0 | 0 | 0 | 0 | 0 | 0 | 0 | 0 | 0 | 0 | 0 | 0 | 0 | 0.45131 | 0 | 0.32173 | 6.2174 | 0 | 0 | 0.053706 | 0.80263 | 0 | 0.00046206 | 0 | 0 | 7.8472 | 0 | 0 | 0 | 0 | 0 | 0 | 0 | 0 | 0 | 0 | 0 | 0 | 0
11 | 23 | 7 | 5 | 1.7931 | 0 | 2.4769 | 0 | 0 | 0 | 0 | 0.59348 | 0 | 0 | 2.969 | 0 | 7.8326 | 0 | 0 | 0 | 0 | 0 | 0 | 0 | 0 | 0 | 0 | 0 | 0 | 0 | 0.45131 | 0 | 0.54519 | 6.2613 | 0 | 0 | 0.31621 | 0.79668 | 0 | 0.0004703 | 0 | 0 | 8.3711 | 0 | 0 | 0 | 0 | 0 | 0 | 0 | 0 | 0 | 0 | 0 | 0 | 0
11 | 23 | 8 | 5 | 1.7931 | 0 | 2.4769 | 0 | 0 | 0 | 0 | 1.0637 | 0 | 0 | 3.9586 | 0 | 9.2924 | 0 | 0 | 0 | 0 | 0 | 0 | 0 | 0 | 0 | 0 | 0 | 0 | 0 | 0.45131 | 0 | 0.71279 | 9.3858 | 0 | 0 | 0.52621 | 0.7957 | 0 | 0.00076753 | 0 | 0 | 11.8726 | 0 | 0 | 0 | 0 | 0 | 0 | 0 | 0 | 0 | 0 | 0 | 0 | 0
11 | 23 | 9 | 5 | 1.7931 | 0 | 13.6089 | 0 | 0 | 0 | 0 | 0.86771 | 0 | 0 | 4.896 | 0 | 21.1657 | 0 | 0 | 0 | 0 | 0 | 0 | 0 | 0 | 0 | 0 | 0 | 0 | 0 | 0.45131 | 0 | 0.71279 | 7.5594 | 0 | 0 | 0.42121 | 0.79501 | 0 | 0.00061708 | 0 | 0 | 9.9404 | 0 | 0 | 0 | 0 | 0 | 0 | 0 | 0 | 0 | 0 | 0 | 0 | 0
11 | 23 | 10 | 5 | 1.7931 | 0 | 13.6089 | 0 | 0 | 0 | 0 | 0.69377 | 0 | 0 | 2.969 | 0 | 19.0648 | 0 | 0 | 0 | 0 | 0 | 0 | 0 | 0 | 0 | 0 | 0 | 0 | 0 | 0.45131 | 0 | 0.71279 | 5.6525 | 0 | 0 | 0.31621 | 0.78606 | 0 | 0 | 0 | 0 | 7.9189 | 0 | 0 | 0 | 0 | 0 | 0 | 0 | 0 | 0 | 0 | 0 | 0 | 0
11 | 23 | 11 | 5 | 1.7931 | 0 | 13.6089 | 0 | 0 | 0 | 0 | 0.57719 | 0 | 0 | 2.969 | 0 | 18.9482 | 0 | 0 | 0 | 0 | 0 | 0 | 0 | 0 | 0 | 0 | 0 | 0 | 0 | 0.45131 | 0 | 0.71279 | 4.879 | 0 | 0 | 0.31621 | 0.78722 | 0 | 0 | 0 | 0 | 7.1466 | 0 | 0 | 0 | 0 | 0 | 0 | 0 | 0 | 0 | 0 | 0 | 0 | 0
11 | 23 | 12 | 5 | 1.7931 | 0 | 13.6089 | 0 | 0 | 0 | 0 | 0.44319 | 0 | 0 | 3.457 | 0 | 19.3022 | 0 | 0 | 0 | 0 | 0 | 0 | 0 | 0 | 0 | 0 | 0 | 0 | 0 | 0.45131 | 0 | 0.54519 | 4.0439 | 0 | 0 | 0.36871 | 0.78788 | 0 | 0 | 0 | 0 | 6.197 | 0 | 0 | 0 | 0 | 0 | 0 | 0 | 0 | 0 | 0 | 0 | 0 | 0
11 | 23 | 13 | 5 | 1.7931 | 0 | 8.6613 | 0 | 0 | 0 | 0 | 0.42667 | 0 | 0 | 3.945 | 0 | 14.8261 | 0 | 0 | 0 | 0 | 0 | 0 | 0 | 0 | 0 | 0 | 0 | 0 | 0 | 0.45131 | 0 | 0.54519 | 3.7297 | 0 | 0 | 0.42121 | 0.78953 | 0 | 0 | 0 | 0 | 5.937 | 0 | 0 | 0 | 0 | 0 | 0 | 0 | 0 | 0 | 0 | 0 | 0 | 0
11 | 23 | 14 | 5 | 1.7931 | 0 | 13.6089 | 0 | 0 | 0 | 0 | 0.27269 | 0 | 0 | 3.457 | 0 | 19.1317 | 0 | 0 | 0 | 0 | 0 | 0 | 0 | 0 | 0 | 0 | 0 | 0 | 0 | 0.45131 | 0 | 0.54519 | 3.0165 | 0 | 0 | 0.36871 | 0.78619 | 0 | 0 | 0 | 0 | 5.1679 | 0 | 0 | 0 | 0 | 0 | 0 | 0 | 0 | 0 | 0 | 0 | 0 | 0
11 | 23 | 15 | 5 | 1.7931 | 0 | 13.6089 | 0 | 0 | 0 | 0 | 0.32003 | 0 | 0 | 3.457 | 0 | 19.1791 | 0 | 0 | 0 | 0 | 0 | 0 | 0 | 0 | 0 | 0 | 0 | 0 | 0 | 0.45131 | 0 | 0.54519 | 3.2292 | 0 | 0 | 0.36871 | 0.7889 | 0 | 0 | 0 | 0 | 5.3834 | 0 | 0 | 0 | 0 | 0 | 0 | 0 | 0 | 0 | 0 | 0 | 0 | 0
11 | 23 | 16 | 5 | 1.7931 | 0 | 13.6089 | 0 | 0 | 0 | 0 | 0.43502 | 0 | 0 | 2.9691 | 0 | 18.8061 | 0 | 0 | 0 | 0 | 0 | 0 | 0 | 0 | 0 | 0 | 0 | 0 | 0 | 0.45131 | 0 | 0.54519 | 4.1338 | 0 | 0 | 0.31621 | 0.79223 | 0 | 0 | 0 | 0 | 6.2387 | 0 | 0 | 0 | 0 | 0 | 0 | 0 | 0 | 0 | 0 | 0 | 0 | 0
11 | 23 | 17 | 5 | 1.7931 | 0 | 13.6089 | 0 | 0 | 0 | 0 | 0.63273 | 0 | 0 | 2.9691 | 0 | 19.0038 | 0 | 0 | 0 | 0 | 0 | 0 | 0 | 0 | 0 | 0 | 0 | 0 | 0 | 0.45131 | 0 | 0.54519 | 5.9728 | 0 | 0 | 0.31621 | 0.8061 | 0 | 0.3051 | 0 | 0 | 8.3967 | 0 | 0 | 0 | 0 | 0 | 0 | 0 | 0 | 0 | 0 | 0 | 0 | 0
11 | 23 | 18 | 5 | 1.7931 | 0 | 13.6089 | 0 | 0 | 0 | 0 | 0.69279 | 0 | 0 | 3.9587 | 0 | 20.0535 | 0 | 0 | 0 | 0 | 0 | 0 | 0 | 0 | 0 | 0 | 0 | 0 | 0 | 0.45131 | 0 | 0.54519 | 6.4502 | 0 | 0 | 0.52621 | 0.81124 | 0 | 0.1968 | 0 | 0 | 8.981 | 0 | 0 | 0 | 0 | 0 | 0 | 0 | 0 | 0 | 0 | 0 | 0 | 0
11 | 23 | 19 | 5 | 1.7931 | 0 | 9.8982 | 0 | 0 | 0 | 0 | 0.88446 | 0 | 0 | 5.872 | 0 | 18.4478 | 0 | 0 | 0 | 0 | 0 | 0 | 0 | 0 | 0 | 0 | 0 | 0 | 0 | 0.45131 | 0 | 0.54519 | 8.0636 | 0 | 0 | 0.52621 | 0.83034 | 0 | 0.00064861 | 0 | 0 | 10.4173 | 0 | 0 | 0 | 0 | 0 | 0 | 0 | 0 | 0 | 0 | 0 | 0 | 0
11 | 23 | 20 | 5 | 1.7931 | 0 | 2.4769 | 0 | 0 | 0 | 0 | 0.99474 | 0 | 0 | 3.9451 | 0 | 9.2099 | 0 | 0 | 0 | 0 | 0 | 0 | 0 | 0 | 0 | 0 | 0 | 0 | 0 | 0.45131 | 0 | 0.88038 | 8.9648 | 0 | 0 | 0.42121 | 0.82201 | 0 | 0.00072561 | 0 | 0 | 11.5405 | 0 | 0 | 0 | 0 | 0 | 0 | 0 | 0 | 0 | 0 | 0 | 0 | 0
11 | 23 | 21 | 5 | 1.7931 | 0 | 2.4769 | 0 | 0 | 0 | 0 | 1.0321 | 0 | 0 | 3.4571 | 0 | 8.7593 | 0 | 0 | 0 | 0 | 0 | 0 | 0 | 0 | 0 | 0 | 0 | 0 | 0 | 0.45131 | 0 | 1.1038 | 9.3738 | 0 | 0 | 0.36871 | 0.81903 | 0 | 0.00075893 | 0 | 0 | 12.1175 | 0 | 0 | 0 | 0 | 0 | 0 | 0 | 0 | 0 | 0 | 0 | 0 | 0
11 | 23 | 22 | 5 | 1.7931 | 0 | 2.4769 | 0 | 0 | 0 | 0 | 1.0984 | 0 | 0 | 3.9587 | 0 | 9.3271 | 0 | 0 | 0 | 0 | 0 | 0 | 0 | 0 | 0 | 0 | 0 | 0 | 0 | 0.45131 | 0 | 1.2156 | 10.1312 | 0 | 0 | 0.47371 | 0.82768 | 0 | 0.00082315 | 0 | 0 | 13.1003 | 0 | 0 | 0 | 0 | 0 | 0 | 0 | 0 | 0 | 0 | 0 | 0 | 0
11 | 23 | 23 | 5 | 1.7931 | 0 | 2.4769 | 0 | 0 | 0 | 0 | 1.1093 | 0 | 0 | 3.4379 | 0 | 8.8173 | 0 | 0 | 0 | 0 | 0 | 0 | 0 | 0 | 0 | 0 | 0 | 0 | 0 | 0.45131 | 0 | 1.1038 | 10.3389 | 0 | 0 | 0.31621 | 0.83016 | 0 | 0.00084135 | 0 | 0 | 13.0413 | 0 | 0 | 0 | 0 | 0 | 0 | 0 | 0 | 0 | 0 | 0 | 0 | 0
11 | 23 | 24 | 5 | 1.7931 | 0 | 2.4769 | 0 | 0 | 0 | 0 | 0.63122 | 0 | 0 | 0.52926 | 0 | 5.4305 | 0 | 0 | 0 | 0 | 0 | 0 | 0 | 0 | 0 | 0 | 0 | 0 | 0 | 0.45131 | 0 | 0.88038 | 7.0212 | 0 | 0 | 0.053706 | 0.82788 | 0 | 0.00053718 | 0 | 0 | 9.235 | 0 | 0 | 0 | 0 | 0 | 0 | 0 | 0 | 0 | 0 | 0 | 0 | 0
11 | 24 | 1 | 6 | 1.7931 | 0 | 2.4769 | 0 | 0 | 0 | 0 | 0.81539 | 0 | 0 | 0.52925 | 0 | 5.6147 | 0 | 0 | 0 | 0 | 0 | 0 | 0 | 0 | 0 | 0 | 0 | 0 | 0 | 0.45131 | 0 | 0.54519 | 8.9256 | 0 | 0 | 0.053706 | 0.84948 | 0 | 0.00070573 | 0 | 0 | 10.826 | 0 | 0 | 0 | 0 | 0 | 0 | 0 | 0 | 0 | 0 | 0 | 0 | 0
11 | 24 | 2 | 6 | 1.7931 | 0 | 2.4769 | 0 | 0 | 0 | 0 | 0.85545 | 0 | 0 | 0.52932 | 0 | 5.6548 | 0 | 0 | 0 | 0 | 0 | 0 | 0 | 0 | 0 | 0 | 0 | 0 | 0 | 0.45131 | 0 | 0.32173 | 9.4103 | 0 | 0 | 0.053706 | 0.85504 | 0 | 0.00075158 | 0 | 0 | 11.0928 | 0 | 0 | 0 | 0 | 0 | 0 | 0 | 0 | 0 | 0 | 0 | 0 | 0
11 | 24 | 3 | 6 | 1.7931 | 0 | 2.4769 | 0 | 0 | 0 | 0 | 0.82952 | 0 | 0 | 0.52933 | 0 | 5.6289 | 0 | 0 | 0 | 0 | 0 | 0 | 0 | 0 | 0 | 0 | 0 | 0 | 0 | 0.45131 | 0 | 0.32173 | 9.0971 | 0 | 0 | 0.053706 | 0.84535 | 0 | 0.00072624 | 0 | 0 | 10.7699 | 0 | 0 | 0 | 0 | 0 | 0 | 0 | 0 | 0 | 0 | 0 | 0 | 0
11 | 24 | 4 | 6 | 1.7931 | 0 | 2.4769 | 0 | 0 | 0 | 0 | 0.88974 | 0 | 0 | 0.5293 | 0 | 5.6891 | 0 | 0 | 0 | 0 | 0 | 0 | 0 | 0 | 0 | 0 | 0 | 0 | 0 | 0.45131 | 0 | 0.32173 | 9.6851 | 0 | 0 | 0.053706 | 0.85366 | 0 | 0.00077008 | 0 | 0 | 11.3662 | 0 | 0 | 0 | 0 | 0 | 0 | 0 | 0 | 0 | 0 | 0 | 0 | 0
11 | 24 | 5 | 6 | 1.7931 | 0 | 2.4769 | 0 | 0 | 0 | 0 | 0.91524 | 0 | 0 | 0.52933 | 0 | 5.7146 | 0 | 0 | 0 | 0 | 0 | 0 | 0 | 0 | 0 | 0 | 0 | 0 | 0 | 0.45131 | 0 | 0.32173 | 9.9723 | 0 | 0 | 0.053706 | 0.8564 | 0 | 0.00079984 | 0 | 0 | 11.6563 | 0 | 0 | 0 | 0 | 0 | 0 | 0 | 0 | 0 | 0 | 0 | 0 | 0
11 | 24 | 6 | 6 | 1.7931 | 0 | 2.4769 | 0 | 0 | 0 | 0 | 0.87626 | 0 | 0 | 0.52933 | 0 | 5.6756 | 0 | 0 | 0 | 0 | 0 | 0 | 0 | 0 | 0 | 0 | 0 | 0 | 0 | 0.45131 | 0 | 0.32173 | 9.5749 | 0 | 0 | 0.053706 | 0.84627 | 0 | 0.070004 | 0 | 0 | 11.318 | 0 | 0 | 0 | 0 | 0 | 0 | 0 | 0 | 0 | 0 | 0 | 0 | 0
11 | 24 | 7 | 6 | 1.7931 | 0 | 2.4769 | 0 | 0 | 0 | 0 | 0.90589 | 0 | 0 | 2.9692 | 0 | 8.1451 | 0 | 0 | 0 | 0 | 0 | 0 | 0 | 0 | 0 | 0 | 0 | 0 | 0 | 0.45131 | 0 | 0.54519 | 9.7752 | 0 | 0 | 0.31621 | 0.84513 | 0 | 0.025753 | 0 | 0 | 11.9588 | 0 | 0 | 0 | 0 | 0 | 0 | 0 | 0 | 0 | 0 | 0 | 0 | 0
11 | 24 | 8 | 6 | 1.7931 | 0 | 2.4769 | 0 | 0 | 0 | 0 | 1.2392 | 0 | 0 | 3.9587 | 0 | 9.4679 | 0 | 0 | 0 | 0 | 0 | 0 | 0 | 0 | 0 | 0 | 0 | 0 | 0 | 0.45131 | 0 | 0.71279 | 12.2487 | 0 | 0 | 0.52621 | 0.84185 | 0 | 0.00099121 | 0 | 0 | 14.7818 | 0 | 0 | 0 | 0 | 0 | 0 | 0 | 0 | 0 | 0 | 0 | 0 | 0
11 | 24 | 9 | 6 | 1.7931 | 0 | 13.6089 | 0 | 0 | 0 | 0 | 1.1119 | 0 | 0 | 4.8961 | 0 | 21.41 | 0 | 0 | 0 | 0 | 0 | 0 | 0 | 0 | 0 | 0 | 0 | 0 | 0 | 0.45131 | 0 | 0.71279 | 10.7585 | 0 | 0 | 0.42121 | 0.84034 | 0 | 0.00086826 | 0 | 0 | 13.185 | 0 | 0 | 0 | 0 | 0 | 0 | 0 | 0 | 0 | 0 | 0 | 0 | 0
11 | 24 | 10 | 6 | 1.7931 | 0 | 13.6089 | 0 | 0 | 0 | 0 | 0.97236 | 0 | 0 | 2.9692 | 0 | 19.3435 | 0 | 0 | 0 | 0 | 0 | 0 | 0 | 0 | 0 | 0 | 0 | 0 | 0 | 0.45131 | 0 | 0.71279 | 9.2797 | 0 | 0 | 0.31621 | 0.82588 | 0 | 0.00074502 | 0 | 0 | 11.5866 | 0 | 0 | 0 | 0 | 0 | 0 | 0 | 0 | 0 | 0 | 0 | 0 | 0
11 | 24 | 11 | 6 | 1.7931 | 0 | 13.6089 | 0 | 0 | 0 | 0 | 0.85266 | 0 | 0 | 2.9691 | 0 | 19.2238 | 0 | 0 | 0 | 0 | 0 | 0 | 0 | 0 | 0 | 0 | 0 | 0 | 0 | 0.45131 | 0 | 0.71279 | 8.1621 | 0 | 0 | 0.31621 | 0.82215 | 0 | 0.00064678 | 0 | 0 | 10.4652 | 0 | 0 | 0 | 0 | 0 | 0 | 0 | 0 | 0 | 0 | 0 | 0 | 0
11 | 24 | 12 | 6 | 1.7931 | 0 | 13.6089 | 0 | 0 | 0 | 0 | 0.8136 | 0 | 0 | 3.4571 | 0 | 19.6727 | 0 | 0 | 0 | 0 | 0 | 0 | 0 | 0 | 0 | 0 | 0 | 0 | 0 | 0.45131 | 0 | 0.54519 | 7.8187 | 0 | 0 | 0.36871 | 0.83292 | 0 | 0.00061544 | 0 | 0 | 10.0175 | 0 | 0 | 0 | 0 | 0 | 0 | 0 | 0 | 0 | 0 | 0 | 0 | 0
11 | 24 | 13 | 6 | 1.7931 | 0 | 8.6613 | 0 | 0 | 0 | 0 | 0.742 | 0 | 0 | 3.9451 | 0 | 15.1416 | 0 | 0 | 0 | 0 | 0 | 0 | 0 | 0 | 0 | 0 | 0 | 0 | 0 | 0.45131 | 0 | 0.54519 | 7.285 | 0 | 0 | 0.42121 | 0.82898 | 0 | 0.00056493 | 0 | 0 | 9.5322 | 0 | 0 | 0 | 0 | 0 | 0 | 0 | 0 | 0 | 0 | 0 | 0 | 0
11 | 24 | 14 | 6 | 1.7931 | 0 | 13.6089 | 0 | 0 | 0 | 0 | 0.54044 | 0 | 0 | 3.4572 | 0 | 19.3996 | 0 | 0 | 0 | 0 | 0 | 0 | 0 | 0 | 0 | 0 | 0 | 0 | 0 | 0.45131 | 0 | 0.54519 | 5.8424 | 0 | 0 | 0.36871 | 0.82102 | 0 | 0.00042913 | 0 | 0 | 8.029 | 0 | 0 | 0 | 0 | 0 | 0 | 0 | 0 | 0 | 0 | 0 | 0 | 0
11 | 24 | 15 | 6 | 1.7931 | 0 | 13.6089 | 0 | 0 | 0 | 0 | 0.55375 | 0 | 0 | 3.4571 | 0 | 19.4129 | 0 | 0 | 0 | 0 | 0 | 0 | 0 | 0 | 0 | 0 | 0 | 0 | 0 | 0.45131 | 0 | 0.54519 | 5.8513 | 0 | 0 | 0.36871 | 0.8235 | 0 | 0.00043444 | 0 | 0 | 8.0405 | 0 | 0 | 0 | 0 | 0 | 0 | 0 | 0 | 0 | 0 | 0 | 0 | 0
11 | 24 | 16 | 6 | 1.7931 | 0 | 13.6089 | 0 | 0 | 0 | 0 | 0.62097 | 0 | 0 | 2.9692 | 0 | 18.9921 | 0 | 0 | 0 | 0 | 0 | 0 | 0 | 0 | 0 | 0 | 0 | 0 | 0 | 0.45131 | 0 | 0.54519 | 6.1831 | 0 | 0 | 0.31621 | 0.82478 | 0 | 0.00047527 | 0 | 0 | 8.3211 | 0 | 0 | 0 | 0 | 0 | 0 | 0 | 0 | 0 | 0 | 0 | 0 | 0
11 | 24 | 17 | 6 | 1.7931 | 0 | 13.6089 | 0 | 0 | 0 | 0 | 0.712 | 0 | 0 | 2.9692 | 0 | 19.0832 | 0 | 0 | 0 | 0 | 0 | 0 | 0 | 0 | 0 | 0 | 0 | 0 | 0 | 0.45131 | 0 | 0.54519 | 6.7826 | 0 | 0 | 0.31621 | 0.82277 | 0 | 0.00055464 | 0 | 0 | 8.9186 | 0 | 0 | 0 | 0 | 0 | 0 | 0 | 0 | 0 | 0 | 0 | 0 | 0
11 | 24 | 18 | 6 | 1.7931 | 0 | 13.6089 | 0 | 0 | 0 | 0 | 0.80867 | 0 | 0 | 3.9587 | 0 | 20.1694 | 0 | 0 | 0 | 0 | 0 | 0 | 0 | 0 | 0 | 0 | 0 | 0 | 0 | 0.45131 | 0 | 0.54519 | 7.5641 | 0 | 0 | 0.52621 | 0.83059 | 0 | 0.00060247 | 0 | 0 | 9.918 | 0 | 0 | 0 | 0 | 0 | 0 | 0 | 0 | 0 | 0 | 0 | 0 | 0
11 | 24 | 19 | 6 | 1.7931 | 0 | 9.8982 | 0 | 0 | 0 | 0 | 0.8292 | 0 | 0 | 5.8721 | 0 | 18.3927 | 0 | 0 | 0 | 0 | 0 | 0 | 0 | 0 | 0 | 0 | 0 | 0 | 0 | 0.45131 | 0 | 0.54519 | 7.6708 | 0 | 0 | 0.52621 | 0.82268 | 0 | 0.00072162 | 0 | 0 | 10.0169 | 0 | 0 | 0 | 0 | 0 | 0 | 0 | 0 | 0 | 0 | 0 | 0 | 0
11 | 24 | 20 | 6 | 1.7931 | 0 | 2.4769 | 0 | 0 | 0 | 0 | 0.98947 | 0 | 0 | 3.9451 | 0 | 9.2046 | 0 | 0 | 0 | 0 | 0 | 0 | 0 | 0 | 0 | 0 | 0 | 0 | 0 | 0.45131 | 0 | 0.88038 | 8.7344 | 0 | 0 | 0.42121 | 0.82347 | 0 | 0.00071327 | 0 | 0 | 11.3115 | 0 | 0 | 0 | 0 | 0 | 0 | 0 | 0 | 0 | 0 | 0 | 0 | 0
11 | 24 | 21 | 6 | 1.7931 | 0 | 2.4769 | 0 | 0 | 0 | 0 | 1.0442 | 0 | 0 | 3.4571 | 0 | 8.7714 | 0 | 0 | 0 | 0 | 0 | 0 | 0 | 0 | 0 | 0 | 0 | 0 | 0 | 0.45131 | 0 | 1.1038 | 9.1306 | 0 | 0 | 0.36871 | 0.82317 | 0 | 0.00075219 | 0 | 0 | 11.8784 | 0 | 0 | 0 | 0 | 0 | 0 | 0 | 0 | 0 | 0 | 0 | 0 | 0
11 | 24 | 22 | 6 | 1.7931 | 0 | 2.4769 | 0 | 0 | 0 | 0 | 1.0593 | 0 | 0 | 3.9587 | 0 | 9.2881 | 0 | 0 | 0 | 0 | 0 | 0 | 0 | 0 | 0 | 0 | 0 | 0 | 0 | 0.45131 | 0 | 1.2156 | 9.2639 | 0 | 0 | 0.47371 | 0.82183 | 0 | 0.0007636 | 0 | 0 | 12.2271 | 0 | 0 | 0 | 0 | 0 | 0 | 0 | 0 | 0 | 0 | 0 | 0 | 0
11 | 24 | 23 | 6 | 1.7931 | 0 | 2.4769 | 0 | 0 | 0 | 0 | 1.0301 | 0 | 0 | 3.438 | 0 | 8.7381 | 0 | 0 | 0 | 0 | 0 | 0 | 0 | 0 | 0 | 0 | 0 | 0 | 0 | 0.45131 | 0 | 1.1038 | 9.0314 | 0 | 0 | 0.31621 | 0.81803 | 0 | 0.00074355 | 0 | 0 | 11.7215 | 0 | 0 | 0 | 0 | 0 | 0 | 0 | 0 | 0 | 0 | 0 | 0 | 0
11 | 24 | 24 | 6 | 1.7931 | 0 | 2.4769 | 0 | 0 | 0 | 0 | 0.58159 | 0 | 0 | 0.52927 | 0 | 5.3809 | 0 | 0 | 0 | 0 | 0 | 0 | 0 | 0 | 0 | 0 | 0 | 0 | 0 | 0.45131 | 0 | 0.88038 | 6.3074 | 0 | 0 | 0.053706 | 0.82437 | 0 | 0.0004717 | 0 | 0 | 8.5176 | 0 | 0 | 0 | 0 | 0 | 0 | 0 | 0 | 0 | 0 | 0 | 0 | 0
11 | 25 | 1 | 7 | 1.7931 | 0 | 2.4769 | 0 | 0 | 0 | 0 | 0.71932 | 0 | 0 | 0.5293 | 0 | 5.5186 | 0 | 0 | 0 | 0 | 0 | 0 | 0 | 0 | 0 | 0 | 0 | 0 | 0 | 0.45131 | 0 | 0.54519 | 7.5902 | 0 | 0 | 0.053706 | 0.83565 | 0 | 0.00058363 | 0 | 0 | 9.4767 | 0 | 0 | 0 | 0 | 0 | 0 | 0 | 0 | 0 | 0 | 0 | 0 | 0
11 | 25 | 2 | 7 | 1.7931 | 0 | 2.4769 | 0 | 0 | 0 | 0 | 0.78164 | 0 | 0 | 0.52934 | 0 | 5.581 | 0 | 0 | 0 | 0 | 0 | 0 | 0 | 0 | 0 | 0 | 0 | 0 | 0 | 0.45131 | 0 | 0.32173 | 8.1492 | 0 | 0 | 0.053706 | 0.84509 | 0 | 0.008728 | 0 | 0 | 9.8297 | 0 | 0 | 0 | 0 | 0 | 0 | 0 | 0 | 0 | 0 | 0 | 0 | 0
11 | 25 | 3 | 7 | 1.7931 | 0 | 2.4769 | 0 | 0 | 0 | 0 | 0.76595 | 0 | 0 | 0.52938 | 0 | 5.5653 | 0 | 0 | 0 | 0 | 0 | 0 | 0 | 0 | 0 | 0 | 0 | 0 | 0 | 0.45131 | 0 | 0.32173 | 8.0071 | 0 | 0 | 0.053706 | 0.83923 | 0 | 0.070214 | 0 | 0 | 9.7433 | 0 | 0 | 0 | 0 | 0 | 0 | 0 | 0 | 0 | 0 | 0 | 0 | 0
11 | 25 | 4 | 7 | 1.7931 | 0 | 2.4769 | 0 | 0 | 0 | 0 | 0.83103 | 0 | 0 | 0.52936 | 0 | 5.6304 | 0 | 0 | 0 | 0 | 0 | 0 | 0 | 0 | 0 | 0 | 0 | 0 | 0 | 0.45131 | 0 | 0.32173 | 8.5767 | 0 | 0 | 0.053706 | 0.84867 | 0 | 0.14127 | 0 | 0 | 10.3934 | 0 | 0 | 0 | 0 | 0 | 0 | 0 | 0 | 0 | 0 | 0 | 0 | 0
11 | 25 | 5 | 7 | 1.7931 | 0 | 2.4769 | 0 | 0 | 0 | 0 | 0.83493 | 0 | 0 | 0.52939 | 0 | 5.6344 | 0 | 0 | 0 | 0 | 0 | 0 | 0 | 0 | 0 | 0 | 0 | 0 | 0 | 0.45131 | 0 | 0.32173 | 8.5673 | 0 | 0 | 0.053706 | 0.8475 | 0 | 0.079286 | 0 | 0 | 10.3208 | 0 | 0 | 0 | 0 | 0 | 0 | 0 | 0 | 0 | 0 | 0 | 0 | 0
11 | 25 | 6 | 7 | 1.7931 | 0 | 2.4769 | 0 | 0 | 0 | 0 | 0.83689 | 0 | 0 | 0.52939 | 0 | 5.6363 | 0 | 0 | 0 | 0 | 0 | 0 | 0 | 0 | 0 | 0 | 0 | 0 | 0 | 0.45131 | 0 | 0.32173 | 8.5786 | 0 | 0 | 0.053706 | 0.84691 | 0 | 0.07943 | 0 | 0 | 10.3317 | 0 | 0 | 0 | 0 | 0 | 0 | 0 | 0 | 0 | 0 | 0 | 0 | 0
11 | 25 | 7 | 7 | 1.7931 | 0 | 2.4769 | 0 | 0 | 0 | 0 | 0.83632 | 0 | 0 | 2.9693 | 0 | 8.0756 | 0 | 0 | 0 | 0 | 0 | 0 | 0 | 0 | 0 | 0 | 0 | 0 | 0 | 0.45131 | 0 | 0.54519 | 7.8046 | 0 | 0 | 0.31621 | 0.83937 | 0 | 0 | 0 | 0 | 9.9567 | 0 | 0 | 0 | 0 | 0 | 0 | 0 | 0 | 0 | 0 | 0 | 0 | 0
11 | 25 | 8 | 7 | 1.7931 | 0 | 2.4769 | 0 | 0 | 0 | 0 | 1.1831 | 0 | 0 | 3.9588 | 0 | 9.4118 | 0 | 0 | 0 | 0 | 0 | 0 | 0 | 0 | 0 | 0 | 0 | 0 | 0 | 0.45131 | 0 | 0.71279 | 9.6303 | 0 | 0 | 0.52621 | 0.83611 | 0 | 0 | 0 | 0 | 12.1567 | 0 | 0 | 0 | 0 | 0 | 0 | 0 | 0 | 0 | 0 | 0 | 0 | 0
11 | 25 | 9 | 7 | 1.7931 | 0 | 13.6089 | 0 | 0 | 0 | 0 | 1.0283 | 0 | 0 | 4.8963 | 0 | 21.3265 | 0 | 0 | 0 | 0 | 0 | 0 | 0 | 0 | 0 | 0 | 0 | 0 | 0 | 0.45131 | 0 | 0.71279 | 8.2791 | 0 | 0 | 0.42121 | 0.83388 | 0 | 0 | 0 | 0 | 10.6983 | 0 | 0 | 0 | 0 | 0 | 0 | 0 | 0 | 0 | 0 | 0 | 0 | 0
11 | 25 | 10 | 7 | 1.7931 | 0 | 13.6089 | 0 | 0 | 0 | 0 | 0.91623 | 0 | 0 | 2.9692 | 0 | 19.2875 | 0 | 0 | 0 | 0 | 0 | 0 | 0 | 0 | 0 | 0 | 0 | 0 | 0 | 0.45131 | 0 | 0.71279 | 7.1852 | 0 | 0 | 0.31621 | 0.82877 | 0 | 0 | 0 | 0 | 9.4942 | 0 | 0 | 0 | 0 | 0 | 0 | 0 | 0 | 0 | 0 | 0 | 0 | 0
11 | 25 | 11 | 7 | 1.7931 | 0 | 13.6089 | 0 | 0 | 0 | 0 | 0.81347 | 0 | 0 | 2.9692 | 0 | 19.1847 | 0 | 0 | 0 | 0 | 0 | 0 | 0 | 0 | 0 | 0 | 0 | 0 | 0 | 0.45131 | 0 | 0.71279 | 6.2945 | 0 | 0 | 0.31621 | 0.82305 | 0 | 0 | 0 | 0 | 8.5978 | 0 | 0 | 0 | 0 | 0 | 0 | 0 | 0 | 0 | 0 | 0 | 0 | 0
11 | 25 | 12 | 7 | 1.7931 | 0 | 13.6089 | 0 | 0 | 0 | 0 | 0.66422 | 0 | 0 | 3.4572 | 0 | 19.5234 | 0 | 0 | 0 | 0 | 0 | 0 | 0 | 0 | 0 | 0 | 0 | 0 | 0 | 0.45131 | 0 | 0.54519 | 5.2149 | 0 | 0 | 0.36871 | 0.82488 | 0 | 0 | 0 | 0 | 7.405 | 0 | 0 | 0 | 0 | 0 | 0 | 0 | 0 | 0 | 0 | 0 | 0 | 0
11 | 25 | 13 | 7 | 1.7931 | 0 | 8.6613 | 0 | 0 | 0 | 0 | 0.6085 | 0 | 0 | 3.9452 | 0 | 15.0081 | 0 | 0 | 0 | 0 | 0 | 0 | 0 | 0 | 0 | 0 | 0 | 0 | 0 | 0.45131 | 0 | 0.54519 | 4.8652 | 0 | 0 | 0.42121 | 0.82576 | 0 | 0 | 0 | 0 | 7.1087 | 0 | 0 | 0 | 0 | 0 | 0 | 0 | 0 | 0 | 0 | 0 | 0 | 0
11 | 25 | 14 | 7 | 1.7931 | 0 | 13.6089 | 0 | 0 | 0 | 0 | 0.38988 | 0 | 0 | 3.4572 | 0 | 19.2491 | 0 | 0 | 0 | 0 | 0 | 0 | 0 | 0 | 0 | 0 | 0 | 0 | 0 | 0.45131 | 0 | 0.54519 | 3.7268 | 0 | 0 | 0.36871 | 0.81933 | 0 | 0 | 0 | 0 | 5.9113 | 0 | 0 | 0 | 0 | 0 | 0 | 0 | 0 | 0 | 0 | 0 | 0 | 0
11 | 25 | 15 | 7 | 1.7931 | 0 | 13.6089 | 0 | 0 | 0 | 0 | 0.38235 | 0 | 0 | 3.4572 | 0 | 19.2416 | 0 | 0 | 0 | 0 | 0 | 0 | 0 | 0 | 0 | 0 | 0 | 0 | 0 | 0.45131 | 0 | 0.54519 | 3.6671 | 0 | 0 | 0.36871 | 0.81867 | 0 | 0 | 0 | 0 | 5.851 | 0 | 0 | 0 | 0 | 0 | 0 | 0 | 0 | 0 | 0 | 0 | 0 | 0
11 | 25 | 16 | 7 | 1.7931 | 0 | 13.6089 | 0 | 0 | 0 | 0 | 0.44376 | 0 | 0 | 2.9692 | 0 | 18.815 | 0 | 0 | 0 | 0 | 0 | 0 | 0 | 0 | 0 | 0 | 0 | 0 | 0 | 0.45131 | 0 | 0.54519 | 3.8181 | 0 | 0 | 0.31621 | 0.81614 | 0 | 0 | 0 | 0 | 5.9469 | 0 | 0 | 0 | 0 | 0 | 0 | 0 | 0 | 0 | 0 | 0 | 0 | 0
11 | 25 | 17 | 7 | 1.7931 | 0 | 13.6089 | 0 | 0 | 0 | 0 | 0.5477 | 0 | 0 | 2.9692 | 0 | 18.9189 | 0 | 0 | 0 | 0 | 0 | 0 | 0 | 0 | 0 | 0 | 0 | 0 | 0 | 0.45131 | 0 | 0.54519 | 4.3364 | 0 | 0 | 0.31621 | 0.81713 | 0 | 0 | 0 | 0 | 6.4662 | 0 | 0 | 0 | 0 | 0 | 0 | 0 | 0 | 0 | 0 | 0 | 0 | 0
11 | 25 | 18 | 7 | 1.7931 | 0 | 13.6089 | 0 | 0 | 0 | 0 | 0.58235 | 0 | 0 | 3.9587 | 0 | 19.9431 | 0 | 0 | 0 | 0 | 0 | 0 | 0 | 0 | 0 | 0 | 0 | 0 | 0 | 0.45131 | 0 | 0.54519 | 4.5912 | 0 | 0 | 0.52621 | 0.815 | 0 | 0 | 0 | 0 | 6.9289 | 0 | 0 | 0 | 0 | 0 | 0 | 0 | 0 | 0 | 0 | 0 | 0 | 0
11 | 25 | 19 | 7 | 1.7931 | 0 | 9.8982 | 0 | 0 | 0 | 0 | 0.68819 | 0 | 0 | 5.8722 | 0 | 18.2517 | 0 | 0 | 0 | 0 | 0 | 0 | 0 | 0 | 0 | 0 | 0 | 0 | 0 | 0.45131 | 0 | 0.54519 | 5.2027 | 0 | 0 | 0.52621 | 0.81975 | 0 | 0 | 0 | 0 | 7.5452 | 0 | 0 | 0 | 0 | 0 | 0 | 0 | 0 | 0 | 0 | 0 | 0 | 0
11 | 25 | 20 | 7 | 1.7931 | 0 | 2.4769 | 0 | 0 | 0 | 0 | 0.7846 | 0 | 0 | 3.9452 | 0 | 8.9998 | 0 | 0 | 0 | 0 | 0 | 0 | 0 | 0 | 0 | 0 | 0 | 0 | 0 | 0.45131 | 0 | 0.88038 | 5.6025 | 0 | 0 | 0.42121 | 0.80955 | 0 | 0 | 0 | 0 | 8.165 | 0 | 0 | 0 | 0 | 0 | 0 | 0 | 0 | 0 | 0 | 0 | 0 | 0
11 | 25 | 21 | 7 | 1.7931 | 0 | 2.4769 | 0 | 0 | 0 | 0 | 0.81089 | 0 | 0 | 3.4572 | 0 | 8.5381 | 0 | 0 | 0 | 0 | 0 | 0 | 0 | 0 | 0 | 0 | 0 | 0 | 0 | 0.45131 | 0 | 1.1038 | 5.8284 | 0 | 0 | 0.36871 | 0.80499 | 0 | 0 | 0 | 0 | 8.5572 | 0 | 0 | 0 | 0 | 0 | 0 | 0 | 0 | 0 | 0 | 0 | 0 | 0
11 | 25 | 22 | 7 | 1.7931 | 0 | 2.4769 | 0 | 0 | 0 | 0 | 0.82352 | 0 | 0 | 3.9587 | 0 | 9.0523 | 0 | 0 | 0 | 0 | 0 | 0 | 0 | 0 | 0 | 0 | 0 | 0 | 0 | 0.45131 | 0 | 1.2156 | 5.9939 | 0 | 0 | 0.47371 | 0.80276 | 0 | 0 | 0 | 0 | 8.9372 | 0 | 0 | 0 | 0 | 0 | 0 | 0 | 0 | 0 | 0 | 0 | 0 | 0
11 | 25 | 23 | 7 | 1.7931 | 0 | 2.4769 | 0 | 0 | 0 | 0 | 0.82323 | 0 | 0 | 3.4379 | 0 | 8.5312 | 0 | 0 | 0 | 0 | 0 | 0 | 0 | 0 | 0 | 0 | 0 | 0 | 0 | 0.45131 | 0 | 1.1038 | 6.1204 | 0 | 0 | 0.31621 | 0.80385 | 0 | 0 | 0 | 0 | 8.7956 | 0 | 0 | 0 | 0 | 0 | 0 | 0 | 0 | 0 | 0 | 0 | 0 | 0
11 | 25 | 24 | 7 | 1.7931 | 0 | 2.4769 | 0 | 0 | 0 | 0 | 0.37818 | 0 | 0 | 0.52928 | 0 | 5.1775 | 0 | 0 | 0 | 0 | 0 | 0 | 0 | 0 | 0 | 0 | 0 | 0 | 0 | 0.45131 | 0 | 0.88038 | 4.1703 | 0 | 0 | 0.053706 | 0.80997 | 0 | 0 | 0 | 0 | 6.3657 | 0 | 0 | 0 | 0 | 0 | 0 | 0 | 0 | 0 | 0 | 0 | 0 | 0
11 | 26 | 1 | 1 | 1.7931 | 0 | 2.4769 | 0 | 0 | 0 | 0 | 0.51476 | 0 | 0 | 0.5293 | 0 | 5.3141 | 0 | 0 | 0 | 0 | 0 | 0 | 0 | 0 | 0 | 0 | 0 | 0 | 0 | 0.45131 | 0 | 0.54519 | 5.0019 | 0 | 0 | 0.053706 | 0.81912 | 0 | 0 | 0 | 0 | 6.8712 | 0 | 0 | 0 | 0 | 0 | 0 | 0 | 0 | 0 | 0 | 0 | 0 | 0
11 | 26 | 2 | 1 | 1.7931 | 0 | 2.4769 | 0 | 0 | 0 | 0 | 0.59847 | 0 | 0 | 0.52934 | 0 | 5.3978 | 0 | 0 | 0 | 0 | 0 | 0 | 0 | 0 | 0 | 0 | 0 | 0 | 0 | 0.45131 | 0 | 0.32173 | 5.7016 | 0 | 0 | 0.053706 | 0.83074 | 0 | 0 | 0 | 0 | 7.3591 | 0 | 0 | 0 | 0 | 0 | 0 | 0 | 0 | 0 | 0 | 0 | 0 | 0
11 | 26 | 3 | 1 | 1.7931 | 0 | 2.4769 | 0 | 0 | 0 | 0 | 0.61605 | 0 | 0 | 0.52938 | 0 | 5.4154 | 0 | 0 | 0 | 0 | 0 | 0 | 0 | 0 | 0 | 0 | 0 | 0 | 0 | 0.45131 | 0 | 0.32173 | 5.912 | 0 | 0 | 0.053706 | 0.82993 | 0 | 0 | 0 | 0 | 7.5687 | 0 | 0 | 0 | 0 | 0 | 0 | 0 | 0 | 0 | 0 | 0 | 0 | 0
11 | 26 | 4 | 1 | 1.7931 | 0 | 2.4769 | 0 | 0 | 0 | 0 | 0.6394 | 0 | 0 | 0.52938 | 0 | 5.4388 | 0 | 0 | 0 | 0 | 0 | 0 | 0 | 0 | 0 | 0 | 0 | 0 | 0 | 0.45131 | 0 | 0.32173 | 6.2324 | 0 | 0 | 0.053706 | 0.83136 | 0 | 0 | 0 | 0 | 7.8905 | 0 | 0 | 0 | 0 | 0 | 0 | 0 | 0 | 0 | 0 | 0 | 0 | 0
11 | 26 | 5 | 1 | 1.7931 | 0 | 2.4769 | 0 | 0 | 0 | 0 | 0.64574 | 0 | 0 | 0.52938 | 0 | 5.4451 | 0 | 0 | 0 | 0 | 0 | 0 | 0 | 0 | 0 | 0 | 0 | 0 | 0 | 0.45131 | 0 | 0.32173 | 6.2653 | 0 | 0 | 0.053706 | 0.8303 | 0 | 0 | 0 | 0 | 7.9223 | 0 | 0 | 0 | 0 | 0 | 0 | 0 | 0 | 0 | 0 | 0 | 0 | 0
11 | 26 | 6 | 1 | 1.7931 | 0 | 2.4769 | 0 | 0 | 0 | 0 | 0.66242 | 0 | 0 | 0.52937 | 0 | 5.4618 | 0 | 0 | 0 | 0 | 0 | 0 | 0 | 0 | 0 | 0 | 0 | 0 | 0 | 0.45131 | 0 | 0.32173 | 6.3791 | 0 | 0 | 0.053706 | 0.83146 | 0 | 0 | 0 | 0 | 8.0373 | 0 | 0 | 0 | 0 | 0 | 0 | 0 | 0 | 0 | 0 | 0 | 0 | 0
11 | 26 | 7 | 1 | 1.7931 | 0 | 2.4769 | 0 | 0 | 0 | 0 | 0.70056 | 0 | 0 | 2.9692 | 0 | 7.9398 | 0 | 0 | 0 | 0 | 0 | 0 | 0 | 0 | 0 | 0 | 0 | 0 | 0 | 0.45131 | 0 | 0.54519 | 6.6654 | 0 | 0 | 0.31621 | 0.82974 | 0 | 0 | 0 | 0 | 8.8078 | 0 | 0 | 0 | 0 | 0 | 0 | 0 | 0 | 0 | 0 | 0 | 0 | 0
11 | 26 | 8 | 1 | 1.7931 | 0 | 2.4769 | 0 | 0 | 0 | 0 | 1.1073 | 0 | 0 | 3.9588 | 0 | 9.336 | 0 | 0 | 0 | 0 | 0 | 0 | 0 | 0 | 0 | 0 | 0 | 0 | 0 | 0.45131 | 0 | 0.71279 | 8.9347 | 0 | 0 | 0.52621 | 0.82484 | 0 | 0 | 0 | 0 | 11.4498 | 0 | 0 | 0 | 0 | 0 | 0 | 0 | 0 | 0 | 0 | 0 | 0 | 0
11 | 26 | 9 | 1 | 1.7931 | 0 | 13.6089 | 0 | 0 | 0 | 0 | 0.88655 | 0 | 0 | 4.8962 | 0 | 21.1848 | 0 | 0 | 0 | 0 | 0 | 0 | 0 | 0 | 0 | 0 | 0 | 0 | 0 | 0.45131 | 0 | 0.71279 | 7.0893 | 0 | 0 | 0.42121 | 0.81679 | 0 | 0 | 0 | 0 | 9.4914 | 0 | 0 | 0 | 0 | 0 | 0 | 0 | 0 | 0 | 0 | 0 | 0 | 0
11 | 26 | 10 | 1 | 1.7931 | 0 | 13.6089 | 0 | 0 | 0 | 0 | 0.79387 | 0 | 0 | 2.9692 | 0 | 19.1651 | 0 | 0 | 0 | 0 | 0 | 0 | 0 | 0 | 0 | 0 | 0 | 0 | 0 | 0.45131 | 0 | 0.71279 | 6.3541 | 0 | 0 | 0.31621 | 0.81934 | 0 | 0 | 0 | 0 | 8.6538 | 0 | 0 | 0 | 0 | 0 | 0 | 0 | 0 | 0 | 0 | 0 | 0 | 0
11 | 26 | 11 | 1 | 1.7931 | 0 | 13.6089 | 0 | 0 | 0 | 0 | 0.66273 | 0 | 0 | 2.9692 | 0 | 19.034 | 0 | 0 | 0 | 0 | 0 | 0 | 0 | 0 | 0 | 0 | 0 | 0 | 0 | 0.45131 | 0 | 0.71279 | 5.4965 | 0 | 0 | 0.31621 | 0.81352 | 0 | 0 | 0 | 0 | 7.7903 | 0 | 0 | 0 | 0 | 0 | 0 | 0 | 0 | 0 | 0 | 0 | 0 | 0
11 | 26 | 12 | 1 | 1.7931 | 0 | 13.6089 | 0 | 0 | 0 | 0 | 0.62903 | 0 | 0 | 3.4572 | 0 | 19.4882 | 0 | 0 | 0 | 0 | 0 | 0 | 0 | 0 | 0 | 0 | 0 | 0 | 0 | 0.45131 | 0 | 0.54519 | 5.4047 | 0 | 0 | 0.36871 | 0.8243 | 0 | 0 | 0 | 0 | 7.5942 | 0 | 0 | 0 | 0 | 0 | 0 | 0 | 0 | 0 | 0 | 0 | 0 | 0
11 | 26 | 13 | 1 | 1.7931 | 0 | 8.6613 | 0 | 0 | 0 | 0 | 0.53899 | 0 | 0 | 3.9452 | 0 | 14.9386 | 0 | 0 | 0 | 0 | 0 | 0 | 0 | 0 | 0 | 0 | 0 | 0 | 0 | 0.45131 | 0 | 0.54519 | 4.9904 | 0 | 0 | 0.42121 | 0.81539 | 0 | 0 | 0 | 0 | 7.2235 | 0 | 0 | 0 | 0 | 0 | 0 | 0 | 0 | 0 | 0 | 0 | 0 | 0
11 | 26 | 14 | 1 | 1.7931 | 0 | 13.6089 | 0 | 0 | 0 | 0 | 0.40903 | 0 | 0 | 3.4572 | 0 | 19.2682 | 0 | 0 | 0 | 0 | 0 | 0 | 0 | 0 | 0 | 0 | 0 | 0 | 0 | 0.45131 | 0 | 0.54519 | 4.2402 | 0 | 0 | 0.36871 | 0.81732 | 0 | 0 | 0 | 0 | 6.4227 | 0 | 0 | 0 | 0 | 0 | 0 | 0 | 0 | 0 | 0 | 0 | 0 | 0
11 | 26 | 15 | 1 | 1.7931 | 0 | 13.6089 | 0 | 0 | 0 | 0 | 0.40741 | 0 | 0 | 3.4572 | 0 | 19.2666 | 0 | 0 | 0 | 0 | 0 | 0 | 0 | 0 | 0 | 0 | 0 | 0 | 0 | 0.45131 | 0 | 0.54519 | 4.2773 | 0 | 0 | 0.36871 | 0.81608 | 0 | 0 | 0 | 0 | 6.4586 | 0 | 0 | 0 | 0 | 0 | 0 | 0 | 0 | 0 | 0 | 0 | 0 | 0
11 | 26 | 16 | 1 | 1.7931 | 0 | 13.6089 | 0 | 0 | 0 | 0 | 0.50473 | 0 | 0 | 2.9692 | 0 | 18.8759 | 0 | 0 | 0 | 0 | 0 | 0 | 0 | 0 | 0 | 0 | 0 | 0 | 0 | 0.45131 | 0 | 0.54519 | 4.8183 | 0 | 0 | 0.31621 | 0.81946 | 0 | 0 | 0 | 0 | 6.9505 | 0 | 0 | 0 | 0 | 0 | 0 | 0 | 0 | 0 | 0 | 0 | 0 | 0
11 | 26 | 17 | 1 | 1.7931 | 0 | 13.6089 | 0 | 0 | 0 | 0 | 0.63794 | 0 | 0 | 2.9692 | 0 | 19.0092 | 0 | 0 | 0 | 0 | 0 | 0 | 0 | 0 | 0 | 0 | 0 | 0 | 0 | 0.45131 | 0 | 0.54519 | 5.6795 | 0 | 0 | 0.31621 | 0.82412 | 0 | 0 | 0 | 0 | 7.8163 | 0 | 0 | 0 | 0 | 0 | 0 | 0 | 0 | 0 | 0 | 0 | 0 | 0
11 | 26 | 18 | 1 | 1.7931 | 0 | 13.6089 | 0 | 0 | 0 | 0 | 0.65095 | 0 | 0 | 3.9587 | 0 | 20.0117 | 0 | 0 | 0 | 0 | 0 | 0 | 0 | 0 | 0 | 0 | 0 | 0 | 0 | 0.45131 | 0 | 0.54519 | 5.8415 | 0 | 0 | 0.52621 | 0.82261 | 0 | 0 | 0 | 0 | 8.1868 | 0 | 0 | 0 | 0 | 0 | 0 | 0 | 0 | 0 | 0 | 0 | 0 | 0
11 | 26 | 19 | 1 | 1.7931 | 0 | 9.8982 | 0 | 0 | 0 | 0 | 0.74515 | 0 | 0 | 5.8722 | 0 | 18.3087 | 0 | 0 | 0 | 0 | 0 | 0 | 0 | 0 | 0 | 0 | 0 | 0 | 0 | 0.45131 | 0 | 0.54519 | 7.0171 | 0 | 0 | 0.52621 | 0.82851 | 0 | 0.00056083 | 0 | 0 | 9.3689 | 0 | 0 | 0 | 0 | 0 | 0 | 0 | 0 | 0 | 0 | 0 | 0 | 0
11 | 26 | 20 | 1 | 1.7931 | 0 | 2.4769 | 0 | 0 | 0 | 0 | 0.86993 | 0 | 0 | 3.9452 | 0 | 9.0851 | 0 | 0 | 0 | 0 | 0 | 0 | 0 | 0 | 0 | 0 | 0 | 0 | 0 | 0.45131 | 0 | 0.88038 | 7.8697 | 0 | 0 | 0.42121 | 0.82245 | 0 | 0.00063994 | 0 | 0 | 10.4457 | 0 | 0 | 0 | 0 | 0 | 0 | 0 | 0 | 0 | 0 | 0 | 0 | 0
11 | 26 | 21 | 1 | 1.7931 | 0 | 2.4769 | 0 | 0 | 0 | 0 | 0.91722 | 0 | 0 | 3.4572 | 0 | 8.6444 | 0 | 0 | 0 | 0 | 0 | 0 | 0 | 0 | 0 | 0 | 0 | 0 | 0 | 0.45131 | 0 | 1.1038 | 8.3751 | 0 | 0 | 0.36871 | 0.82079 | 0 | 0.00067751 | 0 | 0 | 11.1204 | 0 | 0 | 0 | 0 | 0 | 0 | 0 | 0 | 0 | 0 | 0 | 0 | 0
11 | 26 | 22 | 1 | 1.7931 | 0 | 2.4769 | 0 | 0 | 0 | 0 | 0.94315 | 0 | 0 | 3.9587 | 0 | 9.1719 | 0 | 0 | 0 | 0 | 0 | 0 | 0 | 0 | 0 | 0 | 0 | 0 | 0 | 0.45131 | 0 | 1.2156 | 8.6383 | 0 | 0 | 0.47371 | 0.82 | 0 | 0.00069801 | 0 | 0 | 11.5995 | 0 | 0 | 0 | 0 | 0 | 0 | 0 | 0 | 0 | 0 | 0 | 0 | 0
11 | 26 | 23 | 1 | 1.7931 | 0 | 2.4769 | 0 | 0 | 0 | 0 | 0.94033 | 0 | 0 | 3.438 | 0 | 8.6483 | 0 | 0 | 0 | 0 | 0 | 0 | 0 | 0 | 0 | 0 | 0 | 0 | 0 | 0.45131 | 0 | 1.1038 | 8.6949 | 0 | 0 | 0.31621 | 0.81993 | 0 | 0.00070044 | 0 | 0 | 11.3869 | 0 | 0 | 0 | 0 | 0 | 0 | 0 | 0 | 0 | 0 | 0 | 0 | 0
11 | 26 | 24 | 1 | 1.7931 | 0 | 2.4769 | 0 | 0 | 0 | 0 | 0.50776 | 0 | 0 | 0.52929 | 0 | 5.3071 | 0 | 0 | 0 | 0 | 0 | 0 | 0 | 0 | 0 | 0 | 0 | 0 | 0 | 0.45131 | 0 | 0.88038 | 6.079 | 0 | 0 | 0.053706 | 0.82752 | 0 | 0.00043781 | 0 | 0 | 8.2923 | 0 | 0 | 0 | 0 | 0 | 0 | 0 | 0 | 0 | 0 | 0 | 0 | 0
11 | 27 | 1 | 2 | 1.7931 | 0 | 2.4769 | 0 | 0 | 0 | 0 | 0.65126 | 0 | 0 | 0.52931 | 0 | 5.4506 | 0 | 0 | 0 | 0 | 0 | 0 | 0 | 0 | 0 | 0 | 0 | 0 | 0 | 0.45131 | 0 | 0.54519 | 7.4615 | 0 | 0 | 0.053706 | 0.838 | 0 | 0.00056265 | 0 | 0 | 9.3503 | 0 | 0 | 0 | 0 | 0 | 0 | 0 | 0 | 0 | 0 | 0 | 0 | 0
11 | 27 | 2 | 2 | 1.7931 | 0 | 2.4769 | 0 | 0 | 0 | 0 | 0.71763 | 0 | 0 | 0.52934 | 0 | 5.517 | 0 | 0 | 0 | 0 | 0 | 0 | 0 | 0 | 0 | 0 | 0 | 0 | 0 | 0.45131 | 0 | 0.32173 | 8.1665 | 0 | 0 | 0.053706 | 0.84705 | 0 | 0.00062434 | 0 | 0 | 9.8409 | 0 | 0 | 0 | 0 | 0 | 0 | 0 | 0 | 0 | 0 | 0 | 0 | 0
11 | 27 | 3 | 2 | 1.7931 | 0 | 2.4769 | 0 | 0 | 0 | 0 | 0.78266 | 0 | 0 | 0.52937 | 0 | 5.582 | 0 | 0 | 0 | 0 | 0 | 0 | 0 | 0 | 0 | 0 | 0 | 0 | 0 | 0.45131 | 0 | 0.32173 | 8.8256 | 0 | 0 | 0.053706 | 0.85454 | 0 | 0.00068269 | 0 | 0 | 10.5076 | 0 | 0 | 0 | 0 | 0 | 0 | 0 | 0 | 0 | 0 | 0 | 0 | 0
11 | 27 | 4 | 2 | 1.7931 | 0 | 2.4769 | 0 | 0 | 0 | 0 | 0.80656 | 0 | 0 | 0.52939 | 0 | 5.606 | 0 | 0 | 0 | 0 | 0 | 0 | 0 | 0 | 0 | 0 | 0 | 0 | 0 | 0.45131 | 0 | 0.32173 | 9.1383 | 0 | 0 | 0.053706 | 0.85697 | 0 | 0.061958 | 0 | 0 | 10.884 | 0 | 0 | 0 | 0 | 0 | 0 | 0 | 0 | 0 | 0 | 0 | 0 | 0
11 | 27 | 5 | 2 | 1.7931 | 0 | 2.4769 | 0 | 0 | 0 | 0 | 0.84164 | 0 | 0 | 0.52939 | 0 | 5.641 | 0 | 0 | 0 | 0 | 0 | 0 | 0 | 0 | 0 | 0 | 0 | 0 | 0 | 0.45131 | 0 | 0.32173 | 9.4945 | 0 | 0 | 0.053706 | 0.86057 | 0 | 0.13746 | 0 | 0 | 11.3193 | 0 | 0 | 0 | 0 | 0 | 0 | 0 | 0 | 0 | 0 | 0 | 0 | 0
11 | 27 | 6 | 2 | 1.7931 | 0 | 2.4769 | 0 | 0 | 0 | 0 | 0.88368 | 0 | 0 | 0.5294 | 0 | 5.6831 | 0 | 0 | 0 | 0 | 0 | 0 | 0 | 0 | 0 | 0 | 0 | 0 | 0 | 0.45131 | 0 | 0.32173 | 9.9631 | 0 | 0 | 0.053706 | 0.86676 | 0 | 0.19143 | 0 | 0 | 11.848 | 0 | 0 | 0 | 0 | 0 | 0 | 0 | 0 | 0 | 0 | 0 | 0 | 0
11 | 27 | 7 | 2 | 1.7931 | 0 | 2.4769 | 0 | 0 | 0 | 0 | 0.88081 | 0 | 0 | 2.9693 | 0 | 8.1201 | 0 | 0 | 0 | 0 | 0 | 0 | 0 | 0 | 0 | 0 | 0 | 0 | 0 | 0.45131 | 0 | 0.54519 | 9.862 | 0 | 0 | 0.31621 | 0.85677 | 0 | 0.26816 | 0 | 0 | 12.2996 | 0 | 0 | 0 | 0 | 0 | 0 | 0 | 0 | 0 | 0 | 0 | 0 | 0
11 | 27 | 8 | 2 | 1.7931 | 0 | 2.4769 | 0 | 0 | 0 | 0 | 1.2116 | 0 | 0 | 3.9588 | 0 | 9.4404 | 0 | 0 | 0 | 0 | 0 | 0 | 0 | 0 | 0 | 0 | 0 | 0 | 0 | 0.45131 | 0 | 0.71279 | 12.2899 | 0 | 0 | 0.52621 | 0.84765 | 0 | 0.34151 | 0 | 0 | 15.1694 | 0 | 0 | 0 | 0 | 0 | 0 | 0 | 0 | 0 | 0 | 0 | 0 | 0
11 | 27 | 9 | 2 | 1.7931 | 0 | 13.6089 | 0 | 0 | 0 | 0 | 1.0653 | 0 | 0 | 4.8962 | 0 | 21.3636 | 0 | 0 | 0 | 0 | 0 | 0 | 0 | 0 | 0 | 0 | 0 | 0 | 0 | 0.45131 | 0 | 0.71279 | 10.5742 | 0 | 0 | 0.42121 | 0.84149 | 0 | 0.32529 | 0 | 0 | 13.3263 | 0 | 0 | 0 | 0 | 0 | 0 | 0 | 0 | 0 | 0 | 0 | 0 | 0
11 | 27 | 10 | 2 | 1.7931 | 0 | 13.6089 | 0 | 0 | 0 | 0 | 0.98152 | 0 | 0 | 2.9692 | 0 | 19.3527 | 0 | 0 | 0 | 0 | 0 | 0 | 0 | 0 | 0 | 0 | 0 | 0 | 0 | 0.45131 | 0 | 0.71279 | 9.6022 | 0 | 0 | 0.31621 | 0.83858 | 0 | 0.27325 | 0 | 0 | 12.1943 | 0 | 0 | 0 | 0 | 0 | 0 | 0 | 0 | 0 | 0 | 0 | 0 | 0
11 | 27 | 11 | 2 | 1.7931 | 0 | 13.6089 | 0 | 0 | 0 | 0 | 0.88643 | 0 | 0 | 2.9692 | 0 | 19.2576 | 0 | 0 | 0 | 0 | 0 | 0 | 0 | 0 | 0 | 0 | 0 | 0 | 0 | 0.45131 | 0 | 0.71279 | 8.7562 | 0 | 0 | 0.31621 | 0.83614 | 0 | 0.26832 | 0 | 0 | 11.341 | 0 | 0 | 0 | 0 | 0 | 0 | 0 | 0 | 0 | 0 | 0 | 0 | 0
11 | 27 | 12 | 2 | 1.7931 | 0 | 13.6089 | 0 | 0 | 0 | 0 | 0.85959 | 0 | 0 | 3.4572 | 0 | 19.7188 | 0 | 0 | 0 | 0 | 0 | 0 | 0 | 0 | 0 | 0 | 0 | 0 | 0 | 0.45131 | 0 | 0.54519 | 8.4388 | 0 | 0 | 0.36871 | 0.83708 | 0 | 0.23121 | 0 | 0 | 10.8723 | 0 | 0 | 0 | 0 | 0 | 0 | 0 | 0 | 0 | 0 | 0 | 0 | 0
11 | 27 | 13 | 2 | 1.7931 | 0 | 8.6613 | 0 | 0 | 0 | 0 | 0.92124 | 0 | 0 | 3.9452 | 0 | 15.3209 | 0 | 0 | 0 | 0 | 0 | 0 | 0 | 0 | 0 | 0 | 0 | 0 | 0 | 0.45131 | 0 | 0.54519 | 8.7544 | 0 | 0 | 0.42121 | 0.83551 | 0 | 0.12026 | 0 | 0 | 11.1278 | 0 | 0 | 0 | 0 | 0 | 0 | 0 | 0 | 0 | 0 | 0 | 0 | 0
11 | 27 | 14 | 2 | 1.7931 | 0 | 13.6089 | 0 | 0 | 0 | 0 | 0.87856 | 0 | 0 | 3.4572 | 0 | 19.7378 | 0 | 0 | 0 | 0 | 0 | 0 | 0 | 0 | 0 | 0 | 0 | 0 | 0 | 0.45131 | 0 | 0.54519 | 8.4446 | 0 | 0 | 0.36871 | 0.83699 | 0 | 0.19496 | 0 | 0 | 10.8418 | 0 | 0 | 0 | 0 | 0 | 0 | 0 | 0 | 0 | 0 | 0 | 0 | 0
11 | 27 | 15 | 2 | 1.7931 | 0 | 13.6089 | 0 | 0 | 0 | 0 | 0.88749 | 0 | 0 | 3.4572 | 0 | 19.7467 | 0 | 0 | 0 | 0 | 0 | 0 | 0 | 0 | 0 | 0 | 0 | 0 | 0 | 0.45131 | 0 | 0.54519 | 8.4292 | 0 | 0 | 0.36871 | 0.83705 | 0 | 0.27162 | 0 | 0 | 10.9031 | 0 | 0 | 0 | 0 | 0 | 0 | 0 | 0 | 0 | 0 | 0 | 0 | 0
11 | 27 | 16 | 2 | 1.7931 | 0 | 13.6089 | 0 | 0 | 0 | 0 | 0.88875 | 0 | 0 | 2.9692 | 0 | 19.26 | 0 | 0 | 0 | 0 | 0 | 0 | 0 | 0 | 0 | 0 | 0 | 0 | 0 | 0.45131 | 0 | 0.54519 | 8.3567 | 0 | 0 | 0.31621 | 0.83522 | 0 | 0.40542 | 0 | 0 | 10.91 | 0 | 0 | 0 | 0 | 0 | 0 | 0 | 0 | 0 | 0 | 0 | 0 | 0
11 | 27 | 17 | 2 | 1.7931 | 0 | 13.6089 | 0 | 0 | 0 | 0 | 0.88413 | 0 | 0 | 2.9692 | 0 | 19.2554 | 0 | 0 | 0 | 0 | 0 | 0 | 0 | 0 | 0 | 0 | 0 | 0 | 0 | 0.45131 | 0 | 0.54519 | 8.2564 | 0 | 0 | 0.31621 | 0.83493 | 0 | 0.53097 | 0 | 0 | 10.9351 | 0 | 0 | 0 | 0 | 0 | 0 | 0 | 0 | 0 | 0 | 0 | 0 | 0
11 | 27 | 18 | 2 | 1.7931 | 0 | 13.6089 | 0 | 0 | 0 | 0 | 0.88491 | 0 | 0 | 3.9587 | 0 | 20.2457 | 0 | 0 | 0 | 0 | 0 | 0 | 0 | 0 | 0 | 0 | 0 | 0 | 0 | 0.45131 | 0 | 0.54519 | 8.202 | 0 | 0 | 0.52621 | 0.83928 | 0 | 0.55037 | 0 | 0 | 11.1144 | 0 | 0 | 0 | 0 | 0 | 0 | 0 | 0 | 0 | 0 | 0 | 0 | 0
11 | 27 | 19 | 2 | 1.7931 | 0 | 9.8982 | 0 | 0 | 0 | 0 | 0.94434 | 0 | 0 | 5.8722 | 0 | 18.5079 | 0 | 0 | 0 | 0 | 0 | 0 | 0 | 0 | 0 | 0 | 0 | 0 | 0 | 0.45131 | 0 | 0.54519 | 7.7832 | 0 | 0 | 0.52621 | 0.83969 | 0 | 0 | 0 | 0 | 10.1456 | 0 | 0 | 0 | 0 | 0 | 0 | 0 | 0 | 0 | 0 | 0 | 0 | 0
11 | 27 | 20 | 2 | 1.7931 | 0 | 2.4769 | 0 | 0 | 0 | 0 | 1.0432 | 0 | 0 | 3.9452 | 0 | 9.2584 | 0 | 0 | 0 | 0 | 0 | 0 | 0 | 0 | 0 | 0 | 0 | 0 | 0 | 0.45131 | 0 | 0.88038 | 8.351 | 0 | 0 | 0.42121 | 0.83303 | 0 | 0 | 0 | 0 | 10.9369 | 0 | 0 | 0 | 0 | 0 | 0 | 0 | 0 | 0 | 0 | 0 | 0 | 0
11 | 27 | 21 | 2 | 1.7931 | 0 | 2.4769 | 0 | 0 | 0 | 0 | 1.029 | 0 | 0 | 3.4572 | 0 | 8.7562 | 0 | 0 | 0 | 0 | 0 | 0 | 0 | 0 | 0 | 0 | 0 | 0 | 0 | 0.45131 | 0 | 1.1038 | 8.1836 | 0 | 0 | 0.36871 | 0.82334 | 0 | 0 | 0 | 0 | 10.9308 | 0 | 0 | 0 | 0 | 0 | 0 | 0 | 0 | 0 | 0 | 0 | 0 | 0
11 | 27 | 22 | 2 | 1.7931 | 0 | 2.4769 | 0 | 0 | 0 | 0 | 1.033 | 0 | 0 | 3.9587 | 0 | 9.2617 | 0 | 0 | 0 | 0 | 0 | 0 | 0 | 0 | 0 | 0 | 0 | 0 | 0 | 0.45131 | 0 | 1.2156 | 7.8255 | 0 | 0 | 0.47371 | 0.82053 | 0 | 0 | 0 | 0 | 10.7866 | 0 | 0 | 0 | 0 | 0 | 0 | 0 | 0 | 0 | 0 | 0 | 0 | 0
11 | 27 | 23 | 2 | 1.7931 | 0 | 2.4769 | 0 | 0 | 0 | 0 | 1.05 | 0 | 0 | 3.438 | 0 | 8.758 | 0 | 0 | 0 | 0 | 0 | 0 | 0 | 0 | 0 | 0 | 0 | 0 | 0 | 0.45131 | 0 | 1.1038 | 7.9557 | 0 | 0 | 0.31621 | 0.8251 | 0 | 0 | 0 | 0 | 10.6521 | 0 | 0 | 0 | 0 | 0 | 0 | 0 | 0 | 0 | 0 | 0 | 0 | 0
11 | 27 | 24 | 2 | 1.7931 | 0 | 2.4769 | 0 | 0 | 0 | 0 | 0.57442 | 0 | 0 | 0.52933 | 0 | 5.3738 | 0 | 0 | 0 | 0 | 0 | 0 | 0 | 0 | 0 | 0 | 0 | 0 | 0 | 0.45131 | 0 | 0.88038 | 5.5787 | 0 | 0 | 0.053706 | 0.82617 | 0 | 0 | 0 | 0 | 7.7903 | 0 | 0 | 0 | 0 | 0 | 0 | 0 | 0 | 0 | 0 | 0 | 0 | 0
11 | 28 | 1 | 3 | 1.7931 | 0 | 2.4769 | 0 | 0 | 0 | 0 | 0.69575 | 0 | 0 | 0.52934 | 0 | 5.4951 | 0 | 0 | 0 | 0 | 0 | 0 | 0 | 0 | 0 | 0 | 0 | 0 | 0 | 0.45131 | 0 | 0.54519 | 6.5243 | 0 | 0 | 0.053706 | 0.83478 | 0 | 0 | 0 | 0 | 8.4093 | 0 | 0 | 0 | 0 | 0 | 0 | 0 | 0 | 0 | 0 | 0 | 0 | 0
11 | 28 | 2 | 3 | 1.7931 | 0 | 2.4769 | 0 | 0 | 0 | 0 | 0.75826 | 0 | 0 | 0.52937 | 0 | 5.5576 | 0 | 0 | 0 | 0 | 0 | 0 | 0 | 0 | 0 | 0 | 0 | 0 | 0 | 0.45131 | 0 | 0.32173 | 7.1356 | 0 | 0 | 0.053706 | 0.84423 | 0 | 0 | 0 | 0 | 8.8065 | 0 | 0 | 0 | 0 | 0 | 0 | 0 | 0 | 0 | 0 | 0 | 0 | 0
11 | 28 | 3 | 3 | 1.7931 | 0 | 2.4769 | 0 | 0 | 0 | 0 | 0.78336 | 0 | 0 | 0.52941 | 0 | 5.5828 | 0 | 0 | 0 | 0 | 0 | 0 | 0 | 0 | 0 | 0 | 0 | 0 | 0 | 0.45131 | 0 | 0.32173 | 7.1123 | 0 | 0 | 0.053706 | 0.84555 | 0 | 0 | 0 | 0 | 8.7846 | 0 | 0 | 0 | 0 | 0 | 0 | 0 | 0 | 0 | 0 | 0 | 0 | 0
11 | 28 | 4 | 3 | 1.7931 | 0 | 2.4769 | 0 | 0 | 0 | 0 | 0.79577 | 0 | 0 | 0.52942 | 0 | 5.5952 | 0 | 0 | 0 | 0 | 0 | 0 | 0 | 0 | 0 | 0 | 0 | 0 | 0 | 0.45131 | 0 | 0.32173 | 7.1006 | 0 | 0 | 0.053706 | 0.846 | 0 | 0 | 0 | 0 | 8.7734 | 0 | 0 | 0 | 0 | 0 | 0 | 0 | 0 | 0 | 0 | 0 | 0 | 0
11 | 28 | 5 | 3 | 1.7931 | 0 | 2.4769 | 0 | 0 | 0 | 0 | 0.73086 | 0 | 0 | 0.52942 | 0 | 5.5303 | 0 | 0 | 0 | 0 | 0 | 0 | 0 | 0 | 0 | 0 | 0 | 0 | 0 | 0.45131 | 0 | 0.32173 | 6.4927 | 0 | 0 | 0.053706 | 0.83417 | 0 | 0 | 0 | 0 | 8.1536 | 0 | 0 | 0 | 0 | 0 | 0 | 0 | 0 | 0 | 0 | 0 | 0 | 0
11 | 28 | 6 | 3 | 1.7931 | 0 | 2.4769 | 0 | 0 | 0 | 0 | 0.72461 | 0 | 0 | 0.52939 | 0 | 5.524 | 0 | 0 | 0 | 0 | 0 | 0 | 0 | 0 | 0 | 0 | 0 | 0 | 0 | 0.45131 | 0 | 0.32173 | 6.2966 | 0 | 0 | 0.053706 | 0.83312 | 0 | 0 | 0 | 0 | 7.9564 | 0 | 0 | 0 | 0 | 0 | 0 | 0 | 0 | 0 | 0 | 0 | 0 | 0
11 | 28 | 7 | 3 | 1.7931 | 0 | 2.4769 | 0 | 0 | 0 | 0 | 0.73015 | 0 | 0 | 2.9693 | 0 | 7.9694 | 0 | 0 | 0 | 0 | 0 | 0 | 0 | 0 | 0 | 0 | 0 | 0 | 0 | 0.45131 | 0 | 0.54519 | 6.1504 | 0 | 0 | 0.31621 | 0.82731 | 0 | 0 | 0 | 0 | 8.2904 | 0 | 0 | 0 | 0 | 0 | 0 | 0 | 0 | 0 | 0 | 0 | 0 | 0
11 | 28 | 8 | 3 | 1.7931 | 0 | 2.4769 | 0 | 0 | 0 | 0 | 1.1206 | 0 | 0 | 3.9588 | 0 | 9.3494 | 0 | 0 | 0 | 0 | 0 | 0 | 0 | 0 | 0 | 0 | 0 | 0 | 0 | 0.45131 | 0 | 0.71279 | 7.9768 | 0 | 0 | 0.52621 | 0.82234 | 0 | 0 | 0 | 0 | 10.4894 | 0 | 0 | 0 | 0 | 0 | 0 | 0 | 0 | 0 | 0 | 0 | 0 | 0
11 | 28 | 9 | 3 | 1.7931 | 0 | 13.6089 | 0 | 0 | 0 | 0 | 0.90312 | 0 | 0 | 4.8962 | 0 | 21.2014 | 0 | 0 | 0 | 0 | 0 | 0 | 0 | 0 | 0 | 0 | 0 | 0 | 0 | 0.45131 | 0 | 0.71279 | 6.3197 | 0 | 0 | 0.42121 | 0.81321 | 0 | 0 | 0 | 0 | 8.7182 | 0 | 0 | 0 | 0 | 0 | 0 | 0 | 0 | 0 | 0 | 0 | 0 | 0
11 | 28 | 10 | 3 | 1.7931 | 0 | 13.6089 | 0 | 0 | 0 | 0 | 0.79725 | 0 | 0 | 2.9692 | 0 | 19.1684 | 0 | 0 | 0 | 0 | 0 | 0 | 0 | 0 | 0 | 0 | 0 | 0 | 0 | 0.45131 | 0 | 0.71279 | 5.2014 | 0 | 0 | 0.31621 | 0.81038 | 0 | 0 | 0 | 0 | 7.4921 | 0 | 0 | 0 | 0 | 0 | 0 | 0 | 0 | 0 | 0 | 0 | 0 | 0
11 | 28 | 11 | 3 | 1.7931 | 0 | 13.6089 | 0 | 0 | 0 | 0 | 0.74928 | 0 | 0 | 2.9692 | 0 | 19.1205 | 0 | 0 | 0 | 0 | 0 | 0 | 0 | 0 | 0 | 0 | 0 | 0 | 0 | 0.45131 | 0 | 0.71279 | 4.2082 | 0 | 0 | 0.31621 | 0.80947 | 0 | 0 | 0 | 0 | 6.498 | 0 | 0 | 0 | 0 | 0 | 0 | 0 | 0 | 0 | 0 | 0 | 0 | 0
11 | 28 | 12 | 3 | 1.7931 | 0 | 13.6089 | 0 | 0 | 0 | 0 | 0.7263 | 0 | 0 | 3.4572 | 0 | 19.5855 | 0 | 0 | 0 | 0 | 0 | 0 | 0 | 0 | 0 | 0 | 0 | 0 | 0 | 0.45131 | 0 | 0.54519 | 4.1347 | 0 | 0 | 0.36871 | 0.81336 | 0 | 0 | 0 | 0 | 6.3133 | 0 | 0 | 0 | 0 | 0 | 0 | 0 | 0 | 0 | 0 | 0 | 0 | 0
11 | 28 | 13 | 3 | 1.7931 | 0 | 8.6613 | 0 | 0 | 0 | 0 | 0.74693 | 0 | 0 | 3.9452 | 0 | 15.1466 | 0 | 0 | 0 | 0 | 0 | 0 | 0 | 0 | 0 | 0 | 0 | 0 | 0 | 0.45131 | 0 | 0.54519 | 4.0084 | 0 | 0 | 0.42121 | 0.80969 | 0 | 0 | 0 | 0 | 6.2358 | 0 | 0 | 0 | 0 | 0 | 0 | 0 | 0 | 0 | 0 | 0 | 0 | 0
11 | 28 | 14 | 3 | 1.7931 | 0 | 13.6089 | 0 | 0 | 0 | 0 | 0.63525 | 0 | 0 | 3.4572 | 0 | 19.4944 | 0 | 0 | 0 | 0 | 0 | 0 | 0 | 0 | 0 | 0 | 0 | 0 | 0 | 0.45131 | 0 | 0.54519 | 3.1439 | 0 | 0 | 0.36871 | 0.80461 | 0 | 0 | 0 | 0 | 5.3137 | 0 | 0 | 0 | 0 | 0 | 0 | 0 | 0 | 0 | 0 | 0 | 0 | 0
11 | 28 | 15 | 3 | 1.7931 | 0 | 13.6089 | 0 | 0 | 0 | 0 | 0.61124 | 0 | 0 | 3.4572 | 0 | 19.4704 | 0 | 0 | 0 | 0 | 0 | 0 | 0 | 0 | 0 | 0 | 0 | 0 | 0 | 0.45131 | 0 | 0.54519 | 3.1903 | 0 | 0 | 0.36871 | 0.80399 | 0 | 0 | 0 | 0 | 5.3595 | 0 | 0 | 0 | 0 | 0 | 0 | 0 | 0 | 0 | 0 | 0 | 0 | 0
11 | 28 | 16 | 3 | 1.7931 | 0 | 13.6089 | 0 | 0 | 0 | 0 | 0.59344 | 0 | 0 | 2.9692 | 0 | 18.9647 | 0 | 0 | 0 | 0 | 0 | 0 | 0 | 0 | 0 | 0 | 0 | 0 | 0 | 0.45131 | 0 | 0.54519 | 2.974 | 0 | 0 | 0.31621 | 0.80215 | 0 | 0 | 0 | 0 | 5.0888 | 0 | 0 | 0 | 0 | 0 | 0 | 0 | 0 | 0 | 0 | 0 | 0 | 0
11 | 28 | 17 | 3 | 1.7931 | 0 | 13.6089 | 0 | 0 | 0 | 0 | 0.55009 | 0 | 0 | 2.9692 | 0 | 18.9213 | 0 | 0 | 0 | 0 | 0 | 0 | 0 | 0 | 0 | 0 | 0 | 0 | 0 | 0.45131 | 0 | 0.54519 | 2.6882 | 0 | 0 | 0.31621 | 0.79885 | 0 | 0 | 0 | 0 | 4.7998 | 0 | 0 | 0 | 0 | 0 | 0 | 0 | 0 | 0 | 0 | 0 | 0 | 0
11 | 28 | 18 | 3 | 1.7931 | 0 | 13.6089 | 0 | 0 | 0 | 0 | 0.50478 | 0 | 0 | 3.9587 | 0 | 19.8655 | 0 | 0 | 0 | 0 | 0 | 0 | 0 | 0 | 0 | 0 | 0 | 0 | 0 | 0.45131 | 0 | 0.54519 | 2.2563 | 0 | 0 | 0.52621 | 0.79665 | 0 | 0 | 0 | 0 | 4.5757 | 0 | 0 | 0 | 0 | 0 | 0 | 0 | 0 | 0 | 0 | 0 | 0 | 0
11 | 28 | 19 | 3 | 1.7931 | 0 | 9.8982 | 0 | 0 | 0 | 0 | 0.56621 | 0 | 0 | 5.8722 | 0 | 18.1297 | 0 | 0 | 0 | 0 | 0 | 0 | 0 | 0 | 0 | 0 | 0 | 0 | 0 | 0.45131 | 0 | 0.54519 | 3.2749 | 0 | 0 | 0.52621 | 0.80118 | 0 | 0 | 0 | 0 | 5.5988 | 0 | 0 | 0 | 0 | 0 | 0 | 0 | 0 | 0 | 0 | 0 | 0 | 0
11 | 28 | 20 | 3 | 1.7931 | 0 | 2.4769 | 0 | 0 | 0 | 0 | 0.68358 | 0 | 0 | 3.9451 | 0 | 8.8987 | 0 | 0 | 0 | 0 | 0 | 0 | 0 | 0 | 0 | 0 | 0 | 0 | 0 | 0.45131 | 0 | 0.88038 | 3.7826 | 0 | 0 | 0.42121 | 0.79562 | 0 | 0 | 0 | 0 | 6.3312 | 0 | 0 | 0 | 0 | 0 | 0 | 0 | 0 | 0 | 0 | 0 | 0 | 0
11 | 28 | 21 | 3 | 1.7931 | 0 | 2.4769 | 0 | 0 | 0 | 0 | 0.7105 | 0 | 0 | 3.4571 | 0 | 8.4377 | 0 | 0 | 0 | 0 | 0 | 0 | 0 | 0 | 0 | 0 | 0 | 0 | 0 | 0.45131 | 0 | 1.1038 | 4.0244 | 0 | 0 | 0.36871 | 0.79178 | 0 | 0 | 0 | 0 | 6.74 | 0 | 0 | 0 | 0 | 0 | 0 | 0 | 0 | 0 | 0 | 0 | 0 | 0
11 | 28 | 22 | 3 | 1.7931 | 0 | 2.4769 | 0 | 0 | 0 | 0 | 0.71722 | 0 | 0 | 3.9587 | 0 | 8.9459 | 0 | 0 | 0 | 0 | 0 | 0 | 0 | 0 | 0 | 0 | 0 | 0 | 0 | 0.45131 | 0 | 1.2156 | 4.1882 | 0 | 0 | 0.47371 | 0.78918 | 0 | 0 | 0 | 0 | 7.118 | 0 | 0 | 0 | 0 | 0 | 0 | 0 | 0 | 0 | 0 | 0 | 0 | 0
11 | 28 | 23 | 3 | 1.7931 | 0 | 2.4769 | 0 | 0 | 0 | 0 | 0.70434 | 0 | 0 | 3.4379 | 0 | 8.4123 | 0 | 0 | 0 | 0 | 0 | 0 | 0 | 0 | 0 | 0 | 0 | 0 | 0 | 0.45131 | 0 | 1.1038 | 4.2702 | 0 | 0 | 0.31621 | 0.78912 | 0 | 0 | 0 | 0 | 6.9306 | 0 | 0 | 0 | 0 | 0 | 0 | 0 | 0 | 0 | 0 | 0 | 0 | 0
11 | 28 | 24 | 3 | 1.7931 | 0 | 2.4769 | 0 | 0 | 0 | 0 | 0.24661 | 0 | 0 | 0.52926 | 0 | 5.0459 | 0 | 0 | 0 | 0 | 0 | 0 | 0 | 0 | 0 | 0 | 0 | 0 | 0 | 0.45131 | 0 | 0.88038 | 2.7587 | 0 | 0 | 0.053706 | 0.79425 | 0 | 0 | 0 | 0 | 4.9383 | 0 | 0 | 0 | 0 | 0 | 0 | 0 | 0 | 0 | 0 | 0 | 0 | 0
11 | 29 | 1 | 4 | 1.7931 | 0 | 2.4769 | 0 | 0 | 0 | 0 | 0.36533 | 0 | 0 | 0.52928 | 0 | 5.1646 | 0 | 0 | 0 | 0 | 0 | 0 | 0 | 0 | 0 | 0 | 0 | 0 | 0 | 0.45131 | 0 | 0.54519 | 3.357 | 0 | 0 | 0.053706 | 0.80049 | 0 | 0 | 0 | 0 | 5.2077 | 0 | 0 | 0 | 0 | 0 | 0 | 0 | 0 | 0 | 0 | 0 | 0 | 0
11 | 29 | 2 | 4 | 1.7931 | 0 | 2.4769 | 0 | 0 | 0 | 0 | 0.41404 | 0 | 0 | 0.5293 | 0 | 5.2134 | 0 | 0 | 0 | 0 | 0 | 0 | 0 | 0 | 0 | 0 | 0 | 0 | 0 | 0.45131 | 0 | 0.32173 | 3.8274 | 0 | 0 | 0.053706 | 0.80649 | 0 | 0 | 0 | 0 | 5.4607 | 0 | 0 | 0 | 0 | 0 | 0 | 0 | 0 | 0 | 0 | 0 | 0 | 0
11 | 29 | 3 | 4 | 1.7931 | 0 | 2.4769 | 0 | 0 | 0 | 0 | 0.45201 | 0 | 0 | 0.52932 | 0 | 5.2513 | 0 | 0 | 0 | 0 | 0 | 0 | 0 | 0 | 0 | 0 | 0 | 0 | 0 | 0.45131 | 0 | 0.32173 | 4.1342 | 0 | 0 | 0.053706 | 0.80905 | 0 | 0 | 0 | 0 | 5.77 | 0 | 0 | 0 | 0 | 0 | 0 | 0 | 0 | 0 | 0 | 0 | 0 | 0
11 | 29 | 4 | 4 | 1.7931 | 0 | 2.4769 | 0 | 0 | 0 | 0 | 0.49102 | 0 | 0 | 0.52932 | 0 | 5.2904 | 0 | 0 | 0 | 0 | 0 | 0 | 0 | 0 | 0 | 0 | 0 | 0 | 0 | 0.45131 | 0 | 0.32173 | 4.4571 | 0 | 0 | 0.053706 | 0.81278 | 0 | 0 | 0 | 0 | 6.0967 | 0 | 0 | 0 | 0 | 0 | 0 | 0 | 0 | 0 | 0 | 0 | 0 | 0
11 | 29 | 5 | 4 | 1.7931 | 0 | 2.4769 | 0 | 0 | 0 | 0 | 0.50666 | 0 | 0 | 0.52933 | 0 | 5.306 | 0 | 0 | 0 | 0 | 0 | 0 | 0 | 0 | 0 | 0 | 0 | 0 | 0 | 0.45131 | 0 | 0.32173 | 4.6432 | 0 | 0 | 0.053706 | 0.81316 | 0 | 0 | 0 | 0 | 6.2831 | 0 | 0 | 0 | 0 | 0 | 0 | 0 | 0 | 0 | 0 | 0 | 0 | 0
11 | 29 | 6 | 4 | 1.7931 | 0 | 2.4769 | 0 | 0 | 0 | 0 | 0.52614 | 0 | 0 | 0.52933 | 0 | 5.3255 | 0 | 0 | 0 | 0 | 0 | 0 | 0 | 0 | 0 | 0 | 0 | 0 | 0 | 0.45131 | 0 | 0.32173 | 4.7551 | 0 | 0 | 0.053706 | 0.81459 | 0 | 0 | 0 | 0 | 6.3964 | 0 | 0 | 0 | 0 | 0 | 0 | 0 | 0 | 0 | 0 | 0 | 0 | 0
11 | 29 | 7 | 4 | 1.7931 | 0 | 2.4769 | 0 | 0 | 0 | 0 | 0.54407 | 0 | 0 | 2.9692 | 0 | 7.7833 | 0 | 0 | 0 | 0 | 0 | 0 | 0 | 0 | 0 | 0 | 0 | 0 | 0 | 0.45131 | 0 | 0.54519 | 5.0034 | 0 | 0 | 0.31621 | 0.80934 | 0 | 0 | 0 | 0 | 7.1254 | 0 | 0 | 0 | 0 | 0 | 0 | 0 | 0 | 0 | 0 | 0 | 0 | 0
11 | 29 | 8 | 4 | 1.7931 | 0 | 2.4769 | 0 | 0 | 0 | 0 | 0.99023 | 0 | 0 | 3.9587 | 0 | 9.219 | 0 | 0 | 0 | 0 | 0 | 0 | 0 | 0 | 0 | 0 | 0 | 0 | 0 | 0.45131 | 0 | 0.71279 | 6.9439 | 0 | 0 | 0.52621 | 0.80095 | 0 | 0 | 0 | 0 | 9.4352 | 0 | 0 | 0 | 0 | 0 | 0 | 0 | 0 | 0 | 0 | 0 | 0 | 0
11 | 29 | 9 | 4 | 1.7931 | 0 | 13.6089 | 0 | 0 | 0 | 0 | 0.71101 | 0 | 0 | 4.8961 | 0 | 21.0092 | 0 | 0 | 0 | 0 | 0 | 0 | 0 | 0 | 0 | 0 | 0 | 0 | 0 | 0.45131 | 0 | 0.71279 | 5.0853 | 0 | 0 | 0.42121 | 0.79661 | 0 | 0 | 0 | 0 | 7.4672 | 0 | 0 | 0 | 0 | 0 | 0 | 0 | 0 | 0 | 0 | 0 | 0 | 0
11 | 29 | 10 | 4 | 1.7931 | 0 | 13.6089 | 0 | 0 | 0 | 0 | 0.56837 | 0 | 0 | 2.9691 | 0 | 18.9395 | 0 | 0 | 0 | 0 | 0 | 0 | 0 | 0 | 0 | 0 | 0 | 0 | 0 | 0.45131 | 0 | 0.71279 | 3.9962 | 0 | 0 | 0.31621 | 0.79194 | 0 | 0 | 0 | 0 | 6.2685 | 0 | 0 | 0 | 0 | 0 | 0 | 0 | 0 | 0 | 0 | 0 | 0 | 0
11 | 29 | 11 | 4 | 1.7931 | 0 | 13.6089 | 0 | 0 | 0 | 0 | 0.49202 | 0 | 0 | 2.9691 | 0 | 18.8632 | 0 | 0 | 0 | 0 | 0 | 0 | 0 | 0 | 0 | 0 | 0 | 0 | 0 | 0.45131 | 0 | 0.71279 | 3.5455 | 0 | 0 | 0.31621 | 0.7901 | 0 | 0 | 0 | 0 | 5.8159 | 0 | 0 | 0 | 0 | 0 | 0 | 0 | 0 | 0 | 0 | 0 | 0 | 0
11 | 29 | 12 | 4 | 1.7931 | 0 | 13.6089 | 0 | 0 | 0 | 0 | 0.43971 | 0 | 0 | 3.4571 | 0 | 19.2988 | 0 | 0 | 0 | 0 | 0 | 0 | 0 | 0 | 0 | 0 | 0 | 0 | 0 | 0.45131 | 0 | 0.54519 | 3.2335 | 0 | 0 | 0.36871 | 0.78973 | 0 | 0 | 0 | 0 | 5.3885 | 0 | 0 | 0 | 0 | 0 | 0 | 0 | 0 | 0 | 0 | 0 | 0 | 0
11 | 29 | 13 | 4 | 1.7931 | 0 | 8.6613 | 0 | 0 | 0 | 0 | 0.42466 | 0 | 0 | 3.9451 | 0 | 14.8242 | 0 | 0 | 0 | 0 | 0 | 0 | 0 | 0 | 0 | 0 | 0 | 0 | 0 | 0.45131 | 0 | 0.54519 | 3.1836 | 0 | 0 | 0.42121 | 0.79037 | 0 | 0 | 0 | 0 | 5.3917 | 0 | 0 | 0 | 0 | 0 | 0 | 0 | 0 | 0 | 0 | 0 | 0 | 0
11 | 29 | 14 | 4 | 1.7931 | 0 | 13.6089 | 0 | 0 | 0 | 0 | 0.23757 | 0 | 0 | 3.4571 | 0 | 19.0967 | 0 | 0 | 0 | 0 | 0 | 0 | 0 | 0 | 0 | 0 | 0 | 0 | 0 | 0.45131 | 0 | 0.54519 | 2.3966 | 0 | 0 | 0.36871 | 0.78602 | 0 | 0 | 0 | 0 | 4.5478 | 0 | 0 | 0 | 0 | 0 | 0 | 0 | 0 | 0 | 0 | 0 | 0 | 0
11 | 29 | 15 | 4 | 1.7931 | 0 | 13.6089 | 0 | 0 | 0 | 0 | 0.27737 | 0 | 0 | 3.4571 | 0 | 19.1365 | 0 | 0 | 0 | 0 | 0 | 0 | 0 | 0 | 0 | 0 | 0 | 0 | 0 | 0.45131 | 0 | 0.54519 | 2.6442 | 0 | 0 | 0.36871 | 0.78778 | 0 | 0 | 0 | 0 | 4.7972 | 0 | 0 | 0 | 0 | 0 | 0 | 0 | 0 | 0 | 0 | 0 | 0 | 0
11 | 29 | 16 | 4 | 1.7931 | 0 | 13.6089 | 0 | 0 | 0 | 0 | 0.33431 | 0 | 0 | 2.9691 | 0 | 18.7054 | 0 | 0 | 0 | 0 | 0 | 0 | 0 | 0 | 0 | 0 | 0 | 0 | 0 | 0.45131 | 0 | 0.54519 | 2.8094 | 0 | 0 | 0.31621 | 0.78512 | 0 | 0 | 0 | 0 | 4.9073 | 0 | 0 | 0 | 0 | 0 | 0 | 0 | 0 | 0 | 0 | 0 | 0 | 0
11 | 29 | 17 | 4 | 1.7931 | 0 | 13.6089 | 0 | 0 | 0 | 0 | 0.36258 | 0 | 0 | 2.9691 | 0 | 18.7337 | 0 | 0 | 0 | 0 | 0 | 0 | 0 | 0 | 0 | 0 | 0 | 0 | 0 | 0.45131 | 0 | 0.54519 | 2.9947 | 0 | 0 | 0.31621 | 0.78305 | 0 | 0 | 0 | 0 | 5.0904 | 0 | 0 | 0 | 0 | 0 | 0 | 0 | 0 | 0 | 0 | 0 | 0 | 0
11 | 29 | 18 | 4 | 1.7931 | 0 | 13.6089 | 0 | 0 | 0 | 0 | 0.37498 | 0 | 0 | 3.9587 | 0 | 19.7357 | 0 | 0 | 0 | 0 | 0 | 0 | 0 | 0 | 0 | 0 | 0 | 0 | 0 | 0.45131 | 0 | 0.54519 | 3.1446 | 0 | 0 | 0.52621 | 0.78453 | 0 | 0 | 0 | 0 | 5.4518 | 0 | 0 | 0 | 0 | 0 | 0 | 0 | 0 | 0 | 0 | 0 | 0 | 0
11 | 29 | 19 | 4 | 1.7931 | 0 | 9.8982 | 0 | 0 | 0 | 0 | 0.42521 | 0 | 0 | 5.872 | 0 | 17.9886 | 0 | 0 | 0 | 0 | 0 | 0 | 0 | 0 | 0 | 0 | 0 | 0 | 0 | 0.45131 | 0 | 0.54519 | 3.3215 | 0 | 0 | 0.52621 | 0.78345 | 0 | 0 | 0 | 0 | 5.6277 | 0 | 0 | 0 | 0 | 0 | 0 | 0 | 0 | 0 | 0 | 0 | 0 | 0
11 | 29 | 20 | 4 | 1.7931 | 0 | 2.4769 | 0 | 0 | 0 | 0 | 0.527 | 0 | 0 | 3.945 | 0 | 8.7421 | 0 | 0 | 0 | 0 | 0 | 0 | 0 | 0 | 0 | 0 | 0 | 0 | 0 | 0.45131 | 0 | 0.88038 | 3.6469 | 0 | 0 | 0.42121 | 0.7746 | 0 | 0 | 0 | 0 | 6.1744 | 0 | 0 | 0 | 0 | 0 | 0 | 0 | 0 | 0 | 0 | 0 | 0 | 0
11 | 29 | 21 | 4 | 1.7931 | 0 | 2.4769 | 0 | 0 | 0 | 0 | 0.5549 | 0 | 0 | 3.457 | 0 | 8.282 | 0 | 0 | 0 | 0 | 0 | 0 | 0 | 0 | 0 | 0 | 0 | 0 | 0 | 0.45131 | 0 | 1.1038 | 3.8422 | 0 | 0 | 0.36871 | 0.7698 | 0 | 0 | 0 | 0 | 6.5358 | 0 | 0 | 0 | 0 | 0 | 0 | 0 | 0 | 0 | 0 | 0 | 0 | 0
11 | 29 | 22 | 4 | 1.7931 | 0 | 2.4769 | 0 | 0 | 0 | 0 | 0.55604 | 0 | 0 | 3.9586 | 0 | 8.7847 | 0 | 0 | 0 | 0 | 0 | 0 | 0 | 0 | 0 | 0 | 0 | 0 | 0 | 0.45131 | 0 | 1.2156 | 3.8183 | 0 | 0 | 0.47371 | 0.76543 | 0 | 0 | 0 | 0 | 6.7244 | 0 | 0 | 0 | 0 | 0 | 0 | 0 | 0 | 0 | 0 | 0 | 0 | 0
11 | 29 | 23 | 4 | 1.7931 | 0 | 2.4769 | 0 | 0 | 0 | 0 | 0.56314 | 0 | 0 | 3.4377 | 0 | 8.2709 | 0 | 0 | 0 | 0 | 0 | 0 | 0 | 0 | 0 | 0 | 0 | 0 | 0 | 0.45131 | 0 | 1.1038 | 3.855 | 0 | 0 | 0.31621 | 0.76715 | 0 | 0 | 0 | 0 | 6.4935 | 0 | 0 | 0 | 0 | 0 | 0 | 0 | 0 | 0 | 0 | 0 | 0 | 0
11 | 29 | 24 | 4 | 1.7931 | 0 | 2.4769 | 0 | 0 | 0 | 0 | 0.12278 | 0 | 0 | 0.52914 | 0 | 4.9219 | 0 | 0 | 0 | 0 | 0 | 0 | 0 | 0 | 0 | 0 | 0 | 0 | 0 | 0.45131 | 0 | 0.88038 | 2.1786 | 0 | 0 | 0.053706 | 0.77104 | 0 | 0 | 0 | 0 | 4.335 | 0 | 0 | 0 | 0 | 0 | 0 | 0 | 0 | 0 | 0 | 0 | 0 | 0
11 | 30 | 1 | 5 | 1.7931 | 0 | 2.4769 | 0 | 0 | 0 | 0 | 0.24135 | 0 | 0 | 0.52915 | 0 | 5.0405 | 0 | 0 | 0 | 0 | 0 | 0 | 0 | 0 | 0 | 0 | 0 | 0 | 0 | 0.45131 | 0 | 0.54519 | 3.0383 | 0 | 0 | 0.053706 | 0.77809 | 0 | 0 | 0 | 0 | 4.8666 | 0 | 0 | 0 | 0 | 0 | 0 | 0 | 0 | 0 | 0 | 0 | 0 | 0
11 | 30 | 2 | 5 | 1.7931 | 0 | 2.4769 | 0 | 0 | 0 | 0 | 0.30482 | 0 | 0 | 0.52917 | 0 | 5.104 | 0 | 0 | 0 | 0 | 0 | 0 | 0 | 0 | 0 | 0 | 0 | 0 | 0 | 0.45131 | 0 | 0.32173 | 3.4654 | 0 | 0 | 0.053706 | 0.78491 | 0 | 0 | 0 | 0 | 5.077 | 0 | 0 | 0 | 0 | 0 | 0 | 0 | 0 | 0 | 0 | 0 | 0 | 0
11 | 30 | 3 | 5 | 1.7931 | 0 | 2.4769 | 0 | 0 | 0 | 0 | 0.32085 | 0 | 0 | 0.5292 | 0 | 5.1201 | 0 | 0 | 0 | 0 | 0 | 0 | 0 | 0 | 0 | 0 | 0 | 0 | 0 | 0.45131 | 0 | 0.32173 | 3.6107 | 0 | 0 | 0.053706 | 0.78316 | 0 | 0 | 0 | 0 | 5.2206 | 0 | 0 | 0 | 0 | 0 | 0 | 0 | 0 | 0 | 0 | 0 | 0 | 0
11 | 30 | 4 | 5 | 1.7931 | 0 | 2.4769 | 0 | 0 | 0 | 0 | 0.3434 | 0 | 0 | 0.52919 | 0 | 5.1426 | 0 | 0 | 0 | 0 | 0 | 0 | 0 | 0 | 0 | 0 | 0 | 0 | 0 | 0.45131 | 0 | 0.32173 | 3.7886 | 0 | 0 | 0.053706 | 0.78374 | 0 | 0 | 0 | 0 | 5.399 | 0 | 0 | 0 | 0 | 0 | 0 | 0 | 0 | 0 | 0 | 0 | 0 | 0
11 | 30 | 5 | 5 | 1.7931 | 0 | 2.4769 | 0 | 0 | 0 | 0 | 0.35769 | 0 | 0 | 0.52919 | 0 | 5.1569 | 0 | 0 | 0 | 0 | 0 | 0 | 0 | 0 | 0 | 0 | 0 | 0 | 0 | 0.45131 | 0 | 0.32173 | 3.8616 | 0 | 0 | 0.053706 | 0.78373 | 0 | 0 | 0 | 0 | 5.4721 | 0 | 0 | 0 | 0 | 0 | 0 | 0 | 0 | 0 | 0 | 0 | 0 | 0
11 | 30 | 6 | 5 | 1.7931 | 0 | 2.4769 | 0 | 0 | 0 | 0 | 0.35719 | 0 | 0 | 0.52919 | 0 | 5.1564 | 0 | 0 | 0 | 0 | 0 | 0 | 0 | 0 | 0 | 0 | 0 | 0 | 0 | 0.45131 | 0 | 0.32173 | 3.7805 | 0 | 0 | 0.053706 | 0.78185 | 0 | 0 | 0 | 0 | 5.3891 | 0 | 0 | 0 | 0 | 0 | 0 | 0 | 0 | 0 | 0 | 0 | 0 | 0
11 | 30 | 7 | 5 | 1.7931 | 0 | 2.4769 | 0 | 0 | 0 | 0 | 0.42072 | 0 | 0 | 2.9691 | 0 | 7.6598 | 0 | 0 | 0 | 0 | 0 | 0 | 0 | 0 | 0 | 0 | 0 | 0 | 0 | 0.45131 | 0 | 0.54519 | 4.0843 | 0 | 0 | 0.31621 | 0.78391 | 0 | 0 | 0 | 0 | 6.1809 | 0 | 0 | 0 | 0 | 0 | 0 | 0 | 0 | 0 | 0 | 0 | 0 | 0
11 | 30 | 8 | 5 | 1.7931 | 0 | 2.4769 | 0 | 0 | 0 | 0 | 0.88431 | 0 | 0 | 3.9587 | 0 | 9.113 | 0 | 0 | 0 | 0 | 0 | 0 | 0 | 0 | 0 | 0 | 0 | 0 | 0 | 0.45131 | 0 | 0.71279 | 6.2322 | 0 | 0 | 0.52621 | 0.7773 | 0 | 0 | 0 | 0 | 8.6998 | 0 | 0 | 0 | 0 | 0 | 0 | 0 | 0 | 0 | 0 | 0 | 0 | 0
11 | 30 | 9 | 5 | 1.7931 | 0 | 13.6089 | 0 | 0 | 0 | 0 | 0.60223 | 0 | 0 | 4.896 | 0 | 20.9002 | 0 | 0 | 0 | 0 | 0 | 0 | 0 | 0 | 0 | 0 | 0 | 0 | 0 | 0.45131 | 0 | 0.71279 | 4.545 | 0 | 0 | 0.42121 | 0.77306 | 0 | 0 | 0 | 0 | 6.9033 | 0 | 0 | 0 | 0 | 0 | 0 | 0 | 0 | 0 | 0 | 0 | 0 | 0
11 | 30 | 10 | 5 | 1.7931 | 0 | 13.6089 | 0 | 0 | 0 | 0 | 0.46355 | 0 | 0 | 2.969 | 0 | 18.8346 | 0 | 0 | 0 | 0 | 0 | 0 | 0 | 0 | 0 | 0 | 0 | 0 | 0 | 0.45131 | 0 | 0.71279 | 3.7337 | 0 | 0 | 0.31621 | 0.76943 | 0 | 0 | 0 | 0 | 5.9835 | 0 | 0 | 0 | 0 | 0 | 0 | 0 | 0 | 0 | 0 | 0 | 0 | 0
11 | 30 | 11 | 5 | 1.7931 | 0 | 13.6089 | 0 | 0 | 0 | 0 | 0.37916 | 0 | 0 | 2.969 | 0 | 18.7502 | 0 | 0 | 0 | 0 | 0 | 0 | 0 | 0 | 0 | 0 | 0 | 0 | 0 | 0.45131 | 0 | 0.71279 | 3.3235 | 0 | 0 | 0.31621 | 0.7748 | 0 | 0 | 0 | 0 | 5.5786 | 0 | 0 | 0 | 0 | 0 | 0 | 0 | 0 | 0 | 0 | 0 | 0 | 0
11 | 30 | 12 | 5 | 1.7931 | 0 | 13.6089 | 0 | 0 | 0 | 0 | 0.32113 | 0 | 0 | 3.457 | 0 | 19.1802 | 0 | 0 | 0 | 0 | 0 | 0 | 0 | 0 | 0 | 0 | 0 | 0 | 0 | 0.45131 | 0 | 0.54519 | 3.0111 | 0 | 0 | 0.36871 | 0.77978 | 0 | 0 | 0 | 0 | 5.1561 | 0 | 0 | 0 | 0 | 0 | 0 | 0 | 0 | 0 | 0 | 0 | 0 | 0
11 | 30 | 13 | 5 | 1.7931 | 0 | 8.6613 | 0 | 0 | 0 | 0 | 0.28958 | 0 | 0 | 3.945 | 0 | 14.689 | 0 | 0 | 0 | 0 | 0 | 0 | 0 | 0 | 0 | 0 | 0 | 0 | 0 | 0.45131 | 0 | 0.54519 | 2.7283 | 0 | 0 | 0.42121 | 0.77953 | 0 | 0 | 0 | 0 | 4.9255 | 0 | 0 | 0 | 0 | 0 | 0 | 0 | 0 | 0 | 0 | 0 | 0 | 0
11 | 30 | 14 | 5 | 1.7931 | 0 | 13.6089 | 0 | 0 | 0 | 0 | 0.14938 | 0 | 0 | 3.457 | 0 | 19.0084 | 0 | 0 | 0 | 0 | 0 | 0 | 0 | 0 | 0 | 0 | 0 | 0 | 0 | 0.45131 | 0 | 0.54519 | 2.0358 | 0 | 0 | 0.36871 | 0.77992 | 0 | 0 | 0 | 0 | 4.1809 | 0 | 0 | 0 | 0 | 0 | 0 | 0 | 0 | 0 | 0 | 0 | 0 | 0
11 | 30 | 15 | 5 | 1.7931 | 0 | 13.6089 | 0 | 0 | 0 | 0 | 0.19085 | 0 | 0 | 3.4571 | 0 | 19.0499 | 0 | 0 | 0 | 0 | 0 | 0 | 0 | 0 | 0 | 0 | 0 | 0 | 0 | 0.45131 | 0 | 0.54519 | 2.1477 | 0 | 0 | 0.36871 | 0.7832 | 0 | 0 | 0 | 0 | 4.2961 | 0 | 0 | 0 | 0 | 0 | 0 | 0 | 0 | 0 | 0 | 0 | 0 | 0
11 | 30 | 16 | 5 | 1.7931 | 0 | 13.6089 | 0 | 0 | 0 | 0 | 0.23942 | 0 | 0 | 2.9691 | 0 | 18.6105 | 0 | 0 | 0 | 0 | 0 | 0 | 0 | 0 | 0 | 0 | 0 | 0 | 0 | 0.45131 | 0 | 0.54519 | 2.4288 | 0 | 0 | 0.31621 | 0.78723 | 0 | 0 | 0 | 0 | 4.5287 | 0 | 0 | 0 | 0 | 0 | 0 | 0 | 0 | 0 | 0 | 0 | 0 | 0
11 | 30 | 17 | 5 | 1.7931 | 0 | 13.6089 | 0 | 0 | 0 | 0 | 0.25199 | 0 | 0 | 2.9691 | 0 | 18.6231 | 0 | 0 | 0 | 0 | 0 | 0 | 0 | 0 | 0 | 0 | 0 | 0 | 0 | 0.45131 | 0 | 0.54519 | 2.7478 | 0 | 0 | 0.31621 | 0.78319 | 0 | 0 | 0 | 0 | 4.8437 | 0 | 0 | 0 | 0 | 0 | 0 | 0 | 0 | 0 | 0 | 0 | 0 | 0
11 | 30 | 18 | 5 | 1.7931 | 0 | 13.6089 | 0 | 0 | 0 | 0 | 0.31908 | 0 | 0 | 3.9587 | 0 | 19.6798 | 0 | 0 | 0 | 0 | 0 | 0 | 0 | 0 | 0 | 0 | 0 | 0 | 0 | 0.45131 | 0 | 0.54519 | 3.3128 | 0 | 0 | 0.52621 | 0.78478 | 0 | 0 | 0 | 0 | 5.6203 | 0 | 0 | 0 | 0 | 0 | 0 | 0 | 0 | 0 | 0 | 0 | 0 | 0
11 | 30 | 19 | 5 | 1.7931 | 0 | 9.8982 | 0 | 0 | 0 | 0 | 0.47324 | 0 | 0 | 5.872 | 0 | 18.0366 | 0 | 0 | 0 | 0 | 0 | 0 | 0 | 0 | 0 | 0 | 0 | 0 | 0 | 0.45131 | 0 | 0.54519 | 4.1648 | 0 | 0 | 0.52621 | 0.79148 | 0 | 0 | 0 | 0 | 6.479 | 0 | 0 | 0 | 0 | 0 | 0 | 0 | 0 | 0 | 0 | 0 | 0 | 0
11 | 30 | 20 | 5 | 1.7931 | 0 | 2.4769 | 0 | 0 | 0 | 0 | 0.59964 | 0 | 0 | 3.945 | 0 | 8.8147 | 0 | 0 | 0 | 0 | 0 | 0 | 0 | 0 | 0 | 0 | 0 | 0 | 0 | 0.45131 | 0 | 0.88038 | 4.8742 | 0 | 0 | 0.42121 | 0.78254 | 0 | 0 | 0 | 0 | 7.4097 | 0 | 0 | 0 | 0 | 0 | 0 | 0 | 0 | 0 | 0 | 0 | 0 | 0
11 | 30 | 21 | 5 | 1.7931 | 0 | 2.4769 | 0 | 0 | 0 | 0 | 0.71233 | 0 | 0 | 3.457 | 0 | 8.4394 | 0 | 0 | 0 | 0 | 0 | 0 | 0 | 0 | 0 | 0 | 0 | 0 | 0 | 0.45131 | 0 | 1.1038 | 5.6809 | 0 | 0 | 0.36871 | 0.78837 | 0 | 0 | 0 | 0 | 8.3932 | 0 | 0 | 0 | 0 | 0 | 0 | 0 | 0 | 0 | 0 | 0 | 0 | 0
11 | 30 | 22 | 5 | 1.7931 | 0 | 2.4769 | 0 | 0 | 0 | 0 | 0.72664 | 0 | 0 | 3.9587 | 0 | 8.9553 | 0 | 0 | 0 | 0 | 0 | 0 | 0 | 0 | 0 | 0 | 0 | 0 | 0 | 0.45131 | 0 | 1.2156 | 5.6754 | 0 | 0 | 0.47371 | 0.78435 | 0 | 0 | 0 | 0 | 8.6003 | 0 | 0 | 0 | 0 | 0 | 0 | 0 | 0 | 0 | 0 | 0 | 0 | 0
11 | 30 | 23 | 5 | 1.7931 | 0 | 2.4769 | 0 | 0 | 0 | 0 | 0.72247 | 0 | 0 | 3.4378 | 0 | 8.4303 | 0 | 0 | 0 | 0 | 0 | 0 | 0 | 0 | 0 | 0 | 0 | 0 | 0 | 0.45131 | 0 | 1.1038 | 5.6523 | 0 | 0 | 0.31621 | 0.78363 | 0 | 0 | 0 | 0 | 8.3073 | 0 | 0 | 0 | 0 | 0 | 0 | 0 | 0 | 0 | 0 | 0 | 0 | 0
11 | 30 | 24 | 5 | 1.7931 | 0 | 2.4769 | 0 | 0 | 0 | 0 | 0.25251 | 0 | 0 | 0.52916 | 0 | 5.0517 | 0 | 0 | 0 | 0 | 0 | 0 | 0 | 0 | 0 | 0 | 0 | 0 | 0 | 0.45131 | 0 | 0.88038 | 3.4428 | 0 | 0 | 0.053706 | 0.78507 | 0 | 0 | 0 | 0 | 5.6133 | 0 | 0 | 0 | 0 | 0 | 0 | 0 | 0 | 0 | 0 | 0 | 0 | 0
12 | 1 | 1 | 6 | 1.7931 | 0 | 2.4769 | 0 | 0 | 0 | 0 | 0.37946 | 0 | 0 | 0.58395 | 0 | 5.2334 | 0 | 0 | 0 | 0 | 0 | 0 | 0 | 0 | 0 | 0 | 0 | 0 | 0 | 0.45131 | 0 | 0.54519 | 4.2423 | 0 | 0 | 0.053706 | 0.79902 | 0 | 0 | 0 | 0 | 6.0915 | 0 | 0 | 0 | 0 | 0 | 0 | 0 | 0 | 0 | 0 | 0 | 0 | 0
12 | 1 | 2 | 6 | 1.7931 | 0 | 2.4769 | 0 | 0 | 0 | 0 | 0.42053 | 0 | 0 | 0.58404 | 0 | 5.2746 | 0 | 0 | 0 | 0 | 0 | 0 | 0 | 0 | 0 | 0 | 0 | 0 | 0 | 0.45131 | 0 | 0.32173 | 4.4669 | 0 | 0 | 0.053706 | 0.80449 | 0 | 0 | 0 | 0 | 6.0982 | 0 | 0 | 0 | 0 | 0 | 0 | 0 | 0 | 0 | 0 | 0 | 0 | 0
12 | 1 | 3 | 6 | 1.7931 | 0 | 2.4769 | 0 | 0 | 0 | 0 | 0.42916 | 0 | 0 | 0.58408 | 0 | 5.2833 | 0 | 0 | 0 | 0 | 0 | 0 | 0 | 0 | 0 | 0 | 0 | 0 | 0 | 0.45131 | 0 | 0.32173 | 4.4374 | 0 | 0 | 0.053706 | 0.80261 | 0 | 0 | 0 | 0 | 6.0667 | 0 | 0 | 0 | 0 | 0 | 0 | 0 | 0 | 0 | 0 | 0 | 0 | 0
12 | 1 | 4 | 6 | 1.7931 | 0 | 2.4769 | 0 | 0 | 0 | 0 | 0.44126 | 0 | 0 | 0.58408 | 0 | 5.2954 | 0 | 0 | 0 | 0 | 0 | 0 | 0 | 0 | 0 | 0 | 0 | 0 | 0 | 0.45131 | 0 | 0.32173 | 4.4966 | 0 | 0 | 0.053706 | 0.80213 | 0 | 0 | 0 | 0 | 6.1255 | 0 | 0 | 0 | 0 | 0 | 0 | 0 | 0 | 0 | 0 | 0 | 0 | 0
12 | 1 | 5 | 6 | 1.7931 | 0 | 2.4769 | 0 | 0 | 0 | 0 | 0.47838 | 0 | 0 | 0.58408 | 0 | 5.3325 | 0 | 0 | 0 | 0 | 0 | 0 | 0 | 0 | 0 | 0 | 0 | 0 | 0 | 0.45131 | 0 | 0.32173 | 4.6451 | 0 | 0 | 0.053706 | 0.80622 | 0 | 0 | 0 | 0 | 6.2781 | 0 | 0 | 0 | 0 | 0 | 0 | 0 | 0 | 0 | 0 | 0 | 0 | 0
12 | 1 | 6 | 6 | 1.7931 | 0 | 2.4769 | 0 | 0 | 0 | 0 | 0.5033 | 0 | 0 | 0.5841 | 0 | 5.3574 | 0 | 0 | 0 | 0 | 0 | 0 | 0 | 0 | 0 | 0 | 0 | 0 | 0 | 0.45131 | 0 | 0.32173 | 4.7198 | 0 | 0 | 0.053706 | 0.80837 | 0 | 0 | 0 | 0 | 6.3549 | 0 | 0 | 0 | 0 | 0 | 0 | 0 | 0 | 0 | 0 | 0 | 0 | 0
12 | 1 | 7 | 6 | 1.7931 | 0 | 2.4769 | 0 | 0 | 0 | 0 | 0.49357 | 0 | 0 | 3.2979 | 0 | 8.0615 | 0 | 0 | 0 | 0 | 0 | 0 | 0 | 0 | 0 | 0 | 0 | 0 | 0 | 0.45131 | 0 | 0.54519 | 4.6156 | 0 | 0 | 0.31621 | 0.80076 | 0 | 0 | 0 | 0 | 6.7291 | 0 | 0 | 0 | 0 | 0 | 0 | 0 | 0 | 0 | 0 | 0 | 0 | 0
12 | 1 | 8 | 6 | 1.7931 | 0 | 2.4769 | 0 | 0 | 0 | 0 | 0.97108 | 0 | 0 | 5.4689 | 0 | 10.71 | 0 | 0 | 0 | 0 | 0 | 0 | 0 | 0 | 0 | 0 | 0 | 0 | 0 | 0.45131 | 0 | 0.71279 | 6.6038 | 0 | 0 | 0.52621 | 0.79986 | 0 | 0 | 0 | 0 | 9.0939 | 0 | 0 | 0 | 0 | 0 | 0 | 0 | 0 | 0 | 0 | 0 | 0 | 0
12 | 1 | 9 | 6 | 1.7931 | 0 | 13.6089 | 0 | 0 | 0 | 0 | 0.66592 | 0 | 0 | 3.9587 | 0 | 20.0266 | 0 | 0 | 0 | 0 | 0 | 0 | 0 | 0 | 0 | 0 | 0 | 0 | 0 | 0.45131 | 0 | 0.71279 | 4.8213 | 0 | 0 | 0.42121 | 0.79574 | 0 | 0 | 0 | 0 | 7.2024 | 0 | 0 | 0 | 0 | 0 | 0 | 0 | 0 | 0 | 0 | 0 | 0 | 0
12 | 1 | 10 | 6 | 1.7931 | 0 | 13.6089 | 0 | 0 | 0 | 0 | 0.53297 | 0 | 0 | 3.7175 | 0 | 19.6525 | 0 | 0 | 0 | 0 | 0 | 0 | 0 | 0 | 0 | 0 | 0 | 0 | 0 | 0.45131 | 0 | 0.71279 | 4.0125 | 0 | 0 | 0.31621 | 0.79065 | 0 | 0 | 0 | 0 | 6.2835 | 0 | 0 | 0 | 0 | 0 | 0 | 0 | 0 | 0 | 0 | 0 | 0 | 0
12 | 1 | 11 | 6 | 1.7931 | 0 | 13.6089 | 0 | 0 | 0 | 0 | 0.60651 | 0 | 0 | 3.2979 | 0 | 19.3064 | 0 | 0 | 0 | 0 | 0 | 0 | 0 | 0 | 0 | 0 | 0 | 0 | 0 | 0.45131 | 0 | 0.71279 | 4.7874 | 0 | 0 | 0.31621 | 0.80177 | 0 | 0 | 0 | 0 | 7.0695 | 0 | 0 | 0 | 0 | 0 | 0 | 0 | 0 | 0 | 0 | 0 | 0 | 0
12 | 1 | 12 | 6 | 1.7931 | 0 | 13.6089 | 0 | 0 | 0 | 0 | 0.58463 | 0 | 0 | 3.8406 | 0 | 19.8273 | 0 | 0 | 0 | 0 | 0 | 0 | 0 | 0 | 0 | 0 | 0 | 0 | 0 | 0.45131 | 0 | 0.54519 | 4.7073 | 0 | 0 | 0.36871 | 0.80144 | 0 | 0 | 0 | 0 | 6.8739 | 0 | 0 | 0 | 0 | 0 | 0 | 0 | 0 | 0 | 0 | 0 | 0 | 0
12 | 1 | 13 | 6 | 1.7931 | 0 | 8.6613 | 0 | 0 | 0 | 0 | 0.4443 | 0 | 0 | 3.9587 | 0 | 14.8575 | 0 | 0 | 0 | 0 | 0 | 0 | 0 | 0 | 0 | 0 | 0 | 0 | 0 | 0.45131 | 0 | 0.54519 | 3.8216 | 0 | 0 | 0.42121 | 0.80038 | 0 | 0 | 0 | 0 | 6.0397 | 0 | 0 | 0 | 0 | 0 | 0 | 0 | 0 | 0 | 0 | 0 | 0 | 0
12 | 1 | 14 | 6 | 1.7931 | 0 | 13.6089 | 0 | 0 | 0 | 0 | 0.26318 | 0 | 0 | 4.2603 | 0 | 19.9255 | 0 | 0 | 0 | 0 | 0 | 0 | 0 | 0 | 0 | 0 | 0 | 0 | 0 | 0.45131 | 0 | 0.54519 | 2.9738 | 0 | 0 | 0.36871 | 0.79768 | 0 | 0 | 0 | 0 | 5.1367 | 0 | 0 | 0 | 0 | 0 | 0 | 0 | 0 | 0 | 0 | 0 | 0 | 0
12 | 1 | 15 | 6 | 1.7931 | 0 | 13.6089 | 0 | 0 | 0 | 0 | 0.48566 | 0 | 0 | 3.8407 | 0 | 19.7283 | 0 | 0 | 0 | 0 | 0 | 0 | 0 | 0 | 0 | 0 | 0 | 0 | 0 | 0.45131 | 0 | 0.54519 | 4.6007 | 0 | 0 | 0.36871 | 0.81177 | 0 | 0 | 0 | 0 | 6.7777 | 0 | 0 | 0 | 0 | 0 | 0 | 0 | 0 | 0 | 0 | 0 | 0 | 0
12 | 1 | 16 | 6 | 1.7931 | 0 | 13.6089 | 0 | 0 | 0 | 0 | 0.50496 | 0 | 0 | 3.2979 | 0 | 19.2049 | 0 | 0 | 0 | 0 | 0 | 0 | 0 | 0 | 0 | 0 | 0 | 0 | 0 | 0.45131 | 0 | 0.54519 | 4.6891 | 0 | 0 | 0.31621 | 0.8063 | 0 | 0 | 0 | 0 | 6.8081 | 0 | 0 | 0 | 0 | 0 | 0 | 0 | 0 | 0 | 0 | 0 | 0 | 0
12 | 1 | 17 | 6 | 1.7931 | 0 | 13.6089 | 0 | 0 | 0 | 0 | 0.59076 | 0 | 0 | 3.2979 | 0 | 19.2907 | 0 | 0 | 0 | 0 | 0 | 0 | 0 | 0 | 0 | 0 | 0 | 0 | 0 | 0.45131 | 0 | 0.54519 | 5.2627 | 0 | 0 | 0.31621 | 0.81493 | 0 | 0 | 0 | 0 | 7.3903 | 0 | 0 | 0 | 0 | 0 | 0 | 0 | 0 | 0 | 0 | 0 | 0 | 0
12 | 1 | 18 | 6 | 1.7931 | 0 | 13.6089 | 0 | 0 | 0 | 0 | 0.59751 | 0 | 0 | 5.469 | 0 | 21.4685 | 0 | 0 | 0 | 0 | 0 | 0 | 0 | 0 | 0 | 0 | 0 | 0 | 0 | 0.45131 | 0 | 0.54519 | 5.8057 | 0 | 0 | 0.52621 | 0.81488 | 0 | 0.14266 | 0 | 0 | 8.286 | 0 | 0 | 0 | 0 | 0 | 0 | 0 | 0 | 0 | 0 | 0 | 0 | 0
12 | 1 | 19 | 6 | 1.7931 | 0 | 9.8982 | 0 | 0 | 0 | 0 | 0.69911 | 0 | 0 | 5.469 | 0 | 17.8594 | 0 | 0 | 0 | 0 | 0 | 0 | 0 | 0 | 0 | 0 | 0 | 0 | 0 | 0.45131 | 0 | 0.54519 | 6.4632 | 0 | 0 | 0.52621 | 0.82149 | 0 | 0.00051596 | 0 | 0 | 8.808 | 0 | 0 | 0 | 0 | 0 | 0 | 0 | 0 | 0 | 0 | 0 | 0 | 0
12 | 1 | 20 | 6 | 1.7931 | 0 | 2.4769 | 0 | 0 | 0 | 0 | 0.8059 | 0 | 0 | 3.9588 | 0 | 9.0347 | 0 | 0 | 0 | 0 | 0 | 0 | 0 | 0 | 0 | 0 | 0 | 0 | 0 | 0.45131 | 0 | 0.88038 | 7.0747 | 0 | 0 | 0.42121 | 0.81349 | 0 | 0.00057994 | 0 | 0 | 9.6417 | 0 | 0 | 0 | 0 | 0 | 0 | 0 | 0 | 0 | 0 | 0 | 0 | 0
12 | 1 | 21 | 6 | 1.7931 | 0 | 2.4769 | 0 | 0 | 0 | 0 | 0.81134 | 0 | 0 | 4.2604 | 0 | 9.3417 | 0 | 0 | 0 | 0 | 0 | 0 | 0 | 0 | 0 | 0 | 0 | 0 | 0 | 0.45131 | 0 | 1.1038 | 7.2156 | 0 | 0 | 0.36871 | 0.80579 | 0 | 0.00058394 | 0 | 0 | 9.9458 | 0 | 0 | 0 | 0 | 0 | 0 | 0 | 0 | 0 | 0 | 0 | 0 | 0
12 | 1 | 22 | 6 | 1.7931 | 0 | 2.4769 | 0 | 0 | 0 | 0 | 0.845 | 0 | 0 | 3.9587 | 0 | 9.0737 | 0 | 0 | 0 | 0 | 0 | 0 | 0 | 0 | 0 | 0 | 0 | 0 | 0 | 0.45131 | 0 | 1.2156 | 7.434 | 0 | 0 | 0.47371 | 0.80645 | 0 | 0.00060478 | 0 | 0 | 10.3817 | 0 | 0 | 0 | 0 | 0 | 0 | 0 | 0 | 0 | 0 | 0 | 0 | 0
12 | 1 | 23 | 6 | 1.7931 | 0 | 2.4769 | 0 | 0 | 0 | 0 | 0.86759 | 0 | 0 | 4.2539 | 0 | 9.3916 | 0 | 0 | 0 | 0 | 0 | 0 | 0 | 0 | 0 | 0 | 0 | 0 | 0 | 0.45131 | 0 | 1.1038 | 7.7236 | 0 | 0 | 0.31621 | 0.8105 | 0 | 0.00062577 | 0 | 0 | 10.4061 | 0 | 0 | 0 | 0 | 0 | 0 | 0 | 0 | 0 | 0 | 0 | 0 | 0
12 | 1 | 24 | 6 | 1.7931 | 0 | 2.4769 | 0 | 0 | 0 | 0 | 0.41883 | 0 | 0 | 0.58411 | 0 | 5.2729 | 0 | 0 | 0 | 0 | 0 | 0 | 0 | 0 | 0 | 0 | 0 | 0 | 0 | 0.45131 | 0 | 0.88038 | 5.1631 | 0 | 0 | 0.053706 | 0.81581 | 0 | 0.00035634 | 0 | 0 | 7.3647 | 0 | 0 | 0 | 0 | 0 | 0 | 0 | 0 | 0 | 0 | 0 | 0 | 0
12 | 2 | 1 | 7 | 1.7931 | 0 | 2.4769 | 0 | 0 | 0 | 0 | 0.55682 | 0 | 0 | 0.58413 | 0 | 5.411 | 0 | 0 | 0 | 0 | 0 | 0 | 0 | 0 | 0 | 0 | 0 | 0 | 0 | 0.45131 | 0 | 0.54519 | 6.3185 | 0 | 0 | 0.053706 | 0.82544 | 0 | 0.00046477 | 0 | 0 | 8.1946 | 0 | 0 | 0 | 0 | 0 | 0 | 0 | 0 | 0 | 0 | 0 | 0 | 0
12 | 2 | 2 | 7 | 1.7931 | 0 | 2.4769 | 0 | 0 | 0 | 0 | 0.62603 | 0 | 0 | 0.58416 | 0 | 5.4802 | 0 | 0 | 0 | 0 | 0 | 0 | 0 | 0 | 0 | 0 | 0 | 0 | 0 | 0.45131 | 0 | 0.32173 | 6.9512 | 0 | 0 | 0.053706 | 0.8349 | 0 | 0.0005212 | 0 | 0 | 8.6134 | 0 | 0 | 0 | 0 | 0 | 0 | 0 | 0 | 0 | 0 | 0 | 0 | 0
12 | 2 | 3 | 7 | 1.7931 | 0 | 2.4769 | 0 | 0 | 0 | 0 | 0.69161 | 0 | 0 | 0.58419 | 0 | 5.5458 | 0 | 0 | 0 | 0 | 0 | 0 | 0 | 0 | 0 | 0 | 0 | 0 | 0 | 0.45131 | 0 | 0.32173 | 7.5849 | 0 | 0 | 0.053706 | 0.84214 | 0 | 0.00057514 | 0 | 0 | 9.2543 | 0 | 0 | 0 | 0 | 0 | 0 | 0 | 0 | 0 | 0 | 0 | 0 | 0
12 | 2 | 4 | 7 | 1.7931 | 0 | 2.4769 | 0 | 0 | 0 | 0 | 0.66376 | 0 | 0 | 0.58422 | 0 | 5.518 | 0 | 0 | 0 | 0 | 0 | 0 | 0 | 0 | 0 | 0 | 0 | 0 | 0 | 0.45131 | 0 | 0.32173 | 7.3231 | 0 | 0 | 0.053706 | 0.83432 | 0 | 0.00055276 | 0 | 0 | 8.9847 | 0 | 0 | 0 | 0 | 0 | 0 | 0 | 0 | 0 | 0 | 0 | 0 | 0
12 | 2 | 5 | 7 | 1.7931 | 0 | 2.4769 | 0 | 0 | 0 | 0 | 0.72547 | 0 | 0 | 0.58419 | 0 | 5.5797 | 0 | 0 | 0 | 0 | 0 | 0 | 0 | 0 | 0 | 0 | 0 | 0 | 0 | 0.45131 | 0 | 0.32173 | 7.9365 | 0 | 0 | 0.053706 | 0.84309 | 0 | 0.041807 | 0 | 0 | 9.6481 | 0 | 0 | 0 | 0 | 0 | 0 | 0 | 0 | 0 | 0 | 0 | 0 | 0
12 | 2 | 6 | 7 | 1.7931 | 0 | 2.4769 | 0 | 0 | 0 | 0 | 0.73161 | 0 | 0 | 0.58421 | 0 | 5.5858 | 0 | 0 | 0 | 0 | 0 | 0 | 0 | 0 | 0 | 0 | 0 | 0 | 0 | 0.45131 | 0 | 0.32173 | 8.0174 | 0 | 0 | 0.053706 | 0.84174 | 0 | 0.27768 | 0 | 0 | 9.9635 | 0 | 0 | 0 | 0 | 0 | 0 | 0 | 0 | 0 | 0 | 0 | 0 | 0
12 | 2 | 7 | 7 | 1.7931 | 0 | 2.4769 | 0 | 0 | 0 | 0 | 0.73694 | 0 | 0 | 3.298 | 0 | 8.3049 | 0 | 0 | 0 | 0 | 0 | 0 | 0 | 0 | 0 | 0 | 0 | 0 | 0 | 0.45131 | 0 | 0.54519 | 7.971 | 0 | 0 | 0.31621 | 0.8367 | 0 | 0.0006097 | 0 | 0 | 10.121 | 0 | 0 | 0 | 0 | 0 | 0 | 0 | 0 | 0 | 0 | 0 | 0 | 0
12 | 2 | 8 | 7 | 1.7931 | 0 | 2.4769 | 0 | 0 | 0 | 0 | 1.1268 | 0 | 0 | 5.469 | 0 | 10.8658 | 0 | 0 | 0 | 0 | 0 | 0 | 0 | 0 | 0 | 0 | 0 | 0 | 0 | 0.45131 | 0 | 0.71279 | 11.0492 | 0 | 0 | 0.52621 | 0.83422 | 0 | 0.79806 | 0 | 0 | 14.3718 | 0 | 0 | 0 | 0 | 0 | 0 | 0 | 0 | 0 | 0 | 0 | 0 | 0
12 | 2 | 9 | 7 | 1.7931 | 0 | 13.6089 | 0 | 0 | 0 | 0 | 0.88291 | 0 | 0 | 3.9588 | 0 | 20.2437 | 0 | 0 | 0 | 0 | 0 | 0 | 0 | 0 | 0 | 0 | 0 | 0 | 0 | 0.45131 | 0 | 0.71279 | 8.3997 | 0 | 0 | 0.42121 | 0.82319 | 0 | 0.00076604 | 0 | 0 | 10.809 | 0 | 0 | 0 | 0 | 0 | 0 | 0 | 0 | 0 | 0 | 0 | 0 | 0
12 | 2 | 10 | 7 | 1.7931 | 0 | 13.6089 | 0 | 0 | 0 | 0 | 0.85147 | 0 | 0 | 3.7176 | 0 | 19.9711 | 0 | 0 | 0 | 0 | 0 | 0 | 0 | 0 | 0 | 0 | 0 | 0 | 0 | 0.45131 | 0 | 0.71279 | 7.9827 | 0 | 0 | 0.31621 | 0.82692 | 0 | 0.00063486 | 0 | 0 | 10.2906 | 0 | 0 | 0 | 0 | 0 | 0 | 0 | 0 | 0 | 0 | 0 | 0 | 0
12 | 2 | 11 | 7 | 1.7931 | 0 | 13.6089 | 0 | 0 | 0 | 0 | 0.87911 | 0 | 0 | 3.298 | 0 | 19.5791 | 0 | 0 | 0 | 0 | 0 | 0 | 0 | 0 | 0 | 0 | 0 | 0 | 0 | 0.45131 | 0 | 0.71279 | 8.2007 | 0 | 0 | 0.31621 | 0.83552 | 0 | 0.00065545 | 0 | 0 | 10.5172 | 0 | 0 | 0 | 0 | 0 | 0 | 0 | 0 | 0 | 0 | 0 | 0 | 0
12 | 2 | 12 | 7 | 1.7931 | 0 | 13.6089 | 0 | 0 | 0 | 0 | 0.84199 | 0 | 0 | 3.8407 | 0 | 20.0847 | 0 | 0 | 0 | 0 | 0 | 0 | 0 | 0 | 0 | 0 | 0 | 0 | 0 | 0.45131 | 0 | 0.54519 | 8.1363 | 0 | 0 | 0.36871 | 0.83796 | 0 | 0.09427 | 0 | 0 | 10.4337 | 0 | 0 | 0 | 0 | 0 | 0 | 0 | 0 | 0 | 0 | 0 | 0 | 0
12 | 2 | 13 | 7 | 1.7931 | 0 | 8.6613 | 0 | 0 | 0 | 0 | 0.78915 | 0 | 0 | 3.9588 | 0 | 15.2024 | 0 | 0 | 0 | 0 | 0 | 0 | 0 | 0 | 0 | 0 | 0 | 0 | 0 | 0.45131 | 0 | 0.54519 | 7.7238 | 0 | 0 | 0.42121 | 0.84491 | 0 | 0.00060439 | 0 | 0 | 9.987 | 0 | 0 | 0 | 0 | 0 | 0 | 0 | 0 | 0 | 0 | 0 | 0 | 0
12 | 2 | 14 | 7 | 1.7931 | 0 | 13.6089 | 0 | 0 | 0 | 0 | 0.69033 | 0 | 0 | 4.2605 | 0 | 20.3529 | 0 | 0 | 0 | 0 | 0 | 0 | 0 | 0 | 0 | 0 | 0 | 0 | 0 | 0.45131 | 0 | 0.54519 | 7.3841 | 0 | 0 | 0.36871 | 0.8561 | 0 | 0.00055873 | 0 | 0 | 9.6059 | 0 | 0 | 0 | 0 | 0 | 0 | 0 | 0 | 0 | 0 | 0 | 0 | 0
12 | 2 | 15 | 7 | 1.7931 | 0 | 13.6089 | 0 | 0 | 0 | 0 | 0.63118 | 0 | 0 | 3.8408 | 0 | 19.874 | 0 | 0 | 0 | 0 | 0 | 0 | 0 | 0 | 0 | 0 | 0 | 0 | 0 | 0.45131 | 0 | 0.54519 | 6.9168 | 0 | 0 | 0.36871 | 0.85286 | 0 | 0.00051449 | 0 | 0 | 9.1353 | 0 | 0 | 0 | 0 | 0 | 0 | 0 | 0 | 0 | 0 | 0 | 0 | 0
12 | 2 | 16 | 7 | 1.7931 | 0 | 13.6089 | 0 | 0 | 0 | 0 | 0.83655 | 0 | 0 | 3.2981 | 0 | 19.5366 | 0 | 0 | 0 | 0 | 0 | 0 | 0 | 0 | 0 | 0 | 0 | 0 | 0 | 0.45131 | 0 | 0.54519 | 8.6904 | 0 | 0 | 0.31621 | 0.87752 | 0 | 0.00067203 | 0 | 0 | 10.8812 | 0 | 0 | 0 | 0 | 0 | 0 | 0 | 0 | 0 | 0 | 0 | 0 | 0
12 | 2 | 17 | 7 | 1.7931 | 0 | 13.6089 | 0 | 0 | 0 | 0 | 0.86364 | 0 | 0 | 3.2981 | 0 | 19.5638 | 0 | 0 | 0 | 0 | 0 | 0 | 0 | 0 | 0 | 0 | 0 | 0 | 0 | 0.45131 | 0 | 0.54519 | 8.7825 | 0 | 0 | 0.31621 | 0.86279 | 0 | 0.00068846 | 0 | 0 | 10.9587 | 0 | 0 | 0 | 0 | 0 | 0 | 0 | 0 | 0 | 0 | 0 | 0 | 0
12 | 2 | 18 | 7 | 1.7931 | 0 | 13.6089 | 0 | 0 | 0 | 0 | 0.97037 | 0 | 0 | 5.4691 | 0 | 21.8415 | 0 | 0 | 0 | 0 | 0 | 0 | 0 | 0 | 0 | 0 | 0 | 0 | 0 | 0.45131 | 0 | 0.54519 | 9.7259 | 0 | 0 | 0.52621 | 0.87335 | 0 | 0.00077066 | 0 | 0 | 12.1227 | 0 | 0 | 0 | 0 | 0 | 0 | 0 | 0 | 0 | 0 | 0 | 0 | 0
12 | 2 | 19 | 7 | 1.7931 | 0 | 9.8982 | 0 | 0 | 0 | 0 | 1.0684 | 0 | 0 | 5.4691 | 0 | 18.2289 | 0 | 0 | 0 | 0 | 0 | 0 | 0 | 0 | 0 | 0 | 0 | 0 | 0 | 0.45131 | 0 | 0.54519 | 10.677 | 0 | 0 | 0.52621 | 0.87843 | 0 | 0.00085154 | 0 | 0 | 13.079 | 0 | 0 | 0 | 0 | 0 | 0 | 0 | 0 | 0 | 0 | 0 | 0 | 0
12 | 2 | 20 | 7 | 1.7931 | 0 | 2.4769 | 0 | 0 | 0 | 0 | 1.156 | 0 | 0 | 3.9588 | 0 | 9.3849 | 0 | 0 | 0 | 0 | 0 | 0 | 0 | 0 | 0 | 0 | 0 | 0 | 0 | 0.45131 | 0 | 0.88038 | 11.3595 | 0 | 0 | 0.42121 | 0.87226 | 0 | 0.00091714 | 0 | 0 | 13.9856 | 0 | 0 | 0 | 0 | 0 | 0 | 0 | 0 | 0 | 0 | 0 | 0 | 0
12 | 2 | 21 | 7 | 1.7931 | 0 | 2.4769 | 0 | 0 | 0 | 0 | 1.1567 | 0 | 0 | 4.2607 | 0 | 9.6874 | 0 | 0 | 0 | 0 | 0 | 0 | 0 | 0 | 0 | 0 | 0 | 0 | 0 | 0.45131 | 0 | 1.1038 | 11.3838 | 0 | 0 | 0.36871 | 0.86518 | 0 | 0.00093068 | 0 | 0 | 14.1738 | 0 | 0 | 0 | 0 | 0 | 0 | 0 | 0 | 0 | 0 | 0 | 0 | 0
12 | 2 | 22 | 7 | 1.7931 | 0 | 2.4769 | 0 | 0 | 0 | 0 | 1.2248 | 0 | 0 | 3.9588 | 0 | 9.4536 | 0 | 0 | 0 | 0 | 0 | 0 | 0 | 0 | 0 | 0 | 0 | 0 | 0 | 0.45131 | 0 | 1.2156 | 12.1309 | 0 | 0 | 0.47371 | 0.87666 | 0 | 0.00098902 | 0 | 0 | 15.1491 | 0 | 0 | 0 | 0 | 0 | 0 | 0 | 0 | 0 | 0 | 0 | 0 | 0
12 | 2 | 23 | 7 | 1.7931 | 0 | 2.4769 | 0 | 0 | 0 | 0 | 1.1847 | 0 | 0 | 4.2542 | 0 | 9.709 | 0 | 0 | 0 | 0 | 0 | 0 | 0 | 0 | 0 | 0 | 0 | 0 | 0 | 0.45131 | 0 | 1.1038 | 11.7825 | 0 | 0 | 0.31621 | 0.86882 | 0 | 0.0009694 | 0 | 0 | 14.5237 | 0 | 0 | 0 | 0 | 0 | 0 | 0 | 0 | 0 | 0 | 0 | 0 | 0
12 | 2 | 24 | 7 | 1.7931 | 0 | 2.4769 | 0 | 0 | 0 | 0 | 0.70059 | 0 | 0 | 0.58426 | 0 | 5.5549 | 0 | 0 | 0 | 0 | 0 | 0 | 0 | 0 | 0 | 0 | 0 | 0 | 0 | 0.45131 | 0 | 0.88038 | 8.0168 | 0 | 0 | 0.053706 | 0.8592 | 0 | 0.00063844 | 0 | 0 | 10.262 | 0 | 0 | 0 | 0 | 0 | 0 | 0 | 0 | 0 | 0 | 0 | 0 | 0
12 | 3 | 1 | 1 | 1.7931 | 0 | 2.4769 | 0 | 0 | 0 | 0 | 0.91196 | 0 | 0 | 0.58422 | 0 | 5.7662 | 0 | 0 | 0 | 0 | 0 | 0 | 0 | 0 | 0 | 0 | 0 | 0 | 0 | 0.45131 | 0 | 0.54519 | 10.3133 | 0 | 0 | 0.053706 | 0.88837 | 0 | 0.00083446 | 0 | 0 | 12.2527 | 0 | 0 | 0 | 0 | 0 | 0 | 0 | 0 | 0 | 0 | 0 | 0 | 0
12 | 3 | 2 | 1 | 1.7931 | 0 | 2.4769 | 0 | 0 | 0 | 0 | 0.9246 | 0 | 0 | 0.58431 | 0 | 5.7789 | 0 | 0 | 0 | 0 | 0 | 0 | 0 | 0 | 0 | 0 | 0 | 0 | 0 | 0.45131 | 0 | 0.32173 | 10.5702 | 0 | 0 | 0.053706 | 0.88889 | 0 | 0.094814 | 0 | 0 | 12.3807 | 0 | 0 | 0 | 0 | 0 | 0 | 0 | 0 | 0 | 0 | 0 | 0 | 0
12 | 3 | 3 | 1 | 1.7931 | 0 | 2.4769 | 0 | 0 | 0 | 0 | 0.97414 | 0 | 0 | 0.58432 | 0 | 5.8285 | 0 | 0 | 0 | 0 | 0 | 0 | 0 | 0 | 0 | 0 | 0 | 0 | 0 | 0.45131 | 0 | 0.32173 | 11.0927 | 0 | 0 | 0.053706 | 0.89711 | 0 | 0.14672 | 0 | 0 | 12.9632 | 0 | 0 | 0 | 0 | 0 | 0 | 0 | 0 | 0 | 0 | 0 | 0 | 0
12 | 3 | 4 | 1 | 1.7931 | 0 | 2.4769 | 0 | 0 | 0 | 0 | 1.0151 | 0 | 0 | 0.58434 | 0 | 5.8694 | 0 | 0 | 0 | 0 | 0 | 0 | 0 | 0 | 0 | 0 | 0 | 0 | 0 | 0.45131 | 0 | 0.32173 | 11.5577 | 0 | 0 | 0.053706 | 0.90209 | 0 | 0.15287 | 0 | 0 | 13.4394 | 0 | 0 | 0 | 0 | 0 | 0 | 0 | 0 | 0 | 0 | 0 | 0 | 0
12 | 3 | 5 | 1 | 1.7931 | 0 | 2.4769 | 0 | 0 | 0 | 0 | 1.0618 | 0 | 0 | 0.58435 | 0 | 5.9162 | 0 | 0 | 0 | 0 | 0 | 0 | 0 | 0 | 0 | 0 | 0 | 0 | 0 | 0.45131 | 0 | 0.32173 | 12.116 | 0 | 0 | 0.053706 | 0.90987 | 0 | 0.16011 | 0 | 0 | 14.0128 | 0 | 0 | 0 | 0 | 0 | 0 | 0 | 0 | 0 | 0 | 0 | 0 | 0
12 | 3 | 6 | 1 | 1.7931 | 0 | 2.4769 | 0 | 0 | 0 | 0 | 1.0369 | 0 | 0 | 0.58438 | 0 | 5.8913 | 0 | 0 | 0 | 0 | 0 | 0 | 0 | 0 | 0 | 0 | 0 | 0 | 0 | 0.45131 | 0 | 0.32173 | 11.8673 | 0 | 0 | 0.053706 | 0.90167 | 0 | 0.34281 | 0 | 0 | 13.9385 | 0 | 0 | 0 | 0 | 0 | 0 | 0 | 0 | 0 | 0 | 0 | 0 | 0
12 | 3 | 7 | 1 | 1.7931 | 0 | 2.4769 | 0 | 0 | 0 | 0 | 1.0684 | 0 | 0 | 3.2981 | 0 | 8.6365 | 0 | 0 | 0 | 0 | 0 | 0 | 0 | 0 | 0 | 0 | 0 | 0 | 0 | 0.45131 | 0 | 0.54519 | 12.054 | 0 | 0 | 0.31621 | 0.90068 | 0 | 0.15976 | 0 | 0 | 14.4271 | 0 | 0 | 0 | 0 | 0 | 0 | 0 | 0 | 0 | 0 | 0 | 0 | 0
12 | 3 | 8 | 1 | 1.7931 | 0 | 2.4769 | 0 | 0 | 0 | 0 | 1.3523 | 0 | 0 | 5.4691 | 0 | 11.0915 | 0 | 0 | 0 | 0 | 0 | 0 | 0 | 0 | 0 | 0 | 0 | 0 | 0 | 0.45131 | 0 | 0.71279 | 14.336 | 0 | 0 | 0.52621 | 0.89603 | 0 | 0.196 | 0 | 0 | 17.1183 | 0 | 0 | 0 | 0 | 0 | 0 | 0 | 0 | 0 | 0 | 0 | 0 | 0
12 | 3 | 9 | 1 | 1.7931 | 0 | 13.6089 | 0 | 0 | 0 | 0 | 1.2249 | 0 | 0 | 3.9588 | 0 | 20.5857 | 0 | 0 | 0 | 0 | 0 | 0 | 0 | 0 | 0 | 0 | 0 | 0 | 0 | 0.45131 | 0 | 0.71279 | 12.648 | 0 | 0 | 0.42121 | 0.88516 | 0 | 0.11969 | 0 | 0 | 15.2382 | 0 | 0 | 0 | 0 | 0 | 0 | 0 | 0 | 0 | 0 | 0 | 0 | 0
12 | 3 | 10 | 1 | 1.7931 | 0 | 13.6089 | 0 | 0 | 0 | 0 | 1.1692 | 0 | 0 | 3.7179 | 0 | 20.2891 | 0 | 0 | 0 | 0 | 0 | 0 | 0 | 0 | 0 | 0 | 0 | 0 | 0 | 0.45131 | 0 | 0.71279 | 11.9666 | 0 | 0 | 0.31621 | 0.88606 | 0 | 0.060169 | 0 | 0 | 14.3931 | 0 | 0 | 0 | 0 | 0 | 0 | 0 | 0 | 0 | 0 | 0 | 0 | 0
12 | 3 | 11 | 1 | 1.7931 | 0 | 13.6089 | 0 | 0 | 0 | 0 | 1.1123 | 0 | 0 | 3.2981 | 0 | 19.8124 | 0 | 0 | 0 | 0 | 0 | 0 | 0 | 0 | 0 | 0 | 0 | 0 | 0 | 0.45131 | 0 | 0.71279 | 11.4685 | 0 | 0 | 0.31621 | 0.88792 | 0 | 0.0053381 | 0 | 0 | 13.8421 | 0 | 0 | 0 | 0 | 0 | 0 | 0 | 0 | 0 | 0 | 0 | 0 | 0
12 | 3 | 12 | 1 | 1.7931 | 0 | 13.6089 | 0 | 0 | 0 | 0 | 1.0017 | 0 | 0 | 3.8409 | 0 | 20.2446 | 0 | 0 | 0 | 0 | 0 | 0 | 0 | 0 | 0 | 0 | 0 | 0 | 0 | 0.45131 | 0 | 0.54519 | 10.5042 | 0 | 0 | 0.36871 | 0.88555 | 0 | 0.00083107 | 0 | 0 | 12.7558 | 0 | 0 | 0 | 0 | 0 | 0 | 0 | 0 | 0 | 0 | 0 | 0 | 0
12 | 3 | 13 | 1 | 1.7931 | 0 | 8.6613 | 0 | 0 | 0 | 0 | 0.92482 | 0 | 0 | 3.9589 | 0 | 15.3381 | 0 | 0 | 0 | 0 | 0 | 0 | 0 | 0 | 0 | 0 | 0 | 0 | 0 | 0.45131 | 0 | 0.54519 | 9.7796 | 0 | 0 | 0.42121 | 0.88101 | 0 | 0.00076188 | 0 | 0 | 12.079 | 0 | 0 | 0 | 0 | 0 | 0 | 0 | 0 | 0 | 0 | 0 | 0 | 0
12 | 3 | 14 | 1 | 1.7931 | 0 | 13.6089 | 0 | 0 | 0 | 0 | 0.77679 | 0 | 0 | 4.2607 | 0 | 20.4396 | 0 | 0 | 0 | 0 | 0 | 0 | 0 | 0 | 0 | 0 | 0 | 0 | 0 | 0.45131 | 0 | 0.54519 | 8.5276 | 0 | 0 | 0.36871 | 0.8751 | 0 | 0.00064967 | 0 | 0 | 10.7686 | 0 | 0 | 0 | 0 | 0 | 0 | 0 | 0 | 0 | 0 | 0 | 0 | 0
12 | 3 | 15 | 1 | 1.7931 | 0 | 13.6089 | 0 | 0 | 0 | 0 | 0.7674 | 0 | 0 | 3.8409 | 0 | 20.0103 | 0 | 0 | 0 | 0 | 0 | 0 | 0 | 0 | 0 | 0 | 0 | 0 | 0 | 0.45131 | 0 | 0.54519 | 8.2888 | 0 | 0 | 0.36871 | 0.87106 | 0 | 0.00063173 | 0 | 0 | 10.5257 | 0 | 0 | 0 | 0 | 0 | 0 | 0 | 0 | 0 | 0 | 0 | 0 | 0
12 | 3 | 16 | 1 | 1.7931 | 0 | 13.6089 | 0 | 0 | 0 | 0 | 0.84525 | 0 | 0 | 3.2981 | 0 | 19.5454 | 0 | 0 | 0 | 0 | 0 | 0 | 0 | 0 | 0 | 0 | 0 | 0 | 0 | 0.45131 | 0 | 0.54519 | 8.888 | 0 | 0 | 0.31621 | 0.87677 | 0 | 0.00068619 | 0 | 0 | 11.0782 | 0 | 0 | 0 | 0 | 0 | 0 | 0 | 0 | 0 | 0 | 0 | 0 | 0
12 | 3 | 17 | 1 | 1.7931 | 0 | 13.6089 | 0 | 0 | 0 | 0 | 1.0069 | 0 | 0 | 3.2982 | 0 | 19.7071 | 0 | 0 | 0 | 0 | 0 | 0 | 0 | 0 | 0 | 0 | 0 | 0 | 0 | 0.45131 | 0 | 0.54519 | 10.1425 | 0 | 0 | 0.31621 | 0.88224 | 0 | 0.00080016 | 0 | 0 | 12.3383 | 0 | 0 | 0 | 0 | 0 | 0 | 0 | 0 | 0 | 0 | 0 | 0 | 0
12 | 3 | 18 | 1 | 1.7931 | 0 | 13.6089 | 0 | 0 | 0 | 0 | 1.0413 | 0 | 0 | 5.4692 | 0 | 21.9126 | 0 | 0 | 0 | 0 | 0 | 0 | 0 | 0 | 0 | 0 | 0 | 0 | 0 | 0.45131 | 0 | 0.54519 | 10.598 | 0 | 0 | 0.52621 | 0.88491 | 0 | 0.00083784 | 0 | 0 | 13.0064 | 0 | 0 | 0 | 0 | 0 | 0 | 0 | 0 | 0 | 0 | 0 | 0 | 0
12 | 3 | 19 | 1 | 1.7931 | 0 | 9.8982 | 0 | 0 | 0 | 0 | 1.0918 | 0 | 0 | 5.4692 | 0 | 18.2524 | 0 | 0 | 0 | 0 | 0 | 0 | 0 | 0 | 0 | 0 | 0 | 0 | 0 | 0.45131 | 0 | 0.54519 | 10.9866 | 0 | 0 | 0.52621 | 0.8844 | 0 | 0.00087157 | 0 | 0 | 13.3945 | 0 | 0 | 0 | 0 | 0 | 0 | 0 | 0 | 0 | 0 | 0 | 0 | 0
12 | 3 | 20 | 1 | 1.7931 | 0 | 2.4769 | 0 | 0 | 0 | 0 | 1.1737 | 0 | 0 | 3.9589 | 0 | 9.4026 | 0 | 0 | 0 | 0 | 0 | 0 | 0 | 0 | 0 | 0 | 0 | 0 | 0 | 0.45131 | 0 | 0.88038 | 11.5979 | 0 | 0 | 0.42121 | 0.87898 | 0 | 0.00092588 | 0 | 0 | 14.2307 | 0 | 0 | 0 | 0 | 0 | 0 | 0 | 0 | 0 | 0 | 0 | 0 | 0
12 | 3 | 21 | 1 | 1.7931 | 0 | 2.4769 | 0 | 0 | 0 | 0 | 1.1675 | 0 | 0 | 4.2607 | 0 | 9.6982 | 0 | 0 | 0 | 0 | 0 | 0 | 0 | 0 | 0 | 0 | 0 | 0 | 0 | 0.45131 | 0 | 1.1038 | 11.5352 | 0 | 0 | 0.36871 | 0.86933 | 0 | 0.00092427 | 0 | 0 | 14.3293 | 0 | 0 | 0 | 0 | 0 | 0 | 0 | 0 | 0 | 0 | 0 | 0 | 0
12 | 3 | 22 | 1 | 1.7931 | 0 | 2.4769 | 0 | 0 | 0 | 0 | 1.1942 | 0 | 0 | 3.9588 | 0 | 9.4231 | 0 | 0 | 0 | 0 | 0 | 0 | 0 | 0 | 0 | 0 | 0 | 0 | 0 | 0.45131 | 0 | 1.2156 | 11.8123 | 0 | 0 | 0.47371 | 0.87276 | 0 | 0.00094934 | 0 | 0 | 14.8266 | 0 | 0 | 0 | 0 | 0 | 0 | 0 | 0 | 0 | 0 | 0 | 0 | 0
12 | 3 | 23 | 1 | 1.7931 | 0 | 2.4769 | 0 | 0 | 0 | 0 | 1.1658 | 0 | 0 | 4.2543 | 0 | 9.6901 | 0 | 0 | 0 | 0 | 0 | 0 | 0 | 0 | 0 | 0 | 0 | 0 | 0 | 0.45131 | 0 | 1.1038 | 11.5993 | 0 | 0 | 0.31621 | 0.86692 | 0 | 0.0009325 | 0 | 0 | 14.3385 | 0 | 0 | 0 | 0 | 0 | 0 | 0 | 0 | 0 | 0 | 0 | 0 | 0
12 | 3 | 24 | 1 | 1.7931 | 0 | 2.4769 | 0 | 0 | 0 | 0 | 0.83878 | 0 | 0 | 0.58431 | 0 | 5.6931 | 0 | 0 | 0 | 0 | 0 | 0 | 0 | 0 | 0 | 0 | 0 | 0 | 0 | 0.45131 | 0 | 0.88038 | 9.4329 | 0 | 0 | 0.053706 | 0.88372 | 0 | 0.0007315 | 0 | 0 | 11.7028 | 0 | 0 | 0 | 0 | 0 | 0 | 0 | 0 | 0 | 0 | 0 | 0 | 0
12 | 4 | 1 | 2 | 1.7931 | 0 | 2.4769 | 0 | 0 | 0 | 0 | 0.91057 | 0 | 0 | 0.58438 | 0 | 5.765 | 0 | 0 | 0 | 0 | 0 | 0 | 0 | 0 | 0 | 0 | 0 | 0 | 0 | 0.45131 | 0 | 0.54519 | 10.3987 | 0 | 0 | 0.053706 | 0.88543 | 0 | 0.0008089 | 0 | 0 | 12.3351 | 0 | 0 | 0 | 0 | 0 | 0 | 0 | 0 | 0 | 0 | 0 | 0 | 0
12 | 4 | 2 | 2 | 1.7931 | 0 | 2.4769 | 0 | 0 | 0 | 0 | 0.90261 | 0 | 0 | 0.58439 | 0 | 5.757 | 0 | 0 | 0 | 0 | 0 | 0 | 0 | 0 | 0 | 0 | 0 | 0 | 0 | 0.45131 | 0 | 0.32173 | 10.3646 | 0 | 0 | 0.053706 | 0.88382 | 0 | 0.00085006 | 0 | 0 | 12.076 | 0 | 0 | 0 | 0 | 0 | 0 | 0 | 0 | 0 | 0 | 0 | 0 | 0
12 | 4 | 3 | 2 | 1.7931 | 0 | 2.4769 | 0 | 0 | 0 | 0 | 0.91857 | 0 | 0 | 0.58438 | 0 | 5.773 | 0 | 0 | 0 | 0 | 0 | 0 | 0 | 0 | 0 | 0 | 0 | 0 | 0 | 0.45131 | 0 | 0.32173 | 10.497 | 0 | 0 | 0.053706 | 0.88435 | 0 | 0.00086222 | 0 | 0 | 12.209 | 0 | 0 | 0 | 0 | 0 | 0 | 0 | 0 | 0 | 0 | 0 | 0 | 0
12 | 4 | 4 | 2 | 1.7931 | 0 | 2.4769 | 0 | 0 | 0 | 0 | 0.96262 | 0 | 0 | 0.58439 | 0 | 5.817 | 0 | 0 | 0 | 0 | 0 | 0 | 0 | 0 | 0 | 0 | 0 | 0 | 0 | 0.45131 | 0 | 0.32173 | 10.9209 | 0 | 0 | 0.053706 | 0.89053 | 0 | 0.00084565 | 0 | 0 | 12.639 | 0 | 0 | 0 | 0 | 0 | 0 | 0 | 0 | 0 | 0 | 0 | 0 | 0
12 | 4 | 5 | 2 | 1.7931 | 0 | 2.4769 | 0 | 0 | 0 | 0 | 0.97891 | 0 | 0 | 0.58441 | 0 | 5.8333 | 0 | 0 | 0 | 0 | 0 | 0 | 0 | 0 | 0 | 0 | 0 | 0 | 0 | 0.45131 | 0 | 0.32173 | 11.1283 | 0 | 0 | 0.053706 | 0.89191 | 0 | 0.00086213 | 0 | 0 | 12.8478 | 0 | 0 | 0 | 0 | 0 | 0 | 0 | 0 | 0 | 0 | 0 | 0 | 0
12 | 4 | 6 | 2 | 1.7931 | 0 | 2.4769 | 0 | 0 | 0 | 0 | 0.9434 | 0 | 0 | 0.58442 | 0 | 5.7978 | 0 | 0 | 0 | 0 | 0 | 0 | 0 | 0 | 0 | 0 | 0 | 0 | 0 | 0.45131 | 0 | 0.32173 | 10.7609 | 0 | 0 | 0.053706 | 0.88352 | 0 | 0.00096336 | 0 | 0 | 12.4722 | 0 | 0 | 0 | 0 | 0 | 0 | 0 | 0 | 0 | 0 | 0 | 0 | 0
12 | 4 | 7 | 2 | 1.7931 | 0 | 2.4769 | 0 | 0 | 0 | 0 | 1.0036 | 0 | 0 | 3.2982 | 0 | 8.5718 | 0 | 0 | 0 | 0 | 0 | 0 | 0 | 0 | 0 | 0 | 0 | 0 | 0 | 0.45131 | 0 | 0.54519 | 11.242 | 0 | 0 | 0.31621 | 0.88854 | 0 | 0.047232 | 0 | 0 | 13.4905 | 0 | 0 | 0 | 0 | 0 | 0 | 0 | 0 | 0 | 0 | 0 | 0 | 0
12 | 4 | 8 | 2 | 1.7931 | 0 | 2.4769 | 0 | 0 | 0 | 0 | 1.3014 | 0 | 0 | 5.4692 | 0 | 11.0406 | 0 | 0 | 0 | 0 | 0 | 0 | 0 | 0 | 0 | 0 | 0 | 0 | 0 | 0.45131 | 0 | 0.71279 | 13.3115 | 0 | 0 | 0.52621 | 0.87973 | 0 | 0.0010502 | 0 | 0 | 15.8826 | 0 | 0 | 0 | 0 | 0 | 0 | 0 | 0 | 0 | 0 | 0 | 0 | 0
12 | 4 | 9 | 2 | 1.7931 | 0 | 13.6089 | 0 | 0 | 0 | 0 | 1.1629 | 0 | 0 | 3.9589 | 0 | 20.5238 | 0 | 0 | 0 | 0 | 0 | 0 | 0 | 0 | 0 | 0 | 0 | 0 | 0 | 0.45131 | 0 | 0.71279 | 11.5452 | 0 | 0 | 0.42121 | 0.87555 | 0 | 0.00091752 | 0 | 0 | 14.007 | 0 | 0 | 0 | 0 | 0 | 0 | 0 | 0 | 0 | 0 | 0 | 0 | 0
12 | 4 | 10 | 2 | 1.7931 | 0 | 13.6089 | 0 | 0 | 0 | 0 | 1.0583 | 0 | 0 | 3.718 | 0 | 20.1783 | 0 | 0 | 0 | 0 | 0 | 0 | 0 | 0 | 0 | 0 | 0 | 0 | 0 | 0.45131 | 0 | 0.71279 | 10.3365 | 0 | 0 | 0.31621 | 0.86532 | 0 | 0.00082364 | 0 | 0 | 12.683 | 0 | 0 | 0 | 0 | 0 | 0 | 0 | 0 | 0 | 0 | 0 | 0 | 0
12 | 4 | 11 | 2 | 1.7931 | 0 | 13.6089 | 0 | 0 | 0 | 0 | 0.96921 | 0 | 0 | 3.2982 | 0 | 19.6694 | 0 | 0 | 0 | 0 | 0 | 0 | 0 | 0 | 0 | 0 | 0 | 0 | 0 | 0.45131 | 0 | 0.71279 | 9.4608 | 0 | 0 | 0.31621 | 0.86462 | 0 | 0.00075194 | 0 | 0 | 11.8064 | 0 | 0 | 0 | 0 | 0 | 0 | 0 | 0 | 0 | 0 | 0 | 0 | 0
12 | 4 | 12 | 2 | 1.7931 | 0 | 13.6089 | 0 | 0 | 0 | 0 | 0.88774 | 0 | 0 | 3.8409 | 0 | 20.1307 | 0 | 0 | 0 | 0 | 0 | 0 | 0 | 0 | 0 | 0 | 0 | 0 | 0 | 0.45131 | 0 | 0.54519 | 8.7006 | 0 | 0 | 0.36871 | 0.86759 | 0 | 0.0006916 | 0 | 0 | 10.934 | 0 | 0 | 0 | 0 | 0 | 0 | 0 | 0 | 0 | 0 | 0 | 0 | 0
12 | 4 | 13 | 2 | 1.7931 | 0 | 8.6613 | 0 | 0 | 0 | 0 | 0.91018 | 0 | 0 | 3.9589 | 0 | 15.3235 | 0 | 0 | 0 | 0 | 0 | 0 | 0 | 0 | 0 | 0 | 0 | 0 | 0 | 0.45131 | 0 | 0.54519 | 8.6637 | 0 | 0 | 0.42121 | 0.87061 | 0 | 0.00069943 | 0 | 0 | 10.9527 | 0 | 0 | 0 | 0 | 0 | 0 | 0 | 0 | 0 | 0 | 0 | 0 | 0
12 | 4 | 14 | 2 | 1.7931 | 0 | 13.6089 | 0 | 0 | 0 | 0 | 0.7229 | 0 | 0 | 4.2608 | 0 | 20.3857 | 0 | 0 | 0 | 0 | 0 | 0 | 0 | 0 | 0 | 0 | 0 | 0 | 0 | 0.45131 | 0 | 0.54519 | 6.771 | 0 | 0 | 0.36871 | 0.85973 | 0 | 0 | 0 | 0 | 8.996 | 0 | 0 | 0 | 0 | 0 | 0 | 0 | 0 | 0 | 0 | 0 | 0 | 0
12 | 4 | 15 | 2 | 1.7931 | 0 | 13.6089 | 0 | 0 | 0 | 0 | 0.76614 | 0 | 0 | 3.8409 | 0 | 20.0091 | 0 | 0 | 0 | 0 | 0 | 0 | 0 | 0 | 0 | 0 | 0 | 0 | 0 | 0.45131 | 0 | 0.54519 | 6.8957 | 0 | 0 | 0.36871 | 0.86417 | 0 | 0 | 0 | 0 | 9.1251 | 0 | 0 | 0 | 0 | 0 | 0 | 0 | 0 | 0 | 0 | 0 | 0 | 0
12 | 4 | 16 | 2 | 1.7931 | 0 | 13.6089 | 0 | 0 | 0 | 0 | 0.78084 | 0 | 0 | 3.2982 | 0 | 19.481 | 0 | 0 | 0 | 0 | 0 | 0 | 0 | 0 | 0 | 0 | 0 | 0 | 0 | 0.45131 | 0 | 0.54519 | 7.0847 | 0 | 0 | 0.31621 | 0.86412 | 0 | 0 | 0 | 0 | 9.2616 | 0 | 0 | 0 | 0 | 0 | 0 | 0 | 0 | 0 | 0 | 0 | 0 | 0
12 | 4 | 17 | 2 | 1.7931 | 0 | 13.6089 | 0 | 0 | 0 | 0 | 0.88498 | 0 | 0 | 3.2982 | 0 | 19.5852 | 0 | 0 | 0 | 0 | 0 | 0 | 0 | 0 | 0 | 0 | 0 | 0 | 0 | 0.45131 | 0 | 0.54519 | 7.7193 | 0 | 0 | 0.31621 | 0.86742 | 0 | 0 | 0 | 0 | 9.8994 | 0 | 0 | 0 | 0 | 0 | 0 | 0 | 0 | 0 | 0 | 0 | 0 | 0
12 | 4 | 18 | 2 | 1.7931 | 0 | 13.6089 | 0 | 0 | 0 | 0 | 0.89266 | 0 | 0 | 5.4692 | 0 | 21.7639 | 0 | 0 | 0 | 0 | 0 | 0 | 0 | 0 | 0 | 0 | 0 | 0 | 0 | 0.45131 | 0 | 0.54519 | 8.5645 | 0 | 0 | 0.52621 | 0.87061 | 0 | 0.00074674 | 0 | 0 | 10.9586 | 0 | 0 | 0 | 0 | 0 | 0 | 0 | 0 | 0 | 0 | 0 | 0 | 0
12 | 4 | 19 | 2 | 1.7931 | 0 | 9.8982 | 0 | 0 | 0 | 0 | 0.91212 | 0 | 0 | 5.4692 | 0 | 18.0727 | 0 | 0 | 0 | 0 | 0 | 0 | 0 | 0 | 0 | 0 | 0 | 0 | 0 | 0.45131 | 0 | 0.54519 | 8.7345 | 0 | 0 | 0.52621 | 0.86536 | 0 | 0.0009132 | 0 | 0 | 11.1235 | 0 | 0 | 0 | 0 | 0 | 0 | 0 | 0 | 0 | 0 | 0 | 0 | 0
12 | 4 | 20 | 2 | 1.7931 | 0 | 2.4769 | 0 | 0 | 0 | 0 | 1.0064 | 0 | 0 | 3.9589 | 0 | 9.2353 | 0 | 0 | 0 | 0 | 0 | 0 | 0 | 0 | 0 | 0 | 0 | 0 | 0 | 0.45131 | 0 | 0.88038 | 9.4544 | 0 | 0 | 0.42121 | 0.85697 | 0 | 0.0010134 | 0 | 0 | 12.0653 | 0 | 0 | 0 | 0 | 0 | 0 | 0 | 0 | 0 | 0 | 0 | 0 | 0
12 | 4 | 21 | 2 | 1.7931 | 0 | 2.4769 | 0 | 0 | 0 | 0 | 1.0266 | 0 | 0 | 4.2607 | 0 | 9.5574 | 0 | 0 | 0 | 0 | 0 | 0 | 0 | 0 | 0 | 0 | 0 | 0 | 0 | 0.45131 | 0 | 1.1038 | 9.4598 | 0 | 0 | 0.36871 | 0.85233 | 0 | 0.00094297 | 0 | 0 | 12.2369 | 0 | 0 | 0 | 0 | 0 | 0 | 0 | 0 | 0 | 0 | 0 | 0 | 0
12 | 4 | 22 | 2 | 1.7931 | 0 | 2.4769 | 0 | 0 | 0 | 0 | 1.0403 | 0 | 0 | 3.9588 | 0 | 9.2692 | 0 | 0 | 0 | 0 | 0 | 0 | 0 | 0 | 0 | 0 | 0 | 0 | 0 | 0.45131 | 0 | 1.2156 | 9.5563 | 0 | 0 | 0.47371 | 0.85095 | 0 | 0.00088995 | 0 | 0 | 12.5487 | 0 | 0 | 0 | 0 | 0 | 0 | 0 | 0 | 0 | 0 | 0 | 0 | 0
12 | 4 | 23 | 2 | 1.7931 | 0 | 2.4769 | 0 | 0 | 0 | 0 | 1.0247 | 0 | 0 | 4.2543 | 0 | 9.549 | 0 | 0 | 0 | 0 | 0 | 0 | 0 | 0 | 0 | 0 | 0 | 0 | 0 | 0.45131 | 0 | 1.1038 | 9.5644 | 0 | 0 | 0.31621 | 0.84974 | 0 | 0.0010285 | 0 | 0 | 12.2865 | 0 | 0 | 0 | 0 | 0 | 0 | 0 | 0 | 0 | 0 | 0 | 0 | 0
12 | 4 | 24 | 2 | 1.7931 | 0 | 2.4769 | 0 | 0 | 0 | 0 | 0.53838 | 0 | 0 | 0.58432 | 0 | 5.3927 | 0 | 0 | 0 | 0 | 0 | 0 | 0 | 0 | 0 | 0 | 0 | 0 | 0 | 0.45131 | 0 | 0.88038 | 6.5504 | 0 | 0 | 0.053706 | 0.84823 | 0 | 0.00074359 | 0 | 0 | 8.7848 | 0 | 0 | 0 | 0 | 0 | 0 | 0 | 0 | 0 | 0 | 0 | 0 | 0
12 | 5 | 1 | 3 | 1.7931 | 0 | 2.4769 | 0 | 0 | 0 | 0 | 0.72362 | 0 | 0 | 0.58432 | 0 | 5.578 | 0 | 0 | 0 | 0 | 0 | 0 | 0 | 0 | 0 | 0 | 0 | 0 | 0 | 0.45131 | 0 | 0.54519 | 8.0746 | 0 | 0 | 0.053706 | 0.86789 | 0 | 0.00062101 | 0 | 0 | 9.9933 | 0 | 0 | 0 | 0 | 0 | 0 | 0 | 0 | 0 | 0 | 0 | 0 | 0
12 | 5 | 2 | 3 | 1.7931 | 0 | 2.4769 | 0 | 0 | 0 | 0 | 0.76822 | 0 | 0 | 0.58439 | 0 | 5.6226 | 0 | 0 | 0 | 0 | 0 | 0 | 0 | 0 | 0 | 0 | 0 | 0 | 0 | 0.45131 | 0 | 0.32173 | 8.8151 | 0 | 0 | 0.053706 | 0.87389 | 0 | 0.28426 | 0 | 0 | 10.8 | 0 | 0 | 0 | 0 | 0 | 0 | 0 | 0 | 0 | 0 | 0 | 0 | 0
12 | 5 | 3 | 3 | 1.7931 | 0 | 2.4769 | 0 | 0 | 0 | 0 | 0.80228 | 0 | 0 | 0.58441 | 0 | 5.6567 | 0 | 0 | 0 | 0 | 0 | 0 | 0 | 0 | 0 | 0 | 0 | 0 | 0 | 0.45131 | 0 | 0.32173 | 9.1317 | 0 | 0 | 0.053706 | 0.87653 | 0 | 0.49617 | 0 | 0 | 11.3311 | 0 | 0 | 0 | 0 | 0 | 0 | 0 | 0 | 0 | 0 | 0 | 0 | 0
12 | 5 | 4 | 3 | 1.7931 | 0 | 2.4769 | 0 | 0 | 0 | 0 | 0.84564 | 0 | 0 | 0.58442 | 0 | 5.7001 | 0 | 0 | 0 | 0 | 0 | 0 | 0 | 0 | 0 | 0 | 0 | 0 | 0 | 0.45131 | 0 | 0.32173 | 9.6566 | 0 | 0 | 0.053706 | 0.8822 | 0 | 0.80721 | 0 | 0 | 12.1727 | 0 | 0 | 0 | 0 | 0 | 0 | 0 | 0 | 0 | 0 | 0 | 0 | 0
12 | 5 | 5 | 3 | 1.7931 | 0 | 2.4769 | 0 | 0 | 0 | 0 | 0.86328 | 0 | 0 | 0.58443 | 0 | 5.7177 | 0 | 0 | 0 | 0 | 0 | 0 | 0 | 0 | 0 | 0 | 0 | 0 | 0 | 0.45131 | 0 | 0.32173 | 9.8322 | 0 | 0 | 0.053706 | 0.88297 | 0 | 1.0337 | 0 | 0 | 12.5756 | 0 | 0 | 0 | 0 | 0 | 0 | 0 | 0 | 0 | 0 | 0 | 0 | 0
12 | 5 | 6 | 3 | 1.7931 | 0 | 2.4769 | 0 | 0 | 0 | 0 | 0.90556 | 0 | 0 | 0.58444 | 0 | 5.76 | 0 | 0 | 0 | 0 | 0 | 0 | 0 | 0 | 0 | 0 | 0 | 0 | 0 | 0.45131 | 0 | 0.32173 | 10.2761 | 0 | 0 | 0.053706 | 0.88889 | 0 | 1.1554 | 0 | 0 | 13.1472 | 0 | 0 | 0 | 0 | 0 | 0 | 0 | 0 | 0 | 0 | 0 | 0 | 0
12 | 5 | 7 | 3 | 1.7931 | 0 | 2.4769 | 0 | 0 | 0 | 0 | 0.96404 | 0 | 0 | 3.2982 | 0 | 8.5323 | 0 | 0 | 0 | 0 | 0 | 0 | 0 | 0 | 0 | 0 | 0 | 0 | 0 | 0.45131 | 0 | 0.54519 | 10.7507 | 0 | 0 | 0.31621 | 0.8911 | 0 | 1.1616 | 0 | 0 | 14.1161 | 0 | 0 | 0 | 0 | 0 | 0 | 0 | 0 | 0 | 0 | 0 | 0 | 0
12 | 5 | 8 | 3 | 1.7931 | 0 | 2.4769 | 0 | 0 | 0 | 0 | 1.327 | 0 | 0 | 5.4693 | 0 | 11.0663 | 0 | 0 | 0 | 0 | 0 | 0 | 0 | 0 | 0 | 0 | 0 | 0 | 0 | 0.45131 | 0 | 0.71279 | 13.7293 | 0 | 0 | 0.52621 | 0.89802 | 0 | 1.405 | 0 | 0 | 17.7226 | 0 | 0 | 0 | 0 | 0 | 0 | 0 | 0 | 0 | 0 | 0 | 0 | 0
12 | 5 | 9 | 3 | 1.7931 | 0 | 13.6089 | 0 | 0 | 0 | 0 | 1.1978 | 0 | 0 | 3.9589 | 0 | 20.5587 | 0 | 0 | 0 | 0 | 0 | 0 | 0 | 0 | 0 | 0 | 0 | 0 | 0 | 0.45131 | 0 | 0.71279 | 12.1568 | 0 | 0 | 0.42121 | 0.89399 | 0 | 1.0169 | 0 | 0 | 15.653 | 0 | 0 | 0 | 0 | 0 | 0 | 0 | 0 | 0 | 0 | 0 | 0 | 0
12 | 5 | 10 | 3 | 1.7931 | 0 | 13.6089 | 0 | 0 | 0 | 0 | 1.1881 | 0 | 0 | 3.7181 | 0 | 20.3082 | 0 | 0 | 0 | 0 | 0 | 0 | 0 | 0 | 0 | 0 | 0 | 0 | 0 | 0.45131 | 0 | 0.71279 | 11.9597 | 0 | 0 | 0.31621 | 0.89888 | 0 | 0.9216 | 0 | 0 | 15.2605 | 0 | 0 | 0 | 0 | 0 | 0 | 0 | 0 | 0 | 0 | 0 | 0 | 0
12 | 5 | 11 | 3 | 1.7931 | 0 | 13.6089 | 0 | 0 | 0 | 0 | 1.1605 | 0 | 0 | 3.2983 | 0 | 19.8608 | 0 | 0 | 0 | 0 | 0 | 0 | 0 | 0 | 0 | 0 | 0 | 0 | 0 | 0.45131 | 0 | 0.71279 | 11.8085 | 0 | 0 | 0.31621 | 0.89729 | 0 | 1.0455 | 0 | 0 | 15.2317 | 0 | 0 | 0 | 0 | 0 | 0 | 0 | 0 | 0 | 0 | 0 | 0 | 0
12 | 5 | 12 | 3 | 1.7931 | 0 | 13.6089 | 0 | 0 | 0 | 0 | 1.1726 | 0 | 0 | 3.841 | 0 | 20.4157 | 0 | 0 | 0 | 0 | 0 | 0 | 0 | 0 | 0 | 0 | 0 | 0 | 0 | 0.45131 | 0 | 0.54519 | 12.0649 | 0 | 0 | 0.36871 | 0.90613 | 0 | 1.1158 | 0 | 0 | 15.4521 | 0 | 0 | 0 | 0 | 0 | 0 | 0 | 0 | 0 | 0 | 0 | 0 | 0
12 | 5 | 13 | 3 | 1.7931 | 0 | 8.6613 | 0 | 0 | 0 | 0 | 1.1837 | 0 | 0 | 3.9589 | 0 | 15.5971 | 0 | 0 | 0 | 0 | 0 | 0 | 0 | 0 | 0 | 0 | 0 | 0 | 0 | 0.45131 | 0 | 0.54519 | 12.3121 | 0 | 0 | 0.42121 | 0.90375 | 0 | 1.4813 | 0 | 0 | 16.1148 | 0 | 0 | 0 | 0 | 0 | 0 | 0 | 0 | 0 | 0 | 0 | 0 | 0
12 | 5 | 14 | 3 | 1.7931 | 0 | 13.6089 | 0 | 0 | 0 | 0 | 1.1862 | 0 | 0 | 4.2609 | 0 | 20.8491 | 0 | 0 | 0 | 0 | 0 | 0 | 0 | 0 | 0 | 0 | 0 | 0 | 0 | 0.45131 | 0 | 0.54519 | 12.552 | 0 | 0 | 0.36871 | 0.91318 | 0 | 1.4794 | 0 | 0 | 16.3099 | 0 | 0 | 0 | 0 | 0 | 0 | 0 | 0 | 0 | 0 | 0 | 0 | 0
12 | 5 | 15 | 3 | 1.7931 | 0 | 13.6089 | 0 | 0 | 0 | 0 | 1.1828 | 0 | 0 | 3.8411 | 0 | 20.4258 | 0 | 0 | 0 | 0 | 0 | 0 | 0 | 0 | 0 | 0 | 0 | 0 | 0 | 0.45131 | 0 | 0.54519 | 12.5115 | 0 | 0 | 0.36871 | 0.91212 | 0 | 1.4748 | 0 | 0 | 16.2636 | 0 | 0 | 0 | 0 | 0 | 0 | 0 | 0 | 0 | 0 | 0 | 0 | 0
12 | 5 | 16 | 3 | 1.7931 | 0 | 13.6089 | 0 | 0 | 0 | 0 | 1.205 | 0 | 0 | 3.2983 | 0 | 19.9053 | 0 | 0 | 0 | 0 | 0 | 0 | 0 | 0 | 0 | 0 | 0 | 0 | 0 | 0.45131 | 0 | 0.54519 | 12.7747 | 0 | 0 | 0.31621 | 0.9171 | 0 | 1.5043 | 0 | 0 | 16.5088 | 0 | 0 | 0 | 0 | 0 | 0 | 0 | 0 | 0 | 0 | 0 | 0 | 0
12 | 5 | 17 | 3 | 1.7931 | 0 | 13.6089 | 0 | 0 | 0 | 0 | 1.1693 | 0 | 0 | 3.2983 | 0 | 19.8696 | 0 | 0 | 0 | 0 | 0 | 0 | 0 | 0 | 0 | 0 | 0 | 0 | 0 | 0.45131 | 0 | 0.54519 | 12.4047 | 0 | 0 | 0.31621 | 0.91003 | 0 | 1.2851 | 0 | 0 | 15.9126 | 0 | 0 | 0 | 0 | 0 | 0 | 0 | 0 | 0 | 0 | 0 | 0 | 0
12 | 5 | 18 | 3 | 1.7931 | 0 | 13.6089 | 0 | 0 | 0 | 0 | 1.1991 | 0 | 0 | 5.4693 | 0 | 22.0704 | 0 | 0 | 0 | 0 | 0 | 0 | 0 | 0 | 0 | 0 | 0 | 0 | 0 | 0.45131 | 0 | 0.54519 | 12.8057 | 0 | 0 | 0.52621 | 0.92212 | 0 | 1.5049 | 0 | 0 | 16.7554 | 0 | 0 | 0 | 0 | 0 | 0 | 0 | 0 | 0 | 0 | 0 | 0 | 0
12 | 5 | 19 | 3 | 1.7931 | 0 | 9.8982 | 0 | 0 | 0 | 0 | 1.1629 | 0 | 0 | 5.4694 | 0 | 18.3237 | 0 | 0 | 0 | 0 | 0 | 0 | 0 | 0 | 0 | 0 | 0 | 0 | 0 | 0.45131 | 0 | 0.54519 | 12.3479 | 0 | 0 | 0.52621 | 0.90632 | 0 | 1.3329 | 0 | 0 | 16.1099 | 0 | 0 | 0 | 0 | 0 | 0 | 0 | 0 | 0 | 0 | 0 | 0 | 0
12 | 5 | 20 | 3 | 1.7931 | 0 | 2.4769 | 0 | 0 | 0 | 0 | 1.2306 | 0 | 0 | 3.9589 | 0 | 9.4596 | 0 | 0 | 0 | 0 | 0 | 0 | 0 | 0 | 0 | 0 | 0 | 0 | 0 | 0.45131 | 0 | 0.88038 | 12.6699 | 0 | 0 | 0.42121 | 0.89903 | 0 | 1.399 | 0 | 0 | 16.7208 | 0 | 0 | 0 | 0 | 0 | 0 | 0 | 0 | 0 | 0 | 0 | 0 | 0
12 | 5 | 21 | 3 | 1.7931 | 0 | 2.4769 | 0 | 0 | 0 | 0 | 1.266 | 0 | 0 | 4.2609 | 0 | 9.7969 | 0 | 0 | 0 | 0 | 0 | 0 | 0 | 0 | 0 | 0 | 0 | 0 | 0 | 0.45131 | 0 | 1.1038 | 12.9718 | 0 | 0 | 0.36871 | 0.89796 | 0 | 1.4801 | 0 | 0 | 17.2737 | 0 | 0 | 0 | 0 | 0 | 0 | 0 | 0 | 0 | 0 | 0 | 0 | 0
12 | 5 | 22 | 3 | 1.7931 | 0 | 2.4769 | 0 | 0 | 0 | 0 | 1.3167 | 0 | 0 | 3.9589 | 0 | 9.5457 | 0 | 0 | 0 | 0 | 0 | 0 | 0 | 0 | 0 | 0 | 0 | 0 | 0 | 0.45131 | 0 | 1.2156 | 13.4564 | 0 | 0 | 0.47371 | 0.90562 | 0 | 1.6607 | 0 | 0 | 18.1633 | 0 | 0 | 0 | 0 | 0 | 0 | 0 | 0 | 0 | 0 | 0 | 0 | 0
12 | 5 | 23 | 3 | 1.7931 | 0 | 2.4769 | 0 | 0 | 0 | 0 | 1.2981 | 0 | 0 | 4.2545 | 0 | 9.8226 | 0 | 0 | 0 | 0 | 0 | 0 | 0 | 0 | 0 | 0 | 0 | 0 | 0 | 0.45131 | 0 | 1.1038 | 13.3507 | 0 | 0 | 0.31621 | 0.9016 | 0 | 1.4612 | 0 | 0 | 17.5849 | 0 | 0 | 0 | 0 | 0 | 0 | 0 | 0 | 0 | 0 | 0 | 0 | 0
12 | 5 | 24 | 3 | 1.7931 | 0 | 2.4769 | 0 | 0 | 0 | 0 | 0.9398 | 0 | 0 | 0.58448 | 0 | 5.7943 | 0 | 0 | 0 | 0 | 0 | 0 | 0 | 0 | 0 | 0 | 0 | 0 | 0 | 0.45131 | 0 | 0.88038 | 10.7194 | 0 | 0 | 0.053706 | 0.90018 | 0 | 1.1933 | 0 | 0 | 14.1983 | 0 | 0 | 0 | 0 | 0 | 0 | 0 | 0 | 0 | 0 | 0 | 0 | 0
12 | 6 | 1 | 4 | 1.7931 | 0 | 2.4769 | 0 | 0 | 0 | 0 | 1.0453 | 0 | 0 | 0.58447 | 0 | 5.8997 | 0 | 0 | 0 | 0 | 0 | 0 | 0 | 0 | 0 | 0 | 0 | 0 | 0 | 0.45131 | 0 | 0.54519 | 12.0716 | 0 | 0 | 0.053706 | 0.91425 | 0 | 1.3365 | 0 | 0 | 15.3725 | 0 | 0 | 0 | 0 | 0 | 0 | 0 | 0 | 0 | 0 | 0 | 0 | 0
12 | 6 | 2 | 4 | 1.7931 | 0 | 2.4769 | 0 | 0 | 0 | 0 | 1.0616 | 0 | 0 | 0.58451 | 0 | 5.9161 | 0 | 0 | 0 | 0 | 0 | 0 | 0 | 0 | 0 | 0 | 0 | 0 | 0 | 0.45131 | 0 | 0.32173 | 12.3706 | 0 | 0 | 0.053706 | 0.91782 | 0 | 1.2722 | 0 | 0 | 15.3874 | 0 | 0 | 0 | 0 | 0 | 0 | 0 | 0 | 0 | 0 | 0 | 0 | 0
12 | 6 | 3 | 4 | 1.7931 | 0 | 2.4769 | 0 | 0 | 0 | 0 | 1.0605 | 0 | 0 | 0.58452 | 0 | 5.915 | 0 | 0 | 0 | 0 | 0 | 0 | 0 | 0 | 0 | 0 | 0 | 0 | 0 | 0.45131 | 0 | 0.32173 | 12.3114 | 0 | 0 | 0.053706 | 0.91437 | 0 | 1.1914 | 0 | 0 | 15.244 | 0 | 0 | 0 | 0 | 0 | 0 | 0 | 0 | 0 | 0 | 0 | 0 | 0
12 | 6 | 4 | 4 | 1.7931 | 0 | 2.4769 | 0 | 0 | 0 | 0 | 1.0973 | 0 | 0 | 0.58451 | 0 | 5.9518 | 0 | 0 | 0 | 0 | 0 | 0 | 0 | 0 | 0 | 0 | 0 | 0 | 0 | 0.45131 | 0 | 0.32173 | 12.7314 | 0 | 0 | 0.053706 | 0.92176 | 0 | 1.1513 | 0 | 0 | 15.6312 | 0 | 0 | 0 | 0 | 0 | 0 | 0 | 0 | 0 | 0 | 0 | 0 | 0
12 | 6 | 5 | 4 | 1.7931 | 0 | 2.4769 | 0 | 0 | 0 | 0 | 1.1104 | 0 | 0 | 0.58453 | 0 | 5.965 | 0 | 0 | 0 | 0 | 0 | 0 | 0 | 0 | 0 | 0 | 0 | 0 | 0 | 0.45131 | 0 | 0.32173 | 12.8684 | 0 | 0 | 0.053706 | 0.9223 | 0 | 0.99886 | 0 | 0 | 15.6164 | 0 | 0 | 0 | 0 | 0 | 0 | 0 | 0 | 0 | 0 | 0 | 0 | 0
12 | 6 | 6 | 4 | 1.7931 | 0 | 2.4769 | 0 | 0 | 0 | 0 | 1.102 | 0 | 0 | 0.58454 | 0 | 5.9566 | 0 | 0 | 0 | 0 | 0 | 0 | 0 | 0 | 0 | 0 | 0 | 0 | 0 | 0.45131 | 0 | 0.32173 | 12.8158 | 0 | 0 | 0.053706 | 0.91935 | 0 | 1.0531 | 0 | 0 | 15.615 | 0 | 0 | 0 | 0 | 0 | 0 | 0 | 0 | 0 | 0 | 0 | 0 | 0
12 | 6 | 7 | 4 | 1.7931 | 0 | 2.4769 | 0 | 0 | 0 | 0 | 1.1164 | 0 | 0 | 3.2983 | 0 | 8.6847 | 0 | 0 | 0 | 0 | 0 | 0 | 0 | 0 | 0 | 0 | 0 | 0 | 0 | 0.45131 | 0 | 0.54519 | 12.8961 | 0 | 0 | 0.31621 | 0.91494 | 0 | 1.2267 | 0 | 0 | 16.3504 | 0 | 0 | 0 | 0 | 0 | 0 | 0 | 0 | 0 | 0 | 0 | 0 | 0
12 | 6 | 8 | 4 | 1.7931 | 0 | 2.4769 | 0 | 0 | 0 | 0 | 1.3878 | 0 | 0 | 5.4693 | 0 | 11.1271 | 0 | 0 | 0 | 0 | 0 | 0 | 0 | 0 | 0 | 0 | 0 | 0 | 0 | 0.45131 | 0 | 0.71279 | 15.0245 | 0 | 0 | 0.52621 | 0.91406 | 0 | 1.4353 | 0 | 0 | 19.0641 | 0 | 0 | 0 | 0 | 0 | 0 | 0 | 0 | 0 | 0 | 0 | 0 | 0
12 | 6 | 9 | 4 | 1.7931 | 0 | 13.6089 | 0 | 0 | 0 | 0 | 1.3192 | 0 | 0 | 3.9589 | 0 | 20.6801 | 0 | 0 | 0 | 0 | 0 | 0 | 0 | 0 | 0 | 0 | 0 | 0 | 0 | 0.45131 | 0 | 0.71279 | 14.0934 | 0 | 0 | 0.42121 | 0.91684 | 0 | 1.2014 | 0 | 0 | 17.797 | 0 | 0 | 0 | 0 | 0 | 0 | 0 | 0 | 0 | 0 | 0 | 0 | 0
12 | 6 | 10 | 4 | 1.7931 | 0 | 13.6089 | 0 | 0 | 0 | 0 | 1.3072 | 0 | 0 | 3.7182 | 0 | 20.4273 | 0 | 0 | 0 | 0 | 0 | 0 | 0 | 0 | 0 | 0 | 0 | 0 | 0 | 0.45131 | 0 | 0.71279 | 13.9036 | 0 | 0 | 0.31621 | 0.9249 | 0 | 1.1527 | 0 | 0 | 17.4615 | 0 | 0 | 0 | 0 | 0 | 0 | 0 | 0 | 0 | 0 | 0 | 0 | 0
12 | 6 | 11 | 4 | 1.7931 | 0 | 13.6089 | 0 | 0 | 0 | 0 | 1.2961 | 0 | 0 | 3.2983 | 0 | 19.9964 | 0 | 0 | 0 | 0 | 0 | 0 | 0 | 0 | 0 | 0 | 0 | 0 | 0 | 0.45131 | 0 | 0.71279 | 13.8031 | 0 | 0 | 0.31621 | 0.92601 | 0 | 1.1441 | 0 | 0 | 17.3535 | 0 | 0 | 0 | 0 | 0 | 0 | 0 | 0 | 0 | 0 | 0 | 0 | 0
12 | 6 | 12 | 4 | 1.7931 | 0 | 13.6089 | 0 | 0 | 0 | 0 | 1.1736 | 0 | 0 | 3.8411 | 0 | 20.4167 | 0 | 0 | 0 | 0 | 0 | 0 | 0 | 0 | 0 | 0 | 0 | 0 | 0 | 0.45131 | 0 | 0.54519 | 12.6945 | 0 | 0 | 0.36871 | 0.92647 | 0 | 1.0768 | 0 | 0 | 16.063 | 0 | 0 | 0 | 0 | 0 | 0 | 0 | 0 | 0 | 0 | 0 | 0 | 0
12 | 6 | 13 | 4 | 1.7931 | 0 | 8.6613 | 0 | 0 | 0 | 0 | 1.148 | 0 | 0 | 3.959 | 0 | 15.5614 | 0 | 0 | 0 | 0 | 0 | 0 | 0 | 0 | 0 | 0 | 0 | 0 | 0 | 0.45131 | 0 | 0.54519 | 12.4171 | 0 | 0 | 0.42121 | 0.92963 | 0 | 1.0177 | 0 | 0 | 15.7822 | 0 | 0 | 0 | 0 | 0 | 0 | 0 | 0 | 0 | 0 | 0 | 0 | 0
12 | 6 | 14 | 4 | 1.7931 | 0 | 13.6089 | 0 | 0 | 0 | 0 | 1.249 | 0 | 0 | 4.261 | 0 | 20.912 | 0 | 0 | 0 | 0 | 0 | 0 | 0 | 0 | 0 | 0 | 0 | 0 | 0 | 0.45131 | 0 | 0.54519 | 13.3658 | 0 | 0 | 0.36871 | 0.93912 | 0 | 1.0406 | 0 | 0 | 16.7107 | 0 | 0 | 0 | 0 | 0 | 0 | 0 | 0 | 0 | 0 | 0 | 0 | 0
12 | 6 | 15 | 4 | 1.7931 | 0 | 13.6089 | 0 | 0 | 0 | 0 | 1.2563 | 0 | 0 | 3.8411 | 0 | 20.4994 | 0 | 0 | 0 | 0 | 0 | 0 | 0 | 0 | 0 | 0 | 0 | 0 | 0 | 0.45131 | 0 | 0.54519 | 13.4387 | 0 | 0 | 0.36871 | 0.93329 | 0 | 1.1372 | 0 | 0 | 16.8744 | 0 | 0 | 0 | 0 | 0 | 0 | 0 | 0 | 0 | 0 | 0 | 0 | 0
12 | 6 | 16 | 4 | 1.7931 | 0 | 13.6089 | 0 | 0 | 0 | 0 | 1.2239 | 0 | 0 | 3.2984 | 0 | 19.9242 | 0 | 0 | 0 | 0 | 0 | 0 | 0 | 0 | 0 | 0 | 0 | 0 | 0 | 0.45131 | 0 | 0.54519 | 13.2646 | 0 | 0 | 0.31621 | 0.93741 | 0 | 1.123 | 0 | 0 | 16.6377 | 0 | 0 | 0 | 0 | 0 | 0 | 0 | 0 | 0 | 0 | 0 | 0 | 0
12 | 6 | 17 | 4 | 1.7931 | 0 | 13.6089 | 0 | 0 | 0 | 0 | 1.2315 | 0 | 0 | 3.2984 | 0 | 19.9319 | 0 | 0 | 0 | 0 | 0 | 0 | 0 | 0 | 0 | 0 | 0 | 0 | 0 | 0.45131 | 0 | 0.54519 | 13.0882 | 0 | 0 | 0.31621 | 0.92719 | 0 | 1.0521 | 0 | 0 | 16.3802 | 0 | 0 | 0 | 0 | 0 | 0 | 0 | 0 | 0 | 0 | 0 | 0 | 0
12 | 6 | 18 | 4 | 1.7931 | 0 | 13.6089 | 0 | 0 | 0 | 0 | 1.2487 | 0 | 0 | 5.4694 | 0 | 22.1201 | 0 | 0 | 0 | 0 | 0 | 0 | 0 | 0 | 0 | 0 | 0 | 0 | 0 | 0.45131 | 0 | 0.54519 | 13.394 | 0 | 0 | 0.52621 | 0.93472 | 0 | 1.0786 | 0 | 0 | 16.9301 | 0 | 0 | 0 | 0 | 0 | 0 | 0 | 0 | 0 | 0 | 0 | 0 | 0
12 | 6 | 19 | 4 | 1.7931 | 0 | 9.8982 | 0 | 0 | 0 | 0 | 1.2896 | 0 | 0 | 5.4694 | 0 | 18.4503 | 0 | 0 | 0 | 0 | 0 | 0 | 0 | 0 | 0 | 0 | 0 | 0 | 0 | 0.45131 | 0 | 0.54519 | 13.6958 | 0 | 0 | 0.52621 | 0.93493 | 0 | 0.95115 | 0 | 0 | 17.1046 | 0 | 0 | 0 | 0 | 0 | 0 | 0 | 0 | 0 | 0 | 0 | 0 | 0
12 | 6 | 20 | 4 | 1.7931 | 0 | 2.4769 | 0 | 0 | 0 | 0 | 1.3223 | 0 | 0 | 3.959 | 0 | 9.5513 | 0 | 0 | 0 | 0 | 0 | 0 | 0 | 0 | 0 | 0 | 0 | 0 | 0 | 0.45131 | 0 | 0.88038 | 13.8367 | 0 | 0 | 0.42121 | 0.91897 | 0 | 0.93433 | 0 | 0 | 17.4429 | 0 | 0 | 0 | 0 | 0 | 0 | 0 | 0 | 0 | 0 | 0 | 0 | 0
12 | 6 | 21 | 4 | 1.7931 | 0 | 2.4769 | 0 | 0 | 0 | 0 | 1.3329 | 0 | 0 | 4.261 | 0 | 9.8639 | 0 | 0 | 0 | 0 | 0 | 0 | 0 | 0 | 0 | 0 | 0 | 0 | 0 | 0.45131 | 0 | 1.1038 | 13.8969 | 0 | 0 | 0.36871 | 0.91383 | 0 | 0.93967 | 0 | 0 | 17.6743 | 0 | 0 | 0 | 0 | 0 | 0 | 0 | 0 | 0 | 0 | 0 | 0 | 0
12 | 6 | 22 | 4 | 1.7931 | 0 | 2.4769 | 0 | 0 | 0 | 0 | 1.3724 | 0 | 0 | 3.9589 | 0 | 9.6013 | 0 | 0 | 0 | 0 | 0 | 0 | 0 | 0 | 0 | 0 | 0 | 0 | 0 | 0.45131 | 0 | 1.2156 | 14.447 | 0 | 0 | 0.47371 | 0.92288 | 0 | 1.0714 | 0 | 0 | 18.5819 | 0 | 0 | 0 | 0 | 0 | 0 | 0 | 0 | 0 | 0 | 0 | 0 | 0
12 | 6 | 23 | 4 | 1.7931 | 0 | 2.4769 | 0 | 0 | 0 | 0 | 1.3687 | 0 | 0 | 4.2546 | 0 | 9.8933 | 0 | 0 | 0 | 0 | 0 | 0 | 0 | 0 | 0 | 0 | 0 | 0 | 0 | 0.45131 | 0 | 1.1038 | 14.4269 | 0 | 0 | 0.31621 | 0.92113 | 0 | 1.0047 | 0 | 0 | 18.2241 | 0 | 0 | 0 | 0 | 0 | 0 | 0 | 0 | 0 | 0 | 0 | 0 | 0
12 | 6 | 24 | 4 | 1.7931 | 0 | 2.4769 | 0 | 0 | 0 | 0 | 1.0943 | 0 | 0 | 0.58453 | 0 | 5.9488 | 0 | 0 | 0 | 0 | 0 | 0 | 0 | 0 | 0 | 0 | 0 | 0 | 0 | 0.45131 | 0 | 0.88038 | 12.402 | 0 | 0 | 0.053706 | 0.92413 | 0 | 0.76342 | 0 | 0 | 15.475 | 0 | 0 | 0 | 0 | 0 | 0 | 0 | 0 | 0 | 0 | 0 | 0 | 0
12 | 7 | 1 | 5 | 1.7931 | 0 | 2.4769 | 0 | 0 | 0 | 0 | 1.1017 | 0 | 0 | 0.58455 | 0 | 5.9563 | 0 | 0 | 0 | 0 | 0 | 0 | 0 | 0 | 0 | 0 | 0 | 0 | 0 | 0.45131 | 0 | 0.54519 | 12.7346 | 0 | 0 | 0.053706 | 0.92509 | 0 | 0.69529 | 0 | 0 | 15.4052 | 0 | 0 | 0 | 0 | 0 | 0 | 0 | 0 | 0 | 0 | 0 | 0 | 0
12 | 7 | 2 | 5 | 1.7931 | 0 | 2.4769 | 0 | 0 | 0 | 0 | 1.136 | 0 | 0 | 0.58455 | 0 | 5.9905 | 0 | 0 | 0 | 0 | 0 | 0 | 0 | 0 | 0 | 0 | 0 | 0 | 0 | 0.45131 | 0 | 0.32173 | 13.202 | 0 | 0 | 0.053706 | 0.93368 | 0 | 0.7196 | 0 | 0 | 15.682 | 0 | 0 | 0 | 0 | 0 | 0 | 0 | 0 | 0 | 0 | 0 | 0 | 0
12 | 7 | 3 | 5 | 1.7931 | 0 | 2.4769 | 0 | 0 | 0 | 0 | 1.1722 | 0 | 0 | 0.58457 | 0 | 6.0268 | 0 | 0 | 0 | 0 | 0 | 0 | 0 | 0 | 0 | 0 | 0 | 0 | 0 | 0.45131 | 0 | 0.32173 | 13.7627 | 0 | 0 | 0.053706 | 0.94225 | 0 | 0.90469 | 0 | 0 | 16.4364 | 0 | 0 | 0 | 0 | 0 | 0 | 0 | 0 | 0 | 0 | 0 | 0 | 0
12 | 7 | 4 | 5 | 1.7931 | 0 | 2.4769 | 0 | 0 | 0 | 0 | 1.1701 | 0 | 0 | 0.5846 | 0 | 6.0248 | 0 | 0 | 0 | 0 | 0 | 0 | 0 | 0 | 0 | 0 | 0 | 0 | 0 | 0.45131 | 0 | 0.32173 | 13.8122 | 0 | 0 | 0.053706 | 0.93975 | 0 | 1.0616 | 0 | 0 | 16.6403 | 0 | 0 | 0 | 0 | 0 | 0 | 0 | 0 | 0 | 0 | 0 | 0 | 0
12 | 7 | 5 | 5 | 1.7931 | 0 | 2.4769 | 0 | 0 | 0 | 0 | 1.1399 | 0 | 0 | 0.58459 | 0 | 5.9945 | 0 | 0 | 0 | 0 | 0 | 0 | 0 | 0 | 0 | 0 | 0 | 0 | 0 | 0.45131 | 0 | 0.32173 | 13.3016 | 0 | 0 | 0.053706 | 0.9281 | 0 | 0.87741 | 0 | 0 | 15.9339 | 0 | 0 | 0 | 0 | 0 | 0 | 0 | 0 | 0 | 0 | 0 | 0 | 0
12 | 7 | 6 | 5 | 1.7931 | 0 | 2.4769 | 0 | 0 | 0 | 0 | 1.1945 | 0 | 0 | 0.58456 | 0 | 6.0491 | 0 | 0 | 0 | 0 | 0 | 0 | 0 | 0 | 0 | 0 | 0 | 0 | 0 | 0.45131 | 0 | 0.32173 | 14.0652 | 0 | 0 | 0.053706 | 0.94499 | 0 | 1.0802 | 0 | 0 | 16.9171 | 0 | 0 | 0 | 0 | 0 | 0 | 0 | 0 | 0 | 0 | 0 | 0 | 0
12 | 7 | 7 | 5 | 1.7931 | 0 | 2.4769 | 0 | 0 | 0 | 0 | 1.2322 | 0 | 0 | 3.2984 | 0 | 8.8006 | 0 | 0 | 0 | 0 | 0 | 0 | 0 | 0 | 0 | 0 | 0 | 0 | 0 | 0.45131 | 0 | 0.54519 | 14.4153 | 0 | 0 | 0.31621 | 0.94631 | 0 | 0.7154 | 0 | 0 | 17.3897 | 0 | 0 | 0 | 0 | 0 | 0 | 0 | 0 | 0 | 0 | 0 | 0 | 0
12 | 7 | 8 | 5 | 1.7931 | 0 | 2.4769 | 0 | 0 | 0 | 0 | 1.4269 | 0 | 0 | 5.4694 | 0 | 11.1663 | 0 | 0 | 0 | 0 | 0 | 0 | 0 | 0 | 0 | 0 | 0 | 0 | 0 | 0.45131 | 0 | 0.71279 | 16.0649 | 0 | 0 | 0.52621 | 0.94448 | 0 | 0.69091 | 0 | 0 | 19.3906 | 0 | 0 | 0 | 0 | 0 | 0 | 0 | 0 | 0 | 0 | 0 | 0 | 0
12 | 7 | 9 | 5 | 1.7931 | 0 | 13.6089 | 0 | 0 | 0 | 0 | 1.3554 | 0 | 0 | 3.959 | 0 | 20.7163 | 0 | 0 | 0 | 0 | 0 | 0 | 0 | 0 | 0 | 0 | 0 | 0 | 0 | 0.45131 | 0 | 0.71279 | 14.7853 | 0 | 0 | 0.42121 | 0.93405 | 0 | 0.55681 | 0 | 0 | 17.8615 | 0 | 0 | 0 | 0 | 0 | 0 | 0 | 0 | 0 | 0 | 0 | 0 | 0
12 | 7 | 10 | 5 | 1.7931 | 0 | 13.6089 | 0 | 0 | 0 | 0 | 1.3082 | 0 | 0 | 3.7183 | 0 | 20.4285 | 0 | 0 | 0 | 0 | 0 | 0 | 0 | 0 | 0 | 0 | 0 | 0 | 0 | 0.45131 | 0 | 0.71279 | 13.9327 | 0 | 0 | 0.31621 | 0.92763 | 0 | 0.50551 | 0 | 0 | 16.8462 | 0 | 0 | 0 | 0 | 0 | 0 | 0 | 0 | 0 | 0 | 0 | 0 | 0
12 | 7 | 11 | 5 | 1.7931 | 0 | 13.6089 | 0 | 0 | 0 | 0 | 1.2645 | 0 | 0 | 3.2984 | 0 | 19.9648 | 0 | 0 | 0 | 0 | 0 | 0 | 0 | 0 | 0 | 0 | 0 | 0 | 0 | 0.45131 | 0 | 0.71279 | 13.4118 | 0 | 0 | 0.31621 | 0.928 | 0 | 0.42485 | 0 | 0 | 16.2449 | 0 | 0 | 0 | 0 | 0 | 0 | 0 | 0 | 0 | 0 | 0 | 0 | 0
12 | 7 | 12 | 5 | 1.7931 | 0 | 13.6089 | 0 | 0 | 0 | 0 | 1.1387 | 0 | 0 | 3.8411 | 0 | 20.3818 | 0 | 0 | 0 | 0 | 0 | 0 | 0 | 0 | 0 | 0 | 0 | 0 | 0 | 0.45131 | 0 | 0.54519 | 12.1082 | 0 | 0 | 0.36871 | 0.92058 | 0 | 0.26628 | 0 | 0 | 14.6603 | 0 | 0 | 0 | 0 | 0 | 0 | 0 | 0 | 0 | 0 | 0 | 0 | 0
12 | 7 | 13 | 5 | 1.7931 | 0 | 8.6613 | 0 | 0 | 0 | 0 | 1.1076 | 0 | 0 | 3.959 | 0 | 15.521 | 0 | 0 | 0 | 0 | 0 | 0 | 0 | 0 | 0 | 0 | 0 | 0 | 0 | 0.45131 | 0 | 0.54519 | 11.6754 | 0 | 0 | 0.42121 | 0.91923 | 0 | 0.27952 | 0 | 0 | 14.2918 | 0 | 0 | 0 | 0 | 0 | 0 | 0 | 0 | 0 | 0 | 0 | 0 | 0
12 | 7 | 14 | 5 | 1.7931 | 0 | 13.6089 | 0 | 0 | 0 | 0 | 0.96182 | 0 | 0 | 4.261 | 0 | 20.6249 | 0 | 0 | 0 | 0 | 0 | 0 | 0 | 0 | 0 | 0 | 0 | 0 | 0 | 0.45131 | 0 | 0.54519 | 10.4676 | 0 | 0 | 0.36871 | 0.91456 | 0 | 0.19798 | 0 | 0 | 12.9454 | 0 | 0 | 0 | 0 | 0 | 0 | 0 | 0 | 0 | 0 | 0 | 0 | 0
12 | 7 | 15 | 5 | 1.7931 | 0 | 13.6089 | 0 | 0 | 0 | 0 | 0.98691 | 0 | 0 | 3.8411 | 0 | 20.23 | 0 | 0 | 0 | 0 | 0 | 0 | 0 | 0 | 0 | 0 | 0 | 0 | 0 | 0.45131 | 0 | 0.54519 | 10.6791 | 0 | 0 | 0.36871 | 0.925 | 0 | 0.12272 | 0 | 0 | 13.092 | 0 | 0 | 0 | 0 | 0 | 0 | 0 | 0 | 0 | 0 | 0 | 0 | 0
12 | 7 | 16 | 5 | 1.7931 | 0 | 13.6089 | 0 | 0 | 0 | 0 | 1.0331 | 0 | 0 | 3.2984 | 0 | 19.7335 | 0 | 0 | 0 | 0 | 0 | 0 | 0 | 0 | 0 | 0 | 0 | 0 | 0 | 0.45131 | 0 | 0.54519 | 11.0326 | 0 | 0 | 0.31621 | 0.92366 | 0 | 0.21003 | 0 | 0 | 13.479 | 0 | 0 | 0 | 0 | 0 | 0 | 0 | 0 | 0 | 0 | 0 | 0 | 0
12 | 7 | 17 | 5 | 1.7931 | 0 | 13.6089 | 0 | 0 | 0 | 0 | 1.1482 | 0 | 0 | 3.2984 | 0 | 19.8486 | 0 | 0 | 0 | 0 | 0 | 0 | 0 | 0 | 0 | 0 | 0 | 0 | 0 | 0.45131 | 0 | 0.54519 | 11.9916 | 0 | 0 | 0.31621 | 0.92451 | 0 | 0.29342 | 0 | 0 | 14.5222 | 0 | 0 | 0 | 0 | 0 | 0 | 0 | 0 | 0 | 0 | 0 | 0 | 0
12 | 7 | 18 | 5 | 1.7931 | 0 | 13.6089 | 0 | 0 | 0 | 0 | 1.1585 | 0 | 0 | 5.4694 | 0 | 22.0299 | 0 | 0 | 0 | 0 | 0 | 0 | 0 | 0 | 0 | 0 | 0 | 0 | 0 | 0.45131 | 0 | 0.54519 | 12.1387 | 0 | 0 | 0.52621 | 0.92361 | 0 | 0.29717 | 0 | 0 | 14.8822 | 0 | 0 | 0 | 0 | 0 | 0 | 0 | 0 | 0 | 0 | 0 | 0 | 0
12 | 7 | 19 | 5 | 1.7931 | 0 | 9.8982 | 0 | 0 | 0 | 0 | 1.2198 | 0 | 0 | 5.4694 | 0 | 18.3805 | 0 | 0 | 0 | 0 | 0 | 0 | 0 | 0 | 0 | 0 | 0 | 0 | 0 | 0.45131 | 0 | 0.54519 | 12.6906 | 0 | 0 | 0.52621 | 0.92814 | 0 | 0.31111 | 0 | 0 | 15.4525 | 0 | 0 | 0 | 0 | 0 | 0 | 0 | 0 | 0 | 0 | 0 | 0 | 0
12 | 7 | 20 | 5 | 1.7931 | 0 | 2.4769 | 0 | 0 | 0 | 0 | 1.3053 | 0 | 0 | 3.959 | 0 | 9.5343 | 0 | 0 | 0 | 0 | 0 | 0 | 0 | 0 | 0 | 0 | 0 | 0 | 0 | 0.45131 | 0 | 0.88038 | 13.5827 | 0 | 0 | 0.42121 | 0.92557 | 0 | 0.37256 | 0 | 0 | 16.6337 | 0 | 0 | 0 | 0 | 0 | 0 | 0 | 0 | 0 | 0 | 0 | 0 | 0
12 | 7 | 21 | 5 | 1.7931 | 0 | 2.4769 | 0 | 0 | 0 | 0 | 1.3406 | 0 | 0 | 4.261 | 0 | 9.8717 | 0 | 0 | 0 | 0 | 0 | 0 | 0 | 0 | 0 | 0 | 0 | 0 | 0 | 0.45131 | 0 | 1.1038 | 14.0105 | 0 | 0 | 0.36871 | 0.92571 | 0 | 0.384 | 0 | 0 | 17.2441 | 0 | 0 | 0 | 0 | 0 | 0 | 0 | 0 | 0 | 0 | 0 | 0 | 0
12 | 7 | 22 | 5 | 1.7931 | 0 | 2.4769 | 0 | 0 | 0 | 0 | 1.3546 | 0 | 0 | 3.959 | 0 | 9.5836 | 0 | 0 | 0 | 0 | 0 | 0 | 0 | 0 | 0 | 0 | 0 | 0 | 0 | 0.45131 | 0 | 1.2156 | 14.2617 | 0 | 0 | 0.47371 | 0.92656 | 0 | 0.45777 | 0 | 0 | 17.7866 | 0 | 0 | 0 | 0 | 0 | 0 | 0 | 0 | 0 | 0 | 0 | 0 | 0
12 | 7 | 23 | 5 | 1.7931 | 0 | 2.4769 | 0 | 0 | 0 | 0 | 1.3321 | 0 | 0 | 4.2546 | 0 | 9.8567 | 0 | 0 | 0 | 0 | 0 | 0 | 0 | 0 | 0 | 0 | 0 | 0 | 0 | 0.45131 | 0 | 1.1038 | 13.9934 | 0 | 0 | 0.31621 | 0.91944 | 0 | 0.44995 | 0 | 0 | 17.2341 | 0 | 0 | 0 | 0 | 0 | 0 | 0 | 0 | 0 | 0 | 0 | 0 | 0
12 | 7 | 24 | 5 | 1.7931 | 0 | 2.4769 | 0 | 0 | 0 | 0 | 1.0272 | 0 | 0 | 0.58454 | 0 | 5.8817 | 0 | 0 | 0 | 0 | 0 | 0 | 0 | 0 | 0 | 0 | 0 | 0 | 0 | 0.45131 | 0 | 0.88038 | 11.7182 | 0 | 0 | 0.053706 | 0.92099 | 0 | 0.28409 | 0 | 0 | 14.3087 | 0 | 0 | 0 | 0 | 0 | 0 | 0 | 0 | 0 | 0 | 0 | 0 | 0
12 | 8 | 1 | 6 | 1.7931 | 0 | 2.4769 | 0 | 0 | 0 | 0 | 1.0892 | 0 | 0 | 0.58455 | 0 | 5.9438 | 0 | 0 | 0 | 0 | 0 | 0 | 0 | 0 | 0 | 0 | 0 | 0 | 0 | 0.45131 | 0 | 0.54519 | 12.7321 | 0 | 0 | 0.053706 | 0.93269 | 0 | 0.45936 | 0 | 0 | 15.1744 | 0 | 0 | 0 | 0 | 0 | 0 | 0 | 0 | 0 | 0 | 0 | 0 | 0
12 | 8 | 2 | 6 | 1.7931 | 0 | 2.4769 | 0 | 0 | 0 | 0 | 1.1414 | 0 | 0 | 0.58458 | 0 | 5.996 | 0 | 0 | 0 | 0 | 0 | 0 | 0 | 0 | 0 | 0 | 0 | 0 | 0 | 0.45131 | 0 | 0.32173 | 13.4939 | 0 | 0 | 0.053706 | 0.94698 | 0 | 0.39187 | 0 | 0 | 15.6595 | 0 | 0 | 0 | 0 | 0 | 0 | 0 | 0 | 0 | 0 | 0 | 0 | 0
12 | 8 | 3 | 6 | 1.7931 | 0 | 2.4769 | 0 | 0 | 0 | 0 | 1.1168 | 0 | 0 | 0.58462 | 0 | 5.9714 | 0 | 0 | 0 | 0 | 0 | 0 | 0 | 0 | 0 | 0 | 0 | 0 | 0 | 0.45131 | 0 | 0.32173 | 13.18 | 0 | 0 | 0.053706 | 0.9383 | 0 | 0.34467 | 0 | 0 | 15.2898 | 0 | 0 | 0 | 0 | 0 | 0 | 0 | 0 | 0 | 0 | 0 | 0 | 0
12 | 8 | 4 | 6 | 1.7931 | 0 | 2.4769 | 0 | 0 | 0 | 0 | 1.1318 | 0 | 0 | 0.58459 | 0 | 5.9864 | 0 | 0 | 0 | 0 | 0 | 0 | 0 | 0 | 0 | 0 | 0 | 0 | 0 | 0.45131 | 0 | 0.32173 | 13.3047 | 0 | 0 | 0.053706 | 0.94015 | 0 | 0.34799 | 0 | 0 | 15.4195 | 0 | 0 | 0 | 0 | 0 | 0 | 0 | 0 | 0 | 0 | 0 | 0 | 0
12 | 8 | 5 | 6 | 1.7931 | 0 | 2.4769 | 0 | 0 | 0 | 0 | 1.132 | 0 | 0 | 0.58459 | 0 | 5.9866 | 0 | 0 | 0 | 0 | 0 | 0 | 0 | 0 | 0 | 0 | 0 | 0 | 0 | 0.45131 | 0 | 0.32173 | 13.2978 | 0 | 0 | 0.053706 | 0.93802 | 0 | 0.34805 | 0 | 0 | 15.4106 | 0 | 0 | 0 | 0 | 0 | 0 | 0 | 0 | 0 | 0 | 0 | 0 | 0
12 | 8 | 6 | 6 | 1.7931 | 0 | 2.4769 | 0 | 0 | 0 | 0 | 1.1239 | 0 | 0 | 0.58458 | 0 | 5.9784 | 0 | 0 | 0 | 0 | 0 | 0 | 0 | 0 | 0 | 0 | 0 | 0 | 0 | 0.45131 | 0 | 0.32173 | 13.1422 | 0 | 0 | 0.053706 | 0.932 | 0 | 0.28549 | 0 | 0 | 15.1865 | 0 | 0 | 0 | 0 | 0 | 0 | 0 | 0 | 0 | 0 | 0 | 0 | 0
12 | 8 | 7 | 6 | 1.7931 | 0 | 2.4769 | 0 | 0 | 0 | 0 | 1.1259 | 0 | 0 | 3.2984 | 0 | 8.6943 | 0 | 0 | 0 | 0 | 0 | 0 | 0 | 0 | 0 | 0 | 0 | 0 | 0 | 0.45131 | 0 | 0.54519 | 13.1481 | 0 | 0 | 0.31621 | 0.92781 | 0 | 0.38873 | 0 | 0 | 15.7774 | 0 | 0 | 0 | 0 | 0 | 0 | 0 | 0 | 0 | 0 | 0 | 0 | 0
12 | 8 | 8 | 6 | 1.7931 | 0 | 2.4769 | 0 | 0 | 0 | 0 | 1.3664 | 0 | 0 | 5.4694 | 0 | 11.1057 | 0 | 0 | 0 | 0 | 0 | 0 | 0 | 0 | 0 | 0 | 0 | 0 | 0 | 0.45131 | 0 | 0.71279 | 14.9399 | 0 | 0 | 0.52621 | 0.92138 | 0 | 0.44608 | 0 | 0 | 17.9977 | 0 | 0 | 0 | 0 | 0 | 0 | 0 | 0 | 0 | 0 | 0 | 0 | 0
12 | 8 | 9 | 6 | 1.7931 | 0 | 13.6089 | 0 | 0 | 0 | 0 | 1.2561 | 0 | 0 | 3.9589 | 0 | 20.6171 | 0 | 0 | 0 | 0 | 0 | 0 | 0 | 0 | 0 | 0 | 0 | 0 | 0 | 0.45131 | 0 | 0.71279 | 13.3248 | 0 | 0 | 0.42121 | 0.91364 | 0 | 0.27584 | 0 | 0 | 16.0996 | 0 | 0 | 0 | 0 | 0 | 0 | 0 | 0 | 0 | 0 | 0 | 0 | 0
12 | 8 | 10 | 6 | 1.7931 | 0 | 13.6089 | 0 | 0 | 0 | 0 | 1.1535 | 0 | 0 | 3.7182 | 0 | 20.2737 | 0 | 0 | 0 | 0 | 0 | 0 | 0 | 0 | 0 | 0 | 0 | 0 | 0 | 0.45131 | 0 | 0.71279 | 12.0087 | 0 | 0 | 0.31621 | 0.90336 | 0 | 0.19042 | 0 | 0 | 14.5827 | 0 | 0 | 0 | 0 | 0 | 0 | 0 | 0 | 0 | 0 | 0 | 0 | 0
12 | 8 | 11 | 6 | 1.7931 | 0 | 13.6089 | 0 | 0 | 0 | 0 | 1.0756 | 0 | 0 | 3.2983 | 0 | 19.7759 | 0 | 0 | 0 | 0 | 0 | 0 | 0 | 0 | 0 | 0 | 0 | 0 | 0 | 0.45131 | 0 | 0.71279 | 11.0502 | 0 | 0 | 0.31621 | 0.8997 | 0 | 0.00086558 | 0 | 0 | 13.4311 | 0 | 0 | 0 | 0 | 0 | 0 | 0 | 0 | 0 | 0 | 0 | 0 | 0
12 | 8 | 12 | 6 | 1.7931 | 0 | 13.6089 | 0 | 0 | 0 | 0 | 0.96716 | 0 | 0 | 3.8411 | 0 | 20.2102 | 0 | 0 | 0 | 0 | 0 | 0 | 0 | 0 | 0 | 0 | 0 | 0 | 0 | 0.45131 | 0 | 0.54519 | 10.0818 | 0 | 0 | 0.36871 | 0.8999 | 0 | 0.00078166 | 0 | 0 | 12.3477 | 0 | 0 | 0 | 0 | 0 | 0 | 0 | 0 | 0 | 0 | 0 | 0 | 0
12 | 8 | 13 | 6 | 1.7931 | 0 | 8.6613 | 0 | 0 | 0 | 0 | 0.89409 | 0 | 0 | 3.959 | 0 | 15.3075 | 0 | 0 | 0 | 0 | 0 | 0 | 0 | 0 | 0 | 0 | 0 | 0 | 0 | 0.45131 | 0 | 0.54519 | 9.4165 | 0 | 0 | 0.42121 | 0.89522 | 0 | 0.05005 | 0 | 0 | 11.7795 | 0 | 0 | 0 | 0 | 0 | 0 | 0 | 0 | 0 | 0 | 0 | 0 | 0
12 | 8 | 14 | 6 | 1.7931 | 0 | 13.6089 | 0 | 0 | 0 | 0 | 0.78144 | 0 | 0 | 4.261 | 0 | 20.4444 | 0 | 0 | 0 | 0 | 0 | 0 | 0 | 0 | 0 | 0 | 0 | 0 | 0 | 0.45131 | 0 | 0.54519 | 8.3998 | 0 | 0 | 0.36871 | 0.89128 | 0 | 0.00064043 | 0 | 0 | 10.6569 | 0 | 0 | 0 | 0 | 0 | 0 | 0 | 0 | 0 | 0 | 0 | 0 | 0
12 | 8 | 15 | 6 | 1.7931 | 0 | 13.6089 | 0 | 0 | 0 | 0 | 0.7204 | 0 | 0 | 3.8411 | 0 | 19.9635 | 0 | 0 | 0 | 0 | 0 | 0 | 0 | 0 | 0 | 0 | 0 | 0 | 0 | 0.45131 | 0 | 0.54519 | 7.9057 | 0 | 0 | 0.36871 | 0.88652 | 0 | 0.00071422 | 0 | 0 | 10.1582 | 0 | 0 | 0 | 0 | 0 | 0 | 0 | 0 | 0 | 0 | 0 | 0 | 0
12 | 8 | 16 | 6 | 1.7931 | 0 | 13.6089 | 0 | 0 | 0 | 0 | 0.75014 | 0 | 0 | 3.2983 | 0 | 19.4504 | 0 | 0 | 0 | 0 | 0 | 0 | 0 | 0 | 0 | 0 | 0 | 0 | 0 | 0.45131 | 0 | 0.54519 | 8.0466 | 0 | 0 | 0.31621 | 0.88719 | 0 | 0.00074507 | 0 | 0 | 10.2472 | 0 | 0 | 0 | 0 | 0 | 0 | 0 | 0 | 0 | 0 | 0 | 0 | 0
12 | 8 | 17 | 6 | 1.7931 | 0 | 13.6089 | 0 | 0 | 0 | 0 | 0.85359 | 0 | 0 | 3.2983 | 0 | 19.5539 | 0 | 0 | 0 | 0 | 0 | 0 | 0 | 0 | 0 | 0 | 0 | 0 | 0 | 0.45131 | 0 | 0.54519 | 8.6937 | 0 | 0 | 0.31621 | 0.8839 | 0 | 0.0015749 | 0 | 0 | 10.8919 | 0 | 0 | 0 | 0 | 0 | 0 | 0 | 0 | 0 | 0 | 0 | 0 | 0
12 | 8 | 18 | 6 | 1.7931 | 0 | 13.6089 | 0 | 0 | 0 | 0 | 0.90355 | 0 | 0 | 5.4693 | 0 | 21.7749 | 0 | 0 | 0 | 0 | 0 | 0 | 0 | 0 | 0 | 0 | 0 | 0 | 0 | 0.45131 | 0 | 0.54519 | 9.1262 | 0 | 0 | 0.52621 | 0.88519 | 0 | 0.19297 | 0 | 0 | 11.7271 | 0 | 0 | 0 | 0 | 0 | 0 | 0 | 0 | 0 | 0 | 0 | 0 | 0
12 | 8 | 19 | 6 | 1.7931 | 0 | 9.8982 | 0 | 0 | 0 | 0 | 0.9804 | 0 | 0 | 5.4693 | 0 | 18.141 | 0 | 0 | 0 | 0 | 0 | 0 | 0 | 0 | 0 | 0 | 0 | 0 | 0 | 0.45131 | 0 | 0.54519 | 9.6747 | 0 | 0 | 0.52621 | 0.88682 | 0 | 0.088331 | 0 | 0 | 12.1726 | 0 | 0 | 0 | 0 | 0 | 0 | 0 | 0 | 0 | 0 | 0 | 0 | 0
12 | 8 | 20 | 6 | 1.7931 | 0 | 2.4769 | 0 | 0 | 0 | 0 | 1.095 | 0 | 0 | 3.9589 | 0 | 9.3239 | 0 | 0 | 0 | 0 | 0 | 0 | 0 | 0 | 0 | 0 | 0 | 0 | 0 | 0.45131 | 0 | 0.88038 | 10.619 | 0 | 0 | 0.42121 | 0.88354 | 0 | 0.43184 | 0 | 0 | 13.6873 | 0 | 0 | 0 | 0 | 0 | 0 | 0 | 0 | 0 | 0 | 0 | 0 | 0
12 | 8 | 21 | 6 | 1.7931 | 0 | 2.4769 | 0 | 0 | 0 | 0 | 1.1032 | 0 | 0 | 4.2609 | 0 | 9.6341 | 0 | 0 | 0 | 0 | 0 | 0 | 0 | 0 | 0 | 0 | 0 | 0 | 0 | 0.45131 | 0 | 1.1038 | 10.4833 | 0 | 0 | 0.36871 | 0.8764 | 0 | 0.093697 | 0 | 0 | 13.3773 | 0 | 0 | 0 | 0 | 0 | 0 | 0 | 0 | 0 | 0 | 0 | 0 | 0
12 | 8 | 22 | 6 | 1.7931 | 0 | 2.4769 | 0 | 0 | 0 | 0 | 1.1248 | 0 | 0 | 3.9589 | 0 | 9.3537 | 0 | 0 | 0 | 0 | 0 | 0 | 0 | 0 | 0 | 0 | 0 | 0 | 0 | 0.45131 | 0 | 1.2156 | 10.7596 | 0 | 0 | 0.47371 | 0.87788 | 0 | 0.1604 | 0 | 0 | 13.9385 | 0 | 0 | 0 | 0 | 0 | 0 | 0 | 0 | 0 | 0 | 0 | 0 | 0
12 | 8 | 23 | 6 | 1.7931 | 0 | 2.4769 | 0 | 0 | 0 | 0 | 1.1257 | 0 | 0 | 4.2545 | 0 | 9.6502 | 0 | 0 | 0 | 0 | 0 | 0 | 0 | 0 | 0 | 0 | 0 | 0 | 0 | 0.45131 | 0 | 1.1038 | 10.9102 | 0 | 0 | 0.31621 | 0.87894 | 0 | 0.15023 | 0 | 0 | 13.8107 | 0 | 0 | 0 | 0 | 0 | 0 | 0 | 0 | 0 | 0 | 0 | 0 | 0
12 | 8 | 24 | 6 | 1.7931 | 0 | 2.4769 | 0 | 0 | 0 | 0 | 0.6908 | 0 | 0 | 0.58445 | 0 | 5.5453 | 0 | 0 | 0 | 0 | 0 | 0 | 0 | 0 | 0 | 0 | 0 | 0 | 0 | 0.45131 | 0 | 0.88038 | 8.1176 | 0 | 0 | 0.053706 | 0.87987 | 0 | 0.17179 | 0 | 0 | 10.5547 | 0 | 0 | 0 | 0 | 0 | 0 | 0 | 0 | 0 | 0 | 0 | 0 | 0
12 | 9 | 1 | 7 | 1.7931 | 0 | 2.4769 | 0 | 0 | 0 | 0 | 0.8209 | 0 | 0 | 0.58445 | 0 | 5.6754 | 0 | 0 | 0 | 0 | 0 | 0 | 0 | 0 | 0 | 0 | 0 | 0 | 0 | 0.45131 | 0 | 0.54519 | 9.5041 | 0 | 0 | 0.053706 | 0.89028 | 0 | 0.24495 | 0 | 0 | 11.6896 | 0 | 0 | 0 | 0 | 0 | 0 | 0 | 0 | 0 | 0 | 0 | 0 | 0
12 | 9 | 2 | 7 | 1.7931 | 0 | 2.4769 | 0 | 0 | 0 | 0 | 0.84201 | 0 | 0 | 0.58449 | 0 | 5.6965 | 0 | 0 | 0 | 0 | 0 | 0 | 0 | 0 | 0 | 0 | 0 | 0 | 0 | 0.45131 | 0 | 0.32173 | 9.796 | 0 | 0 | 0.053706 | 0.89269 | 0 | 0.29042 | 0 | 0 | 11.8059 | 0 | 0 | 0 | 0 | 0 | 0 | 0 | 0 | 0 | 0 | 0 | 0 | 0
12 | 9 | 3 | 7 | 1.7931 | 0 | 2.4769 | 0 | 0 | 0 | 0 | 0.8821 | 0 | 0 | 0.5845 | 0 | 5.7366 | 0 | 0 | 0 | 0 | 0 | 0 | 0 | 0 | 0 | 0 | 0 | 0 | 0 | 0.45131 | 0 | 0.32173 | 10.1522 | 0 | 0 | 0.053706 | 0.89675 | 0 | 0.26229 | 0 | 0 | 12.138 | 0 | 0 | 0 | 0 | 0 | 0 | 0 | 0 | 0 | 0 | 0 | 0 | 0
12 | 9 | 4 | 7 | 1.7931 | 0 | 2.4769 | 0 | 0 | 0 | 0 | 0.91103 | 0 | 0 | 0.58451 | 0 | 5.7656 | 0 | 0 | 0 | 0 | 0 | 0 | 0 | 0 | 0 | 0 | 0 | 0 | 0 | 0.45131 | 0 | 0.32173 | 10.4557 | 0 | 0 | 0.053706 | 0.89906 | 0 | 0.26105 | 0 | 0 | 12.4425 | 0 | 0 | 0 | 0 | 0 | 0 | 0 | 0 | 0 | 0 | 0 | 0 | 0
12 | 9 | 5 | 7 | 1.7931 | 0 | 2.4769 | 0 | 0 | 0 | 0 | 0.94152 | 0 | 0 | 0.58452 | 0 | 5.7961 | 0 | 0 | 0 | 0 | 0 | 0 | 0 | 0 | 0 | 0 | 0 | 0 | 0 | 0.45131 | 0 | 0.32173 | 10.8432 | 0 | 0 | 0.053706 | 0.90279 | 0 | 0.246 | 0 | 0 | 12.8187 | 0 | 0 | 0 | 0 | 0 | 0 | 0 | 0 | 0 | 0 | 0 | 0 | 0
12 | 9 | 6 | 7 | 1.7931 | 0 | 2.4769 | 0 | 0 | 0 | 0 | 0.93117 | 0 | 0 | 0.58452 | 0 | 5.7857 | 0 | 0 | 0 | 0 | 0 | 0 | 0 | 0 | 0 | 0 | 0 | 0 | 0 | 0.45131 | 0 | 0.32173 | 10.7368 | 0 | 0 | 0.053706 | 0.89888 | 0 | 0.25384 | 0 | 0 | 12.7163 | 0 | 0 | 0 | 0 | 0 | 0 | 0 | 0 | 0 | 0 | 0 | 0 | 0
12 | 9 | 7 | 7 | 1.7931 | 0 | 2.4769 | 0 | 0 | 0 | 0 | 0.93514 | 0 | 0 | 3.2983 | 0 | 8.5035 | 0 | 0 | 0 | 0 | 0 | 0 | 0 | 0 | 0 | 0 | 0 | 0 | 0 | 0.45131 | 0 | 0.54519 | 10.696 | 0 | 0 | 0.31621 | 0.89426 | 0 | 0.33664 | 0 | 0 | 13.2396 | 0 | 0 | 0 | 0 | 0 | 0 | 0 | 0 | 0 | 0 | 0 | 0 | 0
12 | 9 | 8 | 7 | 1.7931 | 0 | 2.4769 | 0 | 0 | 0 | 0 | 1.2337 | 0 | 0 | 5.4693 | 0 | 10.973 | 0 | 0 | 0 | 0 | 0 | 0 | 0 | 0 | 0 | 0 | 0 | 0 | 0 | 0.45131 | 0 | 0.71279 | 12.7571 | 0 | 0 | 0.52621 | 0.88599 | 0 | 0.36482 | 0 | 0 | 15.6982 | 0 | 0 | 0 | 0 | 0 | 0 | 0 | 0 | 0 | 0 | 0 | 0 | 0
12 | 9 | 9 | 7 | 1.7931 | 0 | 13.6089 | 0 | 0 | 0 | 0 | 1.0778 | 0 | 0 | 3.9589 | 0 | 20.4387 | 0 | 0 | 0 | 0 | 0 | 0 | 0 | 0 | 0 | 0 | 0 | 0 | 0 | 0.45131 | 0 | 0.71279 | 10.967 | 0 | 0 | 0.42121 | 0.88141 | 0 | 0.38753 | 0 | 0 | 13.8213 | 0 | 0 | 0 | 0 | 0 | 0 | 0 | 0 | 0 | 0 | 0 | 0 | 0
12 | 9 | 10 | 7 | 1.7931 | 0 | 13.6089 | 0 | 0 | 0 | 0 | 0.99021 | 0 | 0 | 3.7181 | 0 | 20.1103 | 0 | 0 | 0 | 0 | 0 | 0 | 0 | 0 | 0 | 0 | 0 | 0 | 0 | 0.45131 | 0 | 0.71279 | 10.0149 | 0 | 0 | 0.31621 | 0.87541 | 0 | 0.45697 | 0 | 0 | 12.8276 | 0 | 0 | 0 | 0 | 0 | 0 | 0 | 0 | 0 | 0 | 0 | 0 | 0
12 | 9 | 11 | 7 | 1.7931 | 0 | 13.6089 | 0 | 0 | 0 | 0 | 0.96816 | 0 | 0 | 3.2982 | 0 | 19.6684 | 0 | 0 | 0 | 0 | 0 | 0 | 0 | 0 | 0 | 0 | 0 | 0 | 0 | 0.45131 | 0 | 0.71279 | 9.6793 | 0 | 0 | 0.31621 | 0.87793 | 0 | 0.37604 | 0 | 0 | 12.4136 | 0 | 0 | 0 | 0 | 0 | 0 | 0 | 0 | 0 | 0 | 0 | 0 | 0
12 | 9 | 12 | 7 | 1.7931 | 0 | 13.6089 | 0 | 0 | 0 | 0 | 0.95532 | 0 | 0 | 3.841 | 0 | 20.1983 | 0 | 0 | 0 | 0 | 0 | 0 | 0 | 0 | 0 | 0 | 0 | 0 | 0 | 0.45131 | 0 | 0.54519 | 9.6588 | 0 | 0 | 0.36871 | 0.88085 | 0 | 0.52899 | 0 | 0 | 12.4339 | 0 | 0 | 0 | 0 | 0 | 0 | 0 | 0 | 0 | 0 | 0 | 0 | 0
12 | 9 | 13 | 7 | 1.7931 | 0 | 8.6613 | 0 | 0 | 0 | 0 | 0.94007 | 0 | 0 | 3.9589 | 0 | 15.3534 | 0 | 0 | 0 | 0 | 0 | 0 | 0 | 0 | 0 | 0 | 0 | 0 | 0 | 0.45131 | 0 | 0.54519 | 9.3866 | 0 | 0 | 0.42121 | 0.86759 | 0 | 0.42589 | 0 | 0 | 12.0978 | 0 | 0 | 0 | 0 | 0 | 0 | 0 | 0 | 0 | 0 | 0 | 0 | 0
12 | 9 | 14 | 7 | 1.7931 | 0 | 13.6089 | 0 | 0 | 0 | 0 | 0.9125 | 0 | 0 | 4.2608 | 0 | 20.5753 | 0 | 0 | 0 | 0 | 0 | 0 | 0 | 0 | 0 | 0 | 0 | 0 | 0 | 0.45131 | 0 | 0.54519 | 9.0059 | 0 | 0 | 0.36871 | 0.87516 | 0 | 0.24463 | 0 | 0 | 11.4909 | 0 | 0 | 0 | 0 | 0 | 0 | 0 | 0 | 0 | 0 | 0 | 0 | 0
12 | 9 | 15 | 7 | 1.7931 | 0 | 13.6089 | 0 | 0 | 0 | 0 | 0.88579 | 0 | 0 | 3.841 | 0 | 20.1288 | 0 | 0 | 0 | 0 | 0 | 0 | 0 | 0 | 0 | 0 | 0 | 0 | 0 | 0.45131 | 0 | 0.54519 | 8.9232 | 0 | 0 | 0.36871 | 0.87521 | 0 | 0.43747 | 0 | 0 | 11.6011 | 0 | 0 | 0 | 0 | 0 | 0 | 0 | 0 | 0 | 0 | 0 | 0 | 0
12 | 9 | 16 | 7 | 1.7931 | 0 | 13.6089 | 0 | 0 | 0 | 0 | 0.8964 | 0 | 0 | 3.2982 | 0 | 19.5966 | 0 | 0 | 0 | 0 | 0 | 0 | 0 | 0 | 0 | 0 | 0 | 0 | 0 | 0.45131 | 0 | 0.54519 | 9.0059 | 0 | 0 | 0.31621 | 0.87742 | 0 | 0.44512 | 0 | 0 | 11.6412 | 0 | 0 | 0 | 0 | 0 | 0 | 0 | 0 | 0 | 0 | 0 | 0 | 0
12 | 9 | 17 | 7 | 1.7931 | 0 | 13.6089 | 0 | 0 | 0 | 0 | 0.89421 | 0 | 0 | 3.2982 | 0 | 19.5945 | 0 | 0 | 0 | 0 | 0 | 0 | 0 | 0 | 0 | 0 | 0 | 0 | 0 | 0.45131 | 0 | 0.54519 | 8.9292 | 0 | 0 | 0.31621 | 0.87657 | 0 | 0.73775 | 0 | 0 | 11.8562 | 0 | 0 | 0 | 0 | 0 | 0 | 0 | 0 | 0 | 0 | 0 | 0 | 0
12 | 9 | 18 | 7 | 1.7931 | 0 | 13.6089 | 0 | 0 | 0 | 0 | 0.89562 | 0 | 0 | 5.4693 | 0 | 21.7669 | 0 | 0 | 0 | 0 | 0 | 0 | 0 | 0 | 0 | 0 | 0 | 0 | 0 | 0.45131 | 0 | 0.54519 | 8.8367 | 0 | 0 | 0.52621 | 0.87697 | 0 | 0.63359 | 0 | 0 | 11.87 | 0 | 0 | 0 | 0 | 0 | 0 | 0 | 0 | 0 | 0 | 0 | 0 | 0
12 | 9 | 19 | 7 | 1.7931 | 0 | 9.8982 | 0 | 0 | 0 | 0 | 0.9494 | 0 | 0 | 5.4693 | 0 | 18.11 | 0 | 0 | 0 | 0 | 0 | 0 | 0 | 0 | 0 | 0 | 0 | 0 | 0 | 0.45131 | 0 | 0.54519 | 9.3184 | 0 | 0 | 0.52621 | 0.87801 | 0 | 0.71169 | 0 | 0 | 12.4308 | 0 | 0 | 0 | 0 | 0 | 0 | 0 | 0 | 0 | 0 | 0 | 0 | 0
12 | 9 | 20 | 7 | 1.7931 | 0 | 2.4769 | 0 | 0 | 0 | 0 | 1.0485 | 0 | 0 | 3.9589 | 0 | 9.2774 | 0 | 0 | 0 | 0 | 0 | 0 | 0 | 0 | 0 | 0 | 0 | 0 | 0 | 0.45131 | 0 | 0.88038 | 9.943 | 0 | 0 | 0.42121 | 0.87129 | 0 | 0.50761 | 0 | 0 | 13.0748 | 0 | 0 | 0 | 0 | 0 | 0 | 0 | 0 | 0 | 0 | 0 | 0 | 0
12 | 9 | 21 | 7 | 1.7931 | 0 | 2.4769 | 0 | 0 | 0 | 0 | 1.056 | 0 | 0 | 4.2608 | 0 | 9.5869 | 0 | 0 | 0 | 0 | 0 | 0 | 0 | 0 | 0 | 0 | 0 | 0 | 0 | 0.45131 | 0 | 1.1038 | 10.009 | 0 | 0 | 0.36871 | 0.86474 | 0 | 0.71924 | 0 | 0 | 13.5168 | 0 | 0 | 0 | 0 | 0 | 0 | 0 | 0 | 0 | 0 | 0 | 0 | 0
12 | 9 | 22 | 7 | 1.7931 | 0 | 2.4769 | 0 | 0 | 0 | 0 | 1.0412 | 0 | 0 | 3.9589 | 0 | 9.2701 | 0 | 0 | 0 | 0 | 0 | 0 | 0 | 0 | 0 | 0 | 0 | 0 | 0 | 0.45131 | 0 | 1.2156 | 9.8224 | 0 | 0 | 0.47371 | 0.85768 | 0 | 0.79576 | 0 | 0 | 13.6164 | 0 | 0 | 0 | 0 | 0 | 0 | 0 | 0 | 0 | 0 | 0 | 0 | 0
12 | 9 | 23 | 7 | 1.7931 | 0 | 2.4769 | 0 | 0 | 0 | 0 | 1.0387 | 0 | 0 | 4.2544 | 0 | 9.5631 | 0 | 0 | 0 | 0 | 0 | 0 | 0 | 0 | 0 | 0 | 0 | 0 | 0 | 0.45131 | 0 | 1.1038 | 9.7865 | 0 | 0 | 0.31621 | 0.85842 | 0 | 0.89019 | 0 | 0 | 13.4065 | 0 | 0 | 0 | 0 | 0 | 0 | 0 | 0 | 0 | 0 | 0 | 0 | 0
12 | 9 | 24 | 7 | 1.7931 | 0 | 2.4769 | 0 | 0 | 0 | 0 | 0.59555 | 0 | 0 | 0.58437 | 0 | 5.4499 | 0 | 0 | 0 | 0 | 0 | 0 | 0 | 0 | 0 | 0 | 0 | 0 | 0 | 0.45131 | 0 | 0.88038 | 7.0925 | 0 | 0 | 0.053706 | 0.86316 | 0 | 0.67534 | 0 | 0 | 10.0164 | 0 | 0 | 0 | 0 | 0 | 0 | 0 | 0 | 0 | 0 | 0 | 0 | 0
12 | 10 | 1 | 1 | 1.7931 | 0 | 2.4769 | 0 | 0 | 0 | 0 | 0.72396 | 0 | 0 | 0.58439 | 0 | 5.5784 | 0 | 0 | 0 | 0 | 0 | 0 | 0 | 0 | 0 | 0 | 0 | 0 | 0 | 0.45131 | 0 | 0.54519 | 8.2695 | 0 | 0 | 0.053706 | 0.87157 | 0 | 0.85219 | 0 | 0 | 11.0435 | 0 | 0 | 0 | 0 | 0 | 0 | 0 | 0 | 0 | 0 | 0 | 0 | 0
12 | 10 | 2 | 1 | 1.7931 | 0 | 2.4769 | 0 | 0 | 0 | 0 | 0.78135 | 0 | 0 | 0.58442 | 0 | 5.6358 | 0 | 0 | 0 | 0 | 0 | 0 | 0 | 0 | 0 | 0 | 0 | 0 | 0 | 0.45131 | 0 | 0.32173 | 8.8628 | 0 | 0 | 0.053706 | 0.8798 | 0 | 0.87024 | 0 | 0 | 11.4396 | 0 | 0 | 0 | 0 | 0 | 0 | 0 | 0 | 0 | 0 | 0 | 0 | 0
12 | 10 | 3 | 1 | 1.7931 | 0 | 2.4769 | 0 | 0 | 0 | 0 | 0.79661 | 0 | 0 | 0.58445 | 0 | 5.6511 | 0 | 0 | 0 | 0 | 0 | 0 | 0 | 0 | 0 | 0 | 0 | 0 | 0 | 0.45131 | 0 | 0.32173 | 9.0162 | 0 | 0 | 0.053706 | 0.87861 | 0 | 1.0901 | 0 | 0 | 11.8117 | 0 | 0 | 0 | 0 | 0 | 0 | 0 | 0 | 0 | 0 | 0 | 0 | 0
12 | 10 | 4 | 1 | 1.7931 | 0 | 2.4769 | 0 | 0 | 0 | 0 | 0.82053 | 0 | 0 | 0.58445 | 0 | 5.675 | 0 | 0 | 0 | 0 | 0 | 0 | 0 | 0 | 0 | 0 | 0 | 0 | 0 | 0.45131 | 0 | 0.32173 | 9.2171 | 0 | 0 | 0.053706 | 0.88058 | 0 | 1.0616 | 0 | 0 | 11.9861 | 0 | 0 | 0 | 0 | 0 | 0 | 0 | 0 | 0 | 0 | 0 | 0 | 0
12 | 10 | 5 | 1 | 1.7931 | 0 | 2.4769 | 0 | 0 | 0 | 0 | 0.81812 | 0 | 0 | 0.58445 | 0 | 5.6726 | 0 | 0 | 0 | 0 | 0 | 0 | 0 | 0 | 0 | 0 | 0 | 0 | 0 | 0.45131 | 0 | 0.32173 | 9.2697 | 0 | 0 | 0.053706 | 0.87812 | 0 | 1.0852 | 0 | 0 | 12.0598 | 0 | 0 | 0 | 0 | 0 | 0 | 0 | 0 | 0 | 0 | 0 | 0 | 0
12 | 10 | 6 | 1 | 1.7931 | 0 | 2.4769 | 0 | 0 | 0 | 0 | 0.823 | 0 | 0 | 0.58444 | 0 | 5.6775 | 0 | 0 | 0 | 0 | 0 | 0 | 0 | 0 | 0 | 0 | 0 | 0 | 0 | 0.45131 | 0 | 0.32173 | 9.1725 | 0 | 0 | 0.053706 | 0.87714 | 0 | 1.0106 | 0 | 0 | 11.887 | 0 | 0 | 0 | 0 | 0 | 0 | 0 | 0 | 0 | 0 | 0 | 0 | 0
12 | 10 | 7 | 1 | 1.7931 | 0 | 2.4769 | 0 | 0 | 0 | 0 | 0.84499 | 0 | 0 | 3.2982 | 0 | 8.4132 | 0 | 0 | 0 | 0 | 0 | 0 | 0 | 0 | 0 | 0 | 0 | 0 | 0 | 0.45131 | 0 | 0.54519 | 9.2047 | 0 | 0 | 0.31621 | 0.87305 | 0 | 0.79795 | 0 | 0 | 12.1884 | 0 | 0 | 0 | 0 | 0 | 0 | 0 | 0 | 0 | 0 | 0 | 0 | 0
12 | 10 | 8 | 1 | 1.7931 | 0 | 2.4769 | 0 | 0 | 0 | 0 | 1.221 | 0 | 0 | 5.4692 | 0 | 10.9603 | 0 | 0 | 0 | 0 | 0 | 0 | 0 | 0 | 0 | 0 | 0 | 0 | 0 | 0.45131 | 0 | 0.71279 | 11.8511 | 0 | 0 | 0.52621 | 0.87267 | 0 | 1.1426 | 0 | 0 | 15.5567 | 0 | 0 | 0 | 0 | 0 | 0 | 0 | 0 | 0 | 0 | 0 | 0 | 0
12 | 10 | 9 | 1 | 1.7931 | 0 | 13.6089 | 0 | 0 | 0 | 0 | 1.0739 | 0 | 0 | 3.9589 | 0 | 20.4348 | 0 | 0 | 0 | 0 | 0 | 0 | 0 | 0 | 0 | 0 | 0 | 0 | 0 | 0.45131 | 0 | 0.71279 | 10.0887 | 0 | 0 | 0.42121 | 0.86875 | 0 | 0.93328 | 0 | 0 | 13.476 | 0 | 0 | 0 | 0 | 0 | 0 | 0 | 0 | 0 | 0 | 0 | 0 | 0
12 | 10 | 10 | 1 | 1.7931 | 0 | 13.6089 | 0 | 0 | 0 | 0 | 0.94503 | 0 | 0 | 3.718 | 0 | 20.0651 | 0 | 0 | 0 | 0 | 0 | 0 | 0 | 0 | 0 | 0 | 0 | 0 | 0 | 0.45131 | 0 | 0.71279 | 8.0713 | 0 | 0 | 0.31621 | 0.85881 | 0 | 0 | 0 | 0 | 10.4105 | 0 | 0 | 0 | 0 | 0 | 0 | 0 | 0 | 0 | 0 | 0 | 0 | 0
12 | 10 | 11 | 1 | 1.7931 | 0 | 13.6089 | 0 | 0 | 0 | 0 | 0.85572 | 0 | 0 | 3.2982 | 0 | 19.5559 | 0 | 0 | 0 | 0 | 0 | 0 | 0 | 0 | 0 | 0 | 0 | 0 | 0 | 0.45131 | 0 | 0.71279 | 7.2282 | 0 | 0 | 0.31621 | 0.8558 | 0 | 0 | 0 | 0 | 9.5643 | 0 | 0 | 0 | 0 | 0 | 0 | 0 | 0 | 0 | 0 | 0 | 0 | 0
12 | 10 | 12 | 1 | 1.7931 | 0 | 13.6089 | 0 | 0 | 0 | 0 | 0.79688 | 0 | 0 | 3.8409 | 0 | 20.0398 | 0 | 0 | 0 | 0 | 0 | 0 | 0 | 0 | 0 | 0 | 0 | 0 | 0 | 0.45131 | 0 | 0.54519 | 6.8937 | 0 | 0 | 0.36871 | 0.85794 | 0 | 0 | 0 | 0 | 9.1168 | 0 | 0 | 0 | 0 | 0 | 0 | 0 | 0 | 0 | 0 | 0 | 0 | 0
12 | 10 | 13 | 1 | 1.7931 | 0 | 8.6613 | 0 | 0 | 0 | 0 | 0.82498 | 0 | 0 | 3.9589 | 0 | 15.2383 | 0 | 0 | 0 | 0 | 0 | 0 | 0 | 0 | 0 | 0 | 0 | 0 | 0 | 0.45131 | 0 | 0.54519 | 6.922 | 0 | 0 | 0.42121 | 0.85789 | 0 | 0 | 0 | 0 | 9.1976 | 0 | 0 | 0 | 0 | 0 | 0 | 0 | 0 | 0 | 0 | 0 | 0 | 0
12 | 10 | 14 | 1 | 1.7931 | 0 | 13.6089 | 0 | 0 | 0 | 0 | 0.74226 | 0 | 0 | 4.2608 | 0 | 20.4051 | 0 | 0 | 0 | 0 | 0 | 0 | 0 | 0 | 0 | 0 | 0 | 0 | 0 | 0.45131 | 0 | 0.54519 | 6.1625 | 0 | 0 | 0.36871 | 0.85444 | 0 | 0 | 0 | 0 | 8.3821 | 0 | 0 | 0 | 0 | 0 | 0 | 0 | 0 | 0 | 0 | 0 | 0 | 0
12 | 10 | 15 | 1 | 1.7931 | 0 | 13.6089 | 0 | 0 | 0 | 0 | 0.7508 | 0 | 0 | 3.8409 | 0 | 19.9938 | 0 | 0 | 0 | 0 | 0 | 0 | 0 | 0 | 0 | 0 | 0 | 0 | 0 | 0.45131 | 0 | 0.54519 | 5.8885 | 0 | 0 | 0.36871 | 0.85165 | 0 | 0 | 0 | 0 | 8.1054 | 0 | 0 | 0 | 0 | 0 | 0 | 0 | 0 | 0 | 0 | 0 | 0 | 0
12 | 10 | 16 | 1 | 1.7931 | 0 | 13.6089 | 0 | 0 | 0 | 0 | 0.79868 | 0 | 0 | 3.2982 | 0 | 19.4989 | 0 | 0 | 0 | 0 | 0 | 0 | 0 | 0 | 0 | 0 | 0 | 0 | 0 | 0.45131 | 0 | 0.54519 | 6.0194 | 0 | 0 | 0.31621 | 0.85497 | 0 | 0 | 0 | 0 | 8.1871 | 0 | 0 | 0 | 0 | 0 | 0 | 0 | 0 | 0 | 0 | 0 | 0 | 0
12 | 10 | 17 | 1 | 1.7931 | 0 | 13.6089 | 0 | 0 | 0 | 0 | 0.80344 | 0 | 0 | 3.2982 | 0 | 19.5036 | 0 | 0 | 0 | 0 | 0 | 0 | 0 | 0 | 0 | 0 | 0 | 0 | 0 | 0.45131 | 0 | 0.54519 | 6.0686 | 0 | 0 | 0.31621 | 0.85511 | 0 | 0 | 0 | 0 | 8.2364 | 0 | 0 | 0 | 0 | 0 | 0 | 0 | 0 | 0 | 0 | 0 | 0 | 0
12 | 10 | 18 | 1 | 1.7931 | 0 | 13.6089 | 0 | 0 | 0 | 0 | 0.79831 | 0 | 0 | 5.4692 | 0 | 21.6695 | 0 | 0 | 0 | 0 | 0 | 0 | 0 | 0 | 0 | 0 | 0 | 0 | 0 | 0.45131 | 0 | 0.54519 | 6.3364 | 0 | 0 | 0.52621 | 0.85831 | 0 | 0 | 0 | 0 | 8.7175 | 0 | 0 | 0 | 0 | 0 | 0 | 0 | 0 | 0 | 0 | 0 | 0 | 0
12 | 10 | 19 | 1 | 1.7931 | 0 | 9.8982 | 0 | 0 | 0 | 0 | 0.83293 | 0 | 0 | 5.4692 | 0 | 17.9935 | 0 | 0 | 0 | 0 | 0 | 0 | 0 | 0 | 0 | 0 | 0 | 0 | 0 | 0.45131 | 0 | 0.54519 | 6.3461 | 0 | 0 | 0.52621 | 0.8572 | 0 | 0 | 0 | 0 | 8.726 | 0 | 0 | 0 | 0 | 0 | 0 | 0 | 0 | 0 | 0 | 0 | 0 | 0
12 | 10 | 20 | 1 | 1.7931 | 0 | 2.4769 | 0 | 0 | 0 | 0 | 0.93719 | 0 | 0 | 3.9589 | 0 | 9.1661 | 0 | 0 | 0 | 0 | 0 | 0 | 0 | 0 | 0 | 0 | 0 | 0 | 0 | 0.45131 | 0 | 0.88038 | 6.6589 | 0 | 0 | 0.42121 | 0.85057 | 0 | 0 | 0 | 0 | 9.2623 | 0 | 0 | 0 | 0 | 0 | 0 | 0 | 0 | 0 | 0 | 0 | 0 | 0
12 | 10 | 21 | 1 | 1.7931 | 0 | 2.4769 | 0 | 0 | 0 | 0 | 0.95223 | 0 | 0 | 4.2608 | 0 | 9.483 | 0 | 0 | 0 | 0 | 0 | 0 | 0 | 0 | 0 | 0 | 0 | 0 | 0 | 0.45131 | 0 | 1.1038 | 6.7091 | 0 | 0 | 0.36871 | 0.84539 | 0 | 0 | 0 | 0 | 9.4783 | 0 | 0 | 0 | 0 | 0 | 0 | 0 | 0 | 0 | 0 | 0 | 0 | 0
12 | 10 | 22 | 1 | 1.7931 | 0 | 2.4769 | 0 | 0 | 0 | 0 | 0.94353 | 0 | 0 | 3.9589 | 0 | 9.1724 | 0 | 0 | 0 | 0 | 0 | 0 | 0 | 0 | 0 | 0 | 0 | 0 | 0 | 0.45131 | 0 | 1.2156 | 6.4687 | 0 | 0 | 0.47371 | 0.84037 | 0 | 0 | 0 | 0 | 9.4496 | 0 | 0 | 0 | 0 | 0 | 0 | 0 | 0 | 0 | 0 | 0 | 0 | 0
12 | 10 | 23 | 1 | 1.7931 | 0 | 2.4769 | 0 | 0 | 0 | 0 | 0.93378 | 0 | 0 | 4.2543 | 0 | 9.4581 | 0 | 0 | 0 | 0 | 0 | 0 | 0 | 0 | 0 | 0 | 0 | 0 | 0 | 0.45131 | 0 | 1.1038 | 6.258 | 0 | 0 | 0.31621 | 0.84025 | 0 | 0 | 0 | 0 | 8.9697 | 0 | 0 | 0 | 0 | 0 | 0 | 0 | 0 | 0 | 0 | 0 | 0 | 0
12 | 10 | 24 | 1 | 1.7931 | 0 | 2.4769 | 0 | 0 | 0 | 0 | 0.45573 | 0 | 0 | 0.58435 | 0 | 5.3101 | 0 | 0 | 0 | 0 | 0 | 0 | 0 | 0 | 0 | 0 | 0 | 0 | 0 | 0.45131 | 0 | 0.88038 | 4.3478 | 0 | 0 | 0.053706 | 0.84274 | 0 | 0 | 0 | 0 | 6.576 | 0 | 0 | 0 | 0 | 0 | 0 | 0 | 0 | 0 | 0 | 0 | 0 | 0
12 | 11 | 1 | 2 | 1.7931 | 0 | 2.4769 | 0 | 0 | 0 | 0 | 0.59584 | 0 | 0 | 0.58437 | 0 | 5.4502 | 0 | 0 | 0 | 0 | 0 | 0 | 0 | 0 | 0 | 0 | 0 | 0 | 0 | 0.45131 | 0 | 0.54519 | 5.2332 | 0 | 0 | 0.053706 | 0.8532 | 0 | 0 | 0 | 0 | 7.1366 | 0 | 0 | 0 | 0 | 0 | 0 | 0 | 0 | 0 | 0 | 0 | 0 | 0
12 | 11 | 2 | 2 | 1.7931 | 0 | 2.4769 | 0 | 0 | 0 | 0 | 0.62763 | 0 | 0 | 0.5844 | 0 | 5.4821 | 0 | 0 | 0 | 0 | 0 | 0 | 0 | 0 | 0 | 0 | 0 | 0 | 0 | 0.45131 | 0 | 0.32173 | 5.3267 | 0 | 0 | 0.053706 | 0.85688 | 0 | 0 | 0 | 0 | 7.0103 | 0 | 0 | 0 | 0 | 0 | 0 | 0 | 0 | 0 | 0 | 0 | 0 | 0
12 | 11 | 3 | 2 | 1.7931 | 0 | 2.4769 | 0 | 0 | 0 | 0 | 0.62945 | 0 | 0 | 0.58442 | 0 | 5.4839 | 0 | 0 | 0 | 0 | 0 | 0 | 0 | 0 | 0 | 0 | 0 | 0 | 0 | 0.45131 | 0 | 0.32173 | 5.322 | 0 | 0 | 0.053706 | 0.8545 | 0 | 0 | 0 | 0 | 7.0032 | 0 | 0 | 0 | 0 | 0 | 0 | 0 | 0 | 0 | 0 | 0 | 0 | 0
12 | 11 | 4 | 2 | 1.7931 | 0 | 2.4769 | 0 | 0 | 0 | 0 | 0.63577 | 0 | 0 | 0.58441 | 0 | 5.4902 | 0 | 0 | 0 | 0 | 0 | 0 | 0 | 0 | 0 | 0 | 0 | 0 | 0 | 0.45131 | 0 | 0.32173 | 5.3478 | 0 | 0 | 0.053706 | 0.85376 | 0 | 0 | 0 | 0 | 7.0283 | 0 | 0 | 0 | 0 | 0 | 0 | 0 | 0 | 0 | 0 | 0 | 0 | 0
12 | 11 | 5 | 2 | 1.7931 | 0 | 2.4769 | 0 | 0 | 0 | 0 | 0.63656 | 0 | 0 | 0.58441 | 0 | 5.491 | 0 | 0 | 0 | 0 | 0 | 0 | 0 | 0 | 0 | 0 | 0 | 0 | 0 | 0.45131 | 0 | 0.32173 | 5.1923 | 0 | 0 | 0.053706 | 0.8526 | 0 | 0 | 0 | 0 | 6.8716 | 0 | 0 | 0 | 0 | 0 | 0 | 0 | 0 | 0 | 0 | 0 | 0 | 0
12 | 11 | 6 | 2 | 1.7931 | 0 | 2.4769 | 0 | 0 | 0 | 0 | 0.68845 | 0 | 0 | 0.58441 | 0 | 5.5429 | 0 | 0 | 0 | 0 | 0 | 0 | 0 | 0 | 0 | 0 | 0 | 0 | 0 | 0.45131 | 0 | 0.32173 | 5.3342 | 0 | 0 | 0.053706 | 0.85947 | 0 | 0 | 0 | 0 | 7.0204 | 0 | 0 | 0 | 0 | 0 | 0 | 0 | 0 | 0 | 0 | 0 | 0 | 0
12 | 11 | 7 | 2 | 1.7931 | 0 | 2.4769 | 0 | 0 | 0 | 0 | 0.65263 | 0 | 0 | 3.2982 | 0 | 8.2209 | 0 | 0 | 0 | 0 | 0 | 0 | 0 | 0 | 0 | 0 | 0 | 0 | 0 | 0.45131 | 0 | 0.54519 | 4.9288 | 0 | 0 | 0.31621 | 0.8465 | 0 | 0 | 0 | 0 | 7.088 | 0 | 0 | 0 | 0 | 0 | 0 | 0 | 0 | 0 | 0 | 0 | 0 | 0
12 | 11 | 8 | 2 | 1.7931 | 0 | 2.4769 | 0 | 0 | 0 | 0 | 1.0819 | 0 | 0 | 5.4692 | 0 | 10.8211 | 0 | 0 | 0 | 0 | 0 | 0 | 0 | 0 | 0 | 0 | 0 | 0 | 0 | 0.45131 | 0 | 0.71279 | 6.3215 | 0 | 0 | 0.52621 | 0.84105 | 0 | 0 | 0 | 0 | 8.8529 | 0 | 0 | 0 | 0 | 0 | 0 | 0 | 0 | 0 | 0 | 0 | 0 | 0
12 | 11 | 9 | 2 | 1.7931 | 0 | 13.6089 | 0 | 0 | 0 | 0 | 0.84346 | 0 | 0 | 3.9589 | 0 | 20.2043 | 0 | 0 | 0 | 0 | 0 | 0 | 0 | 0 | 0 | 0 | 0 | 0 | 0 | 0.45131 | 0 | 0.71279 | 4.8146 | 0 | 0 | 0.42121 | 0.83426 | 0 | 0 | 0 | 0 | 7.2342 | 0 | 0 | 0 | 0 | 0 | 0 | 0 | 0 | 0 | 0 | 0 | 0 | 0
12 | 11 | 10 | 2 | 1.7931 | 0 | 13.6089 | 0 | 0 | 0 | 0 | 0.72813 | 0 | 0 | 3.7179 | 0 | 19.8481 | 0 | 0 | 0 | 0 | 0 | 0 | 0 | 0 | 0 | 0 | 0 | 0 | 0 | 0.45131 | 0 | 0.71279 | 4.0734 | 0 | 0 | 0.31621 | 0.82893 | 0 | 0 | 0 | 0 | 6.3826 | 0 | 0 | 0 | 0 | 0 | 0 | 0 | 0 | 0 | 0 | 0 | 0 | 0
12 | 11 | 11 | 2 | 1.7931 | 0 | 13.6089 | 0 | 0 | 0 | 0 | 0.69459 | 0 | 0 | 3.2981 | 0 | 19.3947 | 0 | 0 | 0 | 0 | 0 | 0 | 0 | 0 | 0 | 0 | 0 | 0 | 0 | 0.45131 | 0 | 0.71279 | 4.0784 | 0 | 0 | 0.31621 | 0.82961 | 0 | 0 | 0 | 0 | 6.3883 | 0 | 0 | 0 | 0 | 0 | 0 | 0 | 0 | 0 | 0 | 0 | 0 | 0
12 | 11 | 12 | 2 | 1.7931 | 0 | 13.6089 | 0 | 0 | 0 | 0 | 0.47113 | 0 | 0 | 3.8409 | 0 | 19.714 | 0 | 0 | 0 | 0 | 0 | 0 | 0 | 0 | 0 | 0 | 0 | 0 | 0 | 0.45131 | 0 | 0.54519 | 3.4164 | 0 | 0 | 0.36871 | 0.82673 | 0 | 0 | 0 | 0 | 5.6083 | 0 | 0 | 0 | 0 | 0 | 0 | 0 | 0 | 0 | 0 | 0 | 0 | 0
12 | 11 | 13 | 2 | 1.7931 | 0 | 8.6613 | 0 | 0 | 0 | 0 | 0.61703 | 0 | 0 | 3.9588 | 0 | 15.0303 | 0 | 0 | 0 | 0 | 0 | 0 | 0 | 0 | 0 | 0 | 0 | 0 | 0 | 0.45131 | 0 | 0.54519 | 4.3772 | 0 | 0 | 0.42121 | 0.82866 | 0 | 0 | 0 | 0 | 6.6236 | 0 | 0 | 0 | 0 | 0 | 0 | 0 | 0 | 0 | 0 | 0 | 0 | 0
12 | 11 | 14 | 2 | 1.7931 | 0 | 13.6089 | 0 | 0 | 0 | 0 | 0.52856 | 0 | 0 | 4.2607 | 0 | 20.1912 | 0 | 0 | 0 | 0 | 0 | 0 | 0 | 0 | 0 | 0 | 0 | 0 | 0 | 0.45131 | 0 | 0.54519 | 4.032 | 0 | 0 | 0.36871 | 0.82331 | 0 | 0 | 0 | 0 | 6.2206 | 0 | 0 | 0 | 0 | 0 | 0 | 0 | 0 | 0 | 0 | 0 | 0 | 0
12 | 11 | 15 | 2 | 1.7931 | 0 | 13.6089 | 0 | 0 | 0 | 0 | 0.5829 | 0 | 0 | 3.8409 | 0 | 19.8258 | 0 | 0 | 0 | 0 | 0 | 0 | 0 | 0 | 0 | 0 | 0 | 0 | 0 | 0.45131 | 0 | 0.54519 | 3.8864 | 0 | 0 | 0.36871 | 0.82947 | 0 | 0 | 0 | 0 | 6.0811 | 0 | 0 | 0 | 0 | 0 | 0 | 0 | 0 | 0 | 0 | 0 | 0 | 0
12 | 11 | 16 | 2 | 1.7931 | 0 | 13.6089 | 0 | 0 | 0 | 0 | 0.62445 | 0 | 0 | 3.2981 | 0 | 19.3246 | 0 | 0 | 0 | 0 | 0 | 0 | 0 | 0 | 0 | 0 | 0 | 0 | 0 | 0.45131 | 0 | 0.54519 | 4.3417 | 0 | 0 | 0.31621 | 0.83275 | 0 | 0 | 0 | 0 | 6.4871 | 0 | 0 | 0 | 0 | 0 | 0 | 0 | 0 | 0 | 0 | 0 | 0 | 0
12 | 11 | 17 | 2 | 1.7931 | 0 | 13.6089 | 0 | 0 | 0 | 0 | 0.63789 | 0 | 0 | 3.2981 | 0 | 19.338 | 0 | 0 | 0 | 0 | 0 | 0 | 0 | 0 | 0 | 0 | 0 | 0 | 0 | 0.45131 | 0 | 0.54519 | 4.5617 | 0 | 0 | 0.31621 | 0.83496 | 0 | 0 | 0 | 0 | 6.7093 | 0 | 0 | 0 | 0 | 0 | 0 | 0 | 0 | 0 | 0 | 0 | 0 | 0
12 | 11 | 18 | 2 | 1.7931 | 0 | 13.6089 | 0 | 0 | 0 | 0 | 0.58676 | 0 | 0 | 5.4692 | 0 | 21.4579 | 0 | 0 | 0 | 0 | 0 | 0 | 0 | 0 | 0 | 0 | 0 | 0 | 0 | 0.45131 | 0 | 0.54519 | 4.4696 | 0 | 0 | 0.52621 | 0.83189 | 0 | 0 | 0 | 0 | 6.8242 | 0 | 0 | 0 | 0 | 0 | 0 | 0 | 0 | 0 | 0 | 0 | 0 | 0
12 | 11 | 19 | 2 | 1.7931 | 0 | 9.8982 | 0 | 0 | 0 | 0 | 0.70727 | 0 | 0 | 5.4691 | 0 | 17.8678 | 0 | 0 | 0 | 0 | 0 | 0 | 0 | 0 | 0 | 0 | 0 | 0 | 0 | 0.45131 | 0 | 0.54519 | 5.4167 | 0 | 0 | 0.52621 | 0.84237 | 0 | 0 | 0 | 0 | 7.7818 | 0 | 0 | 0 | 0 | 0 | 0 | 0 | 0 | 0 | 0 | 0 | 0 | 0
12 | 11 | 20 | 2 | 1.7931 | 0 | 2.4769 | 0 | 0 | 0 | 0 | 0.80041 | 0 | 0 | 3.9589 | 0 | 9.0293 | 0 | 0 | 0 | 0 | 0 | 0 | 0 | 0 | 0 | 0 | 0 | 0 | 0 | 0.45131 | 0 | 0.88038 | 6.0246 | 0 | 0 | 0.42121 | 0.83273 | 0 | 0 | 0 | 0 | 8.6103 | 0 | 0 | 0 | 0 | 0 | 0 | 0 | 0 | 0 | 0 | 0 | 0 | 0
12 | 11 | 21 | 2 | 1.7931 | 0 | 2.4769 | 0 | 0 | 0 | 0 | 0.92277 | 0 | 0 | 4.2607 | 0 | 9.4535 | 0 | 0 | 0 | 0 | 0 | 0 | 0 | 0 | 0 | 0 | 0 | 0 | 0 | 0.45131 | 0 | 1.1038 | 7.128 | 0 | 0 | 0.36871 | 0.84214 | 0 | 0 | 0 | 0 | 9.894 | 0 | 0 | 0 | 0 | 0 | 0 | 0 | 0 | 0 | 0 | 0 | 0 | 0
12 | 11 | 22 | 2 | 1.7931 | 0 | 2.4769 | 0 | 0 | 0 | 0 | 0.86822 | 0 | 0 | 3.9588 | 0 | 9.0971 | 0 | 0 | 0 | 0 | 0 | 0 | 0 | 0 | 0 | 0 | 0 | 0 | 0 | 0.45131 | 0 | 1.2156 | 6.8525 | 0 | 0 | 0.47371 | 0.829 | 0 | 0 | 0 | 0 | 9.8221 | 0 | 0 | 0 | 0 | 0 | 0 | 0 | 0 | 0 | 0 | 0 | 0 | 0
12 | 11 | 23 | 2 | 1.7931 | 0 | 2.4769 | 0 | 0 | 0 | 0 | 0.92579 | 0 | 0 | 4.2542 | 0 | 9.4501 | 0 | 0 | 0 | 0 | 0 | 0 | 0 | 0 | 0 | 0 | 0 | 0 | 0 | 0.45131 | 0 | 1.1038 | 7.3532 | 0 | 0 | 0.31621 | 0.83824 | 0 | 0 | 0 | 0 | 10.0628 | 0 | 0 | 0 | 0 | 0 | 0 | 0 | 0 | 0 | 0 | 0 | 0 | 0
12 | 11 | 24 | 2 | 1.7931 | 0 | 2.4769 | 0 | 0 | 0 | 0 | 0.48611 | 0 | 0 | 0.58431 | 0 | 5.3404 | 0 | 0 | 0 | 0 | 0 | 0 | 0 | 0 | 0 | 0 | 0 | 0 | 0 | 0.45131 | 0 | 0.88038 | 5.3847 | 0 | 0 | 0.053706 | 0.84594 | 0 | 0 | 0 | 0 | 7.6161 | 0 | 0 | 0 | 0 | 0 | 0 | 0 | 0 | 0 | 0 | 0 | 0 | 0
12 | 12 | 1 | 3 | 1.7931 | 0 | 2.4769 | 0 | 0 | 0 | 0 | 0.57938 | 0 | 0 | 0.58433 | 0 | 5.4337 | 0 | 0 | 0 | 0 | 0 | 0 | 0 | 0 | 0 | 0 | 0 | 0 | 0 | 0.45131 | 0 | 0.54519 | 6.0793 | 0 | 0 | 0.053706 | 0.84781 | 0 | 0 | 0 | 0 | 7.9773 | 0 | 0 | 0 | 0 | 0 | 0 | 0 | 0 | 0 | 0 | 0 | 0 | 0
12 | 12 | 2 | 3 | 1.7931 | 0 | 2.4769 | 0 | 0 | 0 | 0 | 0.63541 | 0 | 0 | 0.58434 | 0 | 5.4898 | 0 | 0 | 0 | 0 | 0 | 0 | 0 | 0 | 0 | 0 | 0 | 0 | 0 | 0.45131 | 0 | 0.32173 | 6.5227 | 0 | 0 | 0.053706 | 0.85445 | 0 | 0 | 0 | 0 | 8.2039 | 0 | 0 | 0 | 0 | 0 | 0 | 0 | 0 | 0 | 0 | 0 | 0 | 0
12 | 12 | 3 | 3 | 1.7931 | 0 | 2.4769 | 0 | 0 | 0 | 0 | 0.71681 | 0 | 0 | 0.58435 | 0 | 5.5712 | 0 | 0 | 0 | 0 | 0 | 0 | 0 | 0 | 0 | 0 | 0 | 0 | 0 | 0.45131 | 0 | 0.32173 | 7.7456 | 0 | 0 | 0.053706 | 0.86521 | 0 | 0.00059439 | 0 | 0 | 9.4382 | 0 | 0 | 0 | 0 | 0 | 0 | 0 | 0 | 0 | 0 | 0 | 0 | 0
12 | 12 | 4 | 3 | 1.7931 | 0 | 2.4769 | 0 | 0 | 0 | 0 | 0.69738 | 0 | 0 | 0.58439 | 0 | 5.5518 | 0 | 0 | 0 | 0 | 0 | 0 | 0 | 0 | 0 | 0 | 0 | 0 | 0 | 0.45131 | 0 | 0.32173 | 7.6531 | 0 | 0 | 0.053706 | 0.85823 | 0 | 0.00058263 | 0 | 0 | 9.3386 | 0 | 0 | 0 | 0 | 0 | 0 | 0 | 0 | 0 | 0 | 0 | 0 | 0
12 | 12 | 5 | 3 | 1.7931 | 0 | 2.4769 | 0 | 0 | 0 | 0 | 0.66668 | 0 | 0 | 0.58435 | 0 | 5.521 | 0 | 0 | 0 | 0 | 0 | 0 | 0 | 0 | 0 | 0 | 0 | 0 | 0 | 0.45131 | 0 | 0.32173 | 7.3335 | 0 | 0 | 0.053706 | 0.8505 | 0 | 0.00055587 | 0 | 0 | 9.0113 | 0 | 0 | 0 | 0 | 0 | 0 | 0 | 0 | 0 | 0 | 0 | 0 | 0
12 | 12 | 6 | 3 | 1.7931 | 0 | 2.4769 | 0 | 0 | 0 | 0 | 0.74427 | 0 | 0 | 0.58432 | 0 | 5.5986 | 0 | 0 | 0 | 0 | 0 | 0 | 0 | 0 | 0 | 0 | 0 | 0 | 0 | 0.45131 | 0 | 0.32173 | 8.0209 | 0 | 0 | 0.053706 | 0.86181 | 0 | 0.00061504 | 0 | 0 | 9.7101 | 0 | 0 | 0 | 0 | 0 | 0 | 0 | 0 | 0 | 0 | 0 | 0 | 0
12 | 12 | 7 | 3 | 1.7931 | 0 | 2.4769 | 0 | 0 | 0 | 0 | 0.70847 | 0 | 0 | 3.2981 | 0 | 8.2766 | 0 | 0 | 0 | 0 | 0 | 0 | 0 | 0 | 0 | 0 | 0 | 0 | 0 | 0.45131 | 0 | 0.54519 | 7.6616 | 0 | 0 | 0.31621 | 0.84639 | 0 | 0.052318 | 0 | 0 | 9.873 | 0 | 0 | 0 | 0 | 0 | 0 | 0 | 0 | 0 | 0 | 0 | 0 | 0
12 | 12 | 8 | 3 | 1.7931 | 0 | 2.4769 | 0 | 0 | 0 | 0 | 1.1038 | 0 | 0 | 5.4691 | 0 | 10.8429 | 0 | 0 | 0 | 0 | 0 | 0 | 0 | 0 | 0 | 0 | 0 | 0 | 0 | 0.45131 | 0 | 0.71279 | 10.1585 | 0 | 0 | 0.52621 | 0.83696 | 0 | 0.080113 | 0 | 0 | 12.7659 | 0 | 0 | 0 | 0 | 0 | 0 | 0 | 0 | 0 | 0 | 0 | 0 | 0
12 | 12 | 9 | 3 | 1.7931 | 0 | 13.6089 | 0 | 0 | 0 | 0 | 0.97798 | 0 | 0 | 3.9588 | 0 | 20.3388 | 0 | 0 | 0 | 0 | 0 | 0 | 0 | 0 | 0 | 0 | 0 | 0 | 0 | 0.45131 | 0 | 0.71279 | 8.9729 | 0 | 0 | 0.42121 | 0.84535 | 0 | 0.070669 | 0 | 0 | 11.4742 | 0 | 0 | 0 | 0 | 0 | 0 | 0 | 0 | 0 | 0 | 0 | 0 | 0
12 | 12 | 10 | 3 | 1.7931 | 0 | 13.6089 | 0 | 0 | 0 | 0 | 0.81232 | 0 | 0 | 3.7178 | 0 | 19.9322 | 0 | 0 | 0 | 0 | 0 | 0 | 0 | 0 | 0 | 0 | 0 | 0 | 0 | 0.45131 | 0 | 0.71279 | 7.5428 | 0 | 0 | 0.31621 | 0.83544 | 0 | 0.0034935 | 0 | 0 | 9.8621 | 0 | 0 | 0 | 0 | 0 | 0 | 0 | 0 | 0 | 0 | 0 | 0 | 0
12 | 12 | 11 | 3 | 1.7931 | 0 | 13.6089 | 0 | 0 | 0 | 0 | 0.71082 | 0 | 0 | 3.2981 | 0 | 19.4109 | 0 | 0 | 0 | 0 | 0 | 0 | 0 | 0 | 0 | 0 | 0 | 0 | 0 | 0.45131 | 0 | 0.71279 | 6.7847 | 0 | 0 | 0.31621 | 0.83642 | 0 | 0.00053748 | 0 | 0 | 9.102 | 0 | 0 | 0 | 0 | 0 | 0 | 0 | 0 | 0 | 0 | 0 | 0 | 0
12 | 12 | 12 | 3 | 1.7931 | 0 | 13.6089 | 0 | 0 | 0 | 0 | 0.57479 | 0 | 0 | 3.8408 | 0 | 19.8176 | 0 | 0 | 0 | 0 | 0 | 0 | 0 | 0 | 0 | 0 | 0 | 0 | 0 | 0.45131 | 0 | 0.54519 | 5.539 | 0 | 0 | 0.36871 | 0.83431 | 0 | 0 | 0 | 0 | 7.7385 | 0 | 0 | 0 | 0 | 0 | 0 | 0 | 0 | 0 | 0 | 0 | 0 | 0
12 | 12 | 13 | 3 | 1.7931 | 0 | 8.6613 | 0 | 0 | 0 | 0 | 0.54959 | 0 | 0 | 3.9588 | 0 | 14.9629 | 0 | 0 | 0 | 0 | 0 | 0 | 0 | 0 | 0 | 0 | 0 | 0 | 0 | 0.45131 | 0 | 0.54519 | 5.3694 | 0 | 0 | 0.42121 | 0.83491 | 0 | 0 | 0 | 0 | 7.622 | 0 | 0 | 0 | 0 | 0 | 0 | 0 | 0 | 0 | 0 | 0 | 0 | 0
12 | 12 | 14 | 3 | 1.7931 | 0 | 13.6089 | 0 | 0 | 0 | 0 | 0.43348 | 0 | 0 | 4.2606 | 0 | 20.0961 | 0 | 0 | 0 | 0 | 0 | 0 | 0 | 0 | 0 | 0 | 0 | 0 | 0 | 0.45131 | 0 | 0.54519 | 4.5667 | 0 | 0 | 0.36871 | 0.83198 | 0 | 0 | 0 | 0 | 6.7639 | 0 | 0 | 0 | 0 | 0 | 0 | 0 | 0 | 0 | 0 | 0 | 0 | 0
12 | 12 | 15 | 3 | 1.7931 | 0 | 13.6089 | 0 | 0 | 0 | 0 | 0.35772 | 0 | 0 | 3.8408 | 0 | 19.6005 | 0 | 0 | 0 | 0 | 0 | 0 | 0 | 0 | 0 | 0 | 0 | 0 | 0 | 0.45131 | 0 | 0.54519 | 4.1463 | 0 | 0 | 0.36871 | 0.82801 | 0 | 0 | 0 | 0 | 6.3395 | 0 | 0 | 0 | 0 | 0 | 0 | 0 | 0 | 0 | 0 | 0 | 0 | 0
12 | 12 | 16 | 3 | 1.7931 | 0 | 13.6089 | 0 | 0 | 0 | 0 | 0.38256 | 0 | 0 | 3.298 | 0 | 19.0826 | 0 | 0 | 0 | 0 | 0 | 0 | 0 | 0 | 0 | 0 | 0 | 0 | 0 | 0.45131 | 0 | 0.54519 | 4.4312 | 0 | 0 | 0.31621 | 0.82487 | 0 | 0 | 0 | 0 | 6.5688 | 0 | 0 | 0 | 0 | 0 | 0 | 0 | 0 | 0 | 0 | 0 | 0 | 0
12 | 12 | 17 | 3 | 1.7931 | 0 | 13.6089 | 0 | 0 | 0 | 0 | 0.56305 | 0 | 0 | 3.298 | 0 | 19.2631 | 0 | 0 | 0 | 0 | 0 | 0 | 0 | 0 | 0 | 0 | 0 | 0 | 0 | 0.45131 | 0 | 0.54519 | 5.8507 | 0 | 0 | 0.31621 | 0.83141 | 0 | 0.0060591 | 0 | 0 | 8.0009 | 0 | 0 | 0 | 0 | 0 | 0 | 0 | 0 | 0 | 0 | 0 | 0 | 0
12 | 12 | 18 | 3 | 1.7931 | 0 | 13.6089 | 0 | 0 | 0 | 0 | 0.63007 | 0 | 0 | 5.4691 | 0 | 21.5011 | 0 | 0 | 0 | 0 | 0 | 0 | 0 | 0 | 0 | 0 | 0 | 0 | 0 | 0.45131 | 0 | 0.54519 | 6.3386 | 0 | 0 | 0.52621 | 0.83562 | 0 | 0.00048927 | 0 | 0 | 8.6974 | 0 | 0 | 0 | 0 | 0 | 0 | 0 | 0 | 0 | 0 | 0 | 0 | 0
12 | 12 | 19 | 3 | 1.7931 | 0 | 9.8982 | 0 | 0 | 0 | 0 | 0.70144 | 0 | 0 | 5.4691 | 0 | 17.8619 | 0 | 0 | 0 | 0 | 0 | 0 | 0 | 0 | 0 | 0 | 0 | 0 | 0 | 0.45131 | 0 | 0.54519 | 6.8471 | 0 | 0 | 0.52621 | 0.83509 | 0 | 0.00053982 | 0 | 0 | 9.2054 | 0 | 0 | 0 | 0 | 0 | 0 | 0 | 0 | 0 | 0 | 0 | 0 | 0
12 | 12 | 20 | 3 | 1.7931 | 0 | 2.4769 | 0 | 0 | 0 | 0 | 0.80684 | 0 | 0 | 3.9588 | 0 | 9.0357 | 0 | 0 | 0 | 0 | 0 | 0 | 0 | 0 | 0 | 0 | 0 | 0 | 0 | 0.45131 | 0 | 0.88038 | 7.4192 | 0 | 0 | 0.42121 | 0.82566 | 0 | 0.00059554 | 0 | 0 | 9.9983 | 0 | 0 | 0 | 0 | 0 | 0 | 0 | 0 | 0 | 0 | 0 | 0 | 0
12 | 12 | 21 | 3 | 1.7931 | 0 | 2.4769 | 0 | 0 | 0 | 0 | 0.86841 | 0 | 0 | 4.2605 | 0 | 9.3989 | 0 | 0 | 0 | 0 | 0 | 0 | 0 | 0 | 0 | 0 | 0 | 0 | 0 | 0.45131 | 0 | 1.1038 | 7.8491 | 0 | 0 | 0.36871 | 0.82566 | 0 | 0.00063598 | 0 | 0 | 10.5993 | 0 | 0 | 0 | 0 | 0 | 0 | 0 | 0 | 0 | 0 | 0 | 0 | 0
12 | 12 | 22 | 3 | 1.7931 | 0 | 2.4769 | 0 | 0 | 0 | 0 | 0.88703 | 0 | 0 | 3.9588 | 0 | 9.1158 | 0 | 0 | 0 | 0 | 0 | 0 | 0 | 0 | 0 | 0 | 0 | 0 | 0 | 0.45131 | 0 | 1.2156 | 8.0568 | 0 | 0 | 0.47371 | 0.82342 | 0 | 0.00065091 | 0 | 0 | 11.0214 | 0 | 0 | 0 | 0 | 0 | 0 | 0 | 0 | 0 | 0 | 0 | 0 | 0
12 | 12 | 23 | 3 | 1.7931 | 0 | 2.4769 | 0 | 0 | 0 | 0 | 0.98242 | 0 | 0 | 4.2541 | 0 | 9.5065 | 0 | 0 | 0 | 0 | 0 | 0 | 0 | 0 | 0 | 0 | 0 | 0 | 0 | 0.45131 | 0 | 1.1038 | 8.9757 | 0 | 0 | 0.31621 | 0.83861 | 0 | 0.00072555 | 0 | 0 | 11.6864 | 0 | 0 | 0 | 0 | 0 | 0 | 0 | 0 | 0 | 0 | 0 | 0 | 0
12 | 12 | 24 | 3 | 1.7931 | 0 | 2.4769 | 0 | 0 | 0 | 0 | 0.51116 | 0 | 0 | 0.58424 | 0 | 5.3654 | 0 | 0 | 0 | 0 | 0 | 0 | 0 | 0 | 0 | 0 | 0 | 0 | 0 | 0.45131 | 0 | 0.88038 | 6.1413 | 0 | 0 | 0.053706 | 0.83971 | 0 | 0.00044127 | 0 | 0 | 8.3669 | 0 | 0 | 0 | 0 | 0 | 0 | 0 | 0 | 0 | 0 | 0 | 0 | 0
12 | 13 | 1 | 4 | 1.7931 | 0 | 2.4769 | 0 | 0 | 0 | 0 | 0.64058 | 0 | 0 | 0.58425 | 0 | 5.4948 | 0 | 0 | 0 | 0 | 0 | 0 | 0 | 0 | 0 | 0 | 0 | 0 | 0 | 0.45131 | 0 | 0.54519 | 7.3976 | 0 | 0 | 0.053706 | 0.84817 | 0 | 0.00055197 | 0 | 0 | 9.2966 | 0 | 0 | 0 | 0 | 0 | 0 | 0 | 0 | 0 | 0 | 0 | 0 | 0
12 | 13 | 2 | 4 | 1.7931 | 0 | 2.4769 | 0 | 0 | 0 | 0 | 0.66618 | 0 | 0 | 0.58427 | 0 | 5.5205 | 0 | 0 | 0 | 0 | 0 | 0 | 0 | 0 | 0 | 0 | 0 | 0 | 0 | 0.45131 | 0 | 0.32173 | 7.6589 | 0 | 0 | 0.053706 | 0.85002 | 0 | 0.0005746 | 0 | 0 | 9.3363 | 0 | 0 | 0 | 0 | 0 | 0 | 0 | 0 | 0 | 0 | 0 | 0 | 0
12 | 13 | 3 | 4 | 1.7931 | 0 | 2.4769 | 0 | 0 | 0 | 0 | 0.73347 | 0 | 0 | 0.58428 | 0 | 5.5878 | 0 | 0 | 0 | 0 | 0 | 0 | 0 | 0 | 0 | 0 | 0 | 0 | 0 | 0.45131 | 0 | 0.32173 | 8.3057 | 0 | 0 | 0.053706 | 0.85803 | 0 | 0.00063055 | 0 | 0 | 9.9911 | 0 | 0 | 0 | 0 | 0 | 0 | 0 | 0 | 0 | 0 | 0 | 0 | 0
12 | 13 | 4 | 4 | 1.7931 | 0 | 2.4769 | 0 | 0 | 0 | 0 | 0.71628 | 0 | 0 | 0.5843 | 0 | 5.5706 | 0 | 0 | 0 | 0 | 0 | 0 | 0 | 0 | 0 | 0 | 0 | 0 | 0 | 0.45131 | 0 | 0.32173 | 8.1734 | 0 | 0 | 0.053706 | 0.85176 | 0 | 0.00062079 | 0 | 0 | 9.8525 | 0 | 0 | 0 | 0 | 0 | 0 | 0 | 0 | 0 | 0 | 0 | 0 | 0
12 | 13 | 5 | 4 | 1.7931 | 0 | 2.4769 | 0 | 0 | 0 | 0 | 0.76296 | 0 | 0 | 0.58428 | 0 | 5.6173 | 0 | 0 | 0 | 0 | 0 | 0 | 0 | 0 | 0 | 0 | 0 | 0 | 0 | 0.45131 | 0 | 0.32173 | 8.6185 | 0 | 0 | 0.053706 | 0.85772 | 0 | 0.071949 | 0 | 0 | 10.3749 | 0 | 0 | 0 | 0 | 0 | 0 | 0 | 0 | 0 | 0 | 0 | 0 | 0
12 | 13 | 6 | 4 | 1.7931 | 0 | 2.4769 | 0 | 0 | 0 | 0 | 0.8033 | 0 | 0 | 0.58429 | 0 | 5.6576 | 0 | 0 | 0 | 0 | 0 | 0 | 0 | 0 | 0 | 0 | 0 | 0 | 0 | 0.45131 | 0 | 0.32173 | 9.0781 | 0 | 0 | 0.053706 | 0.86281 | 0 | 0.055939 | 0 | 0 | 10.8236 | 0 | 0 | 0 | 0 | 0 | 0 | 0 | 0 | 0 | 0 | 0 | 0 | 0
12 | 13 | 7 | 4 | 1.7931 | 0 | 2.4769 | 0 | 0 | 0 | 0 | 0.8364 | 0 | 0 | 3.2981 | 0 | 8.4045 | 0 | 0 | 0 | 0 | 0 | 0 | 0 | 0 | 0 | 0 | 0 | 0 | 0 | 0.45131 | 0 | 0.54519 | 9.3286 | 0 | 0 | 0.31621 | 0.85991 | 0 | 0.12838 | 0 | 0 | 11.6296 | 0 | 0 | 0 | 0 | 0 | 0 | 0 | 0 | 0 | 0 | 0 | 0 | 0
12 | 13 | 8 | 4 | 1.7931 | 0 | 2.4769 | 0 | 0 | 0 | 0 | 1.2146 | 0 | 0 | 5.4691 | 0 | 10.9537 | 0 | 0 | 0 | 0 | 0 | 0 | 0 | 0 | 0 | 0 | 0 | 0 | 0 | 0.45131 | 0 | 0.71279 | 12.1811 | 0 | 0 | 0.52621 | 0.85733 | 0 | 0.27188 | 0 | 0 | 15.0006 | 0 | 0 | 0 | 0 | 0 | 0 | 0 | 0 | 0 | 0 | 0 | 0 | 0
12 | 13 | 9 | 4 | 1.7931 | 0 | 13.6089 | 0 | 0 | 0 | 0 | 1.0397 | 0 | 0 | 3.9588 | 0 | 20.4006 | 0 | 0 | 0 | 0 | 0 | 0 | 0 | 0 | 0 | 0 | 0 | 0 | 0 | 0.45131 | 0 | 0.71279 | 10.2149 | 0 | 0 | 0.42121 | 0.84655 | 0 | 0.070049 | 0 | 0 | 12.7168 | 0 | 0 | 0 | 0 | 0 | 0 | 0 | 0 | 0 | 0 | 0 | 0 | 0
12 | 13 | 10 | 4 | 1.7931 | 0 | 13.6089 | 0 | 0 | 0 | 0 | 0.90767 | 0 | 0 | 3.7178 | 0 | 20.0275 | 0 | 0 | 0 | 0 | 0 | 0 | 0 | 0 | 0 | 0 | 0 | 0 | 0 | 0.45131 | 0 | 0.71279 | 8.8884 | 0 | 0 | 0.31621 | 0.84169 | 0 | 0.000705 | 0 | 0 | 11.2111 | 0 | 0 | 0 | 0 | 0 | 0 | 0 | 0 | 0 | 0 | 0 | 0 | 0
12 | 13 | 11 | 4 | 1.7931 | 0 | 13.6089 | 0 | 0 | 0 | 0 | 0.78912 | 0 | 0 | 3.298 | 0 | 19.4892 | 0 | 0 | 0 | 0 | 0 | 0 | 0 | 0 | 0 | 0 | 0 | 0 | 0 | 0.45131 | 0 | 0.71279 | 7.9785 | 0 | 0 | 0.31621 | 0.84049 | 0 | 0.00062205 | 0 | 0 | 10.3 | 0 | 0 | 0 | 0 | 0 | 0 | 0 | 0 | 0 | 0 | 0 | 0 | 0
12 | 13 | 12 | 4 | 1.7931 | 0 | 13.6089 | 0 | 0 | 0 | 0 | 0.72405 | 0 | 0 | 3.8408 | 0 | 19.9669 | 0 | 0 | 0 | 0 | 0 | 0 | 0 | 0 | 0 | 0 | 0 | 0 | 0 | 0.45131 | 0 | 0.54519 | 7.5859 | 0 | 0 | 0.36871 | 0.84877 | 0 | 0.00058026 | 0 | 0 | 9.8005 | 0 | 0 | 0 | 0 | 0 | 0 | 0 | 0 | 0 | 0 | 0 | 0 | 0
12 | 13 | 13 | 4 | 1.7931 | 0 | 8.6613 | 0 | 0 | 0 | 0 | 0.71093 | 0 | 0 | 3.9588 | 0 | 15.1242 | 0 | 0 | 0 | 0 | 0 | 0 | 0 | 0 | 0 | 0 | 0 | 0 | 0 | 0.45131 | 0 | 0.54519 | 7.582 | 0 | 0 | 0.42121 | 0.85149 | 0 | 0.00057436 | 0 | 0 | 9.8517 | 0 | 0 | 0 | 0 | 0 | 0 | 0 | 0 | 0 | 0 | 0 | 0 | 0
12 | 13 | 14 | 4 | 1.7931 | 0 | 13.6089 | 0 | 0 | 0 | 0 | 0.553 | 0 | 0 | 4.2606 | 0 | 20.2156 | 0 | 0 | 0 | 0 | 0 | 0 | 0 | 0 | 0 | 0 | 0 | 0 | 0 | 0.45131 | 0 | 0.54519 | 6.4209 | 0 | 0 | 0.36871 | 0.84323 | 0 | 0.00046772 | 0 | 0 | 8.6298 | 0 | 0 | 0 | 0 | 0 | 0 | 0 | 0 | 0 | 0 | 0 | 0 | 0
12 | 13 | 15 | 4 | 1.7931 | 0 | 13.6089 | 0 | 0 | 0 | 0 | 0.52129 | 0 | 0 | 3.8408 | 0 | 19.7641 | 0 | 0 | 0 | 0 | 0 | 0 | 0 | 0 | 0 | 0 | 0 | 0 | 0 | 0.45131 | 0 | 0.54519 | 6.2307 | 0 | 0 | 0.36871 | 0.84867 | 0 | 0.00044778 | 0 | 0 | 8.445 | 0 | 0 | 0 | 0 | 0 | 0 | 0 | 0 | 0 | 0 | 0 | 0 | 0
12 | 13 | 16 | 4 | 1.7931 | 0 | 13.6089 | 0 | 0 | 0 | 0 | 0.60974 | 0 | 0 | 3.2981 | 0 | 19.3098 | 0 | 0 | 0 | 0 | 0 | 0 | 0 | 0 | 0 | 0 | 0 | 0 | 0 | 0.45131 | 0 | 0.54519 | 6.856 | 0 | 0 | 0.31621 | 0.85162 | 0 | 0.00050569 | 0 | 0 | 9.0208 | 0 | 0 | 0 | 0 | 0 | 0 | 0 | 0 | 0 | 0 | 0 | 0 | 0
12 | 13 | 17 | 4 | 1.7931 | 0 | 13.6089 | 0 | 0 | 0 | 0 | 0.73325 | 0 | 0 | 3.2981 | 0 | 19.4333 | 0 | 0 | 0 | 0 | 0 | 0 | 0 | 0 | 0 | 0 | 0 | 0 | 0 | 0.45131 | 0 | 0.54519 | 7.5998 | 0 | 0 | 0.31621 | 0.84894 | 0 | 0.00058509 | 0 | 0 | 9.762 | 0 | 0 | 0 | 0 | 0 | 0 | 0 | 0 | 0 | 0 | 0 | 0 | 0
12 | 13 | 18 | 4 | 1.7931 | 0 | 13.6089 | 0 | 0 | 0 | 0 | 0.79091 | 0 | 0 | 5.4691 | 0 | 21.662 | 0 | 0 | 0 | 0 | 0 | 0 | 0 | 0 | 0 | 0 | 0 | 0 | 0 | 0.45131 | 0 | 0.54519 | 8.1153 | 0 | 0 | 0.52621 | 0.85357 | 0 | 0.00064793 | 0 | 0 | 10.4923 | 0 | 0 | 0 | 0 | 0 | 0 | 0 | 0 | 0 | 0 | 0 | 0 | 0
12 | 13 | 19 | 4 | 1.7931 | 0 | 9.8982 | 0 | 0 | 0 | 0 | 0.86954 | 0 | 0 | 5.4691 | 0 | 18.03 | 0 | 0 | 0 | 0 | 0 | 0 | 0 | 0 | 0 | 0 | 0 | 0 | 0 | 0.45131 | 0 | 0.54519 | 8.6868 | 0 | 0 | 0.52621 | 0.85485 | 0 | 0.00068437 | 0 | 0 | 11.0651 | 0 | 0 | 0 | 0 | 0 | 0 | 0 | 0 | 0 | 0 | 0 | 0 | 0
12 | 13 | 20 | 4 | 1.7931 | 0 | 2.4769 | 0 | 0 | 0 | 0 | 0.96655 | 0 | 0 | 3.9588 | 0 | 9.1954 | 0 | 0 | 0 | 0 | 0 | 0 | 0 | 0 | 0 | 0 | 0 | 0 | 0 | 0.45131 | 0 | 0.88038 | 9.3473 | 0 | 0 | 0.42121 | 0.84484 | 0 | 0.0007477 | 0 | 0 | 11.9458 | 0 | 0 | 0 | 0 | 0 | 0 | 0 | 0 | 0 | 0 | 0 | 0 | 0
12 | 13 | 21 | 4 | 1.7931 | 0 | 2.4769 | 0 | 0 | 0 | 0 | 0.98086 | 0 | 0 | 4.2606 | 0 | 9.5114 | 0 | 0 | 0 | 0 | 0 | 0 | 0 | 0 | 0 | 0 | 0 | 0 | 0 | 0.45131 | 0 | 1.1038 | 9.4128 | 0 | 0 | 0.36871 | 0.83801 | 0 | 0.00077767 | 0 | 0 | 12.1754 | 0 | 0 | 0 | 0 | 0 | 0 | 0 | 0 | 0 | 0 | 0 | 0 | 0
12 | 13 | 22 | 4 | 1.7931 | 0 | 2.4769 | 0 | 0 | 0 | 0 | 0.99283 | 0 | 0 | 3.9588 | 0 | 9.2216 | 0 | 0 | 0 | 0 | 0 | 0 | 0 | 0 | 0 | 0 | 0 | 0 | 0 | 0.45131 | 0 | 1.2156 | 9.4707 | 0 | 0 | 0.47371 | 0.83551 | 0 | 0.00078395 | 0 | 0 | 12.4476 | 0 | 0 | 0 | 0 | 0 | 0 | 0 | 0 | 0 | 0 | 0 | 0 | 0
12 | 13 | 23 | 4 | 1.7931 | 0 | 2.4769 | 0 | 0 | 0 | 0 | 1.0393 | 0 | 0 | 4.2541 | 0 | 9.5634 | 0 | 0 | 0 | 0 | 0 | 0 | 0 | 0 | 0 | 0 | 0 | 0 | 0 | 0.45131 | 0 | 1.1038 | 9.923 | 0 | 0 | 0.31621 | 0.84425 | 0 | 0.00079709 | 0 | 0 | 12.6394 | 0 | 0 | 0 | 0 | 0 | 0 | 0 | 0 | 0 | 0 | 0 | 0 | 0
12 | 13 | 24 | 4 | 1.7931 | 0 | 2.4769 | 0 | 0 | 0 | 0 | 0.61541 | 0 | 0 | 0.58424 | 0 | 5.4697 | 0 | 0 | 0 | 0 | 0 | 0 | 0 | 0 | 0 | 0 | 0 | 0 | 0 | 0.45131 | 0 | 0.88038 | 7.2583 | 0 | 0 | 0.053706 | 0.85369 | 0 | 0.00054232 | 0 | 0 | 9.4979 | 0 | 0 | 0 | 0 | 0 | 0 | 0 | 0 | 0 | 0 | 0 | 0 | 0
12 | 14 | 1 | 5 | 1.7931 | 0 | 2.4769 | 0 | 0 | 0 | 0 | 0.77322 | 0 | 0 | 0.58428 | 0 | 5.6275 | 0 | 0 | 0 | 0 | 0 | 0 | 0 | 0 | 0 | 0 | 0 | 0 | 0 | 0.45131 | 0 | 0.54519 | 8.8656 | 0 | 0 | 0.053706 | 0.86748 | 0 | 0.00068117 | 0 | 0 | 10.784 | 0 | 0 | 0 | 0 | 0 | 0 | 0 | 0 | 0 | 0 | 0 | 0 | 0
12 | 14 | 2 | 5 | 1.7931 | 0 | 2.4769 | 0 | 0 | 0 | 0 | 0.85184 | 0 | 0 | 0.58433 | 0 | 5.7062 | 0 | 0 | 0 | 0 | 0 | 0 | 0 | 0 | 0 | 0 | 0 | 0 | 0 | 0.45131 | 0 | 0.32173 | 9.7667 | 0 | 0 | 0.053706 | 0.88 | 0 | 0.014842 | 0 | 0 | 11.4883 | 0 | 0 | 0 | 0 | 0 | 0 | 0 | 0 | 0 | 0 | 0 | 0 | 0
12 | 14 | 3 | 5 | 1.7931 | 0 | 2.4769 | 0 | 0 | 0 | 0 | 0.90026 | 0 | 0 | 0.58437 | 0 | 5.7546 | 0 | 0 | 0 | 0 | 0 | 0 | 0 | 0 | 0 | 0 | 0 | 0 | 0 | 0.45131 | 0 | 0.32173 | 10.2942 | 0 | 0 | 0.053706 | 0.88521 | 0 | 0.00079986 | 0 | 0 | 12.007 | 0 | 0 | 0 | 0 | 0 | 0 | 0 | 0 | 0 | 0 | 0 | 0 | 0
12 | 14 | 4 | 5 | 1.7931 | 0 | 2.4769 | 0 | 0 | 0 | 0 | 0.85105 | 0 | 0 | 0.58439 | 0 | 5.7055 | 0 | 0 | 0 | 0 | 0 | 0 | 0 | 0 | 0 | 0 | 0 | 0 | 0 | 0.45131 | 0 | 0.32173 | 9.7754 | 0 | 0 | 0.053706 | 0.87297 | 0 | 0.00076318 | 0 | 0 | 11.4759 | 0 | 0 | 0 | 0 | 0 | 0 | 0 | 0 | 0 | 0 | 0 | 0 | 0
12 | 14 | 5 | 5 | 1.7931 | 0 | 2.4769 | 0 | 0 | 0 | 0 | 0.87772 | 0 | 0 | 0.58434 | 0 | 5.7321 | 0 | 0 | 0 | 0 | 0 | 0 | 0 | 0 | 0 | 0 | 0 | 0 | 0 | 0.45131 | 0 | 0.32173 | 9.9801 | 0 | 0 | 0.053706 | 0.87607 | 0 | 0.015194 | 0 | 0 | 11.6981 | 0 | 0 | 0 | 0 | 0 | 0 | 0 | 0 | 0 | 0 | 0 | 0 | 0
12 | 14 | 6 | 5 | 1.7931 | 0 | 2.4769 | 0 | 0 | 0 | 0 | 0.91766 | 0 | 0 | 0.58435 | 0 | 5.772 | 0 | 0 | 0 | 0 | 0 | 0 | 0 | 0 | 0 | 0 | 0 | 0 | 0 | 0.45131 | 0 | 0.32173 | 10.4122 | 0 | 0 | 0.053706 | 0.88204 | 0 | 0.015879 | 0 | 0 | 12.1368 | 0 | 0 | 0 | 0 | 0 | 0 | 0 | 0 | 0 | 0 | 0 | 0 | 0
12 | 14 | 7 | 5 | 1.7931 | 0 | 2.4769 | 0 | 0 | 0 | 0 | 0.975 | 0 | 0 | 3.2982 | 0 | 8.5432 | 0 | 0 | 0 | 0 | 0 | 0 | 0 | 0 | 0 | 0 | 0 | 0 | 0 | 0.45131 | 0 | 0.54519 | 10.9224 | 0 | 0 | 0.31621 | 0.88355 | 0 | 0.045962 | 0 | 0 | 13.1646 | 0 | 0 | 0 | 0 | 0 | 0 | 0 | 0 | 0 | 0 | 0 | 0 | 0
12 | 14 | 8 | 5 | 1.7931 | 0 | 2.4769 | 0 | 0 | 0 | 0 | 1.3102 | 0 | 0 | 5.4692 | 0 | 11.0494 | 0 | 0 | 0 | 0 | 0 | 0 | 0 | 0 | 0 | 0 | 0 | 0 | 0 | 0.45131 | 0 | 0.71279 | 13.4879 | 0 | 0 | 0.52621 | 0.88143 | 0 | 0.29854 | 0 | 0 | 16.3582 | 0 | 0 | 0 | 0 | 0 | 0 | 0 | 0 | 0 | 0 | 0 | 0 | 0
12 | 14 | 9 | 5 | 1.7931 | 0 | 13.6089 | 0 | 0 | 0 | 0 | 1.2077 | 0 | 0 | 3.9589 | 0 | 20.5685 | 0 | 0 | 0 | 0 | 0 | 0 | 0 | 0 | 0 | 0 | 0 | 0 | 0 | 0.45131 | 0 | 0.71279 | 12.5339 | 0 | 0 | 0.42121 | 0.8831 | 0 | 1.189 | 0 | 0 | 16.1913 | 0 | 0 | 0 | 0 | 0 | 0 | 0 | 0 | 0 | 0 | 0 | 0 | 0
12 | 14 | 10 | 5 | 1.7931 | 0 | 13.6089 | 0 | 0 | 0 | 0 | 1.177 | 0 | 0 | 3.718 | 0 | 20.297 | 0 | 0 | 0 | 0 | 0 | 0 | 0 | 0 | 0 | 0 | 0 | 0 | 0 | 0.45131 | 0 | 0.71279 | 12.105 | 0 | 0 | 0.31621 | 0.88623 | 0 | 1.3011 | 0 | 0 | 15.7726 | 0 | 0 | 0 | 0 | 0 | 0 | 0 | 0 | 0 | 0 | 0 | 0 | 0
12 | 14 | 11 | 5 | 1.7931 | 0 | 13.6089 | 0 | 0 | 0 | 0 | 1.1939 | 0 | 0 | 3.2982 | 0 | 19.8941 | 0 | 0 | 0 | 0 | 0 | 0 | 0 | 0 | 0 | 0 | 0 | 0 | 0 | 0.45131 | 0 | 0.71279 | 12.3149 | 0 | 0 | 0.31621 | 0.89375 | 0 | 1.3923 | 0 | 0 | 16.0813 | 0 | 0 | 0 | 0 | 0 | 0 | 0 | 0 | 0 | 0 | 0 | 0 | 0
12 | 14 | 12 | 5 | 1.7931 | 0 | 13.6089 | 0 | 0 | 0 | 0 | 1.173 | 0 | 0 | 3.841 | 0 | 20.416 | 0 | 0 | 0 | 0 | 0 | 0 | 0 | 0 | 0 | 0 | 0 | 0 | 0 | 0.45131 | 0 | 0.54519 | 12.1412 | 0 | 0 | 0.36871 | 0.89423 | 0 | 1.2955 | 0 | 0 | 15.6962 | 0 | 0 | 0 | 0 | 0 | 0 | 0 | 0 | 0 | 0 | 0 | 0 | 0
12 | 14 | 13 | 5 | 1.7931 | 0 | 8.6613 | 0 | 0 | 0 | 0 | 1.2159 | 0 | 0 | 3.9589 | 0 | 15.6292 | 0 | 0 | 0 | 0 | 0 | 0 | 0 | 0 | 0 | 0 | 0 | 0 | 0 | 0.45131 | 0 | 0.54519 | 12.4397 | 0 | 0 | 0.42121 | 0.8947 | 0 | 1.5027 | 0 | 0 | 16.2548 | 0 | 0 | 0 | 0 | 0 | 0 | 0 | 0 | 0 | 0 | 0 | 0 | 0
12 | 14 | 14 | 5 | 1.7931 | 0 | 13.6089 | 0 | 0 | 0 | 0 | 1.1595 | 0 | 0 | 4.2608 | 0 | 20.8223 | 0 | 0 | 0 | 0 | 0 | 0 | 0 | 0 | 0 | 0 | 0 | 0 | 0 | 0.45131 | 0 | 0.54519 | 11.7704 | 0 | 0 | 0.36871 | 0.8897 | 0 | 1.4589 | 0 | 0 | 15.4842 | 0 | 0 | 0 | 0 | 0 | 0 | 0 | 0 | 0 | 0 | 0 | 0 | 0
12 | 14 | 15 | 5 | 1.7931 | 0 | 13.6089 | 0 | 0 | 0 | 0 | 1.1239 | 0 | 0 | 3.841 | 0 | 20.3669 | 0 | 0 | 0 | 0 | 0 | 0 | 0 | 0 | 0 | 0 | 0 | 0 | 0 | 0.45131 | 0 | 0.54519 | 11.1495 | 0 | 0 | 0.36871 | 0.8829 | 0 | 1.4258 | 0 | 0 | 14.8234 | 0 | 0 | 0 | 0 | 0 | 0 | 0 | 0 | 0 | 0 | 0 | 0 | 0
12 | 14 | 16 | 5 | 1.7931 | 0 | 13.6089 | 0 | 0 | 0 | 0 | 1.1235 | 0 | 0 | 3.2982 | 0 | 19.8237 | 0 | 0 | 0 | 0 | 0 | 0 | 0 | 0 | 0 | 0 | 0 | 0 | 0 | 0.45131 | 0 | 0.54519 | 10.9832 | 0 | 0 | 0.31621 | 0.88338 | 0 | 1.4197 | 0 | 0 | 14.599 | 0 | 0 | 0 | 0 | 0 | 0 | 0 | 0 | 0 | 0 | 0 | 0 | 0
12 | 14 | 17 | 5 | 1.7931 | 0 | 13.6089 | 0 | 0 | 0 | 0 | 1.1254 | 0 | 0 | 3.2982 | 0 | 19.8256 | 0 | 0 | 0 | 0 | 0 | 0 | 0 | 0 | 0 | 0 | 0 | 0 | 0 | 0.45131 | 0 | 0.54519 | 11.0422 | 0 | 0 | 0.31621 | 0.88617 | 0 | 1.683 | 0 | 0 | 14.9241 | 0 | 0 | 0 | 0 | 0 | 0 | 0 | 0 | 0 | 0 | 0 | 0 | 0
12 | 14 | 18 | 5 | 1.7931 | 0 | 13.6089 | 0 | 0 | 0 | 0 | 1.0584 | 0 | 0 | 5.4692 | 0 | 21.9296 | 0 | 0 | 0 | 0 | 0 | 0 | 0 | 0 | 0 | 0 | 0 | 0 | 0 | 0.45131 | 0 | 0.54519 | 10.2285 | 0 | 0 | 0.52621 | 0.87714 | 0 | 1.9406 | 0 | 0 | 14.569 | 0 | 0 | 0 | 0 | 0 | 0 | 0 | 0 | 0 | 0 | 0 | 0 | 0
12 | 14 | 19 | 5 | 1.7931 | 0 | 9.8982 | 0 | 0 | 0 | 0 | 1.0692 | 0 | 0 | 5.4692 | 0 | 18.2298 | 0 | 0 | 0 | 0 | 0 | 0 | 0 | 0 | 0 | 0 | 0 | 0 | 0 | 0.45131 | 0 | 0.54519 | 9.9115 | 0 | 0 | 0.52621 | 0.87411 | 0 | 1.7157 | 0 | 0 | 14.0241 | 0 | 0 | 0 | 0 | 0 | 0 | 0 | 0 | 0 | 0 | 0 | 0 | 0
12 | 14 | 20 | 5 | 1.7931 | 0 | 2.4769 | 0 | 0 | 0 | 0 | 1.1126 | 0 | 0 | 3.9589 | 0 | 9.3415 | 0 | 0 | 0 | 0 | 0 | 0 | 0 | 0 | 0 | 0 | 0 | 0 | 0 | 0.45131 | 0 | 0.88038 | 8.8646 | 0 | 0 | 0.42121 | 0.85855 | 0 | 0 | 0 | 0 | 11.476 | 0 | 0 | 0 | 0 | 0 | 0 | 0 | 0 | 0 | 0 | 0 | 0 | 0
12 | 14 | 21 | 5 | 1.7931 | 0 | 2.4769 | 0 | 0 | 0 | 0 | 1.1498 | 0 | 0 | 4.2607 | 0 | 9.6805 | 0 | 0 | 0 | 0 | 0 | 0 | 0 | 0 | 0 | 0 | 0 | 0 | 0 | 0.45131 | 0 | 1.1038 | 9.2133 | 0 | 0 | 0.36871 | 0.86059 | 0 | 0 | 0 | 0 | 11.9978 | 0 | 0 | 0 | 0 | 0 | 0 | 0 | 0 | 0 | 0 | 0 | 0 | 0
12 | 14 | 22 | 5 | 1.7931 | 0 | 2.4769 | 0 | 0 | 0 | 0 | 1.1758 | 0 | 0 | 3.9589 | 0 | 9.4047 | 0 | 0 | 0 | 0 | 0 | 0 | 0 | 0 | 0 | 0 | 0 | 0 | 0 | 0.45131 | 0 | 1.2156 | 9.4503 | 0 | 0 | 0.47371 | 0.86304 | 0 | 0 | 0 | 0 | 12.454 | 0 | 0 | 0 | 0 | 0 | 0 | 0 | 0 | 0 | 0 | 0 | 0 | 0
12 | 14 | 23 | 5 | 1.7931 | 0 | 2.4769 | 0 | 0 | 0 | 0 | 1.2148 | 0 | 0 | 4.2543 | 0 | 9.7392 | 0 | 0 | 0 | 0 | 0 | 0 | 0 | 0 | 0 | 0 | 0 | 0 | 0 | 0.45131 | 0 | 1.1038 | 10.9534 | 0 | 0 | 0.31621 | 0.87569 | 0 | 2.0792 | 0 | 0 | 15.7796 | 0 | 0 | 0 | 0 | 0 | 0 | 0 | 0 | 0 | 0 | 0 | 0 | 0
12 | 14 | 24 | 5 | 1.7931 | 0 | 2.4769 | 0 | 0 | 0 | 0 | 0.79888 | 0 | 0 | 0.58441 | 0 | 5.6533 | 0 | 0 | 0 | 0 | 0 | 0 | 0 | 0 | 0 | 0 | 0 | 0 | 0 | 0.45131 | 0 | 0.88038 | 8.3085 | 0 | 0 | 0.053706 | 0.87379 | 0 | 1.5051 | 0 | 0 | 12.0729 | 0 | 0 | 0 | 0 | 0 | 0 | 0 | 0 | 0 | 0 | 0 | 0 | 0
12 | 15 | 1 | 6 | 1.7931 | 0 | 2.4769 | 0 | 0 | 0 | 0 | 0.8268 | 0 | 0 | 0.58441 | 0 | 5.6812 | 0 | 0 | 0 | 0 | 0 | 0 | 0 | 0 | 0 | 0 | 0 | 0 | 0 | 0.45131 | 0 | 0.54519 | 7.908 | 0 | 0 | 0.053706 | 0.86726 | 0 | 0 | 0 | 0 | 9.8255 | 0 | 0 | 0 | 0 | 0 | 0 | 0 | 0 | 0 | 0 | 0 | 0 | 0
12 | 15 | 2 | 6 | 1.7931 | 0 | 2.4769 | 0 | 0 | 0 | 0 | 0.92041 | 0 | 0 | 0.5844 | 0 | 5.7748 | 0 | 0 | 0 | 0 | 0 | 0 | 0 | 0 | 0 | 0 | 0 | 0 | 0 | 0.45131 | 0 | 0.32173 | 9.8918 | 0 | 0 | 0.053706 | 0.88719 | 0 | 1.3521 | 0 | 0 | 12.9579 | 0 | 0 | 0 | 0 | 0 | 0 | 0 | 0 | 0 | 0 | 0 | 0 | 0
12 | 15 | 3 | 6 | 1.7931 | 0 | 2.4769 | 0 | 0 | 0 | 0 | 1.0107 | 0 | 0 | 0.58445 | 0 | 5.8651 | 0 | 0 | 0 | 0 | 0 | 0 | 0 | 0 | 0 | 0 | 0 | 0 | 0 | 0.45131 | 0 | 0.32173 | 11.1989 | 0 | 0 | 0.053706 | 0.90232 | 0 | 1.342 | 0 | 0 | 14.2699 | 0 | 0 | 0 | 0 | 0 | 0 | 0 | 0 | 0 | 0 | 0 | 0 | 0
12 | 15 | 4 | 6 | 1.7931 | 0 | 2.4769 | 0 | 0 | 0 | 0 | 1.0422 | 0 | 0 | 0.58449 | 0 | 5.8967 | 0 | 0 | 0 | 0 | 0 | 0 | 0 | 0 | 0 | 0 | 0 | 0 | 0 | 0.45131 | 0 | 0.32173 | 11.6213 | 0 | 0 | 0.053706 | 0.90642 | 0 | 1.1649 | 0 | 0 | 14.5194 | 0 | 0 | 0 | 0 | 0 | 0 | 0 | 0 | 0 | 0 | 0 | 0 | 0
12 | 15 | 5 | 6 | 1.7931 | 0 | 2.4769 | 0 | 0 | 0 | 0 | 1.0293 | 0 | 0 | 0.5845 | 0 | 5.8838 | 0 | 0 | 0 | 0 | 0 | 0 | 0 | 0 | 0 | 0 | 0 | 0 | 0 | 0.45131 | 0 | 0.32173 | 11.5046 | 0 | 0 | 0.053706 | 0.90173 | 0 | 1.2938 | 0 | 0 | 14.5269 | 0 | 0 | 0 | 0 | 0 | 0 | 0 | 0 | 0 | 0 | 0 | 0 | 0
12 | 15 | 6 | 6 | 1.7931 | 0 | 2.4769 | 0 | 0 | 0 | 0 | 1.0605 | 0 | 0 | 0.58449 | 0 | 5.915 | 0 | 0 | 0 | 0 | 0 | 0 | 0 | 0 | 0 | 0 | 0 | 0 | 0 | 0.45131 | 0 | 0.32173 | 11.8823 | 0 | 0 | 0.053706 | 0.90792 | 0 | 1.3402 | 0 | 0 | 14.9572 | 0 | 0 | 0 | 0 | 0 | 0 | 0 | 0 | 0 | 0 | 0 | 0 | 0
12 | 15 | 7 | 6 | 1.7931 | 0 | 2.4769 | 0 | 0 | 0 | 0 | 1.0698 | 0 | 0 | 3.2983 | 0 | 8.6381 | 0 | 0 | 0 | 0 | 0 | 0 | 0 | 0 | 0 | 0 | 0 | 0 | 0 | 0.45131 | 0 | 0.54519 | 11.8731 | 0 | 0 | 0.31621 | 0.90411 | 0 | 0.97207 | 0 | 0 | 15.062 | 0 | 0 | 0 | 0 | 0 | 0 | 0 | 0 | 0 | 0 | 0 | 0 | 0
12 | 15 | 8 | 6 | 1.7931 | 0 | 2.4769 | 0 | 0 | 0 | 0 | 1.374 | 0 | 0 | 5.4693 | 0 | 11.1133 | 0 | 0 | 0 | 0 | 0 | 0 | 0 | 0 | 0 | 0 | 0 | 0 | 0 | 0.45131 | 0 | 0.71279 | 14.2995 | 0 | 0 | 0.52621 | 0.9106 | 0 | 1.0023 | 0 | 0 | 17.9027 | 0 | 0 | 0 | 0 | 0 | 0 | 0 | 0 | 0 | 0 | 0 | 0 | 0
12 | 15 | 9 | 6 | 1.7931 | 0 | 13.6089 | 0 | 0 | 0 | 0 | 1.2583 | 0 | 0 | 3.9589 | 0 | 20.6192 | 0 | 0 | 0 | 0 | 0 | 0 | 0 | 0 | 0 | 0 | 0 | 0 | 0 | 0.45131 | 0 | 0.71279 | 12.8201 | 0 | 0 | 0.42121 | 0.90519 | 0 | 0.72859 | 0 | 0 | 16.0392 | 0 | 0 | 0 | 0 | 0 | 0 | 0 | 0 | 0 | 0 | 0 | 0 | 0
12 | 15 | 10 | 6 | 1.7931 | 0 | 13.6089 | 0 | 0 | 0 | 0 | 1.1348 | 0 | 0 | 3.7182 | 0 | 20.255 | 0 | 0 | 0 | 0 | 0 | 0 | 0 | 0 | 0 | 0 | 0 | 0 | 0 | 0.45131 | 0 | 0.71279 | 11.2235 | 0 | 0 | 0.31621 | 0.89035 | 0 | 0.59992 | 0 | 0 | 14.1941 | 0 | 0 | 0 | 0 | 0 | 0 | 0 | 0 | 0 | 0 | 0 | 0 | 0
12 | 15 | 11 | 6 | 1.7931 | 0 | 13.6089 | 0 | 0 | 0 | 0 | 1.0672 | 0 | 0 | 3.2983 | 0 | 19.7674 | 0 | 0 | 0 | 0 | 0 | 0 | 0 | 0 | 0 | 0 | 0 | 0 | 0 | 0.45131 | 0 | 0.71279 | 10.3648 | 0 | 0 | 0.31621 | 0.88957 | 0 | 0.4345 | 0 | 0 | 13.1691 | 0 | 0 | 0 | 0 | 0 | 0 | 0 | 0 | 0 | 0 | 0 | 0 | 0
12 | 15 | 12 | 6 | 1.7931 | 0 | 13.6089 | 0 | 0 | 0 | 0 | 0.99158 | 0 | 0 | 3.841 | 0 | 20.2346 | 0 | 0 | 0 | 0 | 0 | 0 | 0 | 0 | 0 | 0 | 0 | 0 | 0 | 0.45131 | 0 | 0.54519 | 9.7697 | 0 | 0 | 0.36871 | 0.89201 | 0 | 0.49344 | 0 | 0 | 12.5204 | 0 | 0 | 0 | 0 | 0 | 0 | 0 | 0 | 0 | 0 | 0 | 0 | 0
12 | 15 | 13 | 6 | 1.7931 | 0 | 8.6613 | 0 | 0 | 0 | 0 | 0.97927 | 0 | 0 | 3.9589 | 0 | 15.3927 | 0 | 0 | 0 | 0 | 0 | 0 | 0 | 0 | 0 | 0 | 0 | 0 | 0 | 0.45131 | 0 | 0.54519 | 9.6913 | 0 | 0 | 0.42121 | 0.89887 | 0 | 0.42594 | 0 | 0 | 12.4338 | 0 | 0 | 0 | 0 | 0 | 0 | 0 | 0 | 0 | 0 | 0 | 0 | 0
12 | 15 | 14 | 6 | 1.7931 | 0 | 13.6089 | 0 | 0 | 0 | 0 | 0.83917 | 0 | 0 | 4.261 | 0 | 20.5021 | 0 | 0 | 0 | 0 | 0 | 0 | 0 | 0 | 0 | 0 | 0 | 0 | 0 | 0.45131 | 0 | 0.54519 | 8.6403 | 0 | 0 | 0.36871 | 0.88976 | 0 | 0.24845 | 0 | 0 | 11.1437 | 0 | 0 | 0 | 0 | 0 | 0 | 0 | 0 | 0 | 0 | 0 | 0 | 0
12 | 15 | 15 | 6 | 1.7931 | 0 | 13.6089 | 0 | 0 | 0 | 0 | 0.85492 | 0 | 0 | 3.8411 | 0 | 20.098 | 0 | 0 | 0 | 0 | 0 | 0 | 0 | 0 | 0 | 0 | 0 | 0 | 0 | 0.45131 | 0 | 0.54519 | 8.4839 | 0 | 0 | 0.36871 | 0.88376 | 0 | 0.19483 | 0 | 0 | 10.9277 | 0 | 0 | 0 | 0 | 0 | 0 | 0 | 0 | 0 | 0 | 0 | 0 | 0
12 | 15 | 16 | 6 | 1.7931 | 0 | 13.6089 | 0 | 0 | 0 | 0 | 0.89285 | 0 | 0 | 3.2983 | 0 | 19.5931 | 0 | 0 | 0 | 0 | 0 | 0 | 0 | 0 | 0 | 0 | 0 | 0 | 0 | 0.45131 | 0 | 0.54519 | 8.8793 | 0 | 0 | 0.31621 | 0.8896 | 0 | 0.26473 | 0 | 0 | 11.3464 | 0 | 0 | 0 | 0 | 0 | 0 | 0 | 0 | 0 | 0 | 0 | 0 | 0
12 | 15 | 17 | 6 | 1.7931 | 0 | 13.6089 | 0 | 0 | 0 | 0 | 0.895 | 0 | 0 | 3.2983 | 0 | 19.5953 | 0 | 0 | 0 | 0 | 0 | 0 | 0 | 0 | 0 | 0 | 0 | 0 | 0 | 0.45131 | 0 | 0.54519 | 8.7268 | 0 | 0 | 0.31621 | 0.87648 | 0 | 0.20684 | 0 | 0 | 11.1228 | 0 | 0 | 0 | 0 | 0 | 0 | 0 | 0 | 0 | 0 | 0 | 0 | 0
12 | 15 | 18 | 6 | 1.7931 | 0 | 13.6089 | 0 | 0 | 0 | 0 | 0.9553 | 0 | 0 | 5.4692 | 0 | 21.8266 | 0 | 0 | 0 | 0 | 0 | 0 | 0 | 0 | 0 | 0 | 0 | 0 | 0 | 0.45131 | 0 | 0.54519 | 9.2882 | 0 | 0 | 0.52621 | 0.8818 | 0 | 0.27702 | 0 | 0 | 11.9697 | 0 | 0 | 0 | 0 | 0 | 0 | 0 | 0 | 0 | 0 | 0 | 0 | 0
12 | 15 | 19 | 6 | 1.7931 | 0 | 9.8982 | 0 | 0 | 0 | 0 | 1.0322 | 0 | 0 | 5.4693 | 0 | 18.1928 | 0 | 0 | 0 | 0 | 0 | 0 | 0 | 0 | 0 | 0 | 0 | 0 | 0 | 0.45131 | 0 | 0.54519 | 9.8908 | 0 | 0 | 0.52621 | 0.88382 | 0 | 0.29688 | 0 | 0 | 12.5942 | 0 | 0 | 0 | 0 | 0 | 0 | 0 | 0 | 0 | 0 | 0 | 0 | 0
12 | 15 | 20 | 6 | 1.7931 | 0 | 2.4769 | 0 | 0 | 0 | 0 | 1.1211 | 0 | 0 | 3.9589 | 0 | 9.35 | 0 | 0 | 0 | 0 | 0 | 0 | 0 | 0 | 0 | 0 | 0 | 0 | 0 | 0.45131 | 0 | 0.88038 | 10.6263 | 0 | 0 | 0.42121 | 0.87757 | 0 | 0.3147 | 0 | 0 | 13.5715 | 0 | 0 | 0 | 0 | 0 | 0 | 0 | 0 | 0 | 0 | 0 | 0 | 0
12 | 15 | 21 | 6 | 1.7931 | 0 | 2.4769 | 0 | 0 | 0 | 0 | 1.1451 | 0 | 0 | 4.2608 | 0 | 9.6759 | 0 | 0 | 0 | 0 | 0 | 0 | 0 | 0 | 0 | 0 | 0 | 0 | 0 | 0.45131 | 0 | 1.1038 | 10.8586 | 0 | 0 | 0.36871 | 0.8748 | 0 | 0.40369 | 0 | 0 | 14.061 | 0 | 0 | 0 | 0 | 0 | 0 | 0 | 0 | 0 | 0 | 0 | 0 | 0
12 | 15 | 22 | 6 | 1.7931 | 0 | 2.4769 | 0 | 0 | 0 | 0 | 1.1607 | 0 | 0 | 3.9589 | 0 | 9.3896 | 0 | 0 | 0 | 0 | 0 | 0 | 0 | 0 | 0 | 0 | 0 | 0 | 0 | 0.45131 | 0 | 1.2156 | 10.9867 | 0 | 0 | 0.47371 | 0.87392 | 0 | 0.32592 | 0 | 0 | 14.3271 | 0 | 0 | 0 | 0 | 0 | 0 | 0 | 0 | 0 | 0 | 0 | 0 | 0
12 | 15 | 23 | 6 | 1.7931 | 0 | 2.4769 | 0 | 0 | 0 | 0 | 1.1575 | 0 | 0 | 4.2544 | 0 | 9.6819 | 0 | 0 | 0 | 0 | 0 | 0 | 0 | 0 | 0 | 0 | 0 | 0 | 0 | 0.45131 | 0 | 1.1038 | 11.0979 | 0 | 0 | 0.31621 | 0.87416 | 0 | 0.47895 | 0 | 0 | 14.3224 | 0 | 0 | 0 | 0 | 0 | 0 | 0 | 0 | 0 | 0 | 0 | 0 | 0
12 | 15 | 24 | 6 | 1.7931 | 0 | 2.4769 | 0 | 0 | 0 | 0 | 0.68704 | 0 | 0 | 0.5844 | 0 | 5.5415 | 0 | 0 | 0 | 0 | 0 | 0 | 0 | 0 | 0 | 0 | 0 | 0 | 0 | 0.45131 | 0 | 0.88038 | 7.8332 | 0 | 0 | 0.053706 | 0.86772 | 0 | 0.26273 | 0 | 0 | 10.349 | 0 | 0 | 0 | 0 | 0 | 0 | 0 | 0 | 0 | 0 | 0 | 0 | 0
12 | 16 | 1 | 7 | 1.7931 | 0 | 2.4769 | 0 | 0 | 0 | 0 | 0.81113 | 0 | 0 | 0.58438 | 0 | 5.6655 | 0 | 0 | 0 | 0 | 0 | 0 | 0 | 0 | 0 | 0 | 0 | 0 | 0 | 0.45131 | 0 | 0.54519 | 9.1011 | 0 | 0 | 0.053706 | 0.87815 | 0 | 0.18304 | 0 | 0 | 11.2125 | 0 | 0 | 0 | 0 | 0 | 0 | 0 | 0 | 0 | 0 | 0 | 0 | 0
12 | 16 | 2 | 7 | 1.7931 | 0 | 2.4769 | 0 | 0 | 0 | 0 | 0.8527 | 0 | 0 | 0.58441 | 0 | 5.7071 | 0 | 0 | 0 | 0 | 0 | 0 | 0 | 0 | 0 | 0 | 0 | 0 | 0 | 0.45131 | 0 | 0.32173 | 9.6652 | 0 | 0 | 0.053706 | 0.88461 | 0 | 0.38815 | 0 | 0 | 11.7647 | 0 | 0 | 0 | 0 | 0 | 0 | 0 | 0 | 0 | 0 | 0 | 0 | 0
12 | 16 | 3 | 7 | 1.7931 | 0 | 2.4769 | 0 | 0 | 0 | 0 | 0.86643 | 0 | 0 | 0.58443 | 0 | 5.7209 | 0 | 0 | 0 | 0 | 0 | 0 | 0 | 0 | 0 | 0 | 0 | 0 | 0 | 0.45131 | 0 | 0.32173 | 9.8073 | 0 | 0 | 0.053706 | 0.88366 | 0 | 0.46216 | 0 | 0 | 11.9799 | 0 | 0 | 0 | 0 | 0 | 0 | 0 | 0 | 0 | 0 | 0 | 0 | 0
12 | 16 | 4 | 7 | 1.7931 | 0 | 2.4769 | 0 | 0 | 0 | 0 | 0.90184 | 0 | 0 | 0.58443 | 0 | 5.7563 | 0 | 0 | 0 | 0 | 0 | 0 | 0 | 0 | 0 | 0 | 0 | 0 | 0 | 0.45131 | 0 | 0.32173 | 10.1515 | 0 | 0 | 0.053706 | 0.88828 | 0 | 0.47945 | 0 | 0 | 12.346 | 0 | 0 | 0 | 0 | 0 | 0 | 0 | 0 | 0 | 0 | 0 | 0 | 0
12 | 16 | 5 | 7 | 1.7931 | 0 | 2.4769 | 0 | 0 | 0 | 0 | 0.93671 | 0 | 0 | 0.58444 | 0 | 5.7912 | 0 | 0 | 0 | 0 | 0 | 0 | 0 | 0 | 0 | 0 | 0 | 0 | 0 | 0.45131 | 0 | 0.32173 | 10.5308 | 0 | 0 | 0.053706 | 0.89281 | 0 | 0.57071 | 0 | 0 | 12.8211 | 0 | 0 | 0 | 0 | 0 | 0 | 0 | 0 | 0 | 0 | 0 | 0 | 0
12 | 16 | 6 | 7 | 1.7931 | 0 | 2.4769 | 0 | 0 | 0 | 0 | 0.86202 | 0 | 0 | 0.58446 | 0 | 5.7165 | 0 | 0 | 0 | 0 | 0 | 0 | 0 | 0 | 0 | 0 | 0 | 0 | 0 | 0.45131 | 0 | 0.32173 | 9.6781 | 0 | 0 | 0.053706 | 0.87634 | 0 | 0.46979 | 0 | 0 | 11.851 | 0 | 0 | 0 | 0 | 0 | 0 | 0 | 0 | 0 | 0 | 0 | 0 | 0
12 | 16 | 7 | 7 | 1.7931 | 0 | 2.4769 | 0 | 0 | 0 | 0 | 0.88488 | 0 | 0 | 3.2982 | 0 | 8.4531 | 0 | 0 | 0 | 0 | 0 | 0 | 0 | 0 | 0 | 0 | 0 | 0 | 0 | 0.45131 | 0 | 0.54519 | 9.8495 | 0 | 0 | 0.31621 | 0.87632 | 0 | 0.55578 | 0 | 0 | 12.5943 | 0 | 0 | 0 | 0 | 0 | 0 | 0 | 0 | 0 | 0 | 0 | 0 | 0
12 | 16 | 8 | 7 | 1.7931 | 0 | 2.4769 | 0 | 0 | 0 | 0 | 1.2196 | 0 | 0 | 5.4692 | 0 | 10.9588 | 0 | 0 | 0 | 0 | 0 | 0 | 0 | 0 | 0 | 0 | 0 | 0 | 0 | 0.45131 | 0 | 0.71279 | 12.2824 | 0 | 0 | 0.52621 | 0.87229 | 0 | 0.72603 | 0 | 0 | 15.571 | 0 | 0 | 0 | 0 | 0 | 0 | 0 | 0 | 0 | 0 | 0 | 0 | 0
12 | 16 | 9 | 7 | 1.7931 | 0 | 13.6089 | 0 | 0 | 0 | 0 | 1.0348 | 0 | 0 | 3.9589 | 0 | 20.3956 | 0 | 0 | 0 | 0 | 0 | 0 | 0 | 0 | 0 | 0 | 0 | 0 | 0 | 0.45131 | 0 | 0.71279 | 10.0815 | 0 | 0 | 0.42121 | 0.86057 | 0 | 0.61005 | 0 | 0 | 13.1374 | 0 | 0 | 0 | 0 | 0 | 0 | 0 | 0 | 0 | 0 | 0 | 0 | 0
12 | 16 | 10 | 7 | 1.7931 | 0 | 13.6089 | 0 | 0 | 0 | 0 | 0.87231 | 0 | 0 | 3.718 | 0 | 19.9923 | 0 | 0 | 0 | 0 | 0 | 0 | 0 | 0 | 0 | 0 | 0 | 0 | 0 | 0.45131 | 0 | 0.71279 | 8.3663 | 0 | 0 | 0.31621 | 0.8502 | 0 | 0.44805 | 0 | 0 | 11.1449 | 0 | 0 | 0 | 0 | 0 | 0 | 0 | 0 | 0 | 0 | 0 | 0 | 0
12 | 16 | 11 | 7 | 1.7931 | 0 | 13.6089 | 0 | 0 | 0 | 0 | 0.67086 | 0 | 0 | 3.2981 | 0 | 19.371 | 0 | 0 | 0 | 0 | 0 | 0 | 0 | 0 | 0 | 0 | 0 | 0 | 0 | 0.45131 | 0 | 0.71279 | 6.1938 | 0 | 0 | 0.31621 | 0.83469 | 0 | 0 | 0 | 0 | 8.5088 | 0 | 0 | 0 | 0 | 0 | 0 | 0 | 0 | 0 | 0 | 0 | 0 | 0
12 | 16 | 12 | 7 | 1.7931 | 0 | 13.6089 | 0 | 0 | 0 | 0 | 0.5337 | 0 | 0 | 3.8409 | 0 | 19.7766 | 0 | 0 | 0 | 0 | 0 | 0 | 0 | 0 | 0 | 0 | 0 | 0 | 0 | 0.45131 | 0 | 0.54519 | 5.2583 | 0 | 0 | 0.36871 | 0.83587 | 0 | 0 | 0 | 0 | 7.4593 | 0 | 0 | 0 | 0 | 0 | 0 | 0 | 0 | 0 | 0 | 0 | 0 | 0
12 | 16 | 13 | 7 | 1.7931 | 0 | 8.6613 | 0 | 0 | 0 | 0 | 0.51592 | 0 | 0 | 3.9588 | 0 | 14.9292 | 0 | 0 | 0 | 0 | 0 | 0 | 0 | 0 | 0 | 0 | 0 | 0 | 0 | 0.45131 | 0 | 0.54519 | 4.8645 | 0 | 0 | 0.42121 | 0.83857 | 0 | 0 | 0 | 0 | 7.1208 | 0 | 0 | 0 | 0 | 0 | 0 | 0 | 0 | 0 | 0 | 0 | 0 | 0
12 | 16 | 14 | 7 | 1.7931 | 0 | 13.6089 | 0 | 0 | 0 | 0 | 0.37144 | 0 | 0 | 4.2607 | 0 | 20.0341 | 0 | 0 | 0 | 0 | 0 | 0 | 0 | 0 | 0 | 0 | 0 | 0 | 0 | 0.45131 | 0 | 0.54519 | 4.0078 | 0 | 0 | 0.36871 | 0.83019 | 0 | 0 | 0 | 0 | 6.2031 | 0 | 0 | 0 | 0 | 0 | 0 | 0 | 0 | 0 | 0 | 0 | 0 | 0
12 | 16 | 15 | 7 | 1.7931 | 0 | 13.6089 | 0 | 0 | 0 | 0 | 0.3852 | 0 | 0 | 3.8409 | 0 | 19.6281 | 0 | 0 | 0 | 0 | 0 | 0 | 0 | 0 | 0 | 0 | 0 | 0 | 0 | 0.45131 | 0 | 0.54519 | 4.2679 | 0 | 0 | 0.36871 | 0.84564 | 0 | 0 | 0 | 0 | 6.4787 | 0 | 0 | 0 | 0 | 0 | 0 | 0 | 0 | 0 | 0 | 0 | 0 | 0
12 | 16 | 16 | 7 | 1.7931 | 0 | 13.6089 | 0 | 0 | 0 | 0 | 0.50528 | 0 | 0 | 3.2982 | 0 | 19.2054 | 0 | 0 | 0 | 0 | 0 | 0 | 0 | 0 | 0 | 0 | 0 | 0 | 0 | 0.45131 | 0 | 0.54519 | 5.3152 | 0 | 0 | 0.31621 | 0.85043 | 0 | 0 | 0 | 0 | 7.4784 | 0 | 0 | 0 | 0 | 0 | 0 | 0 | 0 | 0 | 0 | 0 | 0 | 0
12 | 16 | 17 | 7 | 1.7931 | 0 | 13.6089 | 0 | 0 | 0 | 0 | 0.64541 | 0 | 0 | 3.2982 | 0 | 19.3456 | 0 | 0 | 0 | 0 | 0 | 0 | 0 | 0 | 0 | 0 | 0 | 0 | 0 | 0.45131 | 0 | 0.54519 | 6.0404 | 0 | 0 | 0.31621 | 0.85282 | 0 | 0 | 0 | 0 | 8.2059 | 0 | 0 | 0 | 0 | 0 | 0 | 0 | 0 | 0 | 0 | 0 | 0 | 0
12 | 16 | 18 | 7 | 1.7931 | 0 | 13.6089 | 0 | 0 | 0 | 0 | 0.67377 | 0 | 0 | 5.4692 | 0 | 21.545 | 0 | 0 | 0 | 0 | 0 | 0 | 0 | 0 | 0 | 0 | 0 | 0 | 0 | 0.45131 | 0 | 0.54519 | 6.1047 | 0 | 0 | 0.52621 | 0.84981 | 0 | 0 | 0 | 0 | 8.4772 | 0 | 0 | 0 | 0 | 0 | 0 | 0 | 0 | 0 | 0 | 0 | 0 | 0
12 | 16 | 19 | 7 | 1.7931 | 0 | 9.8982 | 0 | 0 | 0 | 0 | 0.77994 | 0 | 0 | 5.4692 | 0 | 17.9405 | 0 | 0 | 0 | 0 | 0 | 0 | 0 | 0 | 0 | 0 | 0 | 0 | 0 | 0.45131 | 0 | 0.54519 | 6.6961 | 0 | 0 | 0.52621 | 0.855 | 0 | 0 | 0 | 0 | 9.0738 | 0 | 0 | 0 | 0 | 0 | 0 | 0 | 0 | 0 | 0 | 0 | 0 | 0
12 | 16 | 20 | 7 | 1.7931 | 0 | 2.4769 | 0 | 0 | 0 | 0 | 0.89958 | 0 | 0 | 3.9589 | 0 | 9.1285 | 0 | 0 | 0 | 0 | 0 | 0 | 0 | 0 | 0 | 0 | 0 | 0 | 0 | 0.45131 | 0 | 0.88038 | 7.1761 | 0 | 0 | 0.42121 | 0.84811 | 0 | 0 | 0 | 0 | 9.7771 | 0 | 0 | 0 | 0 | 0 | 0 | 0 | 0 | 0 | 0 | 0 | 0 | 0
12 | 16 | 21 | 7 | 1.7931 | 0 | 2.4769 | 0 | 0 | 0 | 0 | 0.894 | 0 | 0 | 4.2607 | 0 | 9.4247 | 0 | 0 | 0 | 0 | 0 | 0 | 0 | 0 | 0 | 0 | 0 | 0 | 0 | 0.45131 | 0 | 1.1038 | 7.1183 | 0 | 0 | 0.36871 | 0.83863 | 0 | 0 | 0 | 0 | 9.8808 | 0 | 0 | 0 | 0 | 0 | 0 | 0 | 0 | 0 | 0 | 0 | 0 | 0
12 | 16 | 22 | 7 | 1.7931 | 0 | 2.4769 | 0 | 0 | 0 | 0 | 0.93107 | 0 | 0 | 3.9588 | 0 | 9.1599 | 0 | 0 | 0 | 0 | 0 | 0 | 0 | 0 | 0 | 0 | 0 | 0 | 0 | 0.45131 | 0 | 1.2156 | 7.312 | 0 | 0 | 0.47371 | 0.84004 | 0 | 0 | 0 | 0 | 10.2926 | 0 | 0 | 0 | 0 | 0 | 0 | 0 | 0 | 0 | 0 | 0 | 0 | 0
12 | 16 | 23 | 7 | 1.7931 | 0 | 2.4769 | 0 | 0 | 0 | 0 | 0.9275 | 0 | 0 | 4.2543 | 0 | 9.4518 | 0 | 0 | 0 | 0 | 0 | 0 | 0 | 0 | 0 | 0 | 0 | 0 | 0 | 0.45131 | 0 | 1.1038 | 7.2078 | 0 | 0 | 0.31621 | 0.84018 | 0 | 0 | 0 | 0 | 9.9193 | 0 | 0 | 0 | 0 | 0 | 0 | 0 | 0 | 0 | 0 | 0 | 0 | 0
12 | 16 | 24 | 7 | 1.7931 | 0 | 2.4769 | 0 | 0 | 0 | 0 | 0.44163 | 0 | 0 | 0.58432 | 0 | 5.296 | 0 | 0 | 0 | 0 | 0 | 0 | 0 | 0 | 0 | 0 | 0 | 0 | 0 | 0.45131 | 0 | 0.88038 | 4.8863 | 0 | 0 | 0.053706 | 0.84016 | 0 | 0 | 0 | 0 | 7.1118 | 0 | 0 | 0 | 0 | 0 | 0 | 0 | 0 | 0 | 0 | 0 | 0 | 0
12 | 17 | 1 | 1 | 1.7931 | 0 | 2.4769 | 0 | 0 | 0 | 0 | 0.5551 | 0 | 0 | 0.58433 | 0 | 5.4094 | 0 | 0 | 0 | 0 | 0 | 0 | 0 | 0 | 0 | 0 | 0 | 0 | 0 | 0.45131 | 0 | 0.54519 | 5.7601 | 0 | 0 | 0.053706 | 0.84564 | 0 | 0 | 0 | 0 | 7.656 | 0 | 0 | 0 | 0 | 0 | 0 | 0 | 0 | 0 | 0 | 0 | 0 | 0
12 | 17 | 2 | 1 | 1.7931 | 0 | 2.4769 | 0 | 0 | 0 | 0 | 0.5923 | 0 | 0 | 0.58435 | 0 | 5.4467 | 0 | 0 | 0 | 0 | 0 | 0 | 0 | 0 | 0 | 0 | 0 | 0 | 0 | 0.45131 | 0 | 0.32173 | 6.0427 | 0 | 0 | 0.053706 | 0.84964 | 0 | 0 | 0 | 0 | 7.7191 | 0 | 0 | 0 | 0 | 0 | 0 | 0 | 0 | 0 | 0 | 0 | 0 | 0
12 | 17 | 3 | 1 | 1.7931 | 0 | 2.4769 | 0 | 0 | 0 | 0 | 0.57389 | 0 | 0 | 0.58436 | 0 | 5.4283 | 0 | 0 | 0 | 0 | 0 | 0 | 0 | 0 | 0 | 0 | 0 | 0 | 0 | 0.45131 | 0 | 0.32173 | 5.9097 | 0 | 0 | 0.053706 | 0.84281 | 0 | 0 | 0 | 0 | 7.5793 | 0 | 0 | 0 | 0 | 0 | 0 | 0 | 0 | 0 | 0 | 0 | 0 | 0
12 | 17 | 4 | 1 | 1.7931 | 0 | 2.4769 | 0 | 0 | 0 | 0 | 0.57391 | 0 | 0 | 0.58434 | 0 | 5.4283 | 0 | 0 | 0 | 0 | 0 | 0 | 0 | 0 | 0 | 0 | 0 | 0 | 0 | 0.45131 | 0 | 0.32173 | 5.7596 | 0 | 0 | 0.053706 | 0.84129 | 0 | 0 | 0 | 0 | 7.4276 | 0 | 0 | 0 | 0 | 0 | 0 | 0 | 0 | 0 | 0 | 0 | 0 | 0
12 | 17 | 5 | 1 | 1.7931 | 0 | 2.4769 | 0 | 0 | 0 | 0 | 0.57802 | 0 | 0 | 0.58434 | 0 | 5.4324 | 0 | 0 | 0 | 0 | 0 | 0 | 0 | 0 | 0 | 0 | 0 | 0 | 0 | 0.45131 | 0 | 0.32173 | 5.7718 | 0 | 0 | 0.053706 | 0.84037 | 0 | 0 | 0 | 0 | 7.4389 | 0 | 0 | 0 | 0 | 0 | 0 | 0 | 0 | 0 | 0 | 0 | 0 | 0
12 | 17 | 6 | 1 | 1.7931 | 0 | 2.4769 | 0 | 0 | 0 | 0 | 0.60091 | 0 | 0 | 0.58434 | 0 | 5.4553 | 0 | 0 | 0 | 0 | 0 | 0 | 0 | 0 | 0 | 0 | 0 | 0 | 0 | 0.45131 | 0 | 0.32173 | 5.5235 | 0 | 0 | 0.053706 | 0.84296 | 0 | 0 | 0 | 0 | 7.1932 | 0 | 0 | 0 | 0 | 0 | 0 | 0 | 0 | 0 | 0 | 0 | 0 | 0
12 | 17 | 7 | 1 | 1.7931 | 0 | 2.4769 | 0 | 0 | 0 | 0 | 0.61284 | 0 | 0 | 3.2981 | 0 | 8.181 | 0 | 0 | 0 | 0 | 0 | 0 | 0 | 0 | 0 | 0 | 0 | 0 | 0 | 0.45131 | 0 | 0.54519 | 5.6409 | 0 | 0 | 0.31621 | 0.83706 | 0 | 0 | 0 | 0 | 7.7906 | 0 | 0 | 0 | 0 | 0 | 0 | 0 | 0 | 0 | 0 | 0 | 0 | 0
12 | 17 | 8 | 1 | 1.7931 | 0 | 2.4769 | 0 | 0 | 0 | 0 | 1.0487 | 0 | 0 | 5.4691 | 0 | 10.7878 | 0 | 0 | 0 | 0 | 0 | 0 | 0 | 0 | 0 | 0 | 0 | 0 | 0 | 0.45131 | 0 | 0.71279 | 7.3962 | 0 | 0 | 0.52621 | 0.83234 | 0 | 0 | 0 | 0 | 9.9188 | 0 | 0 | 0 | 0 | 0 | 0 | 0 | 0 | 0 | 0 | 0 | 0 | 0
12 | 17 | 9 | 1 | 1.7931 | 0 | 13.6089 | 0 | 0 | 0 | 0 | 0.84372 | 0 | 0 | 3.9588 | 0 | 20.2046 | 0 | 0 | 0 | 0 | 0 | 0 | 0 | 0 | 0 | 0 | 0 | 0 | 0 | 0.45131 | 0 | 0.71279 | 5.9409 | 0 | 0 | 0.42121 | 0.83291 | 0 | 0 | 0 | 0 | 8.3592 | 0 | 0 | 0 | 0 | 0 | 0 | 0 | 0 | 0 | 0 | 0 | 0 | 0
12 | 17 | 10 | 1 | 1.7931 | 0 | 13.6089 | 0 | 0 | 0 | 0 | 0.74898 | 0 | 0 | 3.7179 | 0 | 19.8689 | 0 | 0 | 0 | 0 | 0 | 0 | 0 | 0 | 0 | 0 | 0 | 0 | 0 | 0.45131 | 0 | 0.71279 | 4.9553 | 0 | 0 | 0.31621 | 0.82873 | 0 | 0 | 0 | 0 | 7.2643 | 0 | 0 | 0 | 0 | 0 | 0 | 0 | 0 | 0 | 0 | 0 | 0 | 0
12 | 17 | 11 | 1 | 1.7931 | 0 | 13.6089 | 0 | 0 | 0 | 0 | 0.73231 | 0 | 0 | 3.2981 | 0 | 19.4324 | 0 | 0 | 0 | 0 | 0 | 0 | 0 | 0 | 0 | 0 | 0 | 0 | 0 | 0.45131 | 0 | 0.71279 | 4.7264 | 0 | 0 | 0.31621 | 0.83064 | 0 | 0 | 0 | 0 | 7.0373 | 0 | 0 | 0 | 0 | 0 | 0 | 0 | 0 | 0 | 0 | 0 | 0 | 0
12 | 17 | 12 | 1 | 1.7931 | 0 | 13.6089 | 0 | 0 | 0 | 0 | 0.68861 | 0 | 0 | 3.8409 | 0 | 19.9315 | 0 | 0 | 0 | 0 | 0 | 0 | 0 | 0 | 0 | 0 | 0 | 0 | 0 | 0.45131 | 0 | 0.54519 | 4.6816 | 0 | 0 | 0.36871 | 0.83101 | 0 | 0 | 0 | 0 | 6.8778 | 0 | 0 | 0 | 0 | 0 | 0 | 0 | 0 | 0 | 0 | 0 | 0 | 0
12 | 17 | 13 | 1 | 1.7931 | 0 | 8.6613 | 0 | 0 | 0 | 0 | 0.7385 | 0 | 0 | 3.9588 | 0 | 15.1518 | 0 | 0 | 0 | 0 | 0 | 0 | 0 | 0 | 0 | 0 | 0 | 0 | 0 | 0.45131 | 0 | 0.54519 | 4.9951 | 0 | 0 | 0.42121 | 0.83041 | 0 | 0 | 0 | 0 | 7.2432 | 0 | 0 | 0 | 0 | 0 | 0 | 0 | 0 | 0 | 0 | 0 | 0 | 0
12 | 17 | 14 | 1 | 1.7931 | 0 | 13.6089 | 0 | 0 | 0 | 0 | 0.62702 | 0 | 0 | 4.2607 | 0 | 20.2897 | 0 | 0 | 0 | 0 | 0 | 0 | 0 | 0 | 0 | 0 | 0 | 0 | 0 | 0.45131 | 0 | 0.54519 | 4.3795 | 0 | 0 | 0.36871 | 0.82499 | 0 | 0 | 0 | 0 | 6.5697 | 0 | 0 | 0 | 0 | 0 | 0 | 0 | 0 | 0 | 0 | 0 | 0 | 0
12 | 17 | 15 | 1 | 1.7931 | 0 | 13.6089 | 0 | 0 | 0 | 0 | 0.65267 | 0 | 0 | 3.8409 | 0 | 19.8955 | 0 | 0 | 0 | 0 | 0 | 0 | 0 | 0 | 0 | 0 | 0 | 0 | 0 | 0.45131 | 0 | 0.54519 | 4.8362 | 0 | 0 | 0.36871 | 0.82967 | 0 | 0 | 0 | 0 | 7.0311 | 0 | 0 | 0 | 0 | 0 | 0 | 0 | 0 | 0 | 0 | 0 | 0 | 0
12 | 17 | 16 | 1 | 1.7931 | 0 | 13.6089 | 0 | 0 | 0 | 0 | 0.75761 | 0 | 0 | 3.2981 | 0 | 19.4577 | 0 | 0 | 0 | 0 | 0 | 0 | 0 | 0 | 0 | 0 | 0 | 0 | 0 | 0.45131 | 0 | 0.54519 | 6.0031 | 0 | 0 | 0.31621 | 0.84381 | 0 | 0 | 0 | 0 | 8.1596 | 0 | 0 | 0 | 0 | 0 | 0 | 0 | 0 | 0 | 0 | 0 | 0 | 0
12 | 17 | 17 | 1 | 1.7931 | 0 | 13.6089 | 0 | 0 | 0 | 0 | 0.7763 | 0 | 0 | 3.2982 | 0 | 19.4765 | 0 | 0 | 0 | 0 | 0 | 0 | 0 | 0 | 0 | 0 | 0 | 0 | 0 | 0.45131 | 0 | 0.54519 | 6.4906 | 0 | 0 | 0.31621 | 0.84742 | 0 | 0 | 0 | 0 | 8.6507 | 0 | 0 | 0 | 0 | 0 | 0 | 0 | 0 | 0 | 0 | 0 | 0 | 0
12 | 17 | 18 | 1 | 1.7931 | 0 | 13.6089 | 0 | 0 | 0 | 0 | 0.71464 | 0 | 0 | 5.4692 | 0 | 21.5858 | 0 | 0 | 0 | 0 | 0 | 0 | 0 | 0 | 0 | 0 | 0 | 0 | 0 | 0.45131 | 0 | 0.54519 | 6.2135 | 0 | 0 | 0.52621 | 0.84304 | 0 | 0 | 0 | 0 | 8.5793 | 0 | 0 | 0 | 0 | 0 | 0 | 0 | 0 | 0 | 0 | 0 | 0 | 0
12 | 17 | 19 | 1 | 1.7931 | 0 | 9.8982 | 0 | 0 | 0 | 0 | 0.76832 | 0 | 0 | 5.4692 | 0 | 17.9288 | 0 | 0 | 0 | 0 | 0 | 0 | 0 | 0 | 0 | 0 | 0 | 0 | 0 | 0.45131 | 0 | 0.54519 | 6.4682 | 0 | 0 | 0.52621 | 0.84502 | 0 | 0 | 0 | 0 | 8.8359 | 0 | 0 | 0 | 0 | 0 | 0 | 0 | 0 | 0 | 0 | 0 | 0 | 0
12 | 17 | 20 | 1 | 1.7931 | 0 | 2.4769 | 0 | 0 | 0 | 0 | 0.95059 | 0 | 0 | 3.9588 | 0 | 9.1795 | 0 | 0 | 0 | 0 | 0 | 0 | 0 | 0 | 0 | 0 | 0 | 0 | 0 | 0.45131 | 0 | 0.88038 | 8.5813 | 0 | 0 | 0.42121 | 0.85091 | 0 | 1.2953 | 0 | 0 | 12.4804 | 0 | 0 | 0 | 0 | 0 | 0 | 0 | 0 | 0 | 0 | 0 | 0 | 0
12 | 17 | 21 | 1 | 1.7931 | 0 | 2.4769 | 0 | 0 | 0 | 0 | 0.99361 | 0 | 0 | 4.2607 | 0 | 9.5243 | 0 | 0 | 0 | 0 | 0 | 0 | 0 | 0 | 0 | 0 | 0 | 0 | 0 | 0.45131 | 0 | 1.1038 | 9.0307 | 0 | 0 | 0.36871 | 0.84853 | 0 | 1.2983 | 0 | 0 | 13.1014 | 0 | 0 | 0 | 0 | 0 | 0 | 0 | 0 | 0 | 0 | 0 | 0 | 0
12 | 17 | 22 | 1 | 1.7931 | 0 | 2.4769 | 0 | 0 | 0 | 0 | 0.9985 | 0 | 0 | 3.9588 | 0 | 9.2274 | 0 | 0 | 0 | 0 | 0 | 0 | 0 | 0 | 0 | 0 | 0 | 0 | 0 | 0.45131 | 0 | 1.2156 | 8.9083 | 0 | 0 | 0.47371 | 0.84439 | 0 | 0.89582 | 0 | 0 | 12.7891 | 0 | 0 | 0 | 0 | 0 | 0 | 0 | 0 | 0 | 0 | 0 | 0 | 0
12 | 17 | 23 | 1 | 1.7931 | 0 | 2.4769 | 0 | 0 | 0 | 0 | 1.0027 | 0 | 0 | 4.2543 | 0 | 9.527 | 0 | 0 | 0 | 0 | 0 | 0 | 0 | 0 | 0 | 0 | 0 | 0 | 0 | 0.45131 | 0 | 1.1038 | 8.9458 | 0 | 0 | 0.31621 | 0.84576 | 0 | 0.65202 | 0 | 0 | 12.3149 | 0 | 0 | 0 | 0 | 0 | 0 | 0 | 0 | 0 | 0 | 0 | 0 | 0
12 | 17 | 24 | 1 | 1.7931 | 0 | 2.4769 | 0 | 0 | 0 | 0 | 0.58684 | 0 | 0 | 0.58432 | 0 | 5.4412 | 0 | 0 | 0 | 0 | 0 | 0 | 0 | 0 | 0 | 0 | 0 | 0 | 0 | 0.45131 | 0 | 0.88038 | 6.7351 | 0 | 0 | 0.053706 | 0.85815 | 0 | 0.16176 | 0 | 0 | 9.1404 | 0 | 0 | 0 | 0 | 0 | 0 | 0 | 0 | 0 | 0 | 0 | 0 | 0
12 | 18 | 1 | 2 | 1.7931 | 0 | 2.4769 | 0 | 0 | 0 | 0 | 0.69427 | 0 | 0 | 0.58436 | 0 | 5.5487 | 0 | 0 | 0 | 0 | 0 | 0 | 0 | 0 | 0 | 0 | 0 | 0 | 0 | 0.45131 | 0 | 0.54519 | 7.8016 | 0 | 0 | 0.053706 | 0.8626 | 0 | 0.23866 | 0 | 0 | 9.953 | 0 | 0 | 0 | 0 | 0 | 0 | 0 | 0 | 0 | 0 | 0 | 0 | 0
12 | 18 | 2 | 2 | 1.7931 | 0 | 2.4769 | 0 | 0 | 0 | 0 | 0.77662 | 0 | 0 | 0.58437 | 0 | 5.631 | 0 | 0 | 0 | 0 | 0 | 0 | 0 | 0 | 0 | 0 | 0 | 0 | 0 | 0.45131 | 0 | 0.32173 | 8.6491 | 0 | 0 | 0.053706 | 0.87436 | 0 | 0.31691 | 0 | 0 | 10.6672 | 0 | 0 | 0 | 0 | 0 | 0 | 0 | 0 | 0 | 0 | 0 | 0 | 0
12 | 18 | 3 | 2 | 1.7931 | 0 | 2.4769 | 0 | 0 | 0 | 0 | 0.77133 | 0 | 0 | 0.58441 | 0 | 5.6258 | 0 | 0 | 0 | 0 | 0 | 0 | 0 | 0 | 0 | 0 | 0 | 0 | 0 | 0.45131 | 0 | 0.32173 | 8.5905 | 0 | 0 | 0.053706 | 0.86881 | 0 | 0.19647 | 0 | 0 | 10.4826 | 0 | 0 | 0 | 0 | 0 | 0 | 0 | 0 | 0 | 0 | 0 | 0 | 0
12 | 18 | 4 | 2 | 1.7931 | 0 | 2.4769 | 0 | 0 | 0 | 0 | 0.80942 | 0 | 0 | 0.58438 | 0 | 5.6638 | 0 | 0 | 0 | 0 | 0 | 0 | 0 | 0 | 0 | 0 | 0 | 0 | 0 | 0.45131 | 0 | 0.32173 | 8.9346 | 0 | 0 | 0.053706 | 0.8727 | 0 | 0.1395 | 0 | 0 | 10.7735 | 0 | 0 | 0 | 0 | 0 | 0 | 0 | 0 | 0 | 0 | 0 | 0 | 0
12 | 18 | 5 | 2 | 1.7931 | 0 | 2.4769 | 0 | 0 | 0 | 0 | 0.82012 | 0 | 0 | 0.58439 | 0 | 5.6745 | 0 | 0 | 0 | 0 | 0 | 0 | 0 | 0 | 0 | 0 | 0 | 0 | 0 | 0.45131 | 0 | 0.32173 | 9.0287 | 0 | 0 | 0.053706 | 0.87204 | 0 | 0.14125 | 0 | 0 | 10.8688 | 0 | 0 | 0 | 0 | 0 | 0 | 0 | 0 | 0 | 0 | 0 | 0 | 0
12 | 18 | 6 | 2 | 1.7931 | 0 | 2.4769 | 0 | 0 | 0 | 0 | 0.81141 | 0 | 0 | 0.58439 | 0 | 5.6658 | 0 | 0 | 0 | 0 | 0 | 0 | 0 | 0 | 0 | 0 | 0 | 0 | 0 | 0.45131 | 0 | 0.32173 | 9.002 | 0 | 0 | 0.053706 | 0.86831 | 0 | 0.19662 | 0 | 0 | 10.8936 | 0 | 0 | 0 | 0 | 0 | 0 | 0 | 0 | 0 | 0 | 0 | 0 | 0
12 | 18 | 7 | 2 | 1.7931 | 0 | 2.4769 | 0 | 0 | 0 | 0 | 0.85669 | 0 | 0 | 3.2982 | 0 | 8.4249 | 0 | 0 | 0 | 0 | 0 | 0 | 0 | 0 | 0 | 0 | 0 | 0 | 0 | 0.45131 | 0 | 0.54519 | 9.3276 | 0 | 0 | 0.31621 | 0.86789 | 0 | 0.20501 | 0 | 0 | 11.7132 | 0 | 0 | 0 | 0 | 0 | 0 | 0 | 0 | 0 | 0 | 0 | 0 | 0
12 | 18 | 8 | 2 | 1.7931 | 0 | 2.4769 | 0 | 0 | 0 | 0 | 1.2509 | 0 | 0 | 5.4692 | 0 | 10.9901 | 0 | 0 | 0 | 0 | 0 | 0 | 0 | 0 | 0 | 0 | 0 | 0 | 0 | 0.45131 | 0 | 0.71279 | 12.1701 | 0 | 0 | 0.52621 | 0.86765 | 0 | 0.1836 | 0 | 0 | 14.9116 | 0 | 0 | 0 | 0 | 0 | 0 | 0 | 0 | 0 | 0 | 0 | 0 | 0
12 | 18 | 9 | 2 | 1.7931 | 0 | 13.6089 | 0 | 0 | 0 | 0 | 1.1414 | 0 | 0 | 3.9588 | 0 | 20.5022 | 0 | 0 | 0 | 0 | 0 | 0 | 0 | 0 | 0 | 0 | 0 | 0 | 0 | 0.45131 | 0 | 0.71279 | 10.8944 | 0 | 0 | 0.42121 | 0.87053 | 0 | 0.099309 | 0 | 0 | 13.4495 | 0 | 0 | 0 | 0 | 0 | 0 | 0 | 0 | 0 | 0 | 0 | 0 | 0
12 | 18 | 10 | 2 | 1.7931 | 0 | 13.6089 | 0 | 0 | 0 | 0 | 1.0343 | 0 | 0 | 3.718 | 0 | 20.1543 | 0 | 0 | 0 | 0 | 0 | 0 | 0 | 0 | 0 | 0 | 0 | 0 | 0 | 0.45131 | 0 | 0.71279 | 9.783 | 0 | 0 | 0.31621 | 0.86363 | 0 | 0.027262 | 0 | 0 | 12.1542 | 0 | 0 | 0 | 0 | 0 | 0 | 0 | 0 | 0 | 0 | 0 | 0 | 0
12 | 18 | 11 | 2 | 1.7931 | 0 | 13.6089 | 0 | 0 | 0 | 0 | 0.8971 | 0 | 0 | 3.2982 | 0 | 19.5973 | 0 | 0 | 0 | 0 | 0 | 0 | 0 | 0 | 0 | 0 | 0 | 0 | 0 | 0.45131 | 0 | 0.71279 | 8.5486 | 0 | 0 | 0.31621 | 0.85465 | 0 | 0.00067707 | 0 | 0 | 10.8842 | 0 | 0 | 0 | 0 | 0 | 0 | 0 | 0 | 0 | 0 | 0 | 0 | 0
12 | 18 | 12 | 2 | 1.7931 | 0 | 13.6089 | 0 | 0 | 0 | 0 | 0.81744 | 0 | 0 | 3.8409 | 0 | 20.0603 | 0 | 0 | 0 | 0 | 0 | 0 | 0 | 0 | 0 | 0 | 0 | 0 | 0 | 0.45131 | 0 | 0.54519 | 8 | 0 | 0 | 0.36871 | 0.85773 | 0 | 0.0006252 | 0 | 0 | 10.2235 | 0 | 0 | 0 | 0 | 0 | 0 | 0 | 0 | 0 | 0 | 0 | 0 | 0
12 | 18 | 13 | 2 | 1.7931 | 0 | 8.6613 | 0 | 0 | 0 | 0 | 0.86464 | 0 | 0 | 3.9589 | 0 | 15.278 | 0 | 0 | 0 | 0 | 0 | 0 | 0 | 0 | 0 | 0 | 0 | 0 | 0 | 0.45131 | 0 | 0.54519 | 8.22 | 0 | 0 | 0.42121 | 0.85271 | 0 | 0.00064971 | 0 | 0 | 10.491 | 0 | 0 | 0 | 0 | 0 | 0 | 0 | 0 | 0 | 0 | 0 | 0 | 0
12 | 18 | 14 | 2 | 1.7931 | 0 | 13.6089 | 0 | 0 | 0 | 0 | 0.71147 | 0 | 0 | 4.2607 | 0 | 20.3742 | 0 | 0 | 0 | 0 | 0 | 0 | 0 | 0 | 0 | 0 | 0 | 0 | 0 | 0.45131 | 0 | 0.54519 | 7.2891 | 0 | 0 | 0.36871 | 0.85478 | 0 | 0.00055591 | 0 | 0 | 9.5096 | 0 | 0 | 0 | 0 | 0 | 0 | 0 | 0 | 0 | 0 | 0 | 0 | 0
12 | 18 | 15 | 2 | 1.7931 | 0 | 13.6089 | 0 | 0 | 0 | 0 | 0.65744 | 0 | 0 | 3.8409 | 0 | 19.9003 | 0 | 0 | 0 | 0 | 0 | 0 | 0 | 0 | 0 | 0 | 0 | 0 | 0 | 0.45131 | 0 | 0.54519 | 6.9572 | 0 | 0 | 0.36871 | 0.85739 | 0 | 0.026616 | 0 | 0 | 9.2064 | 0 | 0 | 0 | 0 | 0 | 0 | 0 | 0 | 0 | 0 | 0 | 0 | 0
12 | 18 | 16 | 2 | 1.7931 | 0 | 13.6089 | 0 | 0 | 0 | 0 | 0.65349 | 0 | 0 | 3.2981 | 0 | 19.3536 | 0 | 0 | 0 | 0 | 0 | 0 | 0 | 0 | 0 | 0 | 0 | 0 | 0 | 0.45131 | 0 | 0.54519 | 6.8412 | 0 | 0 | 0.31621 | 0.85138 | 0 | 0.026238 | 0 | 0 | 9.0316 | 0 | 0 | 0 | 0 | 0 | 0 | 0 | 0 | 0 | 0 | 0 | 0 | 0
12 | 18 | 17 | 2 | 1.7931 | 0 | 13.6089 | 0 | 0 | 0 | 0 | 0.81684 | 0 | 0 | 3.2981 | 0 | 19.517 | 0 | 0 | 0 | 0 | 0 | 0 | 0 | 0 | 0 | 0 | 0 | 0 | 0 | 0.45131 | 0 | 0.54519 | 8.0039 | 0 | 0 | 0.31621 | 0.85951 | 0 | 0.083521 | 0 | 0 | 10.2597 | 0 | 0 | 0 | 0 | 0 | 0 | 0 | 0 | 0 | 0 | 0 | 0 | 0
12 | 18 | 18 | 2 | 1.7931 | 0 | 13.6089 | 0 | 0 | 0 | 0 | 0.86345 | 0 | 0 | 5.4692 | 0 | 21.7346 | 0 | 0 | 0 | 0 | 0 | 0 | 0 | 0 | 0 | 0 | 0 | 0 | 0 | 0.45131 | 0 | 0.54519 | 8.3481 | 0 | 0 | 0.52621 | 0.86311 | 0 | 0.0006574 | 0 | 0 | 10.7345 | 0 | 0 | 0 | 0 | 0 | 0 | 0 | 0 | 0 | 0 | 0 | 0 | 0
12 | 18 | 19 | 2 | 1.7931 | 0 | 9.8982 | 0 | 0 | 0 | 0 | 0.91404 | 0 | 0 | 5.4692 | 0 | 18.0746 | 0 | 0 | 0 | 0 | 0 | 0 | 0 | 0 | 0 | 0 | 0 | 0 | 0 | 0.45131 | 0 | 0.54519 | 8.7474 | 0 | 0 | 0.52621 | 0.86102 | 0 | 0.024183 | 0 | 0 | 11.1553 | 0 | 0 | 0 | 0 | 0 | 0 | 0 | 0 | 0 | 0 | 0 | 0 | 0
12 | 18 | 20 | 2 | 1.7931 | 0 | 2.4769 | 0 | 0 | 0 | 0 | 1.0562 | 0 | 0 | 3.9588 | 0 | 9.2851 | 0 | 0 | 0 | 0 | 0 | 0 | 0 | 0 | 0 | 0 | 0 | 0 | 0 | 0.45131 | 0 | 0.88038 | 9.7269 | 0 | 0 | 0.42121 | 0.85818 | 0 | 0.10439 | 0 | 0 | 12.4424 | 0 | 0 | 0 | 0 | 0 | 0 | 0 | 0 | 0 | 0 | 0 | 0 | 0
12 | 18 | 21 | 2 | 1.7931 | 0 | 2.4769 | 0 | 0 | 0 | 0 | 1.0732 | 0 | 0 | 4.2607 | 0 | 9.6039 | 0 | 0 | 0 | 0 | 0 | 0 | 0 | 0 | 0 | 0 | 0 | 0 | 0 | 0.45131 | 0 | 1.1038 | 9.8876 | 0 | 0 | 0.36871 | 0.85228 | 0 | 0.11177 | 0 | 0 | 12.7755 | 0 | 0 | 0 | 0 | 0 | 0 | 0 | 0 | 0 | 0 | 0 | 0 | 0
12 | 18 | 22 | 2 | 1.7931 | 0 | 2.4769 | 0 | 0 | 0 | 0 | 1.0428 | 0 | 0 | 3.9588 | 0 | 9.2717 | 0 | 0 | 0 | 0 | 0 | 0 | 0 | 0 | 0 | 0 | 0 | 0 | 0 | 0.45131 | 0 | 1.2156 | 9.5751 | 0 | 0 | 0.47371 | 0.8429 | 0 | 0.18324 | 0 | 0 | 12.7418 | 0 | 0 | 0 | 0 | 0 | 0 | 0 | 0 | 0 | 0 | 0 | 0 | 0
12 | 18 | 23 | 2 | 1.7931 | 0 | 2.4769 | 0 | 0 | 0 | 0 | 1.0644 | 0 | 0 | 4.2542 | 0 | 9.5886 | 0 | 0 | 0 | 0 | 0 | 0 | 0 | 0 | 0 | 0 | 0 | 0 | 0 | 0.45131 | 0 | 1.1038 | 9.7558 | 0 | 0 | 0.31621 | 0.84772 | 0 | 0.18675 | 0 | 0 | 12.6616 | 0 | 0 | 0 | 0 | 0 | 0 | 0 | 0 | 0 | 0 | 0 | 0 | 0
12 | 18 | 24 | 2 | 1.7931 | 0 | 2.4769 | 0 | 0 | 0 | 0 | 0.5798 | 0 | 0 | 0.58429 | 0 | 5.4341 | 0 | 0 | 0 | 0 | 0 | 0 | 0 | 0 | 0 | 0 | 0 | 0 | 0 | 0.45131 | 0 | 0.88038 | 6.6892 | 0 | 0 | 0.053706 | 0.84733 | 0 | 0.16347 | 0 | 0 | 9.0854 | 0 | 0 | 0 | 0 | 0 | 0 | 0 | 0 | 0 | 0 | 0 | 0 | 0
12 | 19 | 1 | 3 | 1.7931 | 0 | 2.4769 | 0 | 0 | 0 | 0 | 0.7232 | 0 | 0 | 0.58429 | 0 | 5.5775 | 0 | 0 | 0 | 0 | 0 | 0 | 0 | 0 | 0 | 0 | 0 | 0 | 0 | 0.45131 | 0 | 0.54519 | 8.0744 | 0 | 0 | 0.053706 | 0.85901 | 0 | 0.1918 | 0 | 0 | 10.1754 | 0 | 0 | 0 | 0 | 0 | 0 | 0 | 0 | 0 | 0 | 0 | 0 | 0
12 | 19 | 2 | 3 | 1.7931 | 0 | 2.4769 | 0 | 0 | 0 | 0 | 0.75768 | 0 | 0 | 0.58433 | 0 | 5.612 | 0 | 0 | 0 | 0 | 0 | 0 | 0 | 0 | 0 | 0 | 0 | 0 | 0 | 0.45131 | 0 | 0.32173 | 8.4503 | 0 | 0 | 0.053706 | 0.86279 | 0 | 0.20182 | 0 | 0 | 10.3417 | 0 | 0 | 0 | 0 | 0 | 0 | 0 | 0 | 0 | 0 | 0 | 0 | 0
12 | 19 | 3 | 3 | 1.7931 | 0 | 2.4769 | 0 | 0 | 0 | 0 | 0.76935 | 0 | 0 | 0.58434 | 0 | 5.6237 | 0 | 0 | 0 | 0 | 0 | 0 | 0 | 0 | 0 | 0 | 0 | 0 | 0 | 0.45131 | 0 | 0.32173 | 8.5901 | 0 | 0 | 0.053706 | 0.8614 | 0 | 0.2721 | 0 | 0 | 10.5503 | 0 | 0 | 0 | 0 | 0 | 0 | 0 | 0 | 0 | 0 | 0 | 0 | 0
12 | 19 | 4 | 3 | 1.7931 | 0 | 2.4769 | 0 | 0 | 0 | 0 | 0.83154 | 0 | 0 | 0.58433 | 0 | 5.6859 | 0 | 0 | 0 | 0 | 0 | 0 | 0 | 0 | 0 | 0 | 0 | 0 | 0 | 0.45131 | 0 | 0.32173 | 9.1571 | 0 | 0 | 0.053706 | 0.86979 | 0 | 0.27166 | 0 | 0 | 11.1253 | 0 | 0 | 0 | 0 | 0 | 0 | 0 | 0 | 0 | 0 | 0 | 0 | 0
12 | 19 | 5 | 3 | 1.7931 | 0 | 2.4769 | 0 | 0 | 0 | 0 | 0.84012 | 0 | 0 | 0.58436 | 0 | 5.6945 | 0 | 0 | 0 | 0 | 0 | 0 | 0 | 0 | 0 | 0 | 0 | 0 | 0 | 0.45131 | 0 | 0.32173 | 9.319 | 0 | 0 | 0.053706 | 0.86894 | 0 | 0.32727 | 0 | 0 | 11.342 | 0 | 0 | 0 | 0 | 0 | 0 | 0 | 0 | 0 | 0 | 0 | 0 | 0
12 | 19 | 6 | 3 | 1.7931 | 0 | 2.4769 | 0 | 0 | 0 | 0 | 0.84353 | 0 | 0 | 0.58436 | 0 | 5.6979 | 0 | 0 | 0 | 0 | 0 | 0 | 0 | 0 | 0 | 0 | 0 | 0 | 0 | 0.45131 | 0 | 0.32173 | 9.324 | 0 | 0 | 0.053706 | 0.8677 | 0 | 0.2655 | 0 | 0 | 11.284 | 0 | 0 | 0 | 0 | 0 | 0 | 0 | 0 | 0 | 0 | 0 | 0 | 0
12 | 19 | 7 | 3 | 1.7931 | 0 | 2.4769 | 0 | 0 | 0 | 0 | 0.88873 | 0 | 0 | 3.2981 | 0 | 8.4569 | 0 | 0 | 0 | 0 | 0 | 0 | 0 | 0 | 0 | 0 | 0 | 0 | 0 | 0.45131 | 0 | 0.54519 | 9.6524 | 0 | 0 | 0.31621 | 0.86776 | 0 | 0.19988 | 0 | 0 | 12.0327 | 0 | 0 | 0 | 0 | 0 | 0 | 0 | 0 | 0 | 0 | 0 | 0 | 0
12 | 19 | 8 | 3 | 1.7931 | 0 | 2.4769 | 0 | 0 | 0 | 0 | 1.2891 | 0 | 0 | 5.4691 | 0 | 11.0282 | 0 | 0 | 0 | 0 | 0 | 0 | 0 | 0 | 0 | 0 | 0 | 0 | 0 | 0.45131 | 0 | 0.71279 | 12.8199 | 0 | 0 | 0.52621 | 0.87391 | 0 | 0.43797 | 0 | 0 | 15.8221 | 0 | 0 | 0 | 0 | 0 | 0 | 0 | 0 | 0 | 0 | 0 | 0 | 0
12 | 19 | 9 | 3 | 1.7931 | 0 | 13.6089 | 0 | 0 | 0 | 0 | 1.1387 | 0 | 0 | 3.9589 | 0 | 20.4996 | 0 | 0 | 0 | 0 | 0 | 0 | 0 | 0 | 0 | 0 | 0 | 0 | 0 | 0.45131 | 0 | 0.71279 | 11.0706 | 0 | 0 | 0.42121 | 0.86676 | 0 | 0.23641 | 0 | 0 | 13.759 | 0 | 0 | 0 | 0 | 0 | 0 | 0 | 0 | 0 | 0 | 0 | 0 | 0
12 | 19 | 10 | 3 | 1.7931 | 0 | 13.6089 | 0 | 0 | 0 | 0 | 1.0334 | 0 | 0 | 3.718 | 0 | 20.1534 | 0 | 0 | 0 | 0 | 0 | 0 | 0 | 0 | 0 | 0 | 0 | 0 | 0 | 0.45131 | 0 | 0.71279 | 9.9759 | 0 | 0 | 0.31621 | 0.86011 | 0 | 0.13601 | 0 | 0 | 12.4523 | 0 | 0 | 0 | 0 | 0 | 0 | 0 | 0 | 0 | 0 | 0 | 0 | 0
12 | 19 | 11 | 3 | 1.7931 | 0 | 13.6089 | 0 | 0 | 0 | 0 | 0.88939 | 0 | 0 | 3.2981 | 0 | 19.5895 | 0 | 0 | 0 | 0 | 0 | 0 | 0 | 0 | 0 | 0 | 0 | 0 | 0 | 0.45131 | 0 | 0.71279 | 8.6854 | 0 | 0 | 0.31621 | 0.85187 | 0 | 0.067278 | 0 | 0 | 11.0848 | 0 | 0 | 0 | 0 | 0 | 0 | 0 | 0 | 0 | 0 | 0 | 0 | 0
12 | 19 | 12 | 3 | 1.7931 | 0 | 13.6089 | 0 | 0 | 0 | 0 | 0.82157 | 0 | 0 | 3.8409 | 0 | 20.0645 | 0 | 0 | 0 | 0 | 0 | 0 | 0 | 0 | 0 | 0 | 0 | 0 | 0 | 0.45131 | 0 | 0.54519 | 8.1058 | 0 | 0 | 0.36871 | 0.85252 | 0 | 0.013882 | 0 | 0 | 10.3374 | 0 | 0 | 0 | 0 | 0 | 0 | 0 | 0 | 0 | 0 | 0 | 0 | 0
12 | 19 | 13 | 3 | 1.7931 | 0 | 8.6613 | 0 | 0 | 0 | 0 | 0.86726 | 0 | 0 | 3.9588 | 0 | 15.2806 | 0 | 0 | 0 | 0 | 0 | 0 | 0 | 0 | 0 | 0 | 0 | 0 | 0 | 0.45131 | 0 | 0.54519 | 8.3948 | 0 | 0 | 0.42121 | 0.85381 | 0 | 0.00065933 | 0 | 0 | 10.6669 | 0 | 0 | 0 | 0 | 0 | 0 | 0 | 0 | 0 | 0 | 0 | 0 | 0
12 | 19 | 14 | 3 | 1.7931 | 0 | 13.6089 | 0 | 0 | 0 | 0 | 0.83721 | 0 | 0 | 4.2607 | 0 | 20.4999 | 0 | 0 | 0 | 0 | 0 | 0 | 0 | 0 | 0 | 0 | 0 | 0 | 0 | 0.45131 | 0 | 0.54519 | 8.2551 | 0 | 0 | 0.36871 | 0.85691 | 0 | 0.00064471 | 0 | 0 | 10.4779 | 0 | 0 | 0 | 0 | 0 | 0 | 0 | 0 | 0 | 0 | 0 | 0 | 0
12 | 19 | 15 | 3 | 1.7931 | 0 | 13.6089 | 0 | 0 | 0 | 0 | 0.79911 | 0 | 0 | 3.8409 | 0 | 20.042 | 0 | 0 | 0 | 0 | 0 | 0 | 0 | 0 | 0 | 0 | 0 | 0 | 0 | 0.45131 | 0 | 0.54519 | 7.8778 | 0 | 0 | 0.36871 | 0.85181 | 0 | 0.00061382 | 0 | 0 | 10.0955 | 0 | 0 | 0 | 0 | 0 | 0 | 0 | 0 | 0 | 0 | 0 | 0 | 0
12 | 19 | 16 | 3 | 1.7931 | 0 | 13.6089 | 0 | 0 | 0 | 0 | 0.81833 | 0 | 0 | 3.2981 | 0 | 19.5185 | 0 | 0 | 0 | 0 | 0 | 0 | 0 | 0 | 0 | 0 | 0 | 0 | 0 | 0.45131 | 0 | 0.54519 | 7.927 | 0 | 0 | 0.31621 | 0.853 | 0 | 0.00062175 | 0 | 0 | 10.0933 | 0 | 0 | 0 | 0 | 0 | 0 | 0 | 0 | 0 | 0 | 0 | 0 | 0
12 | 19 | 17 | 3 | 1.7931 | 0 | 13.6089 | 0 | 0 | 0 | 0 | 0.8614 | 0 | 0 | 3.2981 | 0 | 19.5615 | 0 | 0 | 0 | 0 | 0 | 0 | 0 | 0 | 0 | 0 | 0 | 0 | 0 | 0.45131 | 0 | 0.54519 | 8.2604 | 0 | 0 | 0.31621 | 0.85456 | 0 | 0.00066534 | 0 | 0 | 10.4284 | 0 | 0 | 0 | 0 | 0 | 0 | 0 | 0 | 0 | 0 | 0 | 0 | 0
12 | 19 | 18 | 3 | 1.7931 | 0 | 13.6089 | 0 | 0 | 0 | 0 | 0.85216 | 0 | 0 | 5.4691 | 0 | 21.7233 | 0 | 0 | 0 | 0 | 0 | 0 | 0 | 0 | 0 | 0 | 0 | 0 | 0 | 0.45131 | 0 | 0.54519 | 8.2443 | 0 | 0 | 0.52621 | 0.85545 | 0 | 0.00082124 | 0 | 0 | 10.6233 | 0 | 0 | 0 | 0 | 0 | 0 | 0 | 0 | 0 | 0 | 0 | 0 | 0
12 | 19 | 19 | 3 | 1.7931 | 0 | 9.8982 | 0 | 0 | 0 | 0 | 0.88026 | 0 | 0 | 5.4691 | 0 | 18.0408 | 0 | 0 | 0 | 0 | 0 | 0 | 0 | 0 | 0 | 0 | 0 | 0 | 0 | 0.45131 | 0 | 0.54519 | 8.3819 | 0 | 0 | 0.52621 | 0.85242 | 0 | 0.00088766 | 0 | 0 | 10.758 | 0 | 0 | 0 | 0 | 0 | 0 | 0 | 0 | 0 | 0 | 0 | 0 | 0
12 | 19 | 20 | 3 | 1.7931 | 0 | 2.4769 | 0 | 0 | 0 | 0 | 1.0141 | 0 | 0 | 3.9588 | 0 | 9.243 | 0 | 0 | 0 | 0 | 0 | 0 | 0 | 0 | 0 | 0 | 0 | 0 | 0 | 0.45131 | 0 | 0.88038 | 9.2347 | 0 | 0 | 0.42121 | 0.84951 | 0 | 0.00077247 | 0 | 0 | 11.8379 | 0 | 0 | 0 | 0 | 0 | 0 | 0 | 0 | 0 | 0 | 0 | 0 | 0
12 | 19 | 21 | 3 | 1.7931 | 0 | 2.4769 | 0 | 0 | 0 | 0 | 1.0739 | 0 | 0 | 4.2607 | 0 | 9.6046 | 0 | 0 | 0 | 0 | 0 | 0 | 0 | 0 | 0 | 0 | 0 | 0 | 0 | 0.45131 | 0 | 1.1038 | 9.8635 | 0 | 0 | 0.36871 | 0.85175 | 0 | 0.18865 | 0 | 0 | 12.8278 | 0 | 0 | 0 | 0 | 0 | 0 | 0 | 0 | 0 | 0 | 0 | 0 | 0
12 | 19 | 22 | 3 | 1.7931 | 0 | 2.4769 | 0 | 0 | 0 | 0 | 1.097 | 0 | 0 | 3.9588 | 0 | 9.3258 | 0 | 0 | 0 | 0 | 0 | 0 | 0 | 0 | 0 | 0 | 0 | 0 | 0 | 0.45131 | 0 | 1.2156 | 10.0803 | 0 | 0 | 0.47371 | 0.85169 | 0 | 0.19295 | 0 | 0 | 13.2656 | 0 | 0 | 0 | 0 | 0 | 0 | 0 | 0 | 0 | 0 | 0 | 0 | 0
12 | 19 | 23 | 3 | 1.7931 | 0 | 2.4769 | 0 | 0 | 0 | 0 | 1.1128 | 0 | 0 | 4.2543 | 0 | 9.637 | 0 | 0 | 0 | 0 | 0 | 0 | 0 | 0 | 0 | 0 | 0 | 0 | 0 | 0.45131 | 0 | 1.1038 | 10.2705 | 0 | 0 | 0.31621 | 0.85582 | 0 | 0.19644 | 0 | 0 | 13.1941 | 0 | 0 | 0 | 0 | 0 | 0 | 0 | 0 | 0 | 0 | 0 | 0 | 0
12 | 19 | 24 | 3 | 1.7931 | 0 | 2.4769 | 0 | 0 | 0 | 0 | 0.65289 | 0 | 0 | 0.58433 | 0 | 5.5072 | 0 | 0 | 0 | 0 | 0 | 0 | 0 | 0 | 0 | 0 | 0 | 0 | 0 | 0.45131 | 0 | 0.88038 | 7.3349 | 0 | 0 | 0.053706 | 0.8572 | 0 | 0.18255 | 0 | 0 | 9.76 | 0 | 0 | 0 | 0 | 0 | 0 | 0 | 0 | 0 | 0 | 0 | 0 | 0
12 | 20 | 1 | 4 | 1.7931 | 0 | 2.4769 | 0 | 0 | 0 | 0 | 0.78264 | 0 | 0 | 0.58434 | 0 | 5.637 | 0 | 0 | 0 | 0 | 0 | 0 | 0 | 0 | 0 | 0 | 0 | 0 | 0 | 0.45131 | 0 | 0.54519 | 8.6235 | 0 | 0 | 0.053706 | 0.86746 | 0 | 0.28086 | 0 | 0 | 10.822 | 0 | 0 | 0 | 0 | 0 | 0 | 0 | 0 | 0 | 0 | 0 | 0 | 0
12 | 20 | 2 | 4 | 1.7931 | 0 | 2.4769 | 0 | 0 | 0 | 0 | 0.82034 | 0 | 0 | 0.58437 | 0 | 5.6747 | 0 | 0 | 0 | 0 | 0 | 0 | 0 | 0 | 0 | 0 | 0 | 0 | 0 | 0.45131 | 0 | 0.32173 | 9.1252 | 0 | 0 | 0.053706 | 0.87251 | 0 | 0.28919 | 0 | 0 | 11.1136 | 0 | 0 | 0 | 0 | 0 | 0 | 0 | 0 | 0 | 0 | 0 | 0 | 0
12 | 20 | 3 | 4 | 1.7931 | 0 | 2.4769 | 0 | 0 | 0 | 0 | 0.79335 | 0 | 0 | 0.58439 | 0 | 5.6478 | 0 | 0 | 0 | 0 | 0 | 0 | 0 | 0 | 0 | 0 | 0 | 0 | 0 | 0.45131 | 0 | 0.32173 | 8.8527 | 0 | 0 | 0.053706 | 0.86404 | 0 | 0.34697 | 0 | 0 | 10.8904 | 0 | 0 | 0 | 0 | 0 | 0 | 0 | 0 | 0 | 0 | 0 | 0 | 0
12 | 20 | 4 | 4 | 1.7931 | 0 | 2.4769 | 0 | 0 | 0 | 0 | 0.81954 | 0 | 0 | 0.58436 | 0 | 5.6739 | 0 | 0 | 0 | 0 | 0 | 0 | 0 | 0 | 0 | 0 | 0 | 0 | 0 | 0.45131 | 0 | 0.32173 | 9.104 | 0 | 0 | 0.053706 | 0.86727 | 0 | 0.47073 | 0 | 0 | 11.2687 | 0 | 0 | 0 | 0 | 0 | 0 | 0 | 0 | 0 | 0 | 0 | 0 | 0
12 | 20 | 5 | 4 | 1.7931 | 0 | 2.4769 | 0 | 0 | 0 | 0 | 0.8343 | 0 | 0 | 0.58436 | 0 | 5.6887 | 0 | 0 | 0 | 0 | 0 | 0 | 0 | 0 | 0 | 0 | 0 | 0 | 0 | 0.45131 | 0 | 0.32173 | 9.2478 | 0 | 0 | 0.053706 | 0.86776 | 0 | 0.47862 | 0 | 0 | 11.421 | 0 | 0 | 0 | 0 | 0 | 0 | 0 | 0 | 0 | 0 | 0 | 0 | 0
12 | 20 | 6 | 4 | 1.7931 | 0 | 2.4769 | 0 | 0 | 0 | 0 | 0.86802 | 0 | 0 | 0.58436 | 0 | 5.7224 | 0 | 0 | 0 | 0 | 0 | 0 | 0 | 0 | 0 | 0 | 0 | 0 | 0 | 0.45131 | 0 | 0.32173 | 9.5765 | 0 | 0 | 0.053706 | 0.87225 | 0 | 0.51132 | 0 | 0 | 11.7869 | 0 | 0 | 0 | 0 | 0 | 0 | 0 | 0 | 0 | 0 | 0 | 0 | 0
12 | 20 | 7 | 4 | 1.7931 | 0 | 2.4769 | 0 | 0 | 0 | 0 | 0.88939 | 0 | 0 | 3.2982 | 0 | 8.4576 | 0 | 0 | 0 | 0 | 0 | 0 | 0 | 0 | 0 | 0 | 0 | 0 | 0 | 0.45131 | 0 | 0.54519 | 9.7674 | 0 | 0 | 0.31621 | 0.86803 | 0 | 0.55502 | 0 | 0 | 12.5031 | 0 | 0 | 0 | 0 | 0 | 0 | 0 | 0 | 0 | 0 | 0 | 0 | 0
12 | 20 | 8 | 4 | 1.7931 | 0 | 2.4769 | 0 | 0 | 0 | 0 | 1.2614 | 0 | 0 | 5.4692 | 0 | 11.0006 | 0 | 0 | 0 | 0 | 0 | 0 | 0 | 0 | 0 | 0 | 0 | 0 | 0 | 0.45131 | 0 | 0.71279 | 12.4937 | 0 | 0 | 0.52621 | 0.86746 | 0 | 0.72874 | 0 | 0 | 15.7802 | 0 | 0 | 0 | 0 | 0 | 0 | 0 | 0 | 0 | 0 | 0 | 0 | 0
12 | 20 | 9 | 4 | 1.7931 | 0 | 13.6089 | 0 | 0 | 0 | 0 | 1.0968 | 0 | 0 | 3.9588 | 0 | 20.4577 | 0 | 0 | 0 | 0 | 0 | 0 | 0 | 0 | 0 | 0 | 0 | 0 | 0 | 0.45131 | 0 | 0.71279 | 10.6469 | 0 | 0 | 0.42121 | 0.85867 | 0 | 0.56737 | 0 | 0 | 13.6582 | 0 | 0 | 0 | 0 | 0 | 0 | 0 | 0 | 0 | 0 | 0 | 0 | 0
12 | 20 | 10 | 4 | 1.7931 | 0 | 13.6089 | 0 | 0 | 0 | 0 | 1.007 | 0 | 0 | 3.7179 | 0 | 20.127 | 0 | 0 | 0 | 0 | 0 | 0 | 0 | 0 | 0 | 0 | 0 | 0 | 0 | 0.45131 | 0 | 0.71279 | 9.6727 | 0 | 0 | 0.31621 | 0.85723 | 0 | 0.46612 | 0 | 0 | 12.4764 | 0 | 0 | 0 | 0 | 0 | 0 | 0 | 0 | 0 | 0 | 0 | 0 | 0
12 | 20 | 11 | 4 | 1.7931 | 0 | 13.6089 | 0 | 0 | 0 | 0 | 0.87418 | 0 | 0 | 3.2981 | 0 | 19.5743 | 0 | 0 | 0 | 0 | 0 | 0 | 0 | 0 | 0 | 0 | 0 | 0 | 0 | 0.45131 | 0 | 0.71279 | 8.4343 | 0 | 0 | 0.31621 | 0.85339 | 0 | 0.23714 | 0 | 0 | 11.0051 | 0 | 0 | 0 | 0 | 0 | 0 | 0 | 0 | 0 | 0 | 0 | 0 | 0
12 | 20 | 12 | 4 | 1.7931 | 0 | 13.6089 | 0 | 0 | 0 | 0 | 0.79684 | 0 | 0 | 3.8409 | 0 | 20.0397 | 0 | 0 | 0 | 0 | 0 | 0 | 0 | 0 | 0 | 0 | 0 | 0 | 0 | 0.45131 | 0 | 0.54519 | 7.8997 | 0 | 0 | 0.36871 | 0.86024 | 0 | 0.22753 | 0 | 0 | 10.3527 | 0 | 0 | 0 | 0 | 0 | 0 | 0 | 0 | 0 | 0 | 0 | 0 | 0
12 | 20 | 13 | 4 | 1.7931 | 0 | 8.6613 | 0 | 0 | 0 | 0 | 0.94762 | 0 | 0 | 3.9589 | 0 | 15.3609 | 0 | 0 | 0 | 0 | 0 | 0 | 0 | 0 | 0 | 0 | 0 | 0 | 0 | 0.45131 | 0 | 0.54519 | 8.8248 | 0 | 0 | 0.42121 | 0.86331 | 0 | 0.20169 | 0 | 0 | 11.3075 | 0 | 0 | 0 | 0 | 0 | 0 | 0 | 0 | 0 | 0 | 0 | 0 | 0
12 | 20 | 14 | 4 | 1.7931 | 0 | 13.6089 | 0 | 0 | 0 | 0 | 0.95875 | 0 | 0 | 4.2608 | 0 | 20.6215 | 0 | 0 | 0 | 0 | 0 | 0 | 0 | 0 | 0 | 0 | 0 | 0 | 0 | 0.45131 | 0 | 0.54519 | 9.0552 | 0 | 0 | 0.36871 | 0.86872 | 0 | 0.14179 | 0 | 0 | 11.4309 | 0 | 0 | 0 | 0 | 0 | 0 | 0 | 0 | 0 | 0 | 0 | 0 | 0
12 | 20 | 15 | 4 | 1.7931 | 0 | 13.6089 | 0 | 0 | 0 | 0 | 1.0095 | 0 | 0 | 3.8409 | 0 | 20.2524 | 0 | 0 | 0 | 0 | 0 | 0 | 0 | 0 | 0 | 0 | 0 | 0 | 0 | 0.45131 | 0 | 0.54519 | 9.5657 | 0 | 0 | 0.36871 | 0.87385 | 0 | 0.066076 | 0 | 0 | 11.8708 | 0 | 0 | 0 | 0 | 0 | 0 | 0 | 0 | 0 | 0 | 0 | 0 | 0
12 | 20 | 16 | 4 | 1.7931 | 0 | 13.6089 | 0 | 0 | 0 | 0 | 0.90583 | 0 | 0 | 3.2982 | 0 | 19.606 | 0 | 0 | 0 | 0 | 0 | 0 | 0 | 0 | 0 | 0 | 0 | 0 | 0 | 0.45131 | 0 | 0.54519 | 8.8061 | 0 | 0 | 0.31621 | 0.86949 | 0 | 0.00069691 | 0 | 0 | 10.989 | 0 | 0 | 0 | 0 | 0 | 0 | 0 | 0 | 0 | 0 | 0 | 0 | 0
12 | 20 | 17 | 4 | 1.7931 | 0 | 13.6089 | 0 | 0 | 0 | 0 | 0.99004 | 0 | 0 | 3.2982 | 0 | 19.6902 | 0 | 0 | 0 | 0 | 0 | 0 | 0 | 0 | 0 | 0 | 0 | 0 | 0 | 0.45131 | 0 | 0.54519 | 9.5427 | 0 | 0 | 0.31621 | 0.87543 | 0 | 0.00075913 | 0 | 0 | 11.7316 | 0 | 0 | 0 | 0 | 0 | 0 | 0 | 0 | 0 | 0 | 0 | 0 | 0
12 | 20 | 18 | 4 | 1.7931 | 0 | 13.6089 | 0 | 0 | 0 | 0 | 0.99778 | 0 | 0 | 5.4692 | 0 | 21.869 | 0 | 0 | 0 | 0 | 0 | 0 | 0 | 0 | 0 | 0 | 0 | 0 | 0 | 0.45131 | 0 | 0.54519 | 9.7643 | 0 | 0 | 0.52621 | 0.87838 | 0 | 0.00077309 | 0 | 0 | 12.1661 | 0 | 0 | 0 | 0 | 0 | 0 | 0 | 0 | 0 | 0 | 0 | 0 | 0
12 | 20 | 19 | 4 | 1.7931 | 0 | 9.8982 | 0 | 0 | 0 | 0 | 1.0572 | 0 | 0 | 5.4692 | 0 | 18.2178 | 0 | 0 | 0 | 0 | 0 | 0 | 0 | 0 | 0 | 0 | 0 | 0 | 0 | 0.45131 | 0 | 0.54519 | 10.3238 | 0 | 0 | 0.52621 | 0.8807 | 0 | 0.00081877 | 0 | 0 | 12.7281 | 0 | 0 | 0 | 0 | 0 | 0 | 0 | 0 | 0 | 0 | 0 | 0 | 0
12 | 20 | 20 | 4 | 1.7931 | 0 | 2.4769 | 0 | 0 | 0 | 0 | 1.1856 | 0 | 0 | 3.9589 | 0 | 9.4145 | 0 | 0 | 0 | 0 | 0 | 0 | 0 | 0 | 0 | 0 | 0 | 0 | 0 | 0.45131 | 0 | 0.88038 | 11.5465 | 0 | 0 | 0.42121 | 0.88575 | 0 | 0.00091988 | 0 | 0 | 14.186 | 0 | 0 | 0 | 0 | 0 | 0 | 0 | 0 | 0 | 0 | 0 | 0 | 0
12 | 20 | 21 | 4 | 1.7931 | 0 | 2.4769 | 0 | 0 | 0 | 0 | 1.186 | 0 | 0 | 4.2608 | 0 | 9.7169 | 0 | 0 | 0 | 0 | 0 | 0 | 0 | 0 | 0 | 0 | 0 | 0 | 0 | 0.45131 | 0 | 1.1038 | 11.6379 | 0 | 0 | 0.36871 | 0.87735 | 0 | 0.00092876 | 0 | 0 | 14.4401 | 0 | 0 | 0 | 0 | 0 | 0 | 0 | 0 | 0 | 0 | 0 | 0 | 0
12 | 20 | 22 | 4 | 1.7931 | 0 | 2.4769 | 0 | 0 | 0 | 0 | 1.1915 | 0 | 0 | 3.9589 | 0 | 9.4204 | 0 | 0 | 0 | 0 | 0 | 0 | 0 | 0 | 0 | 0 | 0 | 0 | 0 | 0.45131 | 0 | 1.2156 | 11.7191 | 0 | 0 | 0.47371 | 0.87475 | 0 | 0.12792 | 0 | 0 | 14.8623 | 0 | 0 | 0 | 0 | 0 | 0 | 0 | 0 | 0 | 0 | 0 | 0 | 0
12 | 20 | 23 | 4 | 1.7931 | 0 | 2.4769 | 0 | 0 | 0 | 0 | 1.18 | 0 | 0 | 4.2544 | 0 | 9.7044 | 0 | 0 | 0 | 0 | 0 | 0 | 0 | 0 | 0 | 0 | 0 | 0 | 0 | 0.45131 | 0 | 1.1038 | 11.604 | 0 | 0 | 0.31621 | 0.87254 | 0 | 0.12668 | 0 | 0 | 14.4746 | 0 | 0 | 0 | 0 | 0 | 0 | 0 | 0 | 0 | 0 | 0 | 0 | 0
12 | 20 | 24 | 4 | 1.7931 | 0 | 2.4769 | 0 | 0 | 0 | 0 | 0.82133 | 0 | 0 | 0.58437 | 0 | 5.6757 | 0 | 0 | 0 | 0 | 0 | 0 | 0 | 0 | 0 | 0 | 0 | 0 | 0 | 0.45131 | 0 | 0.88038 | 9.2904 | 0 | 0 | 0.053706 | 0.88521 | 0 | 0.11901 | 0 | 0 | 11.68 | 0 | 0 | 0 | 0 | 0 | 0 | 0 | 0 | 0 | 0 | 0 | 0 | 0
12 | 21 | 1 | 5 | 1.7931 | 0 | 2.4769 | 0 | 0 | 0 | 0 | 0.90883 | 0 | 0 | 0.58441 | 0 | 5.7633 | 0 | 0 | 0 | 0 | 0 | 0 | 0 | 0 | 0 | 0 | 0 | 0 | 0 | 0.45131 | 0 | 0.54519 | 10.4209 | 0 | 0 | 0.053706 | 0.8904 | 0 | 0.10772 | 0 | 0 | 12.4693 | 0 | 0 | 0 | 0 | 0 | 0 | 0 | 0 | 0 | 0 | 0 | 0 | 0
12 | 21 | 2 | 5 | 1.7931 | 0 | 2.4769 | 0 | 0 | 0 | 0 | 0.98911 | 0 | 0 | 0.58442 | 0 | 5.8435 | 0 | 0 | 0 | 0 | 0 | 0 | 0 | 0 | 0 | 0 | 0 | 0 | 0 | 0.45131 | 0 | 0.32173 | 11.3545 | 0 | 0 | 0.053706 | 0.90509 | 0 | 0.11746 | 0 | 0 | 13.2038 | 0 | 0 | 0 | 0 | 0 | 0 | 0 | 0 | 0 | 0 | 0 | 0 | 0
12 | 21 | 3 | 5 | 1.7931 | 0 | 2.4769 | 0 | 0 | 0 | 0 | 1.0046 | 0 | 0 | 0.58447 | 0 | 5.8591 | 0 | 0 | 0 | 0 | 0 | 0 | 0 | 0 | 0 | 0 | 0 | 0 | 0 | 0.45131 | 0 | 0.32173 | 11.5556 | 0 | 0 | 0.053706 | 0.90545 | 0 | 0.17289 | 0 | 0 | 13.4607 | 0 | 0 | 0 | 0 | 0 | 0 | 0 | 0 | 0 | 0 | 0 | 0 | 0
12 | 21 | 4 | 5 | 1.7931 | 0 | 2.4769 | 0 | 0 | 0 | 0 | 0.96219 | 0 | 0 | 0.58446 | 0 | 5.8167 | 0 | 0 | 0 | 0 | 0 | 0 | 0 | 0 | 0 | 0 | 0 | 0 | 0 | 0.45131 | 0 | 0.32173 | 11.0263 | 0 | 0 | 0.053706 | 0.89404 | 0 | 0.07976 | 0 | 0 | 12.8269 | 0 | 0 | 0 | 0 | 0 | 0 | 0 | 0 | 0 | 0 | 0 | 0 | 0
12 | 21 | 5 | 5 | 1.7931 | 0 | 2.4769 | 0 | 0 | 0 | 0 | 0.96922 | 0 | 0 | 0.58442 | 0 | 5.8237 | 0 | 0 | 0 | 0 | 0 | 0 | 0 | 0 | 0 | 0 | 0 | 0 | 0 | 0.45131 | 0 | 0.32173 | 11.0665 | 0 | 0 | 0.053706 | 0.89375 | 0 | 0.16589 | 0 | 0 | 12.9529 | 0 | 0 | 0 | 0 | 0 | 0 | 0 | 0 | 0 | 0 | 0 | 0 | 0
12 | 21 | 6 | 5 | 1.7931 | 0 | 2.4769 | 0 | 0 | 0 | 0 | 0.97448 | 0 | 0 | 0.58442 | 0 | 5.8289 | 0 | 0 | 0 | 0 | 0 | 0 | 0 | 0 | 0 | 0 | 0 | 0 | 0 | 0.45131 | 0 | 0.32173 | 11.0629 | 0 | 0 | 0.053706 | 0.89159 | 0 | 0.028799 | 0 | 0 | 12.8101 | 0 | 0 | 0 | 0 | 0 | 0 | 0 | 0 | 0 | 0 | 0 | 0 | 0
12 | 21 | 7 | 5 | 1.7931 | 0 | 2.4769 | 0 | 0 | 0 | 0 | 0.97707 | 0 | 0 | 3.2982 | 0 | 8.5453 | 0 | 0 | 0 | 0 | 0 | 0 | 0 | 0 | 0 | 0 | 0 | 0 | 0 | 0.45131 | 0 | 0.54519 | 10.9952 | 0 | 0 | 0.31621 | 0.88305 | 0 | 0.066288 | 0 | 0 | 13.2573 | 0 | 0 | 0 | 0 | 0 | 0 | 0 | 0 | 0 | 0 | 0 | 0 | 0
12 | 21 | 8 | 5 | 1.7931 | 0 | 2.4769 | 0 | 0 | 0 | 0 | 1.2914 | 0 | 0 | 5.4692 | 0 | 11.0307 | 0 | 0 | 0 | 0 | 0 | 0 | 0 | 0 | 0 | 0 | 0 | 0 | 0 | 0.45131 | 0 | 0.71279 | 13.2591 | 0 | 0 | 0.52621 | 0.8764 | 0 | 0.11967 | 0 | 0 | 15.9455 | 0 | 0 | 0 | 0 | 0 | 0 | 0 | 0 | 0 | 0 | 0 | 0 | 0
12 | 21 | 9 | 5 | 1.7931 | 0 | 13.6089 | 0 | 0 | 0 | 0 | 1.18 | 0 | 0 | 3.9589 | 0 | 20.5409 | 0 | 0 | 0 | 0 | 0 | 0 | 0 | 0 | 0 | 0 | 0 | 0 | 0 | 0.45131 | 0 | 0.71279 | 11.8447 | 0 | 0 | 0.42121 | 0.87706 | 0 | 0.16788 | 0 | 0 | 14.475 | 0 | 0 | 0 | 0 | 0 | 0 | 0 | 0 | 0 | 0 | 0 | 0 | 0
12 | 21 | 10 | 5 | 1.7931 | 0 | 13.6089 | 0 | 0 | 0 | 0 | 1.0788 | 0 | 0 | 3.718 | 0 | 20.1988 | 0 | 0 | 0 | 0 | 0 | 0 | 0 | 0 | 0 | 0 | 0 | 0 | 0 | 0.45131 | 0 | 0.71279 | 10.7597 | 0 | 0 | 0.31621 | 0.86904 | 0 | 0.15246 | 0 | 0 | 13.2615 | 0 | 0 | 0 | 0 | 0 | 0 | 0 | 0 | 0 | 0 | 0 | 0 | 0
12 | 21 | 11 | 5 | 1.7931 | 0 | 13.6089 | 0 | 0 | 0 | 0 | 0.97263 | 0 | 0 | 3.2982 | 0 | 19.6728 | 0 | 0 | 0 | 0 | 0 | 0 | 0 | 0 | 0 | 0 | 0 | 0 | 0 | 0.45131 | 0 | 0.71279 | 9.5424 | 0 | 0 | 0.31621 | 0.86159 | 0 | 0.0007552 | 0 | 0 | 11.885 | 0 | 0 | 0 | 0 | 0 | 0 | 0 | 0 | 0 | 0 | 0 | 0 | 0
12 | 21 | 12 | 5 | 1.7931 | 0 | 13.6089 | 0 | 0 | 0 | 0 | 0.94916 | 0 | 0 | 3.8409 | 0 | 20.1921 | 0 | 0 | 0 | 0 | 0 | 0 | 0 | 0 | 0 | 0 | 0 | 0 | 0 | 0.45131 | 0 | 0.54519 | 9.3053 | 0 | 0 | 0.36871 | 0.86783 | 0 | 0.00073591 | 0 | 0 | 11.539 | 0 | 0 | 0 | 0 | 0 | 0 | 0 | 0 | 0 | 0 | 0 | 0 | 0
12 | 21 | 13 | 5 | 1.7931 | 0 | 8.6613 | 0 | 0 | 0 | 0 | 1.0503 | 0 | 0 | 3.9589 | 0 | 15.4637 | 0 | 0 | 0 | 0 | 0 | 0 | 0 | 0 | 0 | 0 | 0 | 0 | 0 | 0.45131 | 0 | 0.54519 | 9.9807 | 0 | 0 | 0.42121 | 0.8725 | 0 | 0.00079854 | 0 | 0 | 12.2717 | 0 | 0 | 0 | 0 | 0 | 0 | 0 | 0 | 0 | 0 | 0 | 0 | 0
12 | 21 | 14 | 5 | 1.7931 | 0 | 13.6089 | 0 | 0 | 0 | 0 | 0.9644 | 0 | 0 | 4.2608 | 0 | 20.6272 | 0 | 0 | 0 | 0 | 0 | 0 | 0 | 0 | 0 | 0 | 0 | 0 | 0 | 0.45131 | 0 | 0.54519 | 9.2332 | 0 | 0 | 0.36871 | 0.87076 | 0 | 0.00073956 | 0 | 0 | 11.4699 | 0 | 0 | 0 | 0 | 0 | 0 | 0 | 0 | 0 | 0 | 0 | 0 | 0
12 | 21 | 15 | 5 | 1.7931 | 0 | 13.6089 | 0 | 0 | 0 | 0 | 0.8505 | 0 | 0 | 3.841 | 0 | 20.0935 | 0 | 0 | 0 | 0 | 0 | 0 | 0 | 0 | 0 | 0 | 0 | 0 | 0 | 0.45131 | 0 | 0.54519 | 8.3894 | 0 | 0 | 0.36871 | 0.87458 | 0 | 0.00066395 | 0 | 0 | 10.6298 | 0 | 0 | 0 | 0 | 0 | 0 | 0 | 0 | 0 | 0 | 0 | 0 | 0
12 | 21 | 16 | 5 | 1.7931 | 0 | 13.6089 | 0 | 0 | 0 | 0 | 0.84508 | 0 | 0 | 3.2982 | 0 | 19.5453 | 0 | 0 | 0 | 0 | 0 | 0 | 0 | 0 | 0 | 0 | 0 | 0 | 0 | 0.45131 | 0 | 0.54519 | 8.3395 | 0 | 0 | 0.31621 | 0.87522 | 0 | 0.00065956 | 0 | 0 | 10.5281 | 0 | 0 | 0 | 0 | 0 | 0 | 0 | 0 | 0 | 0 | 0 | 0 | 0
12 | 21 | 17 | 5 | 1.7931 | 0 | 13.6089 | 0 | 0 | 0 | 0 | 0.96346 | 0 | 0 | 3.2982 | 0 | 19.6637 | 0 | 0 | 0 | 0 | 0 | 0 | 0 | 0 | 0 | 0 | 0 | 0 | 0 | 0.45131 | 0 | 0.54519 | 9.2424 | 0 | 0 | 0.31621 | 0.87737 | 0 | 0.00073996 | 0 | 0 | 11.4332 | 0 | 0 | 0 | 0 | 0 | 0 | 0 | 0 | 0 | 0 | 0 | 0 | 0
12 | 21 | 18 | 5 | 1.7931 | 0 | 13.6089 | 0 | 0 | 0 | 0 | 0.97289 | 0 | 0 | 5.4692 | 0 | 21.8441 | 0 | 0 | 0 | 0 | 0 | 0 | 0 | 0 | 0 | 0 | 0 | 0 | 0 | 0.45131 | 0 | 0.54519 | 9.3573 | 0 | 0 | 0.52621 | 0.87701 | 0 | 0.00074925 | 0 | 0 | 11.7578 | 0 | 0 | 0 | 0 | 0 | 0 | 0 | 0 | 0 | 0 | 0 | 0 | 0
12 | 21 | 19 | 5 | 1.7931 | 0 | 9.8982 | 0 | 0 | 0 | 0 | 1.0025 | 0 | 0 | 5.4692 | 0 | 18.1631 | 0 | 0 | 0 | 0 | 0 | 0 | 0 | 0 | 0 | 0 | 0 | 0 | 0 | 0.45131 | 0 | 0.54519 | 9.5073 | 0 | 0 | 0.52621 | 0.87284 | 0 | 0.0007646 | 0 | 0 | 11.9036 | 0 | 0 | 0 | 0 | 0 | 0 | 0 | 0 | 0 | 0 | 0 | 0 | 0
12 | 21 | 20 | 5 | 1.7931 | 0 | 2.4769 | 0 | 0 | 0 | 0 | 1.0972 | 0 | 0 | 3.9589 | 0 | 9.3261 | 0 | 0 | 0 | 0 | 0 | 0 | 0 | 0 | 0 | 0 | 0 | 0 | 0 | 0.45131 | 0 | 0.88038 | 10.0991 | 0 | 0 | 0.42121 | 0.86624 | 0 | 0.00082056 | 0 | 0 | 12.7191 | 0 | 0 | 0 | 0 | 0 | 0 | 0 | 0 | 0 | 0 | 0 | 0 | 0
12 | 21 | 21 | 5 | 1.7931 | 0 | 2.4769 | 0 | 0 | 0 | 0 | 1.1045 | 0 | 0 | 4.2608 | 0 | 9.6353 | 0 | 0 | 0 | 0 | 0 | 0 | 0 | 0 | 0 | 0 | 0 | 0 | 0 | 0.45131 | 0 | 1.1038 | 10.1468 | 0 | 0 | 0.36871 | 0.85999 | 0 | 0.00082559 | 0 | 0 | 12.9314 | 0 | 0 | 0 | 0 | 0 | 0 | 0 | 0 | 0 | 0 | 0 | 0 | 0
12 | 21 | 22 | 5 | 1.7931 | 0 | 2.4769 | 0 | 0 | 0 | 0 | 1.109 | 0 | 0 | 3.9589 | 0 | 9.3378 | 0 | 0 | 0 | 0 | 0 | 0 | 0 | 0 | 0 | 0 | 0 | 0 | 0 | 0.45131 | 0 | 1.2156 | 10.1467 | 0 | 0 | 0.47371 | 0.85709 | 0 | 0.00082653 | 0 | 0 | 13.1452 | 0 | 0 | 0 | 0 | 0 | 0 | 0 | 0 | 0 | 0 | 0 | 0 | 0
12 | 21 | 23 | 5 | 1.7931 | 0 | 2.4769 | 0 | 0 | 0 | 0 | 1.1093 | 0 | 0 | 4.2543 | 0 | 9.6336 | 0 | 0 | 0 | 0 | 0 | 0 | 0 | 0 | 0 | 0 | 0 | 0 | 0 | 0.45131 | 0 | 1.1038 | 10.1723 | 0 | 0 | 0.31621 | 0.85859 | 0 | 0.00082812 | 0 | 0 | 12.9031 | 0 | 0 | 0 | 0 | 0 | 0 | 0 | 0 | 0 | 0 | 0 | 0 | 0
12 | 21 | 24 | 5 | 1.7931 | 0 | 2.4769 | 0 | 0 | 0 | 0 | 0.65316 | 0 | 0 | 0.58436 | 0 | 5.5075 | 0 | 0 | 0 | 0 | 0 | 0 | 0 | 0 | 0 | 0 | 0 | 0 | 0 | 0.45131 | 0 | 0.88038 | 7.2968 | 0 | 0 | 0.053706 | 0.85969 | 0 | 0.00054912 | 0 | 0 | 9.5424 | 0 | 0 | 0 | 0 | 0 | 0 | 0 | 0 | 0 | 0 | 0 | 0 | 0
12 | 22 | 1 | 6 | 1.7931 | 0 | 2.4769 | 0 | 0 | 0 | 0 | 0.77927 | 0 | 0 | 0.58437 | 0 | 5.6337 | 0 | 0 | 0 | 0 | 0 | 0 | 0 | 0 | 0 | 0 | 0 | 0 | 0 | 0.45131 | 0 | 0.54519 | 8.4503 | 0 | 0 | 0.053706 | 0.86915 | 0 | 0.00065065 | 0 | 0 | 10.3703 | 0 | 0 | 0 | 0 | 0 | 0 | 0 | 0 | 0 | 0 | 0 | 0 | 0
12 | 22 | 2 | 6 | 1.7931 | 0 | 2.4769 | 0 | 0 | 0 | 0 | 0.8404 | 0 | 0 | 0.5844 | 0 | 5.6948 | 0 | 0 | 0 | 0 | 0 | 0 | 0 | 0 | 0 | 0 | 0 | 0 | 0 | 0.45131 | 0 | 0.32173 | 9.1734 | 0 | 0 | 0.053706 | 0.87879 | 0 | 0.00070613 | 0 | 0 | 10.8797 | 0 | 0 | 0 | 0 | 0 | 0 | 0 | 0 | 0 | 0 | 0 | 0 | 0
12 | 22 | 3 | 6 | 1.7931 | 0 | 2.4769 | 0 | 0 | 0 | 0 | 0.87597 | 0 | 0 | 0.58444 | 0 | 5.7304 | 0 | 0 | 0 | 0 | 0 | 0 | 0 | 0 | 0 | 0 | 0 | 0 | 0 | 0.45131 | 0 | 0.32173 | 9.4261 | 0 | 0 | 0.053706 | 0.88135 | 0 | 0.00073113 | 0 | 0 | 11.135 | 0 | 0 | 0 | 0 | 0 | 0 | 0 | 0 | 0 | 0 | 0 | 0 | 0
12 | 22 | 4 | 6 | 1.7931 | 0 | 2.4769 | 0 | 0 | 0 | 0 | 0.8638 | 0 | 0 | 0.58445 | 0 | 5.7183 | 0 | 0 | 0 | 0 | 0 | 0 | 0 | 0 | 0 | 0 | 0 | 0 | 0 | 0.45131 | 0 | 0.32173 | 9.3983 | 0 | 0 | 0.053706 | 0.87741 | 0 | 0.00072531 | 0 | 0 | 11.1032 | 0 | 0 | 0 | 0 | 0 | 0 | 0 | 0 | 0 | 0 | 0 | 0 | 0
12 | 22 | 5 | 6 | 1.7931 | 0 | 2.4769 | 0 | 0 | 0 | 0 | 0.88009 | 0 | 0 | 0.58444 | 0 | 5.7345 | 0 | 0 | 0 | 0 | 0 | 0 | 0 | 0 | 0 | 0 | 0 | 0 | 0 | 0.45131 | 0 | 0.32173 | 9.5228 | 0 | 0 | 0.053706 | 0.8789 | 0 | 0.00073592 | 0 | 0 | 11.2292 | 0 | 0 | 0 | 0 | 0 | 0 | 0 | 0 | 0 | 0 | 0 | 0 | 0
12 | 22 | 6 | 6 | 1.7931 | 0 | 2.4769 | 0 | 0 | 0 | 0 | 0.86809 | 0 | 0 | 0.58444 | 0 | 5.7225 | 0 | 0 | 0 | 0 | 0 | 0 | 0 | 0 | 0 | 0 | 0 | 0 | 0 | 0.45131 | 0 | 0.32173 | 9.49 | 0 | 0 | 0.053706 | 0.87563 | 0 | 0.0007358 | 0 | 0 | 11.1931 | 0 | 0 | 0 | 0 | 0 | 0 | 0 | 0 | 0 | 0 | 0 | 0 | 0
12 | 22 | 7 | 6 | 1.7931 | 0 | 2.4769 | 0 | 0 | 0 | 0 | 0.89113 | 0 | 0 | 3.2982 | 0 | 8.4594 | 0 | 0 | 0 | 0 | 0 | 0 | 0 | 0 | 0 | 0 | 0 | 0 | 0 | 0.45131 | 0 | 0.54519 | 9.6228 | 0 | 0 | 0.31621 | 0.8744 | 0 | 0.00074298 | 0 | 0 | 11.8106 | 0 | 0 | 0 | 0 | 0 | 0 | 0 | 0 | 0 | 0 | 0 | 0 | 0
12 | 22 | 8 | 6 | 1.7931 | 0 | 2.4769 | 0 | 0 | 0 | 0 | 1.2188 | 0 | 0 | 5.4692 | 0 | 10.958 | 0 | 0 | 0 | 0 | 0 | 0 | 0 | 0 | 0 | 0 | 0 | 0 | 0 | 0.45131 | 0 | 0.71279 | 11.8175 | 0 | 0 | 0.52621 | 0.86787 | 0 | 0.00094534 | 0 | 0 | 14.3766 | 0 | 0 | 0 | 0 | 0 | 0 | 0 | 0 | 0 | 0 | 0 | 0 | 0
12 | 22 | 9 | 6 | 1.7931 | 0 | 13.6089 | 0 | 0 | 0 | 0 | 1.0504 | 0 | 0 | 3.9589 | 0 | 20.4113 | 0 | 0 | 0 | 0 | 0 | 0 | 0 | 0 | 0 | 0 | 0 | 0 | 0 | 0.45131 | 0 | 0.71279 | 9.7199 | 0 | 0 | 0.42121 | 0.86067 | 0 | 0.00082375 | 0 | 0 | 12.1667 | 0 | 0 | 0 | 0 | 0 | 0 | 0 | 0 | 0 | 0 | 0 | 0 | 0
12 | 22 | 10 | 6 | 1.7931 | 0 | 13.6089 | 0 | 0 | 0 | 0 | 0.91106 | 0 | 0 | 3.718 | 0 | 20.0311 | 0 | 0 | 0 | 0 | 0 | 0 | 0 | 0 | 0 | 0 | 0 | 0 | 0 | 0.45131 | 0 | 0.71279 | 7.7365 | 0 | 0 | 0.31621 | 0.85212 | 0 | 0 | 0 | 0 | 10.0689 | 0 | 0 | 0 | 0 | 0 | 0 | 0 | 0 | 0 | 0 | 0 | 0 | 0
12 | 22 | 11 | 6 | 1.7931 | 0 | 13.6089 | 0 | 0 | 0 | 0 | 0.77049 | 0 | 0 | 3.2982 | 0 | 19.4707 | 0 | 0 | 0 | 0 | 0 | 0 | 0 | 0 | 0 | 0 | 0 | 0 | 0 | 0.45131 | 0 | 0.71279 | 6.4351 | 0 | 0 | 0.31621 | 0.84726 | 0 | 0 | 0 | 0 | 8.7627 | 0 | 0 | 0 | 0 | 0 | 0 | 0 | 0 | 0 | 0 | 0 | 0 | 0
12 | 22 | 12 | 6 | 1.7931 | 0 | 13.6089 | 0 | 0 | 0 | 0 | 0.66655 | 0 | 0 | 3.8409 | 0 | 19.9095 | 0 | 0 | 0 | 0 | 0 | 0 | 0 | 0 | 0 | 0 | 0 | 0 | 0 | 0.45131 | 0 | 0.54519 | 5.9104 | 0 | 0 | 0.36871 | 0.85141 | 0 | 0 | 0 | 0 | 8.127 | 0 | 0 | 0 | 0 | 0 | 0 | 0 | 0 | 0 | 0 | 0 | 0 | 0
12 | 22 | 13 | 6 | 1.7931 | 0 | 8.6613 | 0 | 0 | 0 | 0 | 0.61309 | 0 | 0 | 3.9589 | 0 | 15.0264 | 0 | 0 | 0 | 0 | 0 | 0 | 0 | 0 | 0 | 0 | 0 | 0 | 0 | 0.45131 | 0 | 0.54519 | 5.4189 | 0 | 0 | 0.42121 | 0.84718 | 0 | 0 | 0 | 0 | 7.6838 | 0 | 0 | 0 | 0 | 0 | 0 | 0 | 0 | 0 | 0 | 0 | 0 | 0
12 | 22 | 14 | 6 | 1.7931 | 0 | 13.6089 | 0 | 0 | 0 | 0 | 0.59997 | 0 | 0 | 4.2608 | 0 | 20.2627 | 0 | 0 | 0 | 0 | 0 | 0 | 0 | 0 | 0 | 0 | 0 | 0 | 0 | 0.45131 | 0 | 0.54519 | 5.0792 | 0 | 0 | 0.36871 | 0.84297 | 0 | 0 | 0 | 0 | 7.2874 | 0 | 0 | 0 | 0 | 0 | 0 | 0 | 0 | 0 | 0 | 0 | 0 | 0
12 | 22 | 15 | 6 | 1.7931 | 0 | 13.6089 | 0 | 0 | 0 | 0 | 0.56358 | 0 | 0 | 3.8409 | 0 | 19.8065 | 0 | 0 | 0 | 0 | 0 | 0 | 0 | 0 | 0 | 0 | 0 | 0 | 0 | 0.45131 | 0 | 0.54519 | 4.7726 | 0 | 0 | 0.36871 | 0.83889 | 0 | 0 | 0 | 0 | 6.9767 | 0 | 0 | 0 | 0 | 0 | 0 | 0 | 0 | 0 | 0 | 0 | 0 | 0
12 | 22 | 16 | 6 | 1.7931 | 0 | 13.6089 | 0 | 0 | 0 | 0 | 0.53407 | 0 | 0 | 3.2982 | 0 | 19.2342 | 0 | 0 | 0 | 0 | 0 | 0 | 0 | 0 | 0 | 0 | 0 | 0 | 0 | 0.45131 | 0 | 0.54519 | 4.6306 | 0 | 0 | 0.31621 | 0.83971 | 0 | 0 | 0 | 0 | 6.783 | 0 | 0 | 0 | 0 | 0 | 0 | 0 | 0 | 0 | 0 | 0 | 0 | 0
12 | 22 | 17 | 6 | 1.7931 | 0 | 13.6089 | 0 | 0 | 0 | 0 | 0.61204 | 0 | 0 | 3.2982 | 0 | 19.3122 | 0 | 0 | 0 | 0 | 0 | 0 | 0 | 0 | 0 | 0 | 0 | 0 | 0 | 0.45131 | 0 | 0.54519 | 4.9644 | 0 | 0 | 0.31621 | 0.83976 | 0 | 0 | 0 | 0 | 7.1169 | 0 | 0 | 0 | 0 | 0 | 0 | 0 | 0 | 0 | 0 | 0 | 0 | 0
12 | 22 | 18 | 6 | 1.7931 | 0 | 13.6089 | 0 | 0 | 0 | 0 | 0.65261 | 0 | 0 | 5.4692 | 0 | 21.5238 | 0 | 0 | 0 | 0 | 0 | 0 | 0 | 0 | 0 | 0 | 0 | 0 | 0 | 0.45131 | 0 | 0.54519 | 5.164 | 0 | 0 | 0.52621 | 0.84142 | 0 | 0 | 0 | 0 | 7.5281 | 0 | 0 | 0 | 0 | 0 | 0 | 0 | 0 | 0 | 0 | 0 | 0 | 0
12 | 22 | 19 | 6 | 1.7931 | 0 | 9.8982 | 0 | 0 | 0 | 0 | 0.72578 | 0 | 0 | 5.4692 | 0 | 17.8863 | 0 | 0 | 0 | 0 | 0 | 0 | 0 | 0 | 0 | 0 | 0 | 0 | 0 | 0.45131 | 0 | 0.54519 | 5.6528 | 0 | 0 | 0.52621 | 0.84277 | 0 | 0 | 0 | 0 | 8.0183 | 0 | 0 | 0 | 0 | 0 | 0 | 0 | 0 | 0 | 0 | 0 | 0 | 0
12 | 22 | 20 | 6 | 1.7931 | 0 | 2.4769 | 0 | 0 | 0 | 0 | 0.84714 | 0 | 0 | 3.9589 | 0 | 9.076 | 0 | 0 | 0 | 0 | 0 | 0 | 0 | 0 | 0 | 0 | 0 | 0 | 0 | 0.45131 | 0 | 0.88038 | 6.1961 | 0 | 0 | 0.42121 | 0.8369 | 0 | 0 | 0 | 0 | 8.7859 | 0 | 0 | 0 | 0 | 0 | 0 | 0 | 0 | 0 | 0 | 0 | 0 | 0
12 | 22 | 21 | 6 | 1.7931 | 0 | 2.4769 | 0 | 0 | 0 | 0 | 0.8599 | 0 | 0 | 4.2607 | 0 | 9.3906 | 0 | 0 | 0 | 0 | 0 | 0 | 0 | 0 | 0 | 0 | 0 | 0 | 0 | 0.45131 | 0 | 1.1038 | 6.2467 | 0 | 0 | 0.36871 | 0.83054 | 0 | 0 | 0 | 0 | 9.0011 | 0 | 0 | 0 | 0 | 0 | 0 | 0 | 0 | 0 | 0 | 0 | 0 | 0
12 | 22 | 22 | 6 | 1.7931 | 0 | 2.4769 | 0 | 0 | 0 | 0 | 0.87483 | 0 | 0 | 3.9588 | 0 | 9.1037 | 0 | 0 | 0 | 0 | 0 | 0 | 0 | 0 | 0 | 0 | 0 | 0 | 0 | 0.45131 | 0 | 1.2156 | 6.432 | 0 | 0 | 0.47371 | 0.82887 | 0 | 0 | 0 | 0 | 9.4015 | 0 | 0 | 0 | 0 | 0 | 0 | 0 | 0 | 0 | 0 | 0 | 0 | 0
12 | 22 | 23 | 6 | 1.7931 | 0 | 2.4769 | 0 | 0 | 0 | 0 | 0.87546 | 0 | 0 | 4.2542 | 0 | 9.3997 | 0 | 0 | 0 | 0 | 0 | 0 | 0 | 0 | 0 | 0 | 0 | 0 | 0 | 0.45131 | 0 | 1.1038 | 6.4325 | 0 | 0 | 0.31621 | 0.83006 | 0 | 0 | 0 | 0 | 9.1339 | 0 | 0 | 0 | 0 | 0 | 0 | 0 | 0 | 0 | 0 | 0 | 0 | 0
12 | 22 | 24 | 6 | 1.7931 | 0 | 2.4769 | 0 | 0 | 0 | 0 | 0.41156 | 0 | 0 | 0.58431 | 0 | 5.2659 | 0 | 0 | 0 | 0 | 0 | 0 | 0 | 0 | 0 | 0 | 0 | 0 | 0 | 0.45131 | 0 | 0.88038 | 4.4357 | 0 | 0 | 0.053706 | 0.83344 | 0 | 0 | 0 | 0 | 6.6546 | 0 | 0 | 0 | 0 | 0 | 0 | 0 | 0 | 0 | 0 | 0 | 0 | 0
12 | 23 | 1 | 7 | 1.7931 | 0 | 2.4769 | 0 | 0 | 0 | 0 | 0.53471 | 0 | 0 | 0.58432 | 0 | 5.3891 | 0 | 0 | 0 | 0 | 0 | 0 | 0 | 0 | 0 | 0 | 0 | 0 | 0 | 0.45131 | 0 | 0.54519 | 5.3614 | 0 | 0 | 0.053706 | 0.84087 | 0 | 0 | 0 | 0 | 7.2525 | 0 | 0 | 0 | 0 | 0 | 0 | 0 | 0 | 0 | 0 | 0 | 0 | 0
12 | 23 | 2 | 7 | 1.7931 | 0 | 2.4769 | 0 | 0 | 0 | 0 | 0.5664 | 0 | 0 | 0.58435 | 0 | 5.4208 | 0 | 0 | 0 | 0 | 0 | 0 | 0 | 0 | 0 | 0 | 0 | 0 | 0 | 0.45131 | 0 | 0.32173 | 5.6049 | 0 | 0 | 0.053706 | 0.84441 | 0 | 0 | 0 | 0 | 7.276 | 0 | 0 | 0 | 0 | 0 | 0 | 0 | 0 | 0 | 0 | 0 | 0 | 0
12 | 23 | 3 | 7 | 1.7931 | 0 | 2.4769 | 0 | 0 | 0 | 0 | 0.55651 | 0 | 0 | 0.58436 | 0 | 5.4109 | 0 | 0 | 0 | 0 | 0 | 0 | 0 | 0 | 0 | 0 | 0 | 0 | 0 | 0.45131 | 0 | 0.32173 | 5.5281 | 0 | 0 | 0.053706 | 0.83978 | 0 | 0 | 0 | 0 | 7.1947 | 0 | 0 | 0 | 0 | 0 | 0 | 0 | 0 | 0 | 0 | 0 | 0 | 0
12 | 23 | 4 | 7 | 1.7931 | 0 | 2.4769 | 0 | 0 | 0 | 0 | 0.54325 | 0 | 0 | 0.58434 | 0 | 5.3976 | 0 | 0 | 0 | 0 | 0 | 0 | 0 | 0 | 0 | 0 | 0 | 0 | 0 | 0.45131 | 0 | 0.32173 | 5.4208 | 0 | 0 | 0.053706 | 0.83563 | 0 | 0 | 0 | 0 | 7.0832 | 0 | 0 | 0 | 0 | 0 | 0 | 0 | 0 | 0 | 0 | 0 | 0 | 0
12 | 23 | 5 | 7 | 1.7931 | 0 | 2.4769 | 0 | 0 | 0 | 0 | 0.58401 | 0 | 0 | 0.58433 | 0 | 5.4384 | 0 | 0 | 0 | 0 | 0 | 0 | 0 | 0 | 0 | 0 | 0 | 0 | 0 | 0.45131 | 0 | 0.32173 | 5.5988 | 0 | 0 | 0.053706 | 0.84051 | 0 | 0 | 0 | 0 | 7.2661 | 0 | 0 | 0 | 0 | 0 | 0 | 0 | 0 | 0 | 0 | 0 | 0 | 0
12 | 23 | 6 | 7 | 1.7931 | 0 | 2.4769 | 0 | 0 | 0 | 0 | 0.58174 | 0 | 0 | 0.58434 | 0 | 5.4361 | 0 | 0 | 0 | 0 | 0 | 0 | 0 | 0 | 0 | 0 | 0 | 0 | 0 | 0.45131 | 0 | 0.32173 | 5.5314 | 0 | 0 | 0.053706 | 0.83849 | 0 | 0 | 0 | 0 | 7.1966 | 0 | 0 | 0 | 0 | 0 | 0 | 0 | 0 | 0 | 0 | 0 | 0 | 0
12 | 23 | 7 | 7 | 1.7931 | 0 | 2.4769 | 0 | 0 | 0 | 0 | 0.62282 | 0 | 0 | 3.2981 | 0 | 8.191 | 0 | 0 | 0 | 0 | 0 | 0 | 0 | 0 | 0 | 0 | 0 | 0 | 0 | 0.45131 | 0 | 0.54519 | 5.9548 | 0 | 0 | 0.31621 | 0.83961 | 0 | 0 | 0 | 0 | 8.1071 | 0 | 0 | 0 | 0 | 0 | 0 | 0 | 0 | 0 | 0 | 0 | 0 | 0
12 | 23 | 8 | 7 | 1.7931 | 0 | 2.4769 | 0 | 0 | 0 | 0 | 1.0383 | 0 | 0 | 5.4691 | 0 | 10.7774 | 0 | 0 | 0 | 0 | 0 | 0 | 0 | 0 | 0 | 0 | 0 | 0 | 0 | 0.45131 | 0 | 0.71279 | 8.0686 | 0 | 0 | 0.52621 | 0.83361 | 0 | 0 | 0 | 0 | 10.5926 | 0 | 0 | 0 | 0 | 0 | 0 | 0 | 0 | 0 | 0 | 0 | 0 | 0
12 | 23 | 9 | 7 | 1.7931 | 0 | 13.6089 | 0 | 0 | 0 | 0 | 0.81589 | 0 | 0 | 3.9588 | 0 | 20.1767 | 0 | 0 | 0 | 0 | 0 | 0 | 0 | 0 | 0 | 0 | 0 | 0 | 0 | 0.45131 | 0 | 0.71279 | 6.3794 | 0 | 0 | 0.42121 | 0.83325 | 0 | 0 | 0 | 0 | 8.7979 | 0 | 0 | 0 | 0 | 0 | 0 | 0 | 0 | 0 | 0 | 0 | 0 | 0
12 | 23 | 10 | 7 | 1.7931 | 0 | 13.6089 | 0 | 0 | 0 | 0 | 0.64604 | 0 | 0 | 3.7179 | 0 | 19.7659 | 0 | 0 | 0 | 0 | 0 | 0 | 0 | 0 | 0 | 0 | 0 | 0 | 0 | 0.45131 | 0 | 0.71279 | 5.1316 | 0 | 0 | 0.31621 | 0.82131 | 0 | 0 | 0 | 0 | 7.4332 | 0 | 0 | 0 | 0 | 0 | 0 | 0 | 0 | 0 | 0 | 0 | 0 | 0
12 | 23 | 11 | 7 | 1.7931 | 0 | 13.6089 | 0 | 0 | 0 | 0 | 0.58554 | 0 | 0 | 3.2981 | 0 | 19.2856 | 0 | 0 | 0 | 0 | 0 | 0 | 0 | 0 | 0 | 0 | 0 | 0 | 0 | 0.45131 | 0 | 0.71279 | 4.5412 | 0 | 0 | 0.31621 | 0.81678 | 0 | 0 | 0 | 0 | 6.8383 | 0 | 0 | 0 | 0 | 0 | 0 | 0 | 0 | 0 | 0 | 0 | 0 | 0
12 | 23 | 12 | 7 | 1.7931 | 0 | 13.6089 | 0 | 0 | 0 | 0 | 0.4211 | 0 | 0 | 3.8408 | 0 | 19.6639 | 0 | 0 | 0 | 0 | 0 | 0 | 0 | 0 | 0 | 0 | 0 | 0 | 0 | 0.45131 | 0 | 0.54519 | 3.8477 | 0 | 0 | 0.36871 | 0.8187 | 0 | 0 | 0 | 0 | 6.0316 | 0 | 0 | 0 | 0 | 0 | 0 | 0 | 0 | 0 | 0 | 0 | 0 | 0
12 | 23 | 13 | 7 | 1.7931 | 0 | 8.6613 | 0 | 0 | 0 | 0 | 0.35387 | 0 | 0 | 3.9588 | 0 | 14.7671 | 0 | 0 | 0 | 0 | 0 | 0 | 0 | 0 | 0 | 0 | 0 | 0 | 0 | 0.45131 | 0 | 0.54519 | 3.2745 | 0 | 0 | 0.42121 | 0.81542 | 0 | 0 | 0 | 0 | 5.5076 | 0 | 0 | 0 | 0 | 0 | 0 | 0 | 0 | 0 | 0 | 0 | 0 | 0
12 | 23 | 14 | 7 | 1.7931 | 0 | 13.6089 | 0 | 0 | 0 | 0 | 0.2599 | 0 | 0 | 4.2606 | 0 | 19.9225 | 0 | 0 | 0 | 0 | 0 | 0 | 0 | 0 | 0 | 0 | 0 | 0 | 0 | 0.45131 | 0 | 0.54519 | 2.7723 | 0 | 0 | 0.36871 | 0.81538 | 0 | 0 | 0 | 0 | 4.9528 | 0 | 0 | 0 | 0 | 0 | 0 | 0 | 0 | 0 | 0 | 0 | 0 | 0
12 | 23 | 15 | 7 | 1.7931 | 0 | 13.6089 | 0 | 0 | 0 | 0 | 0.1914 | 0 | 0 | 3.8408 | 0 | 19.4342 | 0 | 0 | 0 | 0 | 0 | 0 | 0 | 0 | 0 | 0 | 0 | 0 | 0 | 0.45131 | 0 | 0.54519 | 2.5471 | 0 | 0 | 0.36871 | 0.81594 | 0 | 0 | 0 | 0 | 4.7283 | 0 | 0 | 0 | 0 | 0 | 0 | 0 | 0 | 0 | 0 | 0 | 0 | 0
12 | 23 | 16 | 7 | 1.7931 | 0 | 13.6089 | 0 | 0 | 0 | 0 | 0.2105 | 0 | 0 | 3.2981 | 0 | 18.9106 | 0 | 0 | 0 | 0 | 0 | 0 | 0 | 0 | 0 | 0 | 0 | 0 | 0 | 0.45131 | 0 | 0.54519 | 2.6622 | 0 | 0 | 0.31621 | 0.81496 | 0 | 0 | 0 | 0 | 4.7898 | 0 | 0 | 0 | 0 | 0 | 0 | 0 | 0 | 0 | 0 | 0 | 0 | 0
12 | 23 | 17 | 7 | 1.7931 | 0 | 13.6089 | 0 | 0 | 0 | 0 | 0.30034 | 0 | 0 | 3.2981 | 0 | 19.0004 | 0 | 0 | 0 | 0 | 0 | 0 | 0 | 0 | 0 | 0 | 0 | 0 | 0 | 0.45131 | 0 | 0.54519 | 3.4388 | 0 | 0 | 0.31621 | 0.81765 | 0 | 0 | 0 | 0 | 5.5692 | 0 | 0 | 0 | 0 | 0 | 0 | 0 | 0 | 0 | 0 | 0 | 0 | 0
12 | 23 | 18 | 7 | 1.7931 | 0 | 13.6089 | 0 | 0 | 0 | 0 | 0.39589 | 0 | 0 | 5.4691 | 0 | 21.267 | 0 | 0 | 0 | 0 | 0 | 0 | 0 | 0 | 0 | 0 | 0 | 0 | 0 | 0.45131 | 0 | 0.54519 | 3.8814 | 0 | 0 | 0.52621 | 0.81878 | 0 | 0 | 0 | 0 | 6.2229 | 0 | 0 | 0 | 0 | 0 | 0 | 0 | 0 | 0 | 0 | 0 | 0 | 0
12 | 23 | 19 | 7 | 1.7931 | 0 | 9.8982 | 0 | 0 | 0 | 0 | 0.51541 | 0 | 0 | 5.4691 | 0 | 17.6758 | 0 | 0 | 0 | 0 | 0 | 0 | 0 | 0 | 0 | 0 | 0 | 0 | 0 | 0.45131 | 0 | 0.54519 | 4.5211 | 0 | 0 | 0.52621 | 0.82295 | 0 | 0 | 0 | 0 | 6.8668 | 0 | 0 | 0 | 0 | 0 | 0 | 0 | 0 | 0 | 0 | 0 | 0 | 0
12 | 23 | 20 | 7 | 1.7931 | 0 | 2.4769 | 0 | 0 | 0 | 0 | 0.60953 | 0 | 0 | 3.9588 | 0 | 8.8384 | 0 | 0 | 0 | 0 | 0 | 0 | 0 | 0 | 0 | 0 | 0 | 0 | 0 | 0.45131 | 0 | 0.88038 | 4.8666 | 0 | 0 | 0.42121 | 0.81092 | 0 | 0 | 0 | 0 | 7.4305 | 0 | 0 | 0 | 0 | 0 | 0 | 0 | 0 | 0 | 0 | 0 | 0 | 0
12 | 23 | 21 | 7 | 1.7931 | 0 | 2.4769 | 0 | 0 | 0 | 0 | 0.64857 | 0 | 0 | 4.2605 | 0 | 9.1791 | 0 | 0 | 0 | 0 | 0 | 0 | 0 | 0 | 0 | 0 | 0 | 0 | 0 | 0.45131 | 0 | 1.1038 | 5.0097 | 0 | 0 | 0.36871 | 0.80719 | 0 | 0 | 0 | 0 | 7.7408 | 0 | 0 | 0 | 0 | 0 | 0 | 0 | 0 | 0 | 0 | 0 | 0 | 0
12 | 23 | 22 | 7 | 1.7931 | 0 | 2.4769 | 0 | 0 | 0 | 0 | 0.66596 | 0 | 0 | 3.9588 | 0 | 8.8948 | 0 | 0 | 0 | 0 | 0 | 0 | 0 | 0 | 0 | 0 | 0 | 0 | 0 | 0.45131 | 0 | 1.2156 | 5.0836 | 0 | 0 | 0.47371 | 0.80485 | 0 | 0 | 0 | 0 | 8.0291 | 0 | 0 | 0 | 0 | 0 | 0 | 0 | 0 | 0 | 0 | 0 | 0 | 0
12 | 23 | 23 | 7 | 1.7931 | 0 | 2.4769 | 0 | 0 | 0 | 0 | 0.67836 | 0 | 0 | 4.2541 | 0 | 9.2025 | 0 | 0 | 0 | 0 | 0 | 0 | 0 | 0 | 0 | 0 | 0 | 0 | 0 | 0.45131 | 0 | 1.1038 | 5.0584 | 0 | 0 | 0.31621 | 0.80704 | 0 | 0 | 0 | 0 | 7.7368 | 0 | 0 | 0 | 0 | 0 | 0 | 0 | 0 | 0 | 0 | 0 | 0 | 0
12 | 23 | 24 | 7 | 1.7931 | 0 | 2.4769 | 0 | 0 | 0 | 0 | 0.19345 | 0 | 0 | 0.5842 | 0 | 5.0477 | 0 | 0 | 0 | 0 | 0 | 0 | 0 | 0 | 0 | 0 | 0 | 0 | 0 | 0.45131 | 0 | 0.88038 | 2.9798 | 0 | 0 | 0.053706 | 0.80667 | 0 | 0 | 0 | 0 | 5.1719 | 0 | 0 | 0 | 0 | 0 | 0 | 0 | 0 | 0 | 0 | 0 | 0 | 0
12 | 24 | 1 | 1 | 1.7931 | 0 | 2.4769 | 0 | 0 | 0 | 0 | 0.31888 | 0 | 0 | 0.58421 | 0 | 5.1731 | 0 | 0 | 0 | 0 | 0 | 0 | 0 | 0 | 0 | 0 | 0 | 0 | 0 | 0.45131 | 0 | 0.54519 | 3.7139 | 0 | 0 | 0.053706 | 0.81272 | 0 | 0 | 0 | 0 | 5.5768 | 0 | 0 | 0 | 0 | 0 | 0 | 0 | 0 | 0 | 0 | 0 | 0 | 0
12 | 24 | 2 | 1 | 1.7931 | 0 | 2.4769 | 0 | 0 | 0 | 0 | 0.38134 | 0 | 0 | 0.58423 | 0 | 5.2356 | 0 | 0 | 0 | 0 | 0 | 0 | 0 | 0 | 0 | 0 | 0 | 0 | 0 | 0.45131 | 0 | 0.32173 | 4.0828 | 0 | 0 | 0.053706 | 0.82008 | 0 | 0 | 0 | 0 | 5.7297 | 0 | 0 | 0 | 0 | 0 | 0 | 0 | 0 | 0 | 0 | 0 | 0 | 0
12 | 24 | 3 | 1 | 1.7931 | 0 | 2.4769 | 0 | 0 | 0 | 0 | 0.37824 | 0 | 0 | 0.58425 | 0 | 5.2325 | 0 | 0 | 0 | 0 | 0 | 0 | 0 | 0 | 0 | 0 | 0 | 0 | 0 | 0.45131 | 0 | 0.32173 | 4.0447 | 0 | 0 | 0.053706 | 0.81575 | 0 | 0 | 0 | 0 | 5.6872 | 0 | 0 | 0 | 0 | 0 | 0 | 0 | 0 | 0 | 0 | 0 | 0 | 0
12 | 24 | 4 | 1 | 1.7931 | 0 | 2.4769 | 0 | 0 | 0 | 0 | 0.36051 | 0 | 0 | 0.58424 | 0 | 5.2148 | 0 | 0 | 0 | 0 | 0 | 0 | 0 | 0 | 0 | 0 | 0 | 0 | 0 | 0.45131 | 0 | 0.32173 | 3.7521 | 0 | 0 | 0.053706 | 0.81098 | 0 | 0 | 0 | 0 | 5.3899 | 0 | 0 | 0 | 0 | 0 | 0 | 0 | 0 | 0 | 0 | 0 | 0 | 0
12 | 24 | 5 | 1 | 1.7931 | 0 | 2.4769 | 0 | 0 | 0 | 0 | 0.40265 | 0 | 0 | 0.58423 | 0 | 5.2569 | 0 | 0 | 0 | 0 | 0 | 0 | 0 | 0 | 0 | 0 | 0 | 0 | 0 | 0.45131 | 0 | 0.32173 | 3.9477 | 0 | 0 | 0.053706 | 0.81541 | 0 | 0 | 0 | 0 | 5.5899 | 0 | 0 | 0 | 0 | 0 | 0 | 0 | 0 | 0 | 0 | 0 | 0 | 0
12 | 24 | 6 | 1 | 1.7931 | 0 | 2.4769 | 0 | 0 | 0 | 0 | 0.41016 | 0 | 0 | 0.58424 | 0 | 5.2644 | 0 | 0 | 0 | 0 | 0 | 0 | 0 | 0 | 0 | 0 | 0 | 0 | 0 | 0.45131 | 0 | 0.32173 | 3.9059 | 0 | 0 | 0.053706 | 0.81481 | 0 | 0 | 0 | 0 | 5.5475 | 0 | 0 | 0 | 0 | 0 | 0 | 0 | 0 | 0 | 0 | 0 | 0 | 0
12 | 24 | 7 | 1 | 1.7931 | 0 | 2.4769 | 0 | 0 | 0 | 0 | 0.46431 | 0 | 0 | 3.298 | 0 | 8.0323 | 0 | 0 | 0 | 0 | 0 | 0 | 0 | 0 | 0 | 0 | 0 | 0 | 0 | 0.45131 | 0 | 0.54519 | 4.0233 | 0 | 0 | 0.31621 | 0.81554 | 0 | 0 | 0 | 0 | 6.1516 | 0 | 0 | 0 | 0 | 0 | 0 | 0 | 0 | 0 | 0 | 0 | 0 | 0
12 | 24 | 8 | 1 | 1.7931 | 0 | 2.4769 | 0 | 0 | 0 | 0 | 0.94002 | 0 | 0 | 5.469 | 0 | 10.6791 | 0 | 0 | 0 | 0 | 0 | 0 | 0 | 0 | 0 | 0 | 0 | 0 | 0 | 0.45131 | 0 | 0.71279 | 5.5917 | 0 | 0 | 0.52621 | 0.81022 | 0 | 0 | 0 | 0 | 8.0922 | 0 | 0 | 0 | 0 | 0 | 0 | 0 | 0 | 0 | 0 | 0 | 0 | 0
12 | 24 | 9 | 1 | 1.7931 | 0 | 13.6089 | 0 | 0 | 0 | 0 | 0.6621 | 0 | 0 | 3.9588 | 0 | 20.0229 | 0 | 0 | 0 | 0 | 0 | 0 | 0 | 0 | 0 | 0 | 0 | 0 | 0 | 0.45131 | 0 | 0.71279 | 4.4382 | 0 | 0 | 0.42121 | 0.80682 | 0 | 0 | 0 | 0 | 6.8303 | 0 | 0 | 0 | 0 | 0 | 0 | 0 | 0 | 0 | 0 | 0 | 0 | 0
12 | 24 | 10 | 1 | 1.7931 | 0 | 13.6089 | 0 | 0 | 0 | 0 | 0.5853 | 0 | 0 | 3.7177 | 0 | 19.705 | 0 | 0 | 0 | 0 | 0 | 0 | 0 | 0 | 0 | 0 | 0 | 0 | 0 | 0.45131 | 0 | 0.71279 | 4.0478 | 0 | 0 | 0.31621 | 0.80505 | 0 | 0 | 0 | 0 | 6.3331 | 0 | 0 | 0 | 0 | 0 | 0 | 0 | 0 | 0 | 0 | 0 | 0 | 0
12 | 24 | 11 | 1 | 1.7931 | 0 | 13.6089 | 0 | 0 | 0 | 0 | 0.5542 | 0 | 0 | 3.298 | 0 | 19.2542 | 0 | 0 | 0 | 0 | 0 | 0 | 0 | 0 | 0 | 0 | 0 | 0 | 0 | 0.45131 | 0 | 0.71279 | 4.0168 | 0 | 0 | 0.31621 | 0.80484 | 0 | 0 | 0 | 0 | 6.3019 | 0 | 0 | 0 | 0 | 0 | 0 | 0 | 0 | 0 | 0 | 0 | 0 | 0
12 | 24 | 12 | 1 | 1.7931 | 0 | 13.6089 | 0 | 0 | 0 | 0 | 0.52538 | 0 | 0 | 3.8407 | 0 | 19.7681 | 0 | 0 | 0 | 0 | 0 | 0 | 0 | 0 | 0 | 0 | 0 | 0 | 0 | 0.45131 | 0 | 0.54519 | 3.5652 | 0 | 0 | 0.36871 | 0.80666 | 0 | 0 | 0 | 0 | 5.7371 | 0 | 0 | 0 | 0 | 0 | 0 | 0 | 0 | 0 | 0 | 0 | 0 | 0
12 | 24 | 13 | 1 | 1.7931 | 0 | 8.6613 | 0 | 0 | 0 | 0 | 0.63074 | 0 | 0 | 3.9588 | 0 | 15.044 | 0 | 0 | 0 | 0 | 0 | 0 | 0 | 0 | 0 | 0 | 0 | 0 | 0 | 0.45131 | 0 | 0.54519 | 3.8344 | 0 | 0 | 0.42121 | 0.81272 | 0 | 0 | 0 | 0 | 6.0648 | 0 | 0 | 0 | 0 | 0 | 0 | 0 | 0 | 0 | 0 | 0 | 0 | 0
12 | 24 | 14 | 1 | 1.7931 | 0 | 13.6089 | 0 | 0 | 0 | 0 | 0.5286 | 0 | 0 | 4.2605 | 0 | 20.1911 | 0 | 0 | 0 | 0 | 0 | 0 | 0 | 0 | 0 | 0 | 0 | 0 | 0 | 0.45131 | 0 | 0.54519 | 3.8193 | 0 | 0 | 0.36871 | 0.8082 | 0 | 0 | 0 | 0 | 5.9927 | 0 | 0 | 0 | 0 | 0 | 0 | 0 | 0 | 0 | 0 | 0 | 0 | 0
12 | 24 | 15 | 1 | 1.7931 | 0 | 13.6089 | 0 | 0 | 0 | 0 | 0.51337 | 0 | 0 | 3.8408 | 0 | 19.7561 | 0 | 0 | 0 | 0 | 0 | 0 | 0 | 0 | 0 | 0 | 0 | 0 | 0 | 0.45131 | 0 | 0.54519 | 3.8512 | 0 | 0 | 0.36871 | 0.80787 | 0 | 0 | 0 | 0 | 6.0243 | 0 | 0 | 0 | 0 | 0 | 0 | 0 | 0 | 0 | 0 | 0 | 0 | 0
12 | 24 | 16 | 1 | 1.7931 | 0 | 13.6089 | 0 | 0 | 0 | 0 | 0.48406 | 0 | 0 | 3.298 | 0 | 19.1841 | 0 | 0 | 0 | 0 | 0 | 0 | 0 | 0 | 0 | 0 | 0 | 0 | 0 | 0.45131 | 0 | 0.54519 | 3.7099 | 0 | 0 | 0.31621 | 0.80487 | 0 | 0 | 0 | 0 | 5.8275 | 0 | 0 | 0 | 0 | 0 | 0 | 0 | 0 | 0 | 0 | 0 | 0 | 0
12 | 24 | 17 | 1 | 1.7931 | 0 | 13.6089 | 0 | 0 | 0 | 0 | 0.47102 | 0 | 0 | 3.298 | 0 | 19.171 | 0 | 0 | 0 | 0 | 0 | 0 | 0 | 0 | 0 | 0 | 0 | 0 | 0 | 0.45131 | 0 | 0.54519 | 3.6547 | 0 | 0 | 0.31621 | 0.80433 | 0 | 0 | 0 | 0 | 5.7718 | 0 | 0 | 0 | 0 | 0 | 0 | 0 | 0 | 0 | 0 | 0 | 0 | 0
12 | 24 | 18 | 1 | 1.7931 | 0 | 13.6089 | 0 | 0 | 0 | 0 | 0.42197 | 0 | 0 | 5.469 | 0 | 21.293 | 0 | 0 | 0 | 0 | 0 | 0 | 0 | 0 | 0 | 0 | 0 | 0 | 0 | 0.45131 | 0 | 0.54519 | 3.5623 | 0 | 0 | 0.52621 | 0.80189 | 0 | 0 | 0 | 0 | 5.8868 | 0 | 0 | 0 | 0 | 0 | 0 | 0 | 0 | 0 | 0 | 0 | 0 | 0
12 | 24 | 19 | 1 | 1.7931 | 0 | 9.8982 | 0 | 0 | 0 | 0 | 0.45667 | 0 | 0 | 5.469 | 0 | 17.617 | 0 | 0 | 0 | 0 | 0 | 0 | 0 | 0 | 0 | 0 | 0 | 0 | 0 | 0.45131 | 0 | 0.54519 | 3.6662 | 0 | 0 | 0.52621 | 0.80103 | 0 | 0 | 0 | 0 | 5.99 | 0 | 0 | 0 | 0 | 0 | 0 | 0 | 0 | 0 | 0 | 0 | 0 | 0
12 | 24 | 20 | 1 | 1.7931 | 0 | 2.4769 | 0 | 0 | 0 | 0 | 0.54222 | 0 | 0 | 3.9588 | 0 | 8.771 | 0 | 0 | 0 | 0 | 0 | 0 | 0 | 0 | 0 | 0 | 0 | 0 | 0 | 0.45131 | 0 | 0.88038 | 3.7124 | 0 | 0 | 0.42121 | 0.79098 | 0 | 0 | 0 | 0 | 6.2563 | 0 | 0 | 0 | 0 | 0 | 0 | 0 | 0 | 0 | 0 | 0 | 0 | 0
12 | 24 | 21 | 1 | 1.7931 | 0 | 2.4769 | 0 | 0 | 0 | 0 | 0.56362 | 0 | 0 | 4.2604 | 0 | 9.094 | 0 | 0 | 0 | 0 | 0 | 0 | 0 | 0 | 0 | 0 | 0 | 0 | 0 | 0.45131 | 0 | 1.1038 | 3.978 | 0 | 0 | 0.36871 | 0.78579 | 0 | 0 | 0 | 0 | 6.6876 | 0 | 0 | 0 | 0 | 0 | 0 | 0 | 0 | 0 | 0 | 0 | 0 | 0
12 | 24 | 22 | 1 | 1.7931 | 0 | 2.4769 | 0 | 0 | 0 | 0 | 0.60887 | 0 | 0 | 3.9587 | 0 | 8.8376 | 0 | 0 | 0 | 0 | 0 | 0 | 0 | 0 | 0 | 0 | 0 | 0 | 0 | 0.45131 | 0 | 1.2156 | 4.3915 | 0 | 0 | 0.47371 | 0.78751 | 0 | 0 | 0 | 0 | 7.3196 | 0 | 0 | 0 | 0 | 0 | 0 | 0 | 0 | 0 | 0 | 0 | 0 | 0
12 | 24 | 23 | 1 | 1.7931 | 0 | 2.4769 | 0 | 0 | 0 | 0 | 0.61953 | 0 | 0 | 4.254 | 0 | 9.1435 | 0 | 0 | 0 | 0 | 0 | 0 | 0 | 0 | 0 | 0 | 0 | 0 | 0 | 0.45131 | 0 | 1.1038 | 4.5729 | 0 | 0 | 0.31621 | 0.78937 | 0 | 0 | 0 | 0 | 7.2336 | 0 | 0 | 0 | 0 | 0 | 0 | 0 | 0 | 0 | 0 | 0 | 0 | 0
12 | 24 | 24 | 1 | 1.7931 | 0 | 2.4769 | 0 | 0 | 0 | 0 | 0.18131 | 0 | 0 | 0.58411 | 0 | 5.0354 | 0 | 0 | 0 | 0 | 0 | 0 | 0 | 0 | 0 | 0 | 0 | 0 | 0 | 0.45131 | 0 | 0.88038 | 2.8962 | 0 | 0 | 0.053706 | 0.79531 | 0 | 0 | 0 | 0 | 5.0769 | 0 | 0 | 0 | 0 | 0 | 0 | 0 | 0 | 0 | 0 | 0 | 0 | 0
12 | 25 | 1 | 8 | 1.7931 | 0 | 2.4769 | 0 | 0 | 0 | 0 | 0.33334 | 0 | 0 | 0.58413 | 0 | 5.1875 | 0 | 0 | 0 | 0 | 0 | 0 | 0 | 0 | 0 | 0 | 0 | 0 | 0 | 0.45131 | 0 | 0.54519 | 3.9647 | 0 | 0 | 0.053706 | 0.80617 | 0 | 0 | 0 | 0 | 5.8211 | 0 | 0 | 0 | 0 | 0 | 0 | 0 | 0 | 0 | 0 | 0 | 0 | 0
12 | 25 | 2 | 8 | 1.7931 | 0 | 2.4769 | 0 | 0 | 0 | 0 | 0.40927 | 0 | 0 | 0.58417 | 0 | 5.2635 | 0 | 0 | 0 | 0 | 0 | 0 | 0 | 0 | 0 | 0 | 0 | 0 | 0 | 0.45131 | 0 | 0.32173 | 4.5202 | 0 | 0 | 0.053706 | 0.81527 | 0 | 0 | 0 | 0 | 6.1622 | 0 | 0 | 0 | 0 | 0 | 0 | 0 | 0 | 0 | 0 | 0 | 0 | 0
12 | 25 | 3 | 8 | 1.7931 | 0 | 2.4769 | 0 | 0 | 0 | 0 | 0.44388 | 0 | 0 | 0.5842 | 0 | 5.2981 | 0 | 0 | 0 | 0 | 0 | 0 | 0 | 0 | 0 | 0 | 0 | 0 | 0 | 0.45131 | 0 | 0.32173 | 4.8034 | 0 | 0 | 0.053706 | 0.81657 | 0 | 0 | 0 | 0 | 6.4468 | 0 | 0 | 0 | 0 | 0 | 0 | 0 | 0 | 0 | 0 | 0 | 0 | 0
12 | 25 | 4 | 8 | 1.7931 | 0 | 2.4769 | 0 | 0 | 0 | 0 | 0.47256 | 0 | 0 | 0.5842 | 0 | 5.3268 | 0 | 0 | 0 | 0 | 0 | 0 | 0 | 0 | 0 | 0 | 0 | 0 | 0 | 0.45131 | 0 | 0.32173 | 5.0493 | 0 | 0 | 0.053706 | 0.81832 | 0 | 0 | 0 | 0 | 6.6944 | 0 | 0 | 0 | 0 | 0 | 0 | 0 | 0 | 0 | 0 | 0 | 0 | 0
12 | 25 | 5 | 8 | 1.7931 | 0 | 2.4769 | 0 | 0 | 0 | 0 | 0.49083 | 0 | 0 | 0.5842 | 0 | 5.345 | 0 | 0 | 0 | 0 | 0 | 0 | 0 | 0 | 0 | 0 | 0 | 0 | 0 | 0.45131 | 0 | 0.32173 | 5.2225 | 0 | 0 | 0.053706 | 0.81869 | 0 | 0 | 0 | 0 | 6.8679 | 0 | 0 | 0 | 0 | 0 | 0 | 0 | 0 | 0 | 0 | 0 | 0 | 0
12 | 25 | 6 | 8 | 1.7931 | 0 | 2.4769 | 0 | 0 | 0 | 0 | 0.4981 | 0 | 0 | 0.58419 | 0 | 5.3523 | 0 | 0 | 0 | 0 | 0 | 0 | 0 | 0 | 0 | 0 | 0 | 0 | 0 | 0.45131 | 0 | 0.32173 | 5.2592 | 0 | 0 | 0.053706 | 0.81769 | 0 | 0 | 0 | 0 | 6.9037 | 0 | 0 | 0 | 0 | 0 | 0 | 0 | 0 | 0 | 0 | 0 | 0 | 0
12 | 25 | 7 | 8 | 1.7931 | 0 | 2.4769 | 0 | 0 | 0 | 0 | 0.52777 | 0 | 0 | 3.298 | 0 | 8.0958 | 0 | 0 | 0 | 0 | 0 | 0 | 0 | 0 | 0 | 0 | 0 | 0 | 0 | 0.45131 | 0 | 0.54519 | 5.4086 | 0 | 0 | 0.31621 | 0.81626 | 0 | 0 | 0 | 0 | 7.5375 | 0 | 0 | 0 | 0 | 0 | 0 | 0 | 0 | 0 | 0 | 0 | 0 | 0
12 | 25 | 8 | 8 | 1.7931 | 0 | 2.4769 | 0 | 0 | 0 | 0 | 0.9635 | 0 | 0 | 5.469 | 0 | 10.7025 | 0 | 0 | 0 | 0 | 0 | 0 | 0 | 0 | 0 | 0 | 0 | 0 | 0 | 0.45131 | 0 | 0.71279 | 7.6705 | 0 | 0 | 0.52621 | 0.80811 | 0 | 0 | 0 | 0 | 10.1689 | 0 | 0 | 0 | 0 | 0 | 0 | 0 | 0 | 0 | 0 | 0 | 0 | 0
12 | 25 | 9 | 8 | 1.7931 | 0 | 13.6089 | 0 | 0 | 0 | 0 | 0.67414 | 0 | 0 | 3.9588 | 0 | 20.0349 | 0 | 0 | 0 | 0 | 0 | 0 | 0 | 0 | 0 | 0 | 0 | 0 | 0 | 0.45131 | 0 | 0.71279 | 5.7183 | 0 | 0 | 0.42121 | 0.80575 | 0 | 0 | 0 | 0 | 8.1093 | 0 | 0 | 0 | 0 | 0 | 0 | 0 | 0 | 0 | 0 | 0 | 0 | 0
12 | 25 | 10 | 8 | 1.7931 | 0 | 13.6089 | 0 | 0 | 0 | 0 | 0.5983 | 0 | 0 | 3.7176 | 0 | 19.7179 | 0 | 0 | 0 | 0 | 0 | 0 | 0 | 0 | 0 | 0 | 0 | 0 | 0 | 0.45131 | 0 | 0.71279 | 5.3119 | 0 | 0 | 0.31621 | 0.8065 | 0 | 0 | 0 | 0 | 7.5987 | 0 | 0 | 0 | 0 | 0 | 0 | 0 | 0 | 0 | 0 | 0 | 0 | 0
12 | 25 | 11 | 8 | 1.7931 | 0 | 13.6089 | 0 | 0 | 0 | 0 | 0.5157 | 0 | 0 | 3.2979 | 0 | 19.2156 | 0 | 0 | 0 | 0 | 0 | 0 | 0 | 0 | 0 | 0 | 0 | 0 | 0 | 0.45131 | 0 | 0.71279 | 4.8111 | 0 | 0 | 0.31621 | 0.80636 | 0 | 0 | 0 | 0 | 7.0978 | 0 | 0 | 0 | 0 | 0 | 0 | 0 | 0 | 0 | 0 | 0 | 0 | 0
12 | 25 | 12 | 8 | 1.7931 | 0 | 13.6089 | 0 | 0 | 0 | 0 | 0.58845 | 0 | 0 | 3.8407 | 0 | 19.8312 | 0 | 0 | 0 | 0 | 0 | 0 | 0 | 0 | 0 | 0 | 0 | 0 | 0 | 0.45131 | 0 | 0.54519 | 5.2348 | 0 | 0 | 0.36871 | 0.81475 | 0 | 0 | 0 | 0 | 7.4148 | 0 | 0 | 0 | 0 | 0 | 0 | 0 | 0 | 0 | 0 | 0 | 0 | 0
12 | 25 | 13 | 8 | 1.7931 | 0 | 8.6613 | 0 | 0 | 0 | 0 | 0.65658 | 0 | 0 | 3.9588 | 0 | 15.0698 | 0 | 0 | 0 | 0 | 0 | 0 | 0 | 0 | 0 | 0 | 0 | 0 | 0 | 0.45131 | 0 | 0.54519 | 5.6082 | 0 | 0 | 0.42121 | 0.81541 | 0 | 0 | 0 | 0 | 7.8413 | 0 | 0 | 0 | 0 | 0 | 0 | 0 | 0 | 0 | 0 | 0 | 0 | 0
12 | 25 | 14 | 8 | 1.7931 | 0 | 13.6089 | 0 | 0 | 0 | 0 | 0.50007 | 0 | 0 | 4.2604 | 0 | 20.1625 | 0 | 0 | 0 | 0 | 0 | 0 | 0 | 0 | 0 | 0 | 0 | 0 | 0 | 0.45131 | 0 | 0.54519 | 4.8187 | 0 | 0 | 0.36871 | 0.81202 | 0 | 0 | 0 | 0 | 6.9959 | 0 | 0 | 0 | 0 | 0 | 0 | 0 | 0 | 0 | 0 | 0 | 0 | 0
12 | 25 | 15 | 8 | 1.7931 | 0 | 13.6089 | 0 | 0 | 0 | 0 | 0.42506 | 0 | 0 | 3.8407 | 0 | 19.6678 | 0 | 0 | 0 | 0 | 0 | 0 | 0 | 0 | 0 | 0 | 0 | 0 | 0 | 0.45131 | 0 | 0.54519 | 4.4723 | 0 | 0 | 0.36871 | 0.81542 | 0 | 0 | 0 | 0 | 6.6529 | 0 | 0 | 0 | 0 | 0 | 0 | 0 | 0 | 0 | 0 | 0 | 0 | 0
12 | 25 | 16 | 8 | 1.7931 | 0 | 13.6089 | 0 | 0 | 0 | 0 | 0.43006 | 0 | 0 | 3.298 | 0 | 19.13 | 0 | 0 | 0 | 0 | 0 | 0 | 0 | 0 | 0 | 0 | 0 | 0 | 0 | 0.45131 | 0 | 0.54519 | 4.5685 | 0 | 0 | 0.31621 | 0.81729 | 0 | 0 | 0 | 0 | 6.6985 | 0 | 0 | 0 | 0 | 0 | 0 | 0 | 0 | 0 | 0 | 0 | 0 | 0
12 | 25 | 17 | 8 | 1.7931 | 0 | 13.6089 | 0 | 0 | 0 | 0 | 0.55269 | 0 | 0 | 3.298 | 0 | 19.2527 | 0 | 0 | 0 | 0 | 0 | 0 | 0 | 0 | 0 | 0 | 0 | 0 | 0 | 0.45131 | 0 | 0.54519 | 5.6596 | 0 | 0 | 0.31621 | 0.82282 | 0 | 0.29884 | 0 | 0 | 8.094 | 0 | 0 | 0 | 0 | 0 | 0 | 0 | 0 | 0 | 0 | 0 | 0 | 0
12 | 25 | 18 | 8 | 1.7931 | 0 | 13.6089 | 0 | 0 | 0 | 0 | 0.57097 | 0 | 0 | 5.469 | 0 | 21.442 | 0 | 0 | 0 | 0 | 0 | 0 | 0 | 0 | 0 | 0 | 0 | 0 | 0 | 0.45131 | 0 | 0.54519 | 5.7579 | 0 | 0 | 0.52621 | 0.81976 | 0 | 0.28961 | 0 | 0 | 8.39 | 0 | 0 | 0 | 0 | 0 | 0 | 0 | 0 | 0 | 0 | 0 | 0 | 0
12 | 25 | 19 | 8 | 1.7931 | 0 | 9.8982 | 0 | 0 | 0 | 0 | 0.68545 | 0 | 0 | 5.469 | 0 | 17.8458 | 0 | 0 | 0 | 0 | 0 | 0 | 0 | 0 | 0 | 0 | 0 | 0 | 0 | 0.45131 | 0 | 0.54519 | 6.4893 | 0 | 0 | 0.52621 | 0.82638 | 0 | 0.00051016 | 0 | 0 | 8.8389 | 0 | 0 | 0 | 0 | 0 | 0 | 0 | 0 | 0 | 0 | 0 | 0 | 0
12 | 25 | 20 | 8 | 1.7931 | 0 | 2.4769 | 0 | 0 | 0 | 0 | 0.84945 | 0 | 0 | 3.9588 | 0 | 9.0783 | 0 | 0 | 0 | 0 | 0 | 0 | 0 | 0 | 0 | 0 | 0 | 0 | 0 | 0.45131 | 0 | 0.88038 | 7.704 | 0 | 0 | 0.42121 | 0.82583 | 0 | 0.0006194 | 0 | 0 | 10.2833 | 0 | 0 | 0 | 0 | 0 | 0 | 0 | 0 | 0 | 0 | 0 | 0 | 0
12 | 25 | 21 | 8 | 1.7931 | 0 | 2.4769 | 0 | 0 | 0 | 0 | 0.87977 | 0 | 0 | 4.2605 | 0 | 9.4103 | 0 | 0 | 0 | 0 | 0 | 0 | 0 | 0 | 0 | 0 | 0 | 0 | 0 | 0.45131 | 0 | 1.1038 | 7.9341 | 0 | 0 | 0.36871 | 0.82066 | 0 | 0.0006413 | 0 | 0 | 10.6792 | 0 | 0 | 0 | 0 | 0 | 0 | 0 | 0 | 0 | 0 | 0 | 0 | 0
12 | 25 | 22 | 8 | 1.7931 | 0 | 2.4769 | 0 | 0 | 0 | 0 | 0.89755 | 0 | 0 | 3.9588 | 0 | 9.1263 | 0 | 0 | 0 | 0 | 0 | 0 | 0 | 0 | 0 | 0 | 0 | 0 | 0 | 0.45131 | 0 | 1.2156 | 8.1183 | 0 | 0 | 0.47371 | 0.81851 | 0 | 0.052037 | 0 | 0 | 11.1294 | 0 | 0 | 0 | 0 | 0 | 0 | 0 | 0 | 0 | 0 | 0 | 0 | 0
12 | 25 | 23 | 8 | 1.7931 | 0 | 2.4769 | 0 | 0 | 0 | 0 | 0.92048 | 0 | 0 | 4.254 | 0 | 9.4445 | 0 | 0 | 0 | 0 | 0 | 0 | 0 | 0 | 0 | 0 | 0 | 0 | 0 | 0.45131 | 0 | 1.1038 | 8.4098 | 0 | 0 | 0.31621 | 0.82244 | 0 | 0.23906 | 0 | 0 | 11.3427 | 0 | 0 | 0 | 0 | 0 | 0 | 0 | 0 | 0 | 0 | 0 | 0 | 0
12 | 25 | 24 | 8 | 1.7931 | 0 | 2.4769 | 0 | 0 | 0 | 0 | 0.493 | 0 | 0 | 0.58416 | 0 | 5.3472 | 0 | 0 | 0 | 0 | 0 | 0 | 0 | 0 | 0 | 0 | 0 | 0 | 0 | 0.45131 | 0 | 0.88038 | 5.9111 | 0 | 0 | 0.053706 | 0.83117 | 0 | 0.14884 | 0 | 0 | 8.2765 | 0 | 0 | 0 | 0 | 0 | 0 | 0 | 0 | 0 | 0 | 0 | 0 | 0
12 | 26 | 1 | 3 | 1.7931 | 0 | 2.4769 | 0 | 0 | 0 | 0 | 0.62201 | 0 | 0 | 0.58419 | 0 | 5.4762 | 0 | 0 | 0 | 0 | 0 | 0 | 0 | 0 | 0 | 0 | 0 | 0 | 0 | 0.45131 | 0 | 0.54519 | 7.1003 | 0 | 0 | 0.053706 | 0.83888 | 0 | 0.12558 | 0 | 0 | 9.115 | 0 | 0 | 0 | 0 | 0 | 0 | 0 | 0 | 0 | 0 | 0 | 0 | 0
12 | 26 | 2 | 3 | 1.7931 | 0 | 2.4769 | 0 | 0 | 0 | 0 | 0.6917 | 0 | 0 | 0.58422 | 0 | 5.5459 | 0 | 0 | 0 | 0 | 0 | 0 | 0 | 0 | 0 | 0 | 0 | 0 | 0 | 0.45131 | 0 | 0.32173 | 7.763 | 0 | 0 | 0.053706 | 0.84816 | 0 | 0.082264 | 0 | 0 | 9.5202 | 0 | 0 | 0 | 0 | 0 | 0 | 0 | 0 | 0 | 0 | 0 | 0 | 0
12 | 26 | 3 | 3 | 1.7931 | 0 | 2.4769 | 0 | 0 | 0 | 0 | 0.70921 | 0 | 0 | 0.58425 | 0 | 5.5635 | 0 | 0 | 0 | 0 | 0 | 0 | 0 | 0 | 0 | 0 | 0 | 0 | 0 | 0.45131 | 0 | 0.32173 | 7.9035 | 0 | 0 | 0.053706 | 0.8468 | 0 | 0.02498 | 0 | 0 | 9.602 | 0 | 0 | 0 | 0 | 0 | 0 | 0 | 0 | 0 | 0 | 0 | 0 | 0
12 | 26 | 4 | 3 | 1.7931 | 0 | 2.4769 | 0 | 0 | 0 | 0 | 0.7645 | 0 | 0 | 0.58424 | 0 | 5.6188 | 0 | 0 | 0 | 0 | 0 | 0 | 0 | 0 | 0 | 0 | 0 | 0 | 0 | 0.45131 | 0 | 0.32173 | 8.4076 | 0 | 0 | 0.053706 | 0.85339 | 0 | 0.026788 | 0 | 0 | 10.1145 | 0 | 0 | 0 | 0 | 0 | 0 | 0 | 0 | 0 | 0 | 0 | 0 | 0
12 | 26 | 5 | 3 | 1.7931 | 0 | 2.4769 | 0 | 0 | 0 | 0 | 0.78974 | 0 | 0 | 0.58427 | 0 | 5.644 | 0 | 0 | 0 | 0 | 0 | 0 | 0 | 0 | 0 | 0 | 0 | 0 | 0 | 0.45131 | 0 | 0.32173 | 8.7318 | 0 | 0 | 0.053706 | 0.85563 | 0 | 0.1435 | 0 | 0 | 10.5577 | 0 | 0 | 0 | 0 | 0 | 0 | 0 | 0 | 0 | 0 | 0 | 0 | 0
12 | 26 | 6 | 3 | 1.7931 | 0 | 2.4769 | 0 | 0 | 0 | 0 | 0.80916 | 0 | 0 | 0.58427 | 0 | 5.6635 | 0 | 0 | 0 | 0 | 0 | 0 | 0 | 0 | 0 | 0 | 0 | 0 | 0 | 0.45131 | 0 | 0.32173 | 8.9508 | 0 | 0 | 0.053706 | 0.85712 | 0 | 0.13021 | 0 | 0 | 10.7649 | 0 | 0 | 0 | 0 | 0 | 0 | 0 | 0 | 0 | 0 | 0 | 0 | 0
12 | 26 | 7 | 3 | 1.7931 | 0 | 2.4769 | 0 | 0 | 0 | 0 | 0.81023 | 0 | 0 | 3.298 | 0 | 8.3783 | 0 | 0 | 0 | 0 | 0 | 0 | 0 | 0 | 0 | 0 | 0 | 0 | 0 | 0.45131 | 0 | 0.54519 | 8.8103 | 0 | 0 | 0.31621 | 0.8481 | 0 | 0.14549 | 0 | 0 | 11.1166 | 0 | 0 | 0 | 0 | 0 | 0 | 0 | 0 | 0 | 0 | 0 | 0 | 0
12 | 26 | 8 | 3 | 1.7931 | 0 | 2.4769 | 0 | 0 | 0 | 0 | 1.2038 | 0 | 0 | 5.4691 | 0 | 10.9428 | 0 | 0 | 0 | 0 | 0 | 0 | 0 | 0 | 0 | 0 | 0 | 0 | 0 | 0.45131 | 0 | 0.71279 | 11.6319 | 0 | 0 | 0.52621 | 0.84605 | 0 | 0.28861 | 0 | 0 | 14.4569 | 0 | 0 | 0 | 0 | 0 | 0 | 0 | 0 | 0 | 0 | 0 | 0 | 0
12 | 26 | 9 | 3 | 1.7931 | 0 | 13.6089 | 0 | 0 | 0 | 0 | 1.0308 | 0 | 0 | 3.9588 | 0 | 20.3916 | 0 | 0 | 0 | 0 | 0 | 0 | 0 | 0 | 0 | 0 | 0 | 0 | 0 | 0.45131 | 0 | 0.71279 | 9.7265 | 0 | 0 | 0.42121 | 0.83722 | 0 | 0.1851 | 0 | 0 | 12.3341 | 0 | 0 | 0 | 0 | 0 | 0 | 0 | 0 | 0 | 0 | 0 | 0 | 0
12 | 26 | 10 | 3 | 1.7931 | 0 | 13.6089 | 0 | 0 | 0 | 0 | 0.94588 | 0 | 0 | 3.7178 | 0 | 20.0656 | 0 | 0 | 0 | 0 | 0 | 0 | 0 | 0 | 0 | 0 | 0 | 0 | 0 | 0.45131 | 0 | 0.71279 | 8.7934 | 0 | 0 | 0.31621 | 0.84063 | 0 | 0.056084 | 0 | 0 | 11.1704 | 0 | 0 | 0 | 0 | 0 | 0 | 0 | 0 | 0 | 0 | 0 | 0 | 0
12 | 26 | 11 | 3 | 1.7931 | 0 | 13.6089 | 0 | 0 | 0 | 0 | 0.87707 | 0 | 0 | 3.298 | 0 | 19.5771 | 0 | 0 | 0 | 0 | 0 | 0 | 0 | 0 | 0 | 0 | 0 | 0 | 0 | 0.45131 | 0 | 0.71279 | 8.213 | 0 | 0 | 0.31621 | 0.84021 | 0 | 0.12595 | 0 | 0 | 10.6594 | 0 | 0 | 0 | 0 | 0 | 0 | 0 | 0 | 0 | 0 | 0 | 0 | 0
12 | 26 | 12 | 3 | 1.7931 | 0 | 13.6089 | 0 | 0 | 0 | 0 | 0.87587 | 0 | 0 | 3.8408 | 0 | 20.1187 | 0 | 0 | 0 | 0 | 0 | 0 | 0 | 0 | 0 | 0 | 0 | 0 | 0 | 0.45131 | 0 | 0.54519 | 8.1001 | 0 | 0 | 0.36871 | 0.8416 | 0 | 0.1902 | 0 | 0 | 10.4971 | 0 | 0 | 0 | 0 | 0 | 0 | 0 | 0 | 0 | 0 | 0 | 0 | 0
12 | 26 | 13 | 3 | 1.7931 | 0 | 8.6613 | 0 | 0 | 0 | 0 | 0.96267 | 0 | 0 | 3.9588 | 0 | 15.3759 | 0 | 0 | 0 | 0 | 0 | 0 | 0 | 0 | 0 | 0 | 0 | 0 | 0 | 0.45131 | 0 | 0.54519 | 8.6192 | 0 | 0 | 0.42121 | 0.84377 | 0 | 0.21119 | 0 | 0 | 11.0919 | 0 | 0 | 0 | 0 | 0 | 0 | 0 | 0 | 0 | 0 | 0 | 0 | 0
12 | 26 | 14 | 3 | 1.7931 | 0 | 13.6089 | 0 | 0 | 0 | 0 | 0.81135 | 0 | 0 | 4.2606 | 0 | 20.4739 | 0 | 0 | 0 | 0 | 0 | 0 | 0 | 0 | 0 | 0 | 0 | 0 | 0 | 0.45131 | 0 | 0.54519 | 7.5053 | 0 | 0 | 0.36871 | 0.8381 | 0 | 0.29895 | 0 | 0 | 10.0075 | 0 | 0 | 0 | 0 | 0 | 0 | 0 | 0 | 0 | 0 | 0 | 0 | 0
12 | 26 | 15 | 3 | 1.7931 | 0 | 13.6089 | 0 | 0 | 0 | 0 | 0.8408 | 0 | 0 | 3.8408 | 0 | 20.0836 | 0 | 0 | 0 | 0 | 0 | 0 | 0 | 0 | 0 | 0 | 0 | 0 | 0 | 0.45131 | 0 | 0.54519 | 6.9694 | 0 | 0 | 0.36871 | 0.84154 | 0 | 0 | 0 | 0 | 9.1761 | 0 | 0 | 0 | 0 | 0 | 0 | 0 | 0 | 0 | 0 | 0 | 0 | 0
12 | 26 | 16 | 3 | 1.7931 | 0 | 13.6089 | 0 | 0 | 0 | 0 | 0.71783 | 0 | 0 | 3.2981 | 0 | 19.4179 | 0 | 0 | 0 | 0 | 0 | 0 | 0 | 0 | 0 | 0 | 0 | 0 | 0 | 0.45131 | 0 | 0.54519 | 6.2307 | 0 | 0 | 0.31621 | 0.83289 | 0 | 0 | 0 | 0 | 8.3763 | 0 | 0 | 0 | 0 | 0 | 0 | 0 | 0 | 0 | 0 | 0 | 0 | 0
12 | 26 | 17 | 3 | 1.7931 | 0 | 13.6089 | 0 | 0 | 0 | 0 | 0.78684 | 0 | 0 | 3.298 | 0 | 19.4869 | 0 | 0 | 0 | 0 | 0 | 0 | 0 | 0 | 0 | 0 | 0 | 0 | 0 | 0.45131 | 0 | 0.54519 | 6.5895 | 0 | 0 | 0.31621 | 0.83535 | 0 | 0 | 0 | 0 | 8.7376 | 0 | 0 | 0 | 0 | 0 | 0 | 0 | 0 | 0 | 0 | 0 | 0 | 0
12 | 26 | 18 | 3 | 1.7931 | 0 | 13.6089 | 0 | 0 | 0 | 0 | 0.8131 | 0 | 0 | 5.4691 | 0 | 21.6842 | 0 | 0 | 0 | 0 | 0 | 0 | 0 | 0 | 0 | 0 | 0 | 0 | 0 | 0.45131 | 0 | 0.54519 | 6.811 | 0 | 0 | 0.52621 | 0.84041 | 0 | 0 | 0 | 0 | 9.1741 | 0 | 0 | 0 | 0 | 0 | 0 | 0 | 0 | 0 | 0 | 0 | 0 | 0
12 | 26 | 19 | 3 | 1.7931 | 0 | 9.8982 | 0 | 0 | 0 | 0 | 0.85459 | 0 | 0 | 5.4691 | 0 | 18.015 | 0 | 0 | 0 | 0 | 0 | 0 | 0 | 0 | 0 | 0 | 0 | 0 | 0 | 0.45131 | 0 | 0.54519 | 7.0294 | 0 | 0 | 0.52621 | 0.83906 | 0 | 0 | 0 | 0 | 9.3912 | 0 | 0 | 0 | 0 | 0 | 0 | 0 | 0 | 0 | 0 | 0 | 0 | 0
12 | 26 | 20 | 3 | 1.7931 | 0 | 2.4769 | 0 | 0 | 0 | 0 | 0.95037 | 0 | 0 | 3.9588 | 0 | 9.1792 | 0 | 0 | 0 | 0 | 0 | 0 | 0 | 0 | 0 | 0 | 0 | 0 | 0 | 0.45131 | 0 | 0.88038 | 7.4981 | 0 | 0 | 0.42121 | 0.83044 | 0 | 0 | 0 | 0 | 10.0814 | 0 | 0 | 0 | 0 | 0 | 0 | 0 | 0 | 0 | 0 | 0 | 0 | 0
12 | 26 | 21 | 3 | 1.7931 | 0 | 2.4769 | 0 | 0 | 0 | 0 | 1.0578 | 0 | 0 | 4.2605 | 0 | 9.5884 | 0 | 0 | 0 | 0 | 0 | 0 | 0 | 0 | 0 | 0 | 0 | 0 | 0 | 0.45131 | 0 | 1.1038 | 8.2454 | 0 | 0 | 0.36871 | 0.83913 | 0 | 0 | 0 | 0 | 11.0084 | 0 | 0 | 0 | 0 | 0 | 0 | 0 | 0 | 0 | 0 | 0 | 0 | 0
12 | 26 | 22 | 3 | 1.7931 | 0 | 2.4769 | 0 | 0 | 0 | 0 | 1.0917 | 0 | 0 | 3.9588 | 0 | 9.3205 | 0 | 0 | 0 | 0 | 0 | 0 | 0 | 0 | 0 | 0 | 0 | 0 | 0 | 0.45131 | 0 | 1.2156 | 8.5361 | 0 | 0 | 0.47371 | 0.84098 | 0 | 0 | 0 | 0 | 11.5177 | 0 | 0 | 0 | 0 | 0 | 0 | 0 | 0 | 0 | 0 | 0 | 0 | 0
12 | 26 | 23 | 3 | 1.7931 | 0 | 2.4769 | 0 | 0 | 0 | 0 | 1.1028 | 0 | 0 | 4.2542 | 0 | 9.627 | 0 | 0 | 0 | 0 | 0 | 0 | 0 | 0 | 0 | 0 | 0 | 0 | 0 | 0.45131 | 0 | 1.1038 | 8.7766 | 0 | 0 | 0.31621 | 0.84441 | 0 | 0 | 0 | 0 | 11.4924 | 0 | 0 | 0 | 0 | 0 | 0 | 0 | 0 | 0 | 0 | 0 | 0 | 0
12 | 26 | 24 | 3 | 1.7931 | 0 | 2.4769 | 0 | 0 | 0 | 0 | 0.60615 | 0 | 0 | 0.58428 | 0 | 5.4604 | 0 | 0 | 0 | 0 | 0 | 0 | 0 | 0 | 0 | 0 | 0 | 0 | 0 | 0.45131 | 0 | 0.88038 | 6.109 | 0 | 0 | 0.053706 | 0.84121 | 0 | 0 | 0 | 0 | 8.3356 | 0 | 0 | 0 | 0 | 0 | 0 | 0 | 0 | 0 | 0 | 0 | 0 | 0
12 | 27 | 1 | 4 | 1.7931 | 0 | 2.4769 | 0 | 0 | 0 | 0 | 0.73134 | 0 | 0 | 0.58427 | 0 | 5.5856 | 0 | 0 | 0 | 0 | 0 | 0 | 0 | 0 | 0 | 0 | 0 | 0 | 0 | 0.45131 | 0 | 0.54519 | 7.7722 | 0 | 0 | 0.053706 | 0.85292 | 0 | 0.30113 | 0 | 0 | 9.9765 | 0 | 0 | 0 | 0 | 0 | 0 | 0 | 0 | 0 | 0 | 0 | 0 | 0
12 | 27 | 2 | 4 | 1.7931 | 0 | 2.4769 | 0 | 0 | 0 | 0 | 0.74495 | 0 | 0 | 0.5843 | 0 | 5.5993 | 0 | 0 | 0 | 0 | 0 | 0 | 0 | 0 | 0 | 0 | 0 | 0 | 0 | 0.45131 | 0 | 0.32173 | 8.0199 | 0 | 0 | 0.053706 | 0.854 | 0 | 0.36326 | 0 | 0 | 10.0639 | 0 | 0 | 0 | 0 | 0 | 0 | 0 | 0 | 0 | 0 | 0 | 0 | 0
12 | 27 | 3 | 4 | 1.7931 | 0 | 2.4769 | 0 | 0 | 0 | 0 | 0.76649 | 0 | 0 | 0.5843 | 0 | 5.6208 | 0 | 0 | 0 | 0 | 0 | 0 | 0 | 0 | 0 | 0 | 0 | 0 | 0 | 0.45131 | 0 | 0.32173 | 8.1048 | 0 | 0 | 0.053706 | 0.85478 | 0 | 0.37356 | 0 | 0 | 10.1599 | 0 | 0 | 0 | 0 | 0 | 0 | 0 | 0 | 0 | 0 | 0 | 0 | 0
12 | 27 | 4 | 4 | 1.7931 | 0 | 2.4769 | 0 | 0 | 0 | 0 | 0.74756 | 0 | 0 | 0.58431 | 0 | 5.6019 | 0 | 0 | 0 | 0 | 0 | 0 | 0 | 0 | 0 | 0 | 0 | 0 | 0 | 0.45131 | 0 | 0.32173 | 7.925 | 0 | 0 | 0.053706 | 0.8497 | 0 | 0.36737 | 0 | 0 | 9.9688 | 0 | 0 | 0 | 0 | 0 | 0 | 0 | 0 | 0 | 0 | 0 | 0 | 0
12 | 27 | 5 | 4 | 1.7931 | 0 | 2.4769 | 0 | 0 | 0 | 0 | 0.76279 | 0 | 0 | 0.58429 | 0 | 5.6171 | 0 | 0 | 0 | 0 | 0 | 0 | 0 | 0 | 0 | 0 | 0 | 0 | 0 | 0.45131 | 0 | 0.32173 | 8.0313 | 0 | 0 | 0.053706 | 0.85121 | 0 | 0.31261 | 0 | 0 | 10.0219 | 0 | 0 | 0 | 0 | 0 | 0 | 0 | 0 | 0 | 0 | 0 | 0 | 0
12 | 27 | 6 | 4 | 1.7931 | 0 | 2.4769 | 0 | 0 | 0 | 0 | 0.78119 | 0 | 0 | 0.58429 | 0 | 5.6355 | 0 | 0 | 0 | 0 | 0 | 0 | 0 | 0 | 0 | 0 | 0 | 0 | 0 | 0.45131 | 0 | 0.32173 | 8.198 | 0 | 0 | 0.053706 | 0.8532 | 0 | 0.31983 | 0 | 0 | 10.1978 | 0 | 0 | 0 | 0 | 0 | 0 | 0 | 0 | 0 | 0 | 0 | 0 | 0
12 | 27 | 7 | 4 | 1.7931 | 0 | 2.4769 | 0 | 0 | 0 | 0 | 0.7936 | 0 | 0 | 3.2981 | 0 | 8.3617 | 0 | 0 | 0 | 0 | 0 | 0 | 0 | 0 | 0 | 0 | 0 | 0 | 0 | 0.45131 | 0 | 0.54519 | 8.2501 | 0 | 0 | 0.31621 | 0.84775 | 0 | 0.32809 | 0 | 0 | 10.7386 | 0 | 0 | 0 | 0 | 0 | 0 | 0 | 0 | 0 | 0 | 0 | 0 | 0
12 | 27 | 8 | 4 | 1.7931 | 0 | 2.4769 | 0 | 0 | 0 | 0 | 1.1836 | 0 | 0 | 5.4691 | 0 | 10.9227 | 0 | 0 | 0 | 0 | 0 | 0 | 0 | 0 | 0 | 0 | 0 | 0 | 0 | 0.45131 | 0 | 0.71279 | 10.8103 | 0 | 0 | 0.52621 | 0.84469 | 0 | 0.45081 | 0 | 0 | 13.7961 | 0 | 0 | 0 | 0 | 0 | 0 | 0 | 0 | 0 | 0 | 0 | 0 | 0
12 | 27 | 9 | 4 | 1.7931 | 0 | 13.6089 | 0 | 0 | 0 | 0 | 0.98113 | 0 | 0 | 3.9588 | 0 | 20.3419 | 0 | 0 | 0 | 0 | 0 | 0 | 0 | 0 | 0 | 0 | 0 | 0 | 0 | 0.45131 | 0 | 0.71279 | 8.068 | 0 | 0 | 0.42121 | 0.83102 | 0 | 0 | 0 | 0 | 10.4843 | 0 | 0 | 0 | 0 | 0 | 0 | 0 | 0 | 0 | 0 | 0 | 0 | 0
12 | 27 | 10 | 4 | 1.7931 | 0 | 13.6089 | 0 | 0 | 0 | 0 | 0.81603 | 0 | 0 | 3.7178 | 0 | 19.9358 | 0 | 0 | 0 | 0 | 0 | 0 | 0 | 0 | 0 | 0 | 0 | 0 | 0 | 0.45131 | 0 | 0.71279 | 6.6561 | 0 | 0 | 0.31621 | 0.82411 | 0 | 0 | 0 | 0 | 8.9606 | 0 | 0 | 0 | 0 | 0 | 0 | 0 | 0 | 0 | 0 | 0 | 0 | 0
12 | 27 | 11 | 4 | 1.7931 | 0 | 13.6089 | 0 | 0 | 0 | 0 | 0.68881 | 0 | 0 | 3.298 | 0 | 19.3888 | 0 | 0 | 0 | 0 | 0 | 0 | 0 | 0 | 0 | 0 | 0 | 0 | 0 | 0.45131 | 0 | 0.71279 | 5.626 | 0 | 0 | 0.31621 | 0.82326 | 0 | 0 | 0 | 0 | 7.9295 | 0 | 0 | 0 | 0 | 0 | 0 | 0 | 0 | 0 | 0 | 0 | 0 | 0
12 | 27 | 12 | 4 | 1.7931 | 0 | 13.6089 | 0 | 0 | 0 | 0 | 0.55253 | 0 | 0 | 3.8408 | 0 | 19.7953 | 0 | 0 | 0 | 0 | 0 | 0 | 0 | 0 | 0 | 0 | 0 | 0 | 0 | 0.45131 | 0 | 0.54519 | 4.7738 | 0 | 0 | 0.36871 | 0.82354 | 0 | 0 | 0 | 0 | 6.9626 | 0 | 0 | 0 | 0 | 0 | 0 | 0 | 0 | 0 | 0 | 0 | 0 | 0
12 | 27 | 13 | 4 | 1.7931 | 0 | 8.6613 | 0 | 0 | 0 | 0 | 0.48319 | 0 | 0 | 3.9588 | 0 | 14.8965 | 0 | 0 | 0 | 0 | 0 | 0 | 0 | 0 | 0 | 0 | 0 | 0 | 0 | 0.45131 | 0 | 0.54519 | 4.2 | 0 | 0 | 0.42121 | 0.82 | 0 | 0 | 0 | 0 | 6.4377 | 0 | 0 | 0 | 0 | 0 | 0 | 0 | 0 | 0 | 0 | 0 | 0 | 0
12 | 27 | 14 | 4 | 1.7931 | 0 | 13.6089 | 0 | 0 | 0 | 0 | 0.37532 | 0 | 0 | 4.2606 | 0 | 20.0379 | 0 | 0 | 0 | 0 | 0 | 0 | 0 | 0 | 0 | 0 | 0 | 0 | 0 | 0.45131 | 0 | 0.54519 | 3.4793 | 0 | 0 | 0.36871 | 0.81864 | 0 | 0 | 0 | 0 | 5.6631 | 0 | 0 | 0 | 0 | 0 | 0 | 0 | 0 | 0 | 0 | 0 | 0 | 0
12 | 27 | 15 | 4 | 1.7931 | 0 | 13.6089 | 0 | 0 | 0 | 0 | 0.30409 | 0 | 0 | 3.8408 | 0 | 19.5469 | 0 | 0 | 0 | 0 | 0 | 0 | 0 | 0 | 0 | 0 | 0 | 0 | 0 | 0.45131 | 0 | 0.54519 | 3.1017 | 0 | 0 | 0.36871 | 0.81725 | 0 | 0 | 0 | 0 | 5.2842 | 0 | 0 | 0 | 0 | 0 | 0 | 0 | 0 | 0 | 0 | 0 | 0 | 0
12 | 27 | 16 | 4 | 1.7931 | 0 | 13.6089 | 0 | 0 | 0 | 0 | 0.34816 | 0 | 0 | 3.298 | 0 | 19.0482 | 0 | 0 | 0 | 0 | 0 | 0 | 0 | 0 | 0 | 0 | 0 | 0 | 0 | 0.45131 | 0 | 0.54519 | 3.3683 | 0 | 0 | 0.31621 | 0.82031 | 0 | 0 | 0 | 0 | 5.5014 | 0 | 0 | 0 | 0 | 0 | 0 | 0 | 0 | 0 | 0 | 0 | 0 | 0
12 | 27 | 17 | 4 | 1.7931 | 0 | 13.6089 | 0 | 0 | 0 | 0 | 0.48955 | 0 | 0 | 3.298 | 0 | 19.1896 | 0 | 0 | 0 | 0 | 0 | 0 | 0 | 0 | 0 | 0 | 0 | 0 | 0 | 0.45131 | 0 | 0.54519 | 4.2326 | 0 | 0 | 0.31621 | 0.82034 | 0 | 0 | 0 | 0 | 6.3657 | 0 | 0 | 0 | 0 | 0 | 0 | 0 | 0 | 0 | 0 | 0 | 0 | 0
12 | 27 | 18 | 4 | 1.7931 | 0 | 13.6089 | 0 | 0 | 0 | 0 | 0.55996 | 0 | 0 | 5.4691 | 0 | 21.431 | 0 | 0 | 0 | 0 | 0 | 0 | 0 | 0 | 0 | 0 | 0 | 0 | 0 | 0.45131 | 0 | 0.54519 | 4.7895 | 0 | 0 | 0.52621 | 0.82478 | 0 | 0 | 0 | 0 | 7.137 | 0 | 0 | 0 | 0 | 0 | 0 | 0 | 0 | 0 | 0 | 0 | 0 | 0
12 | 27 | 19 | 4 | 1.7931 | 0 | 9.8982 | 0 | 0 | 0 | 0 | 0.64456 | 0 | 0 | 5.4691 | 0 | 17.805 | 0 | 0 | 0 | 0 | 0 | 0 | 0 | 0 | 0 | 0 | 0 | 0 | 0 | 0.45131 | 0 | 0.54519 | 5.4013 | 0 | 0 | 0.52621 | 0.82642 | 0 | 0 | 0 | 0 | 7.7504 | 0 | 0 | 0 | 0 | 0 | 0 | 0 | 0 | 0 | 0 | 0 | 0 | 0
12 | 27 | 20 | 4 | 1.7931 | 0 | 2.4769 | 0 | 0 | 0 | 0 | 0.7587 | 0 | 0 | 3.9588 | 0 | 8.9875 | 0 | 0 | 0 | 0 | 0 | 0 | 0 | 0 | 0 | 0 | 0 | 0 | 0 | 0.45131 | 0 | 0.88038 | 6.0121 | 0 | 0 | 0.42121 | 0.81869 | 0 | 0 | 0 | 0 | 8.5836 | 0 | 0 | 0 | 0 | 0 | 0 | 0 | 0 | 0 | 0 | 0 | 0 | 0
12 | 27 | 21 | 4 | 1.7931 | 0 | 2.4769 | 0 | 0 | 0 | 0 | 0.79534 | 0 | 0 | 4.2605 | 0 | 9.3259 | 0 | 0 | 0 | 0 | 0 | 0 | 0 | 0 | 0 | 0 | 0 | 0 | 0 | 0.45131 | 0 | 1.1038 | 6.3952 | 0 | 0 | 0.36871 | 0.8154 | 0 | 0 | 0 | 0 | 9.1345 | 0 | 0 | 0 | 0 | 0 | 0 | 0 | 0 | 0 | 0 | 0 | 0 | 0
12 | 27 | 22 | 4 | 1.7931 | 0 | 2.4769 | 0 | 0 | 0 | 0 | 0.8065 | 0 | 0 | 3.9588 | 0 | 9.0353 | 0 | 0 | 0 | 0 | 0 | 0 | 0 | 0 | 0 | 0 | 0 | 0 | 0 | 0.45131 | 0 | 1.2156 | 6.6358 | 0 | 0 | 0.47371 | 0.81269 | 0 | 0 | 0 | 0 | 9.5891 | 0 | 0 | 0 | 0 | 0 | 0 | 0 | 0 | 0 | 0 | 0 | 0 | 0
12 | 27 | 23 | 4 | 1.7931 | 0 | 2.4769 | 0 | 0 | 0 | 0 | 0.81944 | 0 | 0 | 4.2541 | 0 | 9.3435 | 0 | 0 | 0 | 0 | 0 | 0 | 0 | 0 | 0 | 0 | 0 | 0 | 0 | 0.45131 | 0 | 1.1038 | 6.7317 | 0 | 0 | 0.31621 | 0.81555 | 0 | 0 | 0 | 0 | 9.4186 | 0 | 0 | 0 | 0 | 0 | 0 | 0 | 0 | 0 | 0 | 0 | 0 | 0
12 | 27 | 24 | 4 | 1.7931 | 0 | 2.4769 | 0 | 0 | 0 | 0 | 0.37279 | 0 | 0 | 0.5842 | 0 | 5.227 | 0 | 0 | 0 | 0 | 0 | 0 | 0 | 0 | 0 | 0 | 0 | 0 | 0 | 0.45131 | 0 | 0.88038 | 4.876 | 0 | 0 | 0.053706 | 0.82198 | 0 | 0.04909 | 0 | 0 | 7.1325 | 0 | 0 | 0 | 0 | 0 | 0 | 0 | 0 | 0 | 0 | 0 | 0 | 0
12 | 28 | 1 | 5 | 1.7931 | 0 | 2.4769 | 0 | 0 | 0 | 0 | 0.50162 | 0 | 0 | 0.58421 | 0 | 5.3559 | 0 | 0 | 0 | 0 | 0 | 0 | 0 | 0 | 0 | 0 | 0 | 0 | 0 | 0.45131 | 0 | 0.54519 | 5.959 | 0 | 0 | 0.053706 | 0.82957 | 0 | 0.15734 | 0 | 0 | 7.9962 | 0 | 0 | 0 | 0 | 0 | 0 | 0 | 0 | 0 | 0 | 0 | 0 | 0
12 | 28 | 2 | 5 | 1.7931 | 0 | 2.4769 | 0 | 0 | 0 | 0 | 0.54887 | 0 | 0 | 0.58424 | 0 | 5.4031 | 0 | 0 | 0 | 0 | 0 | 0 | 0 | 0 | 0 | 0 | 0 | 0 | 0 | 0.45131 | 0 | 0.32173 | 6.4366 | 0 | 0 | 0.053706 | 0.83534 | 0 | 0.23042 | 0 | 0 | 8.3291 | 0 | 0 | 0 | 0 | 0 | 0 | 0 | 0 | 0 | 0 | 0 | 0 | 0
12 | 28 | 3 | 5 | 1.7931 | 0 | 2.4769 | 0 | 0 | 0 | 0 | 0.57963 | 0 | 0 | 0.58426 | 0 | 5.4339 | 0 | 0 | 0 | 0 | 0 | 0 | 0 | 0 | 0 | 0 | 0 | 0 | 0 | 0.45131 | 0 | 0.32173 | 6.6073 | 0 | 0 | 0.053706 | 0.83674 | 0 | 0.12602 | 0 | 0 | 8.3968 | 0 | 0 | 0 | 0 | 0 | 0 | 0 | 0 | 0 | 0 | 0 | 0 | 0
12 | 28 | 4 | 5 | 1.7931 | 0 | 2.4769 | 0 | 0 | 0 | 0 | 0.59472 | 0 | 0 | 0.58426 | 0 | 5.449 | 0 | 0 | 0 | 0 | 0 | 0 | 0 | 0 | 0 | 0 | 0 | 0 | 0 | 0.45131 | 0 | 0.32173 | 6.7904 | 0 | 0 | 0.053706 | 0.83656 | 0 | 0.18939 | 0 | 0 | 8.6431 | 0 | 0 | 0 | 0 | 0 | 0 | 0 | 0 | 0 | 0 | 0 | 0 | 0
12 | 28 | 5 | 5 | 1.7931 | 0 | 2.4769 | 0 | 0 | 0 | 0 | 0.61481 | 0 | 0 | 0.58426 | 0 | 5.4691 | 0 | 0 | 0 | 0 | 0 | 0 | 0 | 0 | 0 | 0 | 0 | 0 | 0 | 0.45131 | 0 | 0.32173 | 7.0032 | 0 | 0 | 0.053706 | 0.83775 | 0 | 0.24674 | 0 | 0 | 8.9145 | 0 | 0 | 0 | 0 | 0 | 0 | 0 | 0 | 0 | 0 | 0 | 0 | 0
12 | 28 | 6 | 5 | 1.7931 | 0 | 2.4769 | 0 | 0 | 0 | 0 | 0.63418 | 0 | 0 | 0.58426 | 0 | 5.4885 | 0 | 0 | 0 | 0 | 0 | 0 | 0 | 0 | 0 | 0 | 0 | 0 | 0 | 0.45131 | 0 | 0.32173 | 7.2224 | 0 | 0 | 0.053706 | 0.83907 | 0 | 0.36633 | 0 | 0 | 9.2546 | 0 | 0 | 0 | 0 | 0 | 0 | 0 | 0 | 0 | 0 | 0 | 0 | 0
12 | 28 | 7 | 5 | 1.7931 | 0 | 2.4769 | 0 | 0 | 0 | 0 | 0.65338 | 0 | 0 | 3.298 | 0 | 8.2214 | 0 | 0 | 0 | 0 | 0 | 0 | 0 | 0 | 0 | 0 | 0 | 0 | 0 | 0.45131 | 0 | 0.54519 | 7.2544 | 0 | 0 | 0.31621 | 0.83374 | 0 | 0.33882 | 0 | 0 | 9.7396 | 0 | 0 | 0 | 0 | 0 | 0 | 0 | 0 | 0 | 0 | 0 | 0 | 0
12 | 28 | 8 | 5 | 1.7931 | 0 | 2.4769 | 0 | 0 | 0 | 0 | 1.0733 | 0 | 0 | 5.469 | 0 | 10.8124 | 0 | 0 | 0 | 0 | 0 | 0 | 0 | 0 | 0 | 0 | 0 | 0 | 0 | 0.45131 | 0 | 0.71279 | 10.0449 | 0 | 0 | 0.52621 | 0.82698 | 0 | 0.48425 | 0 | 0 | 13.0465 | 0 | 0 | 0 | 0 | 0 | 0 | 0 | 0 | 0 | 0 | 0 | 0 | 0
12 | 28 | 9 | 5 | 1.7931 | 0 | 13.6089 | 0 | 0 | 0 | 0 | 0.78539 | 0 | 0 | 3.9588 | 0 | 20.1462 | 0 | 0 | 0 | 0 | 0 | 0 | 0 | 0 | 0 | 0 | 0 | 0 | 0 | 0.45131 | 0 | 0.71279 | 7.4359 | 0 | 0 | 0.42121 | 0.81032 | 0 | 0.3961 | 0 | 0 | 10.2276 | 0 | 0 | 0 | 0 | 0 | 0 | 0 | 0 | 0 | 0 | 0 | 0 | 0
12 | 28 | 10 | 5 | 1.7931 | 0 | 13.6089 | 0 | 0 | 0 | 0 | 0.62135 | 0 | 0 | 3.7177 | 0 | 19.7411 | 0 | 0 | 0 | 0 | 0 | 0 | 0 | 0 | 0 | 0 | 0 | 0 | 0 | 0.45131 | 0 | 0.71279 | 5.939 | 0 | 0 | 0.31621 | 0.80313 | 0 | 0.00073552 | 0 | 0 | 8.2231 | 0 | 0 | 0 | 0 | 0 | 0 | 0 | 0 | 0 | 0 | 0 | 0 | 0
12 | 28 | 11 | 5 | 1.7931 | 0 | 13.6089 | 0 | 0 | 0 | 0 | 0.46927 | 0 | 0 | 3.298 | 0 | 19.1692 | 0 | 0 | 0 | 0 | 0 | 0 | 0 | 0 | 0 | 0 | 0 | 0 | 0 | 0.45131 | 0 | 0.71279 | 4.4698 | 0 | 0 | 0.31621 | 0.79793 | 0 | 0 | 0 | 0 | 6.7481 | 0 | 0 | 0 | 0 | 0 | 0 | 0 | 0 | 0 | 0 | 0 | 0 | 0
12 | 28 | 12 | 5 | 1.7931 | 0 | 13.6089 | 0 | 0 | 0 | 0 | 0.34936 | 0 | 0 | 3.8407 | 0 | 19.5921 | 0 | 0 | 0 | 0 | 0 | 0 | 0 | 0 | 0 | 0 | 0 | 0 | 0 | 0.45131 | 0 | 0.54519 | 3.731 | 0 | 0 | 0.36871 | 0.80054 | 0 | 0 | 0 | 0 | 5.8967 | 0 | 0 | 0 | 0 | 0 | 0 | 0 | 0 | 0 | 0 | 0 | 0 | 0
12 | 28 | 13 | 5 | 1.7931 | 0 | 8.6613 | 0 | 0 | 0 | 0 | 0.32384 | 0 | 0 | 3.9588 | 0 | 14.7371 | 0 | 0 | 0 | 0 | 0 | 0 | 0 | 0 | 0 | 0 | 0 | 0 | 0 | 0.45131 | 0 | 0.54519 | 3.2214 | 0 | 0 | 0.42121 | 0.79982 | 0 | 0 | 0 | 0 | 5.439 | 0 | 0 | 0 | 0 | 0 | 0 | 0 | 0 | 0 | 0 | 0 | 0 | 0
12 | 28 | 14 | 5 | 1.7931 | 0 | 13.6089 | 0 | 0 | 0 | 0 | 0.25314 | 0 | 0 | 4.2604 | 0 | 19.9156 | 0 | 0 | 0 | 0 | 0 | 0 | 0 | 0 | 0 | 0 | 0 | 0 | 0 | 0.45131 | 0 | 0.54519 | 2.7298 | 0 | 0 | 0.36871 | 0.79981 | 0 | 0 | 0 | 0 | 4.8948 | 0 | 0 | 0 | 0 | 0 | 0 | 0 | 0 | 0 | 0 | 0 | 0 | 0
12 | 28 | 15 | 5 | 1.7931 | 0 | 13.6089 | 0 | 0 | 0 | 0 | 0.21885 | 0 | 0 | 3.8407 | 0 | 19.4616 | 0 | 0 | 0 | 0 | 0 | 0 | 0 | 0 | 0 | 0 | 0 | 0 | 0 | 0.45131 | 0 | 0.54519 | 2.67 | 0 | 0 | 0.36871 | 0.80531 | 0 | 0 | 0 | 0 | 4.8406 | 0 | 0 | 0 | 0 | 0 | 0 | 0 | 0 | 0 | 0 | 0 | 0 | 0
12 | 28 | 16 | 5 | 1.7931 | 0 | 13.6089 | 0 | 0 | 0 | 0 | 0.25609 | 0 | 0 | 3.298 | 0 | 18.9561 | 0 | 0 | 0 | 0 | 0 | 0 | 0 | 0 | 0 | 0 | 0 | 0 | 0 | 0.45131 | 0 | 0.54519 | 2.824 | 0 | 0 | 0.31621 | 0.80666 | 0 | 0 | 0 | 0 | 4.9433 | 0 | 0 | 0 | 0 | 0 | 0 | 0 | 0 | 0 | 0 | 0 | 0 | 0
12 | 28 | 17 | 5 | 1.7931 | 0 | 13.6089 | 0 | 0 | 0 | 0 | 0.37067 | 0 | 0 | 3.298 | 0 | 19.0707 | 0 | 0 | 0 | 0 | 0 | 0 | 0 | 0 | 0 | 0 | 0 | 0 | 0 | 0.45131 | 0 | 0.54519 | 3.9047 | 0 | 0 | 0.31621 | 0.81238 | 0 | 0 | 0 | 0 | 6.0298 | 0 | 0 | 0 | 0 | 0 | 0 | 0 | 0 | 0 | 0 | 0 | 0 | 0
12 | 28 | 18 | 5 | 1.7931 | 0 | 13.6089 | 0 | 0 | 0 | 0 | 0.45961 | 0 | 0 | 5.469 | 0 | 21.3306 | 0 | 0 | 0 | 0 | 0 | 0 | 0 | 0 | 0 | 0 | 0 | 0 | 0 | 0.45131 | 0 | 0.54519 | 4.4851 | 0 | 0 | 0.52621 | 0.81553 | 0 | 0 | 0 | 0 | 6.8234 | 0 | 0 | 0 | 0 | 0 | 0 | 0 | 0 | 0 | 0 | 0 | 0 | 0
12 | 28 | 19 | 5 | 1.7931 | 0 | 9.8982 | 0 | 0 | 0 | 0 | 0.54467 | 0 | 0 | 5.469 | 0 | 17.7051 | 0 | 0 | 0 | 0 | 0 | 0 | 0 | 0 | 0 | 0 | 0 | 0 | 0 | 0.45131 | 0 | 0.54519 | 4.9697 | 0 | 0 | 0.52621 | 0.81597 | 0 | 0 | 0 | 0 | 7.3084 | 0 | 0 | 0 | 0 | 0 | 0 | 0 | 0 | 0 | 0 | 0 | 0 | 0
12 | 28 | 20 | 5 | 1.7931 | 0 | 2.4769 | 0 | 0 | 0 | 0 | 0.68605 | 0 | 0 | 3.9588 | 0 | 8.9149 | 0 | 0 | 0 | 0 | 0 | 0 | 0 | 0 | 0 | 0 | 0 | 0 | 0 | 0.45131 | 0 | 0.88038 | 5.7973 | 0 | 0 | 0.42121 | 0.8114 | 0 | 0 | 0 | 0 | 8.3616 | 0 | 0 | 0 | 0 | 0 | 0 | 0 | 0 | 0 | 0 | 0 | 0 | 0
12 | 28 | 21 | 5 | 1.7931 | 0 | 2.4769 | 0 | 0 | 0 | 0 | 0.69273 | 0 | 0 | 4.2605 | 0 | 9.2232 | 0 | 0 | 0 | 0 | 0 | 0 | 0 | 0 | 0 | 0 | 0 | 0 | 0 | 0.45131 | 0 | 1.1038 | 5.7208 | 0 | 0 | 0.36871 | 0.8029 | 0 | 0 | 0 | 0 | 8.4475 | 0 | 0 | 0 | 0 | 0 | 0 | 0 | 0 | 0 | 0 | 0 | 0 | 0
12 | 28 | 22 | 5 | 1.7931 | 0 | 2.4769 | 0 | 0 | 0 | 0 | 0.70479 | 0 | 0 | 3.9588 | 0 | 8.9336 | 0 | 0 | 0 | 0 | 0 | 0 | 0 | 0 | 0 | 0 | 0 | 0 | 0 | 0.45131 | 0 | 1.2156 | 5.828 | 0 | 0 | 0.47371 | 0.80017 | 0 | 0 | 0 | 0 | 8.7688 | 0 | 0 | 0 | 0 | 0 | 0 | 0 | 0 | 0 | 0 | 0 | 0 | 0
12 | 28 | 23 | 5 | 1.7931 | 0 | 2.4769 | 0 | 0 | 0 | 0 | 0.71041 | 0 | 0 | 4.254 | 0 | 9.2345 | 0 | 0 | 0 | 0 | 0 | 0 | 0 | 0 | 0 | 0 | 0 | 0 | 0 | 0.45131 | 0 | 1.1038 | 5.8579 | 0 | 0 | 0.31621 | 0.80161 | 0 | 0 | 0 | 0 | 8.5309 | 0 | 0 | 0 | 0 | 0 | 0 | 0 | 0 | 0 | 0 | 0 | 0 | 0
12 | 28 | 24 | 5 | 1.7931 | 0 | 2.4769 | 0 | 0 | 0 | 0 | 0.26871 | 0 | 0 | 0.58415 | 0 | 5.1229 | 0 | 0 | 0 | 0 | 0 | 0 | 0 | 0 | 0 | 0 | 0 | 0 | 0 | 0.45131 | 0 | 0.88038 | 3.8354 | 0 | 0 | 0.053706 | 0.80698 | 0 | 0 | 0 | 0 | 6.0278 | 0 | 0 | 0 | 0 | 0 | 0 | 0 | 0 | 0 | 0 | 0 | 0 | 0
12 | 29 | 1 | 6 | 1.7931 | 0 | 2.4769 | 0 | 0 | 0 | 0 | 0.40348 | 0 | 0 | 0.58417 | 0 | 5.2577 | 0 | 0 | 0 | 0 | 0 | 0 | 0 | 0 | 0 | 0 | 0 | 0 | 0 | 0.45131 | 0 | 0.54519 | 4.7661 | 0 | 0 | 0.053706 | 0.81454 | 0 | 0 | 0 | 0 | 6.6308 | 0 | 0 | 0 | 0 | 0 | 0 | 0 | 0 | 0 | 0 | 0 | 0 | 0
12 | 29 | 2 | 6 | 1.7931 | 0 | 2.4769 | 0 | 0 | 0 | 0 | 0.48536 | 0 | 0 | 0.5842 | 0 | 5.3396 | 0 | 0 | 0 | 0 | 0 | 0 | 0 | 0 | 0 | 0 | 0 | 0 | 0 | 0.45131 | 0 | 0.32173 | 5.3454 | 0 | 0 | 0.053706 | 0.8254 | 0 | 0 | 0 | 0 | 6.9976 | 0 | 0 | 0 | 0 | 0 | 0 | 0 | 0 | 0 | 0 | 0 | 0 | 0
12 | 29 | 3 | 6 | 1.7931 | 0 | 2.4769 | 0 | 0 | 0 | 0 | 0.52234 | 0 | 0 | 0.58424 | 0 | 5.3766 | 0 | 0 | 0 | 0 | 0 | 0 | 0 | 0 | 0 | 0 | 0 | 0 | 0 | 0.45131 | 0 | 0.32173 | 6.1008 | 0 | 0 | 0.053706 | 0.82871 | 0 | 0.59933 | 0 | 0 | 8.3555 | 0 | 0 | 0 | 0 | 0 | 0 | 0 | 0 | 0 | 0 | 0 | 0 | 0
12 | 29 | 4 | 6 | 1.7931 | 0 | 2.4769 | 0 | 0 | 0 | 0 | 0.54597 | 0 | 0 | 0.58424 | 0 | 5.4002 | 0 | 0 | 0 | 0 | 0 | 0 | 0 | 0 | 0 | 0 | 0 | 0 | 0 | 0.45131 | 0 | 0.32173 | 6.268 | 0 | 0 | 0.053706 | 0.82931 | 0 | 0.6223 | 0 | 0 | 8.5464 | 0 | 0 | 0 | 0 | 0 | 0 | 0 | 0 | 0 | 0 | 0 | 0 | 0
12 | 29 | 5 | 6 | 1.7931 | 0 | 2.4769 | 0 | 0 | 0 | 0 | 0.56045 | 0 | 0 | 0.58424 | 0 | 5.4147 | 0 | 0 | 0 | 0 | 0 | 0 | 0 | 0 | 0 | 0 | 0 | 0 | 0 | 0.45131 | 0 | 0.32173 | 6.4376 | 0 | 0 | 0.053706 | 0.82919 | 0 | 0.71837 | 0 | 0 | 8.8119 | 0 | 0 | 0 | 0 | 0 | 0 | 0 | 0 | 0 | 0 | 0 | 0 | 0
12 | 29 | 6 | 6 | 1.7931 | 0 | 2.4769 | 0 | 0 | 0 | 0 | 0.58999 | 0 | 0 | 0.58424 | 0 | 5.4443 | 0 | 0 | 0 | 0 | 0 | 0 | 0 | 0 | 0 | 0 | 0 | 0 | 0 | 0.45131 | 0 | 0.32173 | 6.5874 | 0 | 0 | 0.053706 | 0.83217 | 0 | 0.68249 | 0 | 0 | 8.9289 | 0 | 0 | 0 | 0 | 0 | 0 | 0 | 0 | 0 | 0 | 0 | 0 | 0
12 | 29 | 7 | 6 | 1.7931 | 0 | 2.4769 | 0 | 0 | 0 | 0 | 0.60516 | 0 | 0 | 3.298 | 0 | 8.1732 | 0 | 0 | 0 | 0 | 0 | 0 | 0 | 0 | 0 | 0 | 0 | 0 | 0 | 0.45131 | 0 | 0.54519 | 6.6638 | 0 | 0 | 0.31621 | 0.82838 | 0 | 0.69454 | 0 | 0 | 9.4994 | 0 | 0 | 0 | 0 | 0 | 0 | 0 | 0 | 0 | 0 | 0 | 0 | 0
12 | 29 | 8 | 6 | 1.7931 | 0 | 2.4769 | 0 | 0 | 0 | 0 | 1.0472 | 0 | 0 | 5.469 | 0 | 10.7862 | 0 | 0 | 0 | 0 | 0 | 0 | 0 | 0 | 0 | 0 | 0 | 0 | 0 | 0.45131 | 0 | 0.71279 | 9.5961 | 0 | 0 | 0.52621 | 0.82734 | 0 | 1.009 | 0 | 0 | 13.1228 | 0 | 0 | 0 | 0 | 0 | 0 | 0 | 0 | 0 | 0 | 0 | 0 | 0
12 | 29 | 9 | 6 | 1.7931 | 0 | 13.6089 | 0 | 0 | 0 | 0 | 0.75786 | 0 | 0 | 3.9588 | 0 | 20.1187 | 0 | 0 | 0 | 0 | 0 | 0 | 0 | 0 | 0 | 0 | 0 | 0 | 0 | 0.45131 | 0 | 0.71279 | 6.4916 | 0 | 0 | 0.42121 | 0.81577 | 0 | 0 | 0 | 0 | 8.8927 | 0 | 0 | 0 | 0 | 0 | 0 | 0 | 0 | 0 | 0 | 0 | 0 | 0
12 | 29 | 10 | 6 | 1.7931 | 0 | 13.6089 | 0 | 0 | 0 | 0 | 0.62559 | 0 | 0 | 3.7177 | 0 | 19.7453 | 0 | 0 | 0 | 0 | 0 | 0 | 0 | 0 | 0 | 0 | 0 | 0 | 0 | 0.45131 | 0 | 0.71279 | 5.3391 | 0 | 0 | 0.31621 | 0.81008 | 0 | 0 | 0 | 0 | 7.6295 | 0 | 0 | 0 | 0 | 0 | 0 | 0 | 0 | 0 | 0 | 0 | 0 | 0
12 | 29 | 11 | 6 | 1.7931 | 0 | 13.6089 | 0 | 0 | 0 | 0 | 0.50719 | 0 | 0 | 3.298 | 0 | 19.2072 | 0 | 0 | 0 | 0 | 0 | 0 | 0 | 0 | 0 | 0 | 0 | 0 | 0 | 0.45131 | 0 | 0.71279 | 4.5436 | 0 | 0 | 0.31621 | 0.80763 | 0 | 0 | 0 | 0 | 6.8315 | 0 | 0 | 0 | 0 | 0 | 0 | 0 | 0 | 0 | 0 | 0 | 0 | 0
12 | 29 | 12 | 6 | 1.7931 | 0 | 13.6089 | 0 | 0 | 0 | 0 | 0.36872 | 0 | 0 | 3.8407 | 0 | 19.6115 | 0 | 0 | 0 | 0 | 0 | 0 | 0 | 0 | 0 | 0 | 0 | 0 | 0 | 0.45131 | 0 | 0.54519 | 3.5578 | 0 | 0 | 0.36871 | 0.80683 | 0 | 0 | 0 | 0 | 5.7299 | 0 | 0 | 0 | 0 | 0 | 0 | 0 | 0 | 0 | 0 | 0 | 0 | 0
12 | 29 | 13 | 6 | 1.7931 | 0 | 8.6613 | 0 | 0 | 0 | 0 | 0.35326 | 0 | 0 | 3.9588 | 0 | 14.7665 | 0 | 0 | 0 | 0 | 0 | 0 | 0 | 0 | 0 | 0 | 0 | 0 | 0 | 0.45131 | 0 | 0.54519 | 3.1566 | 0 | 0 | 0.42121 | 0.8068 | 0 | 0 | 0 | 0 | 5.3811 | 0 | 0 | 0 | 0 | 0 | 0 | 0 | 0 | 0 | 0 | 0 | 0 | 0
12 | 29 | 14 | 6 | 1.7931 | 0 | 13.6089 | 0 | 0 | 0 | 0 | 0.23482 | 0 | 0 | 4.2605 | 0 | 19.8973 | 0 | 0 | 0 | 0 | 0 | 0 | 0 | 0 | 0 | 0 | 0 | 0 | 0 | 0.45131 | 0 | 0.54519 | 2.4103 | 0 | 0 | 0.36871 | 0.79933 | 0 | 0 | 0 | 0 | 4.5749 | 0 | 0 | 0 | 0 | 0 | 0 | 0 | 0 | 0 | 0 | 0 | 0 | 0
12 | 29 | 15 | 6 | 1.7931 | 0 | 13.6089 | 0 | 0 | 0 | 0 | 0.17523 | 0 | 0 | 3.8407 | 0 | 19.418 | 0 | 0 | 0 | 0 | 0 | 0 | 0 | 0 | 0 | 0 | 0 | 0 | 0 | 0.45131 | 0 | 0.54519 | 2.0468 | 0 | 0 | 0.36871 | 0.80172 | 0 | 0 | 0 | 0 | 4.2138 | 0 | 0 | 0 | 0 | 0 | 0 | 0 | 0 | 0 | 0 | 0 | 0 | 0
12 | 29 | 16 | 6 | 1.7931 | 0 | 13.6089 | 0 | 0 | 0 | 0 | 0.2069 | 0 | 0 | 3.298 | 0 | 18.9069 | 0 | 0 | 0 | 0 | 0 | 0 | 0 | 0 | 0 | 0 | 0 | 0 | 0 | 0.45131 | 0 | 0.54519 | 2.4053 | 0 | 0 | 0.31621 | 0.80364 | 0 | 0 | 0 | 0 | 4.5217 | 0 | 0 | 0 | 0 | 0 | 0 | 0 | 0 | 0 | 0 | 0 | 0 | 0
12 | 29 | 17 | 6 | 1.7931 | 0 | 13.6089 | 0 | 0 | 0 | 0 | 0.27818 | 0 | 0 | 3.298 | 0 | 18.9782 | 0 | 0 | 0 | 0 | 0 | 0 | 0 | 0 | 0 | 0 | 0 | 0 | 0 | 0.45131 | 0 | 0.54519 | 3.1219 | 0 | 0 | 0.31621 | 0.80739 | 0 | 0 | 0 | 0 | 5.242 | 0 | 0 | 0 | 0 | 0 | 0 | 0 | 0 | 0 | 0 | 0 | 0 | 0
12 | 29 | 18 | 6 | 1.7931 | 0 | 13.6089 | 0 | 0 | 0 | 0 | 0.35754 | 0 | 0 | 5.469 | 0 | 21.2286 | 0 | 0 | 0 | 0 | 0 | 0 | 0 | 0 | 0 | 0 | 0 | 0 | 0 | 0.45131 | 0 | 0.54519 | 3.8352 | 0 | 0 | 0.52621 | 0.80752 | 0 | 0 | 0 | 0 | 6.1654 | 0 | 0 | 0 | 0 | 0 | 0 | 0 | 0 | 0 | 0 | 0 | 0 | 0
12 | 29 | 19 | 6 | 1.7931 | 0 | 9.8982 | 0 | 0 | 0 | 0 | 0.46353 | 0 | 0 | 5.469 | 0 | 17.6239 | 0 | 0 | 0 | 0 | 0 | 0 | 0 | 0 | 0 | 0 | 0 | 0 | 0 | 0.45131 | 0 | 0.54519 | 4.2993 | 0 | 0 | 0.52621 | 0.80797 | 0 | 0 | 0 | 0 | 6.63 | 0 | 0 | 0 | 0 | 0 | 0 | 0 | 0 | 0 | 0 | 0 | 0 | 0
12 | 29 | 20 | 6 | 1.7931 | 0 | 2.4769 | 0 | 0 | 0 | 0 | 0.60206 | 0 | 0 | 3.9588 | 0 | 8.8309 | 0 | 0 | 0 | 0 | 0 | 0 | 0 | 0 | 0 | 0 | 0 | 0 | 0 | 0.45131 | 0 | 0.88038 | 4.8846 | 0 | 0 | 0.42121 | 0.80156 | 0 | 0 | 0 | 0 | 7.439 | 0 | 0 | 0 | 0 | 0 | 0 | 0 | 0 | 0 | 0 | 0 | 0 | 0
12 | 29 | 21 | 6 | 1.7931 | 0 | 2.4769 | 0 | 0 | 0 | 0 | 0.64643 | 0 | 0 | 4.2604 | 0 | 9.1769 | 0 | 0 | 0 | 0 | 0 | 0 | 0 | 0 | 0 | 0 | 0 | 0 | 0 | 0.45131 | 0 | 1.1038 | 4.9998 | 0 | 0 | 0.36871 | 0.79825 | 0 | 0 | 0 | 0 | 7.7219 | 0 | 0 | 0 | 0 | 0 | 0 | 0 | 0 | 0 | 0 | 0 | 0 | 0
12 | 29 | 22 | 6 | 1.7931 | 0 | 2.4769 | 0 | 0 | 0 | 0 | 0.67036 | 0 | 0 | 3.9588 | 0 | 8.8991 | 0 | 0 | 0 | 0 | 0 | 0 | 0 | 0 | 0 | 0 | 0 | 0 | 0 | 0.45131 | 0 | 1.2156 | 5.1004 | 0 | 0 | 0.47371 | 0.79684 | 0 | 0 | 0 | 0 | 8.0378 | 0 | 0 | 0 | 0 | 0 | 0 | 0 | 0 | 0 | 0 | 0 | 0 | 0
12 | 29 | 23 | 6 | 1.7931 | 0 | 2.4769 | 0 | 0 | 0 | 0 | 0.65353 | 0 | 0 | 4.254 | 0 | 9.1776 | 0 | 0 | 0 | 0 | 0 | 0 | 0 | 0 | 0 | 0 | 0 | 0 | 0 | 0.45131 | 0 | 1.1038 | 5.0195 | 0 | 0 | 0.31621 | 0.79482 | 0 | 0 | 0 | 0 | 7.6857 | 0 | 0 | 0 | 0 | 0 | 0 | 0 | 0 | 0 | 0 | 0 | 0 | 0
12 | 29 | 24 | 6 | 1.7931 | 0 | 2.4769 | 0 | 0 | 0 | 0 | 0.19852 | 0 | 0 | 0.58414 | 0 | 5.0527 | 0 | 0 | 0 | 0 | 0 | 0 | 0 | 0 | 0 | 0 | 0 | 0 | 0 | 0.45131 | 0 | 0.88038 | 3.2534 | 0 | 0 | 0.053706 | 0.79839 | 0 | 0 | 0 | 0 | 5.4372 | 0 | 0 | 0 | 0 | 0 | 0 | 0 | 0 | 0 | 0 | 0 | 0 | 0
12 | 30 | 1 | 7 | 1.7931 | 0 | 2.4769 | 0 | 0 | 0 | 0 | 0.36022 | 0 | 0 | 0.58415 | 0 | 5.2144 | 0 | 0 | 0 | 0 | 0 | 0 | 0 | 0 | 0 | 0 | 0 | 0 | 0 | 0.45131 | 0 | 0.54519 | 4.2631 | 0 | 0 | 0.053706 | 0.81045 | 0 | 0 | 0 | 0 | 6.1238 | 0 | 0 | 0 | 0 | 0 | 0 | 0 | 0 | 0 | 0 | 0 | 0 | 0
12 | 30 | 2 | 7 | 1.7931 | 0 | 2.4769 | 0 | 0 | 0 | 0 | 0.43689 | 0 | 0 | 0.58419 | 0 | 5.2911 | 0 | 0 | 0 | 0 | 0 | 0 | 0 | 0 | 0 | 0 | 0 | 0 | 0 | 0.45131 | 0 | 0.32173 | 4.7977 | 0 | 0 | 0.053706 | 0.82016 | 0 | 0 | 0 | 0 | 6.4446 | 0 | 0 | 0 | 0 | 0 | 0 | 0 | 0 | 0 | 0 | 0 | 0 | 0
12 | 30 | 3 | 7 | 1.7931 | 0 | 2.4769 | 0 | 0 | 0 | 0 | 0.46326 | 0 | 0 | 0.58423 | 0 | 5.3175 | 0 | 0 | 0 | 0 | 0 | 0 | 0 | 0 | 0 | 0 | 0 | 0 | 0 | 0.45131 | 0 | 0.32173 | 4.9591 | 0 | 0 | 0.053706 | 0.82032 | 0 | 0 | 0 | 0 | 6.6062 | 0 | 0 | 0 | 0 | 0 | 0 | 0 | 0 | 0 | 0 | 0 | 0 | 0
12 | 30 | 4 | 7 | 1.7931 | 0 | 2.4769 | 0 | 0 | 0 | 0 | 0.47808 | 0 | 0 | 0.58423 | 0 | 5.3323 | 0 | 0 | 0 | 0 | 0 | 0 | 0 | 0 | 0 | 0 | 0 | 0 | 0 | 0.45131 | 0 | 0.32173 | 4.9653 | 0 | 0 | 0.053706 | 0.81997 | 0 | 0 | 0 | 0 | 6.6121 | 0 | 0 | 0 | 0 | 0 | 0 | 0 | 0 | 0 | 0 | 0 | 0 | 0
12 | 30 | 5 | 7 | 1.7931 | 0 | 2.4769 | 0 | 0 | 0 | 0 | 0.48044 | 0 | 0 | 0.58422 | 0 | 5.3347 | 0 | 0 | 0 | 0 | 0 | 0 | 0 | 0 | 0 | 0 | 0 | 0 | 0 | 0.45131 | 0 | 0.32173 | 4.8832 | 0 | 0 | 0.053706 | 0.81835 | 0 | 0 | 0 | 0 | 6.5283 | 0 | 0 | 0 | 0 | 0 | 0 | 0 | 0 | 0 | 0 | 0 | 0 | 0
12 | 30 | 6 | 7 | 1.7931 | 0 | 2.4769 | 0 | 0 | 0 | 0 | 0.49064 | 0 | 0 | 0.58422 | 0 | 5.3449 | 0 | 0 | 0 | 0 | 0 | 0 | 0 | 0 | 0 | 0 | 0 | 0 | 0 | 0.45131 | 0 | 0.32173 | 4.936 | 0 | 0 | 0.053706 | 0.81822 | 0 | 0 | 0 | 0 | 6.5809 | 0 | 0 | 0 | 0 | 0 | 0 | 0 | 0 | 0 | 0 | 0 | 0 | 0
12 | 30 | 7 | 7 | 1.7931 | 0 | 2.4769 | 0 | 0 | 0 | 0 | 0.48791 | 0 | 0 | 3.298 | 0 | 8.0559 | 0 | 0 | 0 | 0 | 0 | 0 | 0 | 0 | 0 | 0 | 0 | 0 | 0 | 0.45131 | 0 | 0.54519 | 4.7833 | 0 | 0 | 0.31621 | 0.8118 | 0 | 0 | 0 | 0 | 6.9078 | 0 | 0 | 0 | 0 | 0 | 0 | 0 | 0 | 0 | 0 | 0 | 0 | 0
12 | 30 | 8 | 7 | 1.7931 | 0 | 2.4769 | 0 | 0 | 0 | 0 | 0.95057 | 0 | 0 | 5.469 | 0 | 10.6896 | 0 | 0 | 0 | 0 | 0 | 0 | 0 | 0 | 0 | 0 | 0 | 0 | 0 | 0.45131 | 0 | 0.71279 | 6.7315 | 0 | 0 | 0.52621 | 0.80945 | 0 | 0 | 0 | 0 | 9.2312 | 0 | 0 | 0 | 0 | 0 | 0 | 0 | 0 | 0 | 0 | 0 | 0 | 0
12 | 30 | 9 | 7 | 1.7931 | 0 | 13.6089 | 0 | 0 | 0 | 0 | 0.6629 | 0 | 0 | 3.9588 | 0 | 20.0237 | 0 | 0 | 0 | 0 | 0 | 0 | 0 | 0 | 0 | 0 | 0 | 0 | 0 | 0.45131 | 0 | 0.71279 | 4.914 | 0 | 0 | 0.42121 | 0.80597 | 0 | 0 | 0 | 0 | 7.3052 | 0 | 0 | 0 | 0 | 0 | 0 | 0 | 0 | 0 | 0 | 0 | 0 | 0
12 | 30 | 10 | 7 | 1.7931 | 0 | 13.6089 | 0 | 0 | 0 | 0 | 0.59957 | 0 | 0 | 3.7177 | 0 | 19.7193 | 0 | 0 | 0 | 0 | 0 | 0 | 0 | 0 | 0 | 0 | 0 | 0 | 0 | 0.45131 | 0 | 0.71279 | 4.4315 | 0 | 0 | 0.31621 | 0.80626 | 0 | 0 | 0 | 0 | 6.7181 | 0 | 0 | 0 | 0 | 0 | 0 | 0 | 0 | 0 | 0 | 0 | 0 | 0
12 | 30 | 11 | 7 | 1.7931 | 0 | 13.6089 | 0 | 0 | 0 | 0 | 0.58725 | 0 | 0 | 3.298 | 0 | 19.2872 | 0 | 0 | 0 | 0 | 0 | 0 | 0 | 0 | 0 | 0 | 0 | 0 | 0 | 0.45131 | 0 | 0.71279 | 4.2855 | 0 | 0 | 0.31621 | 0.81034 | 0 | 0 | 0 | 0 | 6.5762 | 0 | 0 | 0 | 0 | 0 | 0 | 0 | 0 | 0 | 0 | 0 | 0 | 0
12 | 30 | 12 | 7 | 1.7931 | 0 | 13.6089 | 0 | 0 | 0 | 0 | 0.47638 | 0 | 0 | 3.8407 | 0 | 19.7191 | 0 | 0 | 0 | 0 | 0 | 0 | 0 | 0 | 0 | 0 | 0 | 0 | 0 | 0.45131 | 0 | 0.54519 | 3.8698 | 0 | 0 | 0.36871 | 0.81206 | 0 | 0 | 0 | 0 | 6.047 | 0 | 0 | 0 | 0 | 0 | 0 | 0 | 0 | 0 | 0 | 0 | 0 | 0
12 | 30 | 13 | 7 | 1.7931 | 0 | 8.6613 | 0 | 0 | 0 | 0 | 0.56283 | 0 | 0 | 3.9588 | 0 | 14.9761 | 0 | 0 | 0 | 0 | 0 | 0 | 0 | 0 | 0 | 0 | 0 | 0 | 0 | 0.45131 | 0 | 0.54519 | 4.3274 | 0 | 0 | 0.42121 | 0.81596 | 0 | 0 | 0 | 0 | 6.5611 | 0 | 0 | 0 | 0 | 0 | 0 | 0 | 0 | 0 | 0 | 0 | 0 | 0
12 | 30 | 14 | 7 | 1.7931 | 0 | 13.6089 | 0 | 0 | 0 | 0 | 0.38277 | 0 | 0 | 4.2605 | 0 | 20.0453 | 0 | 0 | 0 | 0 | 0 | 0 | 0 | 0 | 0 | 0 | 0 | 0 | 0 | 0.45131 | 0 | 0.54519 | 3.6849 | 0 | 0 | 0.36871 | 0.8159 | 0 | 0 | 0 | 0 | 5.866 | 0 | 0 | 0 | 0 | 0 | 0 | 0 | 0 | 0 | 0 | 0 | 0 | 0
12 | 30 | 15 | 7 | 1.7931 | 0 | 13.6089 | 0 | 0 | 0 | 0 | 0.499 | 0 | 0 | 3.8408 | 0 | 19.7418 | 0 | 0 | 0 | 0 | 0 | 0 | 0 | 0 | 0 | 0 | 0 | 0 | 0 | 0.45131 | 0 | 0.54519 | 4.276 | 0 | 0 | 0.36871 | 0.81835 | 0 | 0 | 0 | 0 | 6.4595 | 0 | 0 | 0 | 0 | 0 | 0 | 0 | 0 | 0 | 0 | 0 | 0 | 0
12 | 30 | 16 | 7 | 1.7931 | 0 | 13.6089 | 0 | 0 | 0 | 0 | 0.5452 | 0 | 0 | 3.298 | 0 | 19.2452 | 0 | 0 | 0 | 0 | 0 | 0 | 0 | 0 | 0 | 0 | 0 | 0 | 0 | 0.45131 | 0 | 0.54519 | 4.7129 | 0 | 0 | 0.31621 | 0.82066 | 0 | 0 | 0 | 0 | 6.8463 | 0 | 0 | 0 | 0 | 0 | 0 | 0 | 0 | 0 | 0 | 0 | 0 | 0
12 | 30 | 17 | 7 | 1.7931 | 0 | 13.6089 | 0 | 0 | 0 | 0 | 0.57873 | 0 | 0 | 3.298 | 0 | 19.2788 | 0 | 0 | 0 | 0 | 0 | 0 | 0 | 0 | 0 | 0 | 0 | 0 | 0 | 0.45131 | 0 | 0.54519 | 4.9811 | 0 | 0 | 0.31621 | 0.82207 | 0 | 0 | 0 | 0 | 7.1159 | 0 | 0 | 0 | 0 | 0 | 0 | 0 | 0 | 0 | 0 | 0 | 0 | 0
12 | 30 | 18 | 7 | 1.7931 | 0 | 13.6089 | 0 | 0 | 0 | 0 | 0.63503 | 0 | 0 | 5.4691 | 0 | 21.5061 | 0 | 0 | 0 | 0 | 0 | 0 | 0 | 0 | 0 | 0 | 0 | 0 | 0 | 0.45131 | 0 | 0.54519 | 5.417 | 0 | 0 | 0.52621 | 0.82837 | 0 | 0 | 0 | 0 | 7.7681 | 0 | 0 | 0 | 0 | 0 | 0 | 0 | 0 | 0 | 0 | 0 | 0 | 0
12 | 30 | 19 | 7 | 1.7931 | 0 | 9.8982 | 0 | 0 | 0 | 0 | 0.66836 | 0 | 0 | 5.4691 | 0 | 17.8288 | 0 | 0 | 0 | 0 | 0 | 0 | 0 | 0 | 0 | 0 | 0 | 0 | 0 | 0.45131 | 0 | 0.54519 | 5.6618 | 0 | 0 | 0.52621 | 0.82508 | 0 | 0 | 0 | 0 | 8.0096 | 0 | 0 | 0 | 0 | 0 | 0 | 0 | 0 | 0 | 0 | 0 | 0 | 0
12 | 30 | 20 | 7 | 1.7931 | 0 | 2.4769 | 0 | 0 | 0 | 0 | 0.77296 | 0 | 0 | 3.9588 | 0 | 9.0018 | 0 | 0 | 0 | 0 | 0 | 0 | 0 | 0 | 0 | 0 | 0 | 0 | 0 | 0.45131 | 0 | 0.88038 | 6.2318 | 0 | 0 | 0.42121 | 0.81715 | 0 | 0 | 0 | 0 | 8.8018 | 0 | 0 | 0 | 0 | 0 | 0 | 0 | 0 | 0 | 0 | 0 | 0 | 0
12 | 30 | 21 | 7 | 1.7931 | 0 | 2.4769 | 0 | 0 | 0 | 0 | 0.81589 | 0 | 0 | 4.2605 | 0 | 9.3464 | 0 | 0 | 0 | 0 | 0 | 0 | 0 | 0 | 0 | 0 | 0 | 0 | 0 | 0.45131 | 0 | 1.1038 | 6.5633 | 0 | 0 | 0.36871 | 0.81498 | 0 | 0 | 0 | 0 | 9.3021 | 0 | 0 | 0 | 0 | 0 | 0 | 0 | 0 | 0 | 0 | 0 | 0 | 0
12 | 30 | 22 | 7 | 1.7931 | 0 | 2.4769 | 0 | 0 | 0 | 0 | 0.81235 | 0 | 0 | 3.9588 | 0 | 9.0411 | 0 | 0 | 0 | 0 | 0 | 0 | 0 | 0 | 0 | 0 | 0 | 0 | 0 | 0.45131 | 0 | 1.2156 | 6.5073 | 0 | 0 | 0.47371 | 0.80987 | 0 | 0 | 0 | 0 | 9.4577 | 0 | 0 | 0 | 0 | 0 | 0 | 0 | 0 | 0 | 0 | 0 | 0 | 0
12 | 30 | 23 | 7 | 1.7931 | 0 | 2.4769 | 0 | 0 | 0 | 0 | 0.82662 | 0 | 0 | 4.2541 | 0 | 9.3507 | 0 | 0 | 0 | 0 | 0 | 0 | 0 | 0 | 0 | 0 | 0 | 0 | 0 | 0.45131 | 0 | 1.1038 | 6.6963 | 0 | 0 | 0.31621 | 0.81266 | 0 | 0 | 0 | 0 | 9.3803 | 0 | 0 | 0 | 0 | 0 | 0 | 0 | 0 | 0 | 0 | 0 | 0 | 0
12 | 30 | 24 | 7 | 1.7931 | 0 | 2.4769 | 0 | 0 | 0 | 0 | 0.36379 | 0 | 0 | 0.58417 | 0 | 5.218 | 0 | 0 | 0 | 0 | 0 | 0 | 0 | 0 | 0 | 0 | 0 | 0 | 0 | 0.45131 | 0 | 0.88038 | 4.4538 | 0 | 0 | 0.053706 | 0.81566 | 0 | 0 | 0 | 0 | 6.6549 | 0 | 0 | 0 | 0 | 0 | 0 | 0 | 0 | 0 | 0 | 0 | 0 | 0
12 | 31 | 1 | 1 | 1.7931 | 0 | 2.4769 | 0 | 0 | 0 | 0 | 0.52223 | 0 | 0 | 0.58418 | 0 | 5.3764 | 0 | 0 | 0 | 0 | 0 | 0 | 0 | 0 | 0 | 0 | 0 | 0 | 0 | 0.45131 | 0 | 0.54519 | 5.5813 | 0 | 0 | 0.053706 | 0.82789 | 0 | 0 | 0 | 0 | 7.4594 | 0 | 0 | 0 | 0 | 0 | 0 | 0 | 0 | 0 | 0 | 0 | 0 | 0
12 | 31 | 2 | 1 | 1.7931 | 0 | 2.4769 | 0 | 0 | 0 | 0 | 0.57368 | 0 | 0 | 0.58422 | 0 | 5.4279 | 0 | 0 | 0 | 0 | 0 | 0 | 0 | 0 | 0 | 0 | 0 | 0 | 0 | 0.45131 | 0 | 0.32173 | 5.9878 | 0 | 0 | 0.053706 | 0.8336 | 0 | 0 | 0 | 0 | 7.6481 | 0 | 0 | 0 | 0 | 0 | 0 | 0 | 0 | 0 | 0 | 0 | 0 | 0
12 | 31 | 3 | 1 | 1.7931 | 0 | 2.4769 | 0 | 0 | 0 | 0 | 0.59749 | 0 | 0 | 0.58425 | 0 | 5.4518 | 0 | 0 | 0 | 0 | 0 | 0 | 0 | 0 | 0 | 0 | 0 | 0 | 0 | 0.45131 | 0 | 0.32173 | 6.6291 | 0 | 0 | 0.053706 | 0.83491 | 0 | 0.067072 | 0 | 0 | 8.3579 | 0 | 0 | 0 | 0 | 0 | 0 | 0 | 0 | 0 | 0 | 0 | 0 | 0
12 | 31 | 4 | 1 | 1.7931 | 0 | 2.4769 | 0 | 0 | 0 | 0 | 0.62887 | 0 | 0 | 0.58424 | 0 | 5.4831 | 0 | 0 | 0 | 0 | 0 | 0 | 0 | 0 | 0 | 0 | 0 | 0 | 0 | 0.45131 | 0 | 0.32173 | 6.8705 | 0 | 0 | 0.053706 | 0.8371 | 0 | 0.00052294 | 0 | 0 | 8.5349 | 0 | 0 | 0 | 0 | 0 | 0 | 0 | 0 | 0 | 0 | 0 | 0 | 0
12 | 31 | 5 | 1 | 1.7931 | 0 | 2.4769 | 0 | 0 | 0 | 0 | 0.65803 | 0 | 0 | 0.58425 | 0 | 5.5123 | 0 | 0 | 0 | 0 | 0 | 0 | 0 | 0 | 0 | 0 | 0 | 0 | 0 | 0.45131 | 0 | 0.32173 | 7.1174 | 0 | 0 | 0.053706 | 0.83952 | 0 | 0.073129 | 0 | 0 | 8.8568 | 0 | 0 | 0 | 0 | 0 | 0 | 0 | 0 | 0 | 0 | 0 | 0 | 0
12 | 31 | 6 | 1 | 1.7931 | 0 | 2.4769 | 0 | 0 | 0 | 0 | 0.63805 | 0 | 0 | 0.58425 | 0 | 5.4923 | 0 | 0 | 0 | 0 | 0 | 0 | 0 | 0 | 0 | 0 | 0 | 0 | 0 | 0.45131 | 0 | 0.32173 | 7.0034 | 0 | 0 | 0.053706 | 0.83423 | 0 | 0.17127 | 0 | 0 | 8.8356 | 0 | 0 | 0 | 0 | 0 | 0 | 0 | 0 | 0 | 0 | 0 | 0 | 0
12 | 31 | 7 | 1 | 1.7931 | 0 | 2.4769 | 0 | 0 | 0 | 0 | 0.66038 | 0 | 0 | 3.298 | 0 | 8.2284 | 0 | 0 | 0 | 0 | 0 | 0 | 0 | 0 | 0 | 0 | 0 | 0 | 0 | 0.45131 | 0 | 0.54519 | 7.0792 | 0 | 0 | 0.31621 | 0.82991 | 0 | 0.016005 | 0 | 0 | 9.2378 | 0 | 0 | 0 | 0 | 0 | 0 | 0 | 0 | 0 | 0 | 0 | 0 | 0
12 | 31 | 8 | 1 | 1.7931 | 0 | 2.4769 | 0 | 0 | 0 | 0 | 1.0736 | 0 | 0 | 5.469 | 0 | 10.8126 | 0 | 0 | 0 | 0 | 0 | 0 | 0 | 0 | 0 | 0 | 0 | 0 | 0 | 0.45131 | 0 | 0.71279 | 9.7603 | 0 | 0 | 0.52621 | 0.82237 | 0 | 0.26365 | 0 | 0 | 12.5366 | 0 | 0 | 0 | 0 | 0 | 0 | 0 | 0 | 0 | 0 | 0 | 0 | 0
12 | 31 | 9 | 1 | 1.7931 | 0 | 13.6089 | 0 | 0 | 0 | 0 | 0.8666 | 0 | 0 | 3.9588 | 0 | 20.2274 | 0 | 0 | 0 | 0 | 0 | 0 | 0 | 0 | 0 | 0 | 0 | 0 | 0 | 0.45131 | 0 | 0.71279 | 7.9017 | 0 | 0 | 0.42121 | 0.82002 | 0 | 0.21205 | 0 | 0 | 10.5191 | 0 | 0 | 0 | 0 | 0 | 0 | 0 | 0 | 0 | 0 | 0 | 0 | 0
12 | 31 | 10 | 1 | 1.7931 | 0 | 13.6089 | 0 | 0 | 0 | 0 | 0.71616 | 0 | 0 | 3.7177 | 0 | 19.8359 | 0 | 0 | 0 | 0 | 0 | 0 | 0 | 0 | 0 | 0 | 0 | 0 | 0 | 0.45131 | 0 | 0.71279 | 6.7017 | 0 | 0 | 0.31621 | 0.81252 | 0 | 0.22663 | 0 | 0 | 9.2212 | 0 | 0 | 0 | 0 | 0 | 0 | 0 | 0 | 0 | 0 | 0 | 0 | 0
12 | 31 | 11 | 1 | 1.7931 | 0 | 13.6089 | 0 | 0 | 0 | 0 | 0.57072 | 0 | 0 | 3.298 | 0 | 19.2707 | 0 | 0 | 0 | 0 | 0 | 0 | 0 | 0 | 0 | 0 | 0 | 0 | 0 | 0.45131 | 0 | 0.71279 | 5.2309 | 0 | 0 | 0.31621 | 0.80502 | 0 | 0 | 0 | 0 | 7.5162 | 0 | 0 | 0 | 0 | 0 | 0 | 0 | 0 | 0 | 0 | 0 | 0 | 0
12 | 31 | 12 | 1 | 1.7931 | 0 | 13.6089 | 0 | 0 | 0 | 0 | 0.46175 | 0 | 0 | 3.8407 | 0 | 19.7045 | 0 | 0 | 0 | 0 | 0 | 0 | 0 | 0 | 0 | 0 | 0 | 0 | 0 | 0.45131 | 0 | 0.54519 | 4.6327 | 0 | 0 | 0.36871 | 0.80864 | 0 | 0 | 0 | 0 | 6.8065 | 0 | 0 | 0 | 0 | 0 | 0 | 0 | 0 | 0 | 0 | 0 | 0 | 0
12 | 31 | 13 | 1 | 1.7931 | 0 | 8.6613 | 0 | 0 | 0 | 0 | 0.39491 | 0 | 0 | 3.9588 | 0 | 14.8081 | 0 | 0 | 0 | 0 | 0 | 0 | 0 | 0 | 0 | 0 | 0 | 0 | 0 | 0.45131 | 0 | 0.54519 | 4.0941 | 0 | 0 | 0.42121 | 0.80401 | 0 | 0 | 0 | 0 | 6.3158 | 0 | 0 | 0 | 0 | 0 | 0 | 0 | 0 | 0 | 0 | 0 | 0 | 0
12 | 31 | 14 | 1 | 1.7931 | 0 | 13.6089 | 0 | 0 | 0 | 0 | 0.33727 | 0 | 0 | 4.2604 | 0 | 19.9997 | 0 | 0 | 0 | 0 | 0 | 0 | 0 | 0 | 0 | 0 | 0 | 0 | 0 | 0.45131 | 0 | 0.54519 | 3.6446 | 0 | 0 | 0.36871 | 0.80635 | 0 | 0 | 0 | 0 | 5.8161 | 0 | 0 | 0 | 0 | 0 | 0 | 0 | 0 | 0 | 0 | 0 | 0 | 0
12 | 31 | 15 | 1 | 1.7931 | 0 | 13.6089 | 0 | 0 | 0 | 0 | 0.44557 | 0 | 0 | 3.8407 | 0 | 19.6883 | 0 | 0 | 0 | 0 | 0 | 0 | 0 | 0 | 0 | 0 | 0 | 0 | 0 | 0.45131 | 0 | 0.54519 | 4.2805 | 0 | 0 | 0.36871 | 0.81338 | 0 | 0 | 0 | 0 | 6.4591 | 0 | 0 | 0 | 0 | 0 | 0 | 0 | 0 | 0 | 0 | 0 | 0 | 0
12 | 31 | 16 | 1 | 1.7931 | 0 | 13.6089 | 0 | 0 | 0 | 0 | 0.45532 | 0 | 0 | 3.298 | 0 | 19.1553 | 0 | 0 | 0 | 0 | 0 | 0 | 0 | 0 | 0 | 0 | 0 | 0 | 0 | 0.45131 | 0 | 0.54519 | 4.3713 | 0 | 0 | 0.31621 | 0.8153 | 0 | 0 | 0 | 0 | 6.4993 | 0 | 0 | 0 | 0 | 0 | 0 | 0 | 0 | 0 | 0 | 0 | 0 | 0
12 | 31 | 17 | 1 | 1.7931 | 0 | 13.6089 | 0 | 0 | 0 | 0 | 0.50891 | 0 | 0 | 3.298 | 0 | 19.2089 | 0 | 0 | 0 | 0 | 0 | 0 | 0 | 0 | 0 | 0 | 0 | 0 | 0 | 0.45131 | 0 | 0.54519 | 4.6759 | 0 | 0 | 0.31621 | 0.81346 | 0 | 0 | 0 | 0 | 6.802 | 0 | 0 | 0 | 0 | 0 | 0 | 0 | 0 | 0 | 0 | 0 | 0 | 0
12 | 31 | 18 | 1 | 1.7931 | 0 | 13.6089 | 0 | 0 | 0 | 0 | 0.55746 | 0 | 0 | 5.469 | 0 | 21.4285 | 0 | 0 | 0 | 0 | 0 | 0 | 0 | 0 | 0 | 0 | 0 | 0 | 0 | 0.45131 | 0 | 0.54519 | 4.939 | 0 | 0 | 0.52621 | 0.81687 | 0 | 0 | 0 | 0 | 7.2786 | 0 | 0 | 0 | 0 | 0 | 0 | 0 | 0 | 0 | 0 | 0 | 0 | 0
12 | 31 | 19 | 1 | 1.7931 | 0 | 9.8982 | 0 | 0 | 0 | 0 | 0.64703 | 0 | 0 | 5.469 | 0 | 17.8074 | 0 | 0 | 0 | 0 | 0 | 0 | 0 | 0 | 0 | 0 | 0 | 0 | 0 | 0.45131 | 0 | 0.54519 | 5.4066 | 0 | 0 | 0.52621 | 0.8202 | 0 | 0 | 0 | 0 | 7.7495 | 0 | 0 | 0 | 0 | 0 | 0 | 0 | 0 | 0 | 0 | 0 | 0 | 0
12 | 31 | 20 | 1 | 1.7931 | 0 | 2.4769 | 0 | 0 | 0 | 0 | 0.75558 | 0 | 0 | 3.9588 | 0 | 8.9844 | 0 | 0 | 0 | 0 | 0 | 0 | 0 | 0 | 0 | 0 | 0 | 0 | 0 | 0.45131 | 0 | 0.88038 | 5.9971 | 0 | 0 | 0.42121 | 0.81194 | 0 | 0 | 0 | 0 | 8.5619 | 0 | 0 | 0 | 0 | 0 | 0 | 0 | 0 | 0 | 0 | 0 | 0 | 0
12 | 31 | 21 | 1 | 1.7931 | 0 | 2.4769 | 0 | 0 | 0 | 0 | 0.82546 | 0 | 0 | 4.2605 | 0 | 9.3559 | 0 | 0 | 0 | 0 | 0 | 0 | 0 | 0 | 0 | 0 | 0 | 0 | 0 | 0.45131 | 0 | 1.1038 | 6.5007 | 0 | 0 | 0.36871 | 0.81355 | 0 | 0 | 0 | 0 | 9.2381 | 0 | 0 | 0 | 0 | 0 | 0 | 0 | 0 | 0 | 0 | 0 | 0 | 0
12 | 31 | 22 | 1 | 1.7931 | 0 | 2.4769 | 0 | 0 | 0 | 0 | 0.82656 | 0 | 0 | 3.9588 | 0 | 9.0554 | 0 | 0 | 0 | 0 | 0 | 0 | 0 | 0 | 0 | 0 | 0 | 0 | 0 | 0.45131 | 0 | 1.2156 | 6.4973 | 0 | 0 | 0.47371 | 0.80912 | 0 | 0 | 0 | 0 | 9.447 | 0 | 0 | 0 | 0 | 0 | 0 | 0 | 0 | 0 | 0 | 0 | 0 | 0
12 | 31 | 23 | 1 | 1.7931 | 0 | 2.4769 | 0 | 0 | 0 | 0 | 0.84977 | 0 | 0 | 4.254 | 0 | 9.3738 | 0 | 0 | 0 | 0 | 0 | 0 | 0 | 0 | 0 | 0 | 0 | 0 | 0 | 0.45131 | 0 | 1.1038 | 6.6598 | 0 | 0 | 0.31621 | 0.81346 | 0 | 0 | 0 | 0 | 9.3447 | 0 | 0 | 0 | 0 | 0 | 0 | 0 | 0 | 0 | 0 | 0 | 0 | 0
12 | 31 | 24 | 1 | 1.7931 | 0 | 2.4769 | 0 | 0 | 0 | 0 | 0.38826 | 0 | 0 | 0.58417 | 0 | 5.2425 | 0 | 0 | 0 | 0 | 0 | 0 | 0 | 0 | 0 | 0 | 0 | 0 | 0 | 0.45131 | 0 | 0.88038 | 4.4888 | 0 | 0 | 0.053706 | 0.81688 | 0 | 0 | 0 | 0 | 6.691 | 0 | 0 | 0 | 0 | 0 | 0 | 0 | 0 | 0 | 0 | 0 | 0 | 0