## Proposed Energy End Use
Proposed Energy end use
End Use | Units | Common Area Meter | Apartment Meter | Total | Plug loads from ERP (do not alter) kWh | Proposed Design Annual Consumption
Electric loads |  |  |  |  | 18651 | From EPR | Control
Ventilation fans | kWh | 6771.5681 | 4186.9401 | 10958.5082 |  | 10959 | -0.49183
Space heating | kWh | 31977.8024 | 0 | 31977.8024 |  | 31977 | 0.80244
Space cooling | kWh | 5789.2448 | 0 | 5789.2448 |  | 5789 | 0.24477
Domestic hot water | kWh | 25797.4066 | 0 | 25797.4066 |  | 25797 | 0.40661
Interior lighting | kWh | 3953.5019 | 15707.8188 | 19661.3207 |  | 19662 | -0.67932
Exterior lighting | kWh | 0 | 0 | 0 |  | 0 | 0
Appliances | kWh | 0 | 49828.4378 | 49828.4378 |  | 49827.6 | 0.83777
Pumps and Aux | kWh | 2567.775 | 0 | 2567.775 |  | 2578 | -10.225
Other exterior | kWh | 0 | 0 | 0 |  | 0 | 0
Plug loads | kWh | 5509.9298 | 13141.0702 | 18651 |  | 18651.4 | -0.4
Gas loads
Space heating | MMbtu | 0 | 0 | 0 |  | 0 | 0
Domestic hot water | MMbtu | 0 | 0 | 0 |  | 0 | 0
Appliances | MMbtu | 0 | 0 | 0 |  | 0 | 0
Other (describe) | MMbtu | 0 | 0 | 0 |  | 0 | 0

## Hourly Report
C:\Users\Nauris\Documents\eQUEST 3-65 Projects\Retrofit NY\Retrofit NY 02.01.2019\Retrofit NY 02.01.2019_304 HP DHW\Retrofit NY 02.01.2019_304 HP DHW - 13
Simulated: 2019-Feb-01 14:12:56
CSV Written: 2019-Feb-01 14:12:56
eQUEST 3.65.7173
Hourly Report
|  |  |  | EM1 Hourly Report Block | [12 empty] | FM1 Hourly Report Block | [12 empty] | EM non-res Hourly Report Block | [12 empty] | FM non-res Hourly Report Block
|  |  |  | ELEC-METER | [12 empty] | FUEL-METER | [12 empty] | ELEC-METER | [12 empty] | FUEL-METER
|  |  |  | EM1 | [12 empty] | FM1 | [12 empty] | EM non-res | [12 empty] | FM non-res
|  |  | Day | Var 1 | Var 2 | Var 3 | Var 4 | Var 5 | Var 6 | Var 7 | Var 8 | Var 9 | Var 10 | Var 11 | Var 12 | Var 20 | Var 1 | Var 2 | Var 3 | Var 4 | Var 5 | Var 6 | Var 7 | Var 8 | Var 9 | Var 10 | Var 11 | Var 12 | Var 20 | Var 1 | Var 2 | Var 3 | Var 4 | Var 5 | Var 6 | Var 7 | Var 8 | Var 9 | Var 10 | Var 11 | Var 12 | Var 20 | Var 1 | Var 2 | Var 3 | Var 4 | Var 5 | Var 6 | Var 7 | Var 8 | Var 9 | Var 10 | Var 11 | Var 12 | Var 20
Month | Day | Hour | Type | Lighting end-use energy | Task lighting end-use energy | Miscellaneous equipment end-use energy | Heating end-use energy | Cooling end-use energy | Heat rejection end-use energy | Auxiliary end-use energy (pumps) | Vent fan end-use energy | Refrigeration systems end-use energy | Supplemental heat pump end-use energy | Domestic hot water end-use energy | Exterior to the building end-use energy | Total end-use energy | Lighting end-use energy | Task lighting end-use energy | Miscellaneous equipment end-use energy | Heating end-use energy | Cooling end-use energy | Heat rejection end-use energy | Auxiliary end-use energy (pumps) | Vent fan end-use energy | Refrigeration systems end-use energy | Supplemental heat pump end-use energy | Domestic hot water end-use energy | Exterior to the building end-use energy | Total end-use energy | Lighting end-use energy | Task lighting end-use energy | Miscellaneous equipment end-use energy | Heating end-use energy | Cooling end-use energy | Heat rejection end-use energy | Auxiliary end-use energy (pumps) | Vent fan end-use energy | Refrigeration systems end-use energy | Supplemental heat pump end-use energy | Domestic hot water end-use energy | Exterior to the building end-use energy | Total end-use energy | Lighting end-use energy | Task lighting end-use energy | Miscellaneous equipment end-use energy | Heating end-use energy | Cooling end-use energy | Heat rejection end-use energy | Auxiliary end-use energy (pumps) | Vent fan end-use energy | Refrigeration systems end-use energy | Supplemental heat pump end-use energy | Domestic hot water end-use energy | Exterior to the building end-use energy | Total end-use energy
1 | 1 | 1 | 8 | 1.7931 | 0 | 2.4469 | 0 | 0 | 0 | 0.0012057 | 0.75279 | 0 | 0 | 0.63457 | 0 | 5.6286 | 0 | 0 | 0 | 0 | 0 | 0 | 0 | 0 | 0 | 0 | 0 | 0 | 0 | 0.45131 | 0 | 0.54519 | 10.2171 | 0 | 0 | 0.0525 | 0.90999 | 0 | 0.00078356 | 0 | 0 | 12.1769 | 0 | 0 | 0 | 0 | 0 | 0 | 0 | 0 | 0 | 0 | 0 | 0 | 0
1 | 1 | 2 | 8 | 1.7931 | 0 | 2.4469 | 0 | 0 | 0 | 0.0012057 | 0.84713 | 0 | 0 | 0.6346 | 0 | 5.723 | 0 | 0 | 0 | 0 | 0 | 0 | 0 | 0 | 0 | 0 | 0 | 0 | 0 | 0.45131 | 0 | 0.32173 | 9.9908 | 0 | 0 | 0.0525 | 0.9067 | 0 | 0.00076734 | 0 | 0 | 11.7238 | 0 | 0 | 0 | 0 | 0 | 0 | 0 | 0 | 0 | 0 | 0 | 0 | 0
1 | 1 | 3 | 8 | 1.7931 | 0 | 2.4469 | 0 | 0 | 0 | 0.0012057 | 0.89272 | 0 | 0 | 0.6347 | 0 | 5.7687 | 0 | 0 | 0 | 0 | 0 | 0 | 0 | 0 | 0 | 0 | 0 | 0 | 0 | 0.45131 | 0 | 0.32173 | 10.4485 | 0 | 0 | 0.0525 | 0.91225 | 0 | 0.00080399 | 0 | 0 | 12.1871 | 0 | 0 | 0 | 0 | 0 | 0 | 0 | 0 | 0 | 0 | 0 | 0 | 0
1 | 1 | 4 | 8 | 1.7931 | 0 | 2.4469 | 0 | 0 | 0 | 0.0012057 | 0.90016 | 0 | 0 | 0.63472 | 0 | 5.7761 | 0 | 0 | 0 | 0 | 0 | 0 | 0 | 0 | 0 | 0 | 0 | 0 | 0 | 0.45131 | 0 | 0.32173 | 10.5466 | 0 | 0 | 0.0525 | 0.91142 | 0 | 0.00085105 | 0 | 0 | 12.2844 | 0 | 0 | 0 | 0 | 0 | 0 | 0 | 0 | 0 | 0 | 0 | 0 | 0
1 | 1 | 5 | 8 | 1.7931 | 0 | 2.4469 | 0 | 0 | 0 | 0.0012057 | 0.90496 | 0 | 0 | 0.63472 | 0 | 5.7809 | 0 | 0 | 0 | 0 | 0 | 0 | 0 | 0 | 0 | 0 | 0 | 0 | 0 | 0.45131 | 0 | 0.32173 | 10.5606 | 0 | 0 | 0.0525 | 0.90943 | 0 | 0.0009277 | 0 | 0 | 12.2965 | 0 | 0 | 0 | 0 | 0 | 0 | 0 | 0 | 0 | 0 | 0 | 0 | 0
1 | 1 | 6 | 8 | 1.7931 | 0 | 2.4469 | 0 | 0 | 0 | 0.0012057 | 0.93578 | 0 | 0 | 0.63471 | 0 | 5.8117 | 0 | 0 | 0 | 0 | 0 | 0 | 0 | 0 | 0 | 0 | 0 | 0 | 0 | 0.45131 | 0 | 0.32173 | 10.8726 | 0 | 0 | 0.0525 | 0.91505 | 0 | 0.00089167 | 0 | 0 | 12.6141 | 0 | 0 | 0 | 0 | 0 | 0 | 0 | 0 | 0 | 0 | 0 | 0 | 0
1 | 1 | 7 | 8 | 1.7931 | 0 | 2.4469 | 0 | 0 | 0 | 0.0012057 | 0.95964 | 0 | 0 | 3.5992 | 0 | 8.8001 | 0 | 0 | 0 | 0 | 0 | 0 | 0 | 0 | 0 | 0 | 0 | 0 | 0 | 0.45131 | 0 | 0.54519 | 11.0829 | 0 | 0 | 0.315 | 0.91207 | 0 | 0.0008699 | 0 | 0 | 13.3073 | 0 | 0 | 0 | 0 | 0 | 0 | 0 | 0 | 0 | 0 | 0 | 0 | 0
1 | 1 | 8 | 8 | 1.7931 | 0 | 2.4469 | 0 | 0 | 0 | 0.0012057 | 1.2791 | 0 | 0 | 5.9708 | 0 | 11.4911 | 0 | 0 | 0 | 0 | 0 | 0 | 0 | 0 | 0 | 0 | 0 | 0 | 0 | 0.45131 | 0 | 0.71279 | 13.5107 | 0 | 0 | 0.525 | 0.90716 | 0 | 0.0010854 | 0 | 0 | 16.1081 | 0 | 0 | 0 | 0 | 0 | 0 | 0 | 0 | 0 | 0 | 0 | 0 | 0
1 | 1 | 9 | 8 | 1.7931 | 0 | 13.5789 | 0 | 0 | 0 | 0.0012057 | 1.0389 | 0 | 0 | 3.959 | 0 | 20.371 | 0 | 0 | 0 | 0 | 0 | 0 | 0 | 0 | 0 | 0 | 0 | 0 | 0 | 0.45131 | 0 | 0.71279 | 11.0611 | 0 | 0 | 0.42 | 0.902 | 0 | 0.00098055 | 0 | 0 | 13.5482 | 0 | 0 | 0 | 0 | 0 | 0 | 0 | 0 | 0 | 0 | 0 | 0 | 0
1 | 1 | 10 | 8 | 1.7931 | 0 | 13.5789 | 0 | 0 | 0 | 0.0012057 | 0.79249 | 0 | 0 | 4.4156 | 0 | 20.5813 | 0 | 0 | 0 | 0 | 0 | 0 | 0 | 0 | 0 | 0 | 0 | 0 | 0 | 0.45131 | 0 | 0.71279 | 8.6718 | 0 | 0 | 0.315 | 0.87491 | 0 | 0.0010367 | 0 | 0 | 11.0268 | 0 | 0 | 0 | 0 | 0 | 0 | 0 | 0 | 0 | 0 | 0 | 0 | 0
1 | 1 | 11 | 8 | 1.7931 | 0 | 13.5789 | 0 | 0 | 0 | 0.0012057 | 0.76319 | 0 | 0 | 3.5992 | 0 | 19.7356 | 0 | 0 | 0 | 0 | 0 | 0 | 0 | 0 | 0 | 0 | 0 | 0 | 0 | 0.45131 | 0 | 0.71279 | 7.6588 | 0 | 0 | 0.315 | 0.84791 | 0 | 0.00067269 | 0 | 0 | 9.9864 | 0 | 0 | 0 | 0 | 0 | 0 | 0 | 0 | 0 | 0 | 0 | 0 | 0
1 | 1 | 12 | 8 | 1.7931 | 0 | 13.5789 | 0 | 0 | 0 | 0.0012057 | 0.64107 | 0 | 0 | 3.9589 | 0 | 19.9732 | 0 | 0 | 0 | 0 | 0 | 0 | 0 | 0 | 0 | 0 | 0 | 0 | 0 | 0.45131 | 0 | 0.54519 | 6.6086 | 0 | 0 | 0.3675 | 0.84368 | 0 | 0.00056051 | 0 | 0 | 8.8168 | 0 | 0 | 0 | 0 | 0 | 0 | 0 | 0 | 0 | 0 | 0 | 0 | 0
1 | 1 | 13 | 8 | 1.7931 | 0 | 8.6313 | 0 | 0 | 0 | 0.0012057 | 0.64128 | 0 | 0 | 3.9589 | 0 | 15.0259 | 0 | 0 | 0 | 0 | 0 | 0 | 0 | 0 | 0 | 0 | 0 | 0 | 0 | 0.45131 | 0 | 0.54519 | 6.7012 | 0 | 0 | 0.42 | 0.86156 | 0 | 0.00051078 | 0 | 0 | 8.9798 | 0 | 0 | 0 | 0 | 0 | 0 | 0 | 0 | 0 | 0 | 0 | 0 | 0
1 | 1 | 14 | 8 | 1.7931 | 0 | 13.5789 | 0 | 0 | 0 | 0.0012057 | 0.55955 | 0 | 0 | 3.959 | 0 | 19.8917 | 0 | 0 | 0 | 0 | 0 | 0 | 0 | 0 | 0 | 0 | 0 | 0 | 0 | 0.45131 | 0 | 0.54519 | 6.369 | 0 | 0 | 0.3675 | 0.87054 | 0 | 0.0004704 | 0 | 0 | 8.6041 | 0 | 0 | 0 | 0 | 0 | 0 | 0 | 0 | 0 | 0 | 0 | 0 | 0
1 | 1 | 15 | 8 | 1.7931 | 0 | 13.5789 | 0 | 0 | 0 | 0.0012057 | 0.57851 | 0 | 0 | 3.959 | 0 | 19.9107 | 0 | 0 | 0 | 0 | 0 | 0 | 0 | 0 | 0 | 0 | 0 | 0 | 0 | 0.45131 | 0 | 0.54519 | 6.6287 | 0 | 0 | 0.3675 | 0.88364 | 0 | 0.00048954 | 0 | 0 | 8.8768 | 0 | 0 | 0 | 0 | 0 | 0 | 0 | 0 | 0 | 0 | 0 | 0 | 0
1 | 1 | 16 | 8 | 1.7931 | 0 | 13.5789 | 0 | 0 | 0 | 0.0012057 | 0.63621 | 0 | 0 | 5.0771 | 0 | 21.0865 | 0 | 0 | 0 | 0 | 0 | 0 | 0 | 0 | 0 | 0 | 0 | 0 | 0 | 0.45131 | 0 | 0.54519 | 7.0109 | 0 | 0 | 0.315 | 0.88543 | 0 | 0.070677 | 0 | 0 | 9.2785 | 0 | 0 | 0 | 0 | 0 | 0 | 0 | 0 | 0 | 0 | 0 | 0 | 0
1 | 1 | 17 | 8 | 1.7931 | 0 | 13.5789 | 0 | 0 | 0 | 0.0012057 | 0.70957 | 0 | 0 | 3.5992 | 0 | 19.682 | 0 | 0 | 0 | 0 | 0 | 0 | 0 | 0 | 0 | 0 | 0 | 0 | 0 | 0.45131 | 0 | 0.54519 | 7.7922 | 0 | 0 | 0.315 | 0.88791 | 0 | 0.19444 | 0 | 0 | 10.186 | 0 | 0 | 0 | 0 | 0 | 0 | 0 | 0 | 0 | 0 | 0 | 0 | 0
1 | 1 | 18 | 8 | 1.7931 | 0 | 13.5789 | 0 | 0 | 0 | 0.0012057 | 0.79725 | 0 | 0 | 5.9708 | 0 | 22.1413 | 0 | 0 | 0 | 0 | 0 | 0 | 0 | 0 | 0 | 0 | 0 | 0 | 0 | 0.45131 | 0 | 0.54519 | 8.353 | 0 | 0 | 0.525 | 0.88555 | 0 | 0.1701 | 0 | 0 | 10.9301 | 0 | 0 | 0 | 0 | 0 | 0 | 0 | 0 | 0 | 0 | 0 | 0 | 0
1 | 1 | 19 | 8 | 1.7931 | 0 | 9.8682 | 0 | 0 | 0 | 0.0012057 | 0.88197 | 0 | 0 | 5.9708 | 0 | 18.5154 | 0 | 0 | 0 | 0 | 0 | 0 | 0 | 0 | 0 | 0 | 0 | 0 | 0 | 0.45131 | 0 | 0.54519 | 8.8271 | 0 | 0 | 0.525 | 0.88511 | 0 | 0.27023 | 0 | 0 | 11.5039 | 0 | 0 | 0 | 0 | 0 | 0 | 0 | 0 | 0 | 0 | 0 | 0 | 0
1 | 1 | 20 | 8 | 1.7931 | 0 | 2.4469 | 0 | 0 | 0 | 0.0012057 | 1.0096 | 0 | 0 | 3.959 | 0 | 9.2098 | 0 | 0 | 0 | 0 | 0 | 0 | 0 | 0 | 0 | 0 | 0 | 0 | 0 | 0.45131 | 0 | 0.88038 | 9.7674 | 0 | 0 | 0.42 | 0.88013 | 0 | 0.48991 | 0 | 0 | 12.8891 | 0 | 0 | 0 | 0 | 0 | 0 | 0 | 0 | 0 | 0 | 0 | 0 | 0
1 | 1 | 21 | 8 | 1.7931 | 0 | 2.4469 | 0 | 0 | 0 | 0.0012057 | 1.0278 | 0 | 0 | 3.9589 | 0 | 9.228 | 0 | 0 | 0 | 0 | 0 | 0 | 0 | 0 | 0 | 0 | 0 | 0 | 0 | 0.45131 | 0 | 1.1038 | 9.6986 | 0 | 0 | 0.3675 | 0.87241 | 0 | 0.68881 | 0 | 0 | 13.1824 | 0 | 0 | 0 | 0 | 0 | 0 | 0 | 0 | 0 | 0 | 0 | 0 | 0
1 | 1 | 22 | 8 | 1.7931 | 0 | 2.4469 | 0 | 0 | 0 | 0.0012057 | 1.0599 | 0 | 0 | 6.412 | 0 | 11.7132 | 0 | 0 | 0 | 0 | 0 | 0 | 0 | 0 | 0 | 0 | 0 | 0 | 0 | 0.45131 | 0 | 1.2156 | 9.9177 | 0 | 0 | 0.4725 | 0.87318 | 0 | 0.87293 | 0 | 0 | 13.8032 | 0 | 0 | 0 | 0 | 0 | 0 | 0 | 0 | 0 | 0 | 0 | 0 | 0
1 | 1 | 23 | 8 | 1.7931 | 0 | 2.4469 | 0 | 0 | 0 | 0.0012057 | 1.078 | 0 | 0 | 3.6022 | 0 | 8.9214 | 0 | 0 | 0 | 0 | 0 | 0 | 0 | 0 | 0 | 0 | 0 | 0 | 0 | 0.45131 | 0 | 1.1038 | 10.115 | 0 | 0 | 0.315 | 0.87683 | 0 | 0.86194 | 0 | 0 | 13.7239 | 0 | 0 | 0 | 0 | 0 | 0 | 0 | 0 | 0 | 0 | 0 | 0 | 0
1 | 1 | 24 | 8 | 1.7931 | 0 | 2.4469 | 0 | 0 | 0 | 0.0012057 | 0.60562 | 0 | 0 | 0.63467 | 0 | 5.4815 | 0 | 0 | 0 | 0 | 0 | 0 | 0 | 0 | 0 | 0 | 0 | 0 | 0 | 0.45131 | 0 | 0.88038 | 7.023 | 0 | 0 | 0.0525 | 0.87302 | 0 | 0.64069 | 0 | 0 | 9.9209 | 0 | 0 | 0 | 0 | 0 | 0 | 0 | 0 | 0 | 0 | 0 | 0 | 0
1 | 2 | 1 | 2 | 1.7931 | 0 | 2.4469 | 0 | 0 | 0 | 0.0012057 | 0.69758 | 0 | 0 | 0.63466 | 0 | 5.5735 | 0 | 0 | 0 | 0 | 0 | 0 | 0 | 0 | 0 | 0 | 0 | 0 | 0 | 0.45131 | 0 | 0.54519 | 7.8012 | 0 | 0 | 0.0525 | 0.87558 | 0 | 0.88873 | 0 | 0 | 10.6145 | 0 | 0 | 0 | 0 | 0 | 0 | 0 | 0 | 0 | 0 | 0 | 0 | 0
1 | 2 | 2 | 2 | 1.7931 | 0 | 2.4469 | 0 | 0 | 0 | 0.0012057 | 0.7499 | 0 | 0 | 0.63467 | 0 | 5.6258 | 0 | 0 | 0 | 0 | 0 | 0 | 0 | 0 | 0 | 0 | 0 | 0 | 0 | 0.45131 | 0 | 0.32173 | 8.2913 | 0 | 0 | 0.0525 | 0.88379 | 0 | 0.97654 | 0 | 0 | 10.9772 | 0 | 0 | 0 | 0 | 0 | 0 | 0 | 0 | 0 | 0 | 0 | 0 | 0
1 | 2 | 3 | 2 | 1.7931 | 0 | 2.4469 | 0 | 0 | 0 | 0.0012057 | 0.76244 | 0 | 0 | 0.6347 | 0 | 5.6384 | 0 | 0 | 0 | 0 | 0 | 0 | 0 | 0 | 0 | 0 | 0 | 0 | 0 | 0.45131 | 0 | 0.32173 | 7.6865 | 0 | 0 | 0.0525 | 0.8799 | 0 | 0 | 0 | 0 | 9.3919 | 0 | 0 | 0 | 0 | 0 | 0 | 0 | 0 | 0 | 0 | 0 | 0 | 0
1 | 2 | 4 | 2 | 1.7931 | 0 | 2.4469 | 0 | 0 | 0 | 0.0012057 | 0.78323 | 0 | 0 | 0.6347 | 0 | 5.6592 | 0 | 0 | 0 | 0 | 0 | 0 | 0 | 0 | 0 | 0 | 0 | 0 | 0 | 0.45131 | 0 | 0.32173 | 8.5668 | 0 | 0 | 0.0525 | 0.88379 | 0 | 1.1474 | 0 | 0 | 11.4235 | 0 | 0 | 0 | 0 | 0 | 0 | 0 | 0 | 0 | 0 | 0 | 0 | 0
1 | 2 | 5 | 2 | 1.7931 | 0 | 2.4469 | 0 | 0 | 0 | 0.0012057 | 0.76249 | 0 | 0 | 0.6347 | 0 | 5.6384 | 0 | 0 | 0 | 0 | 0 | 0 | 0 | 0 | 0 | 0 | 0 | 0 | 0 | 0.45131 | 0 | 0.32173 | 8.3721 | 0 | 0 | 0.0525 | 0.87724 | 0 | 1.2957 | 0 | 0 | 11.3706 | 0 | 0 | 0 | 0 | 0 | 0 | 0 | 0 | 0 | 0 | 0 | 0 | 0
1 | 2 | 6 | 2 | 1.7931 | 0 | 2.4469 | 0 | 0 | 0 | 0.0012057 | 0.80907 | 0 | 0 | 0.63468 | 0 | 5.685 | 0 | 0 | 0 | 0 | 0 | 0 | 0 | 0 | 0 | 0 | 0 | 0 | 0 | 0.45131 | 0 | 0.32173 | 8.7847 | 0 | 0 | 0.0525 | 0.88473 | 0 | 1.3987 | 0 | 0 | 11.8937 | 0 | 0 | 0 | 0 | 0 | 0 | 0 | 0 | 0 | 0 | 0 | 0 | 0
1 | 2 | 7 | 2 | 1.7931 | 0 | 2.4469 | 0 | 0 | 0 | 0.0012057 | 0.85575 | 0 | 0 | 3.5992 | 0 | 8.6962 | 0 | 0 | 0 | 0 | 0 | 0 | 0 | 0 | 0 | 0 | 0 | 0 | 0 | 0.45131 | 0 | 0.54519 | 9.1813 | 0 | 0 | 0.315 | 0.88503 | 0 | 1.1922 | 0 | 0 | 12.57 | 0 | 0 | 0 | 0 | 0 | 0 | 0 | 0 | 0 | 0 | 0 | 0 | 0
1 | 2 | 8 | 2 | 1.7931 | 0 | 2.4469 | 0 | 0 | 0 | 0.0012057 | 1.2149 | 0 | 0 | 5.9708 | 0 | 11.4269 | 0 | 0 | 0 | 0 | 0 | 0 | 0 | 0 | 0 | 0 | 0 | 0 | 0 | 0.45131 | 0 | 0.71279 | 11.7005 | 0 | 0 | 0.525 | 0.87702 | 0 | 1.3914 | 0 | 0 | 15.658 | 0 | 0 | 0 | 0 | 0 | 0 | 0 | 0 | 0 | 0 | 0 | 0 | 0
1 | 2 | 9 | 2 | 1.7931 | 0 | 13.5789 | 0 | 0 | 0 | 0.0012057 | 0.99217 | 0 | 0 | 3.9589 | 0 | 20.3243 | 0 | 0 | 0 | 0 | 0 | 0 | 0 | 0 | 0 | 0 | 0 | 0 | 0 | 0.45131 | 0 | 0.71279 | 9.3938 | 0 | 0 | 0.42 | 0.8728 | 0 | 1.1374 | 0 | 0 | 12.9881 | 0 | 0 | 0 | 0 | 0 | 0 | 0 | 0 | 0 | 0 | 0 | 0 | 0
1 | 2 | 10 | 2 | 1.7931 | 0 | 13.5789 | 0 | 0 | 0 | 0.0012057 | 0.82213 | 0 | 0 | 4.4155 | 0 | 20.6109 | 0 | 0 | 0 | 0 | 0 | 0 | 0 | 0 | 0 | 0 | 0 | 0 | 0 | 0.45131 | 0 | 0.71279 | 7.3253 | 0 | 0 | 0.315 | 0.86624 | 0 | 0 | 0 | 0 | 9.6707 | 0 | 0 | 0 | 0 | 0 | 0 | 0 | 0 | 0 | 0 | 0 | 0 | 0
1 | 2 | 11 | 2 | 1.7931 | 0 | 13.5789 | 0 | 0 | 0 | 0.0012057 | 0.72936 | 0 | 0 | 3.5992 | 0 | 19.7018 | 0 | 0 | 0 | 0 | 0 | 0 | 0 | 0 | 0 | 0 | 0 | 0 | 0 | 0.45131 | 0 | 0.71279 | 6.2384 | 0 | 0 | 0.315 | 0.84479 | 0 | 0 | 0 | 0 | 8.5623 | 0 | 0 | 0 | 0 | 0 | 0 | 0 | 0 | 0 | 0 | 0 | 0 | 0
1 | 2 | 12 | 2 | 1.7931 | 0 | 13.5789 | 0 | 0 | 0 | 0.0012057 | 0.61354 | 0 | 0 | 3.9589 | 0 | 19.9457 | 0 | 0 | 0 | 0 | 0 | 0 | 0 | 0 | 0 | 0 | 0 | 0 | 0 | 0.45131 | 0 | 0.54519 | 5.3645 | 0 | 0 | 0.3675 | 0.84126 | 0 | 0 | 0 | 0 | 7.5698 | 0 | 0 | 0 | 0 | 0 | 0 | 0 | 0 | 0 | 0 | 0 | 0 | 0
1 | 2 | 13 | 2 | 1.7931 | 0 | 8.6313 | 0 | 0 | 0 | 0.0012057 | 0.56289 | 0 | 0 | 3.9589 | 0 | 14.9475 | 0 | 0 | 0 | 0 | 0 | 0 | 0 | 0 | 0 | 0 | 0 | 0 | 0 | 0.45131 | 0 | 0.54519 | 4.9544 | 0 | 0 | 0.42 | 0.84012 | 0 | 0 | 0 | 0 | 7.211 | 0 | 0 | 0 | 0 | 0 | 0 | 0 | 0 | 0 | 0 | 0 | 0 | 0
1 | 2 | 14 | 2 | 1.7931 | 0 | 13.5789 | 0 | 0 | 0 | 0.0012057 | 0.43909 | 0 | 0 | 3.9589 | 0 | 19.7712 | 0 | 0 | 0 | 0 | 0 | 0 | 0 | 0 | 0 | 0 | 0 | 0 | 0 | 0.45131 | 0 | 0.54519 | 4.2715 | 0 | 0 | 0.3675 | 0.83918 | 0 | 0 | 0 | 0 | 6.4747 | 0 | 0 | 0 | 0 | 0 | 0 | 0 | 0 | 0 | 0 | 0 | 0 | 0
1 | 2 | 15 | 2 | 1.7931 | 0 | 13.5789 | 0 | 0 | 0 | 0.0012057 | 0.3864 | 0 | 0 | 3.9589 | 0 | 19.7185 | 0 | 0 | 0 | 0 | 0 | 0 | 0 | 0 | 0 | 0 | 0 | 0 | 0 | 0.45131 | 0 | 0.54519 | 3.9889 | 0 | 0 | 0.3675 | 0.84051 | 0 | 0 | 0 | 0 | 6.1934 | 0 | 0 | 0 | 0 | 0 | 0 | 0 | 0 | 0 | 0 | 0 | 0 | 0
1 | 2 | 16 | 2 | 1.7931 | 0 | 13.5789 | 0 | 0 | 0 | 0.0012057 | 0.46784 | 0 | 0 | 5.0769 | 0 | 20.918 | 0 | 0 | 0 | 0 | 0 | 0 | 0 | 0 | 0 | 0 | 0 | 0 | 0 | 0.45131 | 0 | 0.54519 | 4.3419 | 0 | 0 | 0.315 | 0.84764 | 0 | 0 | 0 | 0 | 6.501 | 0 | 0 | 0 | 0 | 0 | 0 | 0 | 0 | 0 | 0 | 0 | 0 | 0
1 | 2 | 17 | 2 | 1.7931 | 0 | 13.5789 | 0 | 0 | 0 | 0.0012057 | 0.5655 | 0 | 0 | 3.5992 | 0 | 19.5379 | 0 | 0 | 0 | 0 | 0 | 0 | 0 | 0 | 0 | 0 | 0 | 0 | 0 | 0.45131 | 0 | 0.54519 | 5.0226 | 0 | 0 | 0.315 | 0.85558 | 0 | 0 | 0 | 0 | 7.1897 | 0 | 0 | 0 | 0 | 0 | 0 | 0 | 0 | 0 | 0 | 0 | 0 | 0
1 | 2 | 18 | 2 | 1.7931 | 0 | 13.5789 | 0 | 0 | 0 | 0.0012057 | 0.61959 | 0 | 0 | 5.9708 | 0 | 21.9636 | 0 | 0 | 0 | 0 | 0 | 0 | 0 | 0 | 0 | 0 | 0 | 0 | 0 | 0.45131 | 0 | 0.54519 | 5.6571 | 0 | 0 | 0.525 | 0.85718 | 0 | 0 | 0 | 0 | 8.0358 | 0 | 0 | 0 | 0 | 0 | 0 | 0 | 0 | 0 | 0 | 0 | 0 | 0
1 | 2 | 19 | 2 | 1.7931 | 0 | 9.8682 | 0 | 0 | 0 | 0.0012057 | 0.70892 | 0 | 0 | 5.9708 | 0 | 18.3423 | 0 | 0 | 0 | 0 | 0 | 0 | 0 | 0 | 0 | 0 | 0 | 0 | 0 | 0.45131 | 0 | 0.54519 | 6.1829 | 0 | 0 | 0.525 | 0.85716 | 0 | 0 | 0 | 0 | 8.5616 | 0 | 0 | 0 | 0 | 0 | 0 | 0 | 0 | 0 | 0 | 0 | 0 | 0
1 | 2 | 20 | 2 | 1.7931 | 0 | 2.4469 | 0 | 0 | 0 | 0.0012057 | 0.84165 | 0 | 0 | 3.9589 | 0 | 9.0418 | 0 | 0 | 0 | 0 | 0 | 0 | 0 | 0 | 0 | 0 | 0 | 0 | 0 | 0.45131 | 0 | 0.88038 | 6.9149 | 0 | 0 | 0.42 | 0.85126 | 0 | 0 | 0 | 0 | 9.5178 | 0 | 0 | 0 | 0 | 0 | 0 | 0 | 0 | 0 | 0 | 0 | 0 | 0
1 | 2 | 21 | 2 | 1.7931 | 0 | 2.4469 | 0 | 0 | 0 | 0.0012057 | 0.87658 | 0 | 0 | 3.9589 | 0 | 9.0767 | 0 | 0 | 0 | 0 | 0 | 0 | 0 | 0 | 0 | 0 | 0 | 0 | 0 | 0.45131 | 0 | 1.1038 | 7.1002 | 0 | 0 | 0.3675 | 0.84745 | 0 | 0 | 0 | 0 | 9.8704 | 0 | 0 | 0 | 0 | 0 | 0 | 0 | 0 | 0 | 0 | 0 | 0 | 0
1 | 2 | 22 | 2 | 1.7931 | 0 | 2.4469 | 0 | 0 | 0 | 0.0012057 | 0.88721 | 0 | 0 | 6.412 | 0 | 11.5404 | 0 | 0 | 0 | 0 | 0 | 0 | 0 | 0 | 0 | 0 | 0 | 0 | 0 | 0.45131 | 0 | 1.2156 | 7.1372 | 0 | 0 | 0.4725 | 0.8443 | 0 | 0 | 0 | 0 | 10.1209 | 0 | 0 | 0 | 0 | 0 | 0 | 0 | 0 | 0 | 0 | 0 | 0 | 0
1 | 2 | 23 | 2 | 1.7931 | 0 | 2.4469 | 0 | 0 | 0 | 0.0012057 | 0.93921 | 0 | 0 | 3.6021 | 0 | 8.7825 | 0 | 0 | 0 | 0 | 0 | 0 | 0 | 0 | 0 | 0 | 0 | 0 | 0 | 0.45131 | 0 | 1.1038 | 7.6124 | 0 | 0 | 0.315 | 0.8536 | 0 | 0 | 0 | 0 | 10.3362 | 0 | 0 | 0 | 0 | 0 | 0 | 0 | 0 | 0 | 0 | 0 | 0 | 0
1 | 2 | 24 | 2 | 1.7931 | 0 | 2.4469 | 0 | 0 | 0 | 0.0012057 | 0.49063 | 0 | 0 | 0.63462 | 0 | 5.3665 | 0 | 0 | 0 | 0 | 0 | 0 | 0 | 0 | 0 | 0 | 0 | 0 | 0 | 0.45131 | 0 | 0.88038 | 5.9313 | 0 | 0 | 0.0525 | 0.85946 | 0 | 0.13717 | 0 | 0 | 8.3122 | 0 | 0 | 0 | 0 | 0 | 0 | 0 | 0 | 0 | 0 | 0 | 0 | 0
1 | 3 | 1 | 3 | 1.7931 | 0 | 2.4469 | 0 | 0 | 0 | 0.0012057 | 0.65119 | 0 | 0 | 0.63464 | 0 | 5.5271 | 0 | 0 | 0 | 0 | 0 | 0 | 0 | 0 | 0 | 0 | 0 | 0 | 0 | 0.45131 | 0 | 0.54519 | 7.5256 | 0 | 0 | 0.0525 | 0.87378 | 0 | 0.42172 | 0 | 0 | 9.8701 | 0 | 0 | 0 | 0 | 0 | 0 | 0 | 0 | 0 | 0 | 0 | 0 | 0
1 | 3 | 2 | 3 | 1.7931 | 0 | 2.4469 | 0 | 0 | 0 | 0.0012057 | 0.68732 | 0 | 0 | 0.63467 | 0 | 5.5632 | 0 | 0 | 0 | 0 | 0 | 0 | 0 | 0 | 0 | 0 | 0 | 0 | 0 | 0.45131 | 0 | 0.32173 | 7.9643 | 0 | 0 | 0.0525 | 0.87818 | 0 | 0.52888 | 0 | 0 | 10.1969 | 0 | 0 | 0 | 0 | 0 | 0 | 0 | 0 | 0 | 0 | 0 | 0 | 0
1 | 3 | 3 | 3 | 1.7931 | 0 | 2.4469 | 0 | 0 | 0 | 0.0012057 | 0.71511 | 0 | 0 | 0.63468 | 0 | 5.591 | 0 | 0 | 0 | 0 | 0 | 0 | 0 | 0 | 0 | 0 | 0 | 0 | 0 | 0.45131 | 0 | 0.32173 | 8.1743 | 0 | 0 | 0.0525 | 0.87935 | 0 | 0.42258 | 0 | 0 | 10.3018 | 0 | 0 | 0 | 0 | 0 | 0 | 0 | 0 | 0 | 0 | 0 | 0 | 0
1 | 3 | 4 | 3 | 1.7931 | 0 | 2.4469 | 0 | 0 | 0 | 0.0012057 | 0.73544 | 0 | 0 | 0.63468 | 0 | 5.6113 | 0 | 0 | 0 | 0 | 0 | 0 | 0 | 0 | 0 | 0 | 0 | 0 | 0 | 0.45131 | 0 | 0.32173 | 8.3446 | 0 | 0 | 0.0525 | 0.8801 | 0 | 0.43301 | 0 | 0 | 10.4833 | 0 | 0 | 0 | 0 | 0 | 0 | 0 | 0 | 0 | 0 | 0 | 0 | 0
1 | 3 | 5 | 3 | 1.7931 | 0 | 2.4469 | 0 | 0 | 0 | 0.0012057 | 0.74767 | 0 | 0 | 0.63467 | 0 | 5.6236 | 0 | 0 | 0 | 0 | 0 | 0 | 0 | 0 | 0 | 0 | 0 | 0 | 0 | 0.45131 | 0 | 0.32173 | 8.5184 | 0 | 0 | 0.0525 | 0.88001 | 0 | 0.65636 | 0 | 0 | 10.8803 | 0 | 0 | 0 | 0 | 0 | 0 | 0 | 0 | 0 | 0 | 0 | 0 | 0
1 | 3 | 6 | 3 | 1.7931 | 0 | 2.4469 | 0 | 0 | 0 | 0.0012057 | 0.77105 | 0 | 0 | 0.63467 | 0 | 5.6469 | 0 | 0 | 0 | 0 | 0 | 0 | 0 | 0 | 0 | 0 | 0 | 0 | 0 | 0.45131 | 0 | 0.32173 | 8.7261 | 0 | 0 | 0.0525 | 0.88202 | 0 | 0.50914 | 0 | 0 | 10.9428 | 0 | 0 | 0 | 0 | 0 | 0 | 0 | 0 | 0 | 0 | 0 | 0 | 0
1 | 3 | 7 | 3 | 1.7931 | 0 | 2.4469 | 0 | 0 | 0 | 0.0012057 | 0.77716 | 0 | 0 | 3.5992 | 0 | 8.6176 | 0 | 0 | 0 | 0 | 0 | 0 | 0 | 0 | 0 | 0 | 0 | 0 | 0 | 0.45131 | 0 | 0.54519 | 8.6793 | 0 | 0 | 0.315 | 0.87406 | 0 | 0.50151 | 0 | 0 | 11.3664 | 0 | 0 | 0 | 0 | 0 | 0 | 0 | 0 | 0 | 0 | 0 | 0 | 0
1 | 3 | 8 | 3 | 1.7931 | 0 | 2.4469 | 0 | 0 | 0 | 0.0012057 | 1.2083 | 0 | 0 | 5.9708 | 0 | 11.4202 | 0 | 0 | 0 | 0 | 0 | 0 | 0 | 0 | 0 | 0 | 0 | 0 | 0 | 0.45131 | 0 | 0.71279 | 11.678 | 0 | 0 | 0.525 | 0.87726 | 0 | 0.61711 | 0 | 0 | 14.8615 | 0 | 0 | 0 | 0 | 0 | 0 | 0 | 0 | 0 | 0 | 0 | 0 | 0
1 | 3 | 9 | 3 | 1.7931 | 0 | 13.5789 | 0 | 0 | 0 | 0.0012057 | 0.96502 | 0 | 0 | 3.9589 | 0 | 20.2972 | 0 | 0 | 0 | 0 | 0 | 0 | 0 | 0 | 0 | 0 | 0 | 0 | 0 | 0.45131 | 0 | 0.71279 | 9.5205 | 0 | 0 | 0.42 | 0.87187 | 0 | 0.49636 | 0 | 0 | 12.4728 | 0 | 0 | 0 | 0 | 0 | 0 | 0 | 0 | 0 | 0 | 0 | 0 | 0
1 | 3 | 10 | 3 | 1.7931 | 0 | 13.5789 | 0 | 0 | 0 | 0.0012057 | 0.79105 | 0 | 0 | 4.4155 | 0 | 20.5798 | 0 | 0 | 0 | 0 | 0 | 0 | 0 | 0 | 0 | 0 | 0 | 0 | 0 | 0.45131 | 0 | 0.71279 | 8.0113 | 0 | 0 | 0.315 | 0.86604 | 0 | 0.36247 | 0 | 0 | 10.7189 | 0 | 0 | 0 | 0 | 0 | 0 | 0 | 0 | 0 | 0 | 0 | 0 | 0
1 | 3 | 11 | 3 | 1.7931 | 0 | 13.5789 | 0 | 0 | 0 | 0.0012057 | 0.72035 | 0 | 0 | 3.5991 | 0 | 19.6927 | 0 | 0 | 0 | 0 | 0 | 0 | 0 | 0 | 0 | 0 | 0 | 0 | 0 | 0.45131 | 0 | 0.71279 | 6.9672 | 0 | 0 | 0.315 | 0.84553 | 0 | 0.22734 | 0 | 0 | 9.5192 | 0 | 0 | 0 | 0 | 0 | 0 | 0 | 0 | 0 | 0 | 0 | 0 | 0
1 | 3 | 12 | 3 | 1.7931 | 0 | 13.5789 | 0 | 0 | 0 | 0.0012057 | 0.6046 | 0 | 0 | 3.9589 | 0 | 19.9367 | 0 | 0 | 0 | 0 | 0 | 0 | 0 | 0 | 0 | 0 | 0 | 0 | 0 | 0.45131 | 0 | 0.54519 | 6.0655 | 0 | 0 | 0.3675 | 0.84213 | 0 | 0.10915 | 0 | 0 | 8.3808 | 0 | 0 | 0 | 0 | 0 | 0 | 0 | 0 | 0 | 0 | 0 | 0 | 0
1 | 3 | 13 | 3 | 1.7931 | 0 | 8.6313 | 0 | 0 | 0 | 0.0012057 | 0.55602 | 0 | 0 | 3.9589 | 0 | 14.9406 | 0 | 0 | 0 | 0 | 0 | 0 | 0 | 0 | 0 | 0 | 0 | 0 | 0 | 0.45131 | 0 | 0.54519 | 5.6172 | 0 | 0 | 0.42 | 0.83882 | 0 | 0.00042995 | 0 | 0 | 7.8729 | 0 | 0 | 0 | 0 | 0 | 0 | 0 | 0 | 0 | 0 | 0 | 0 | 0
1 | 3 | 14 | 3 | 1.7931 | 0 | 13.5789 | 0 | 0 | 0 | 0.0012057 | 0.4741 | 0 | 0 | 3.9589 | 0 | 19.8062 | 0 | 0 | 0 | 0 | 0 | 0 | 0 | 0 | 0 | 0 | 0 | 0 | 0 | 0.45131 | 0 | 0.54519 | 5.2407 | 0 | 0 | 0.3675 | 0.84421 | 0 | 0.00038401 | 0 | 0 | 7.4493 | 0 | 0 | 0 | 0 | 0 | 0 | 0 | 0 | 0 | 0 | 0 | 0 | 0
1 | 3 | 15 | 3 | 1.7931 | 0 | 13.5789 | 0 | 0 | 0 | 0.0012057 | 0.46189 | 0 | 0 | 3.9589 | 0 | 19.794 | 0 | 0 | 0 | 0 | 0 | 0 | 0 | 0 | 0 | 0 | 0 | 0 | 0 | 0.45131 | 0 | 0.54519 | 5.143 | 0 | 0 | 0.3675 | 0.8476 | 0 | 0.00037702 | 0 | 0 | 7.355 | 0 | 0 | 0 | 0 | 0 | 0 | 0 | 0 | 0 | 0 | 0 | 0 | 0
1 | 3 | 16 | 3 | 1.7931 | 0 | 13.5789 | 0 | 0 | 0 | 0.0012057 | 0.5529 | 0 | 0 | 5.0769 | 0 | 21.003 | 0 | 0 | 0 | 0 | 0 | 0 | 0 | 0 | 0 | 0 | 0 | 0 | 0 | 0.45131 | 0 | 0.54519 | 5.7904 | 0 | 0 | 0.315 | 0.85726 | 0 | 0.00044016 | 0 | 0 | 7.9596 | 0 | 0 | 0 | 0 | 0 | 0 | 0 | 0 | 0 | 0 | 0 | 0 | 0
1 | 3 | 17 | 3 | 1.7931 | 0 | 13.5789 | 0 | 0 | 0 | 0.0012057 | 0.64588 | 0 | 0 | 3.5991 | 0 | 19.6182 | 0 | 0 | 0 | 0 | 0 | 0 | 0 | 0 | 0 | 0 | 0 | 0 | 0 | 0.45131 | 0 | 0.54519 | 6.773 | 0 | 0 | 0.315 | 0.8627 | 0 | 0.0005064 | 0 | 0 | 8.9477 | 0 | 0 | 0 | 0 | 0 | 0 | 0 | 0 | 0 | 0 | 0 | 0 | 0
1 | 3 | 18 | 3 | 1.7931 | 0 | 13.5789 | 0 | 0 | 0 | 0.0012057 | 0.69538 | 0 | 0 | 5.9708 | 0 | 22.0394 | 0 | 0 | 0 | 0 | 0 | 0 | 0 | 0 | 0 | 0 | 0 | 0 | 0 | 0.45131 | 0 | 0.54519 | 7.1259 | 0 | 0 | 0.525 | 0.86183 | 0 | 0.00064327 | 0 | 0 | 9.5099 | 0 | 0 | 0 | 0 | 0 | 0 | 0 | 0 | 0 | 0 | 0 | 0 | 0
1 | 3 | 19 | 3 | 1.7931 | 0 | 9.8682 | 0 | 0 | 0 | 0.0012057 | 0.7777 | 0 | 0 | 5.9708 | 0 | 18.411 | 0 | 0 | 0 | 0 | 0 | 0 | 0 | 0 | 0 | 0 | 0 | 0 | 0 | 0.45131 | 0 | 0.54519 | 7.6199 | 0 | 0 | 0.525 | 0.86279 | 0 | 0.00066486 | 0 | 0 | 10.0049 | 0 | 0 | 0 | 0 | 0 | 0 | 0 | 0 | 0 | 0 | 0 | 0 | 0
1 | 3 | 20 | 3 | 1.7931 | 0 | 2.4469 | 0 | 0 | 0 | 0.0012057 | 0.92924 | 0 | 0 | 3.9589 | 0 | 9.1294 | 0 | 0 | 0 | 0 | 0 | 0 | 0 | 0 | 0 | 0 | 0 | 0 | 0 | 0.45131 | 0 | 0.88038 | 8.686 | 0 | 0 | 0.42 | 0.86151 | 0 | 0.00068924 | 0 | 0 | 11.2999 | 0 | 0 | 0 | 0 | 0 | 0 | 0 | 0 | 0 | 0 | 0 | 0 | 0
1 | 3 | 21 | 3 | 1.7931 | 0 | 2.4469 | 0 | 0 | 0 | 0.0012057 | 0.93471 | 0 | 0 | 3.9589 | 0 | 9.1349 | 0 | 0 | 0 | 0 | 0 | 0 | 0 | 0 | 0 | 0 | 0 | 0 | 0 | 0.45131 | 0 | 1.1038 | 8.8556 | 0 | 0 | 0.3675 | 0.85275 | 0 | 0.062819 | 0 | 0 | 11.6938 | 0 | 0 | 0 | 0 | 0 | 0 | 0 | 0 | 0 | 0 | 0 | 0 | 0
1 | 3 | 22 | 3 | 1.7931 | 0 | 2.4469 | 0 | 0 | 0 | 0.0012057 | 0.94623 | 0 | 0 | 6.412 | 0 | 11.5994 | 0 | 0 | 0 | 0 | 0 | 0 | 0 | 0 | 0 | 0 | 0 | 0 | 0 | 0.45131 | 0 | 1.2156 | 8.8753 | 0 | 0 | 0.4725 | 0.84966 | 0 | 0.063251 | 0 | 0 | 11.9276 | 0 | 0 | 0 | 0 | 0 | 0 | 0 | 0 | 0 | 0 | 0 | 0 | 0
1 | 3 | 23 | 3 | 1.7931 | 0 | 2.4469 | 0 | 0 | 0 | 0.0012057 | 0.9444 | 0 | 0 | 3.602 | 0 | 8.7876 | 0 | 0 | 0 | 0 | 0 | 0 | 0 | 0 | 0 | 0 | 0 | 0 | 0 | 0.45131 | 0 | 1.1038 | 8.8712 | 0 | 0 | 0.315 | 0.84951 | 0 | 0.067705 | 0 | 0 | 11.6586 | 0 | 0 | 0 | 0 | 0 | 0 | 0 | 0 | 0 | 0 | 0 | 0 | 0
1 | 3 | 24 | 3 | 1.7931 | 0 | 2.4469 | 0 | 0 | 0 | 0.0012057 | 0.44077 | 0 | 0 | 0.63455 | 0 | 5.3166 | 0 | 0 | 0 | 0 | 0 | 0 | 0 | 0 | 0 | 0 | 0 | 0 | 0 | 0.45131 | 0 | 0.88038 | 5.7124 | 0 | 0 | 0.0525 | 0.84298 | 0 | 0.0006081 | 0 | 0 | 7.9402 | 0 | 0 | 0 | 0 | 0 | 0 | 0 | 0 | 0 | 0 | 0 | 0 | 0
1 | 4 | 1 | 4 | 1.7931 | 0 | 2.4469 | 0 | 0 | 0 | 0.0012057 | 0.62078 | 0 | 0 | 0.63454 | 0 | 5.4966 | 0 | 0 | 0 | 0 | 0 | 0 | 0 | 0 | 0 | 0 | 0 | 0 | 0 | 0.45131 | 0 | 0.54519 | 7.1564 | 0 | 0 | 0.0525 | 0.86078 | 0 | 0.052577 | 0 | 0 | 9.1188 | 0 | 0 | 0 | 0 | 0 | 0 | 0 | 0 | 0 | 0 | 0 | 0 | 0
1 | 4 | 2 | 4 | 1.7931 | 0 | 2.4469 | 0 | 0 | 0 | 0.0012057 | 0.74491 | 0 | 0 | 0.63459 | 0 | 5.6207 | 0 | 0 | 0 | 0 | 0 | 0 | 0 | 0 | 0 | 0 | 0 | 0 | 0 | 0.45131 | 0 | 0.32173 | 8.4389 | 0 | 0 | 0.0525 | 0.88128 | 0 | 0.056089 | 0 | 0 | 10.2018 | 0 | 0 | 0 | 0 | 0 | 0 | 0 | 0 | 0 | 0 | 0 | 0 | 0
1 | 4 | 3 | 4 | 1.7931 | 0 | 2.4469 | 0 | 0 | 0 | 0.0012057 | 0.79617 | 0 | 0 | 0.63465 | 0 | 5.672 | 0 | 0 | 0 | 0 | 0 | 0 | 0 | 0 | 0 | 0 | 0 | 0 | 0 | 0.45131 | 0 | 0.32173 | 9.0416 | 0 | 0 | 0.0525 | 0.88666 | 0 | 0.1785 | 0 | 0 | 10.9323 | 0 | 0 | 0 | 0 | 0 | 0 | 0 | 0 | 0 | 0 | 0 | 0 | 0
1 | 4 | 4 | 4 | 1.7931 | 0 | 2.4469 | 0 | 0 | 0 | 0.0012057 | 0.88575 | 0 | 0 | 0.63467 | 0 | 5.7616 | 0 | 0 | 0 | 0 | 0 | 0 | 0 | 0 | 0 | 0 | 0 | 0 | 0 | 0.45131 | 0 | 0.32173 | 10.0049 | 0 | 0 | 0.0525 | 0.90042 | 0 | 0.18118 | 0 | 0 | 11.9121 | 0 | 0 | 0 | 0 | 0 | 0 | 0 | 0 | 0 | 0 | 0 | 0 | 0
1 | 4 | 5 | 4 | 1.7931 | 0 | 2.4469 | 0 | 0 | 0 | 0.0012057 | 0.88419 | 0 | 0 | 0.6347 | 0 | 5.7601 | 0 | 0 | 0 | 0 | 0 | 0 | 0 | 0 | 0 | 0 | 0 | 0 | 0 | 0.45131 | 0 | 0.32173 | 10.0522 | 0 | 0 | 0.0525 | 0.89752 | 0 | 0.16238 | 0 | 0 | 11.9377 | 0 | 0 | 0 | 0 | 0 | 0 | 0 | 0 | 0 | 0 | 0 | 0 | 0
1 | 4 | 6 | 4 | 1.7931 | 0 | 2.4469 | 0 | 0 | 0 | 0.0012057 | 0.95647 | 0 | 0 | 0.63469 | 0 | 5.8324 | 0 | 0 | 0 | 0 | 0 | 0 | 0 | 0 | 0 | 0 | 0 | 0 | 0 | 0.45131 | 0 | 0.32173 | 10.9246 | 0 | 0 | 0.0525 | 0.91234 | 0 | 0.12757 | 0 | 0 | 12.7901 | 0 | 0 | 0 | 0 | 0 | 0 | 0 | 0 | 0 | 0 | 0 | 0 | 0
1 | 4 | 7 | 4 | 1.7931 | 0 | 2.4469 | 0 | 0 | 0 | 0.0012057 | 0.95895 | 0 | 0 | 3.5992 | 0 | 8.7994 | 0 | 0 | 0 | 0 | 0 | 0 | 0 | 0 | 0 | 0 | 0 | 0 | 0 | 0.45131 | 0 | 0.54519 | 10.8703 | 0 | 0 | 0.315 | 0.90376 | 0 | 0.016428 | 0 | 0 | 13.102 | 0 | 0 | 0 | 0 | 0 | 0 | 0 | 0 | 0 | 0 | 0 | 0 | 0
1 | 4 | 8 | 4 | 1.7931 | 0 | 2.4469 | 0 | 0 | 0 | 0.0012057 | 1.294 | 0 | 0 | 5.9708 | 0 | 11.506 | 0 | 0 | 0 | 0 | 0 | 0 | 0 | 0 | 0 | 0 | 0 | 0 | 0 | 0.45131 | 0 | 0.71279 | 13.3127 | 0 | 0 | 0.525 | 0.89681 | 0 | 0.02061 | 0 | 0 | 15.9192 | 0 | 0 | 0 | 0 | 0 | 0 | 0 | 0 | 0 | 0 | 0 | 0 | 0
1 | 4 | 9 | 4 | 1.7931 | 0 | 13.5789 | 0 | 0 | 0 | 0.0012057 | 1.0596 | 0 | 0 | 3.9589 | 0 | 20.3917 | 0 | 0 | 0 | 0 | 0 | 0 | 0 | 0 | 0 | 0 | 0 | 0 | 0 | 0.45131 | 0 | 0.71279 | 10.917 | 0 | 0 | 0.42 | 0.88816 | 0 | 0.00085508 | 0 | 0 | 13.3901 | 0 | 0 | 0 | 0 | 0 | 0 | 0 | 0 | 0 | 0 | 0 | 0 | 0
1 | 4 | 10 | 4 | 1.7931 | 0 | 13.5789 | 0 | 0 | 0 | 0.0012057 | 0.921 | 0 | 0 | 4.4155 | 0 | 20.7097 | 0 | 0 | 0 | 0 | 0 | 0 | 0 | 0 | 0 | 0 | 0 | 0 | 0 | 0.45131 | 0 | 0.71279 | 9.7213 | 0 | 0 | 0.315 | 0.88865 | 0 | 0.00074924 | 0 | 0 | 12.0898 | 0 | 0 | 0 | 0 | 0 | 0 | 0 | 0 | 0 | 0 | 0 | 0 | 0
1 | 4 | 11 | 4 | 1.7931 | 0 | 13.5789 | 0 | 0 | 0 | 0.0012057 | 0.78338 | 0 | 0 | 3.5992 | 0 | 19.7558 | 0 | 0 | 0 | 0 | 0 | 0 | 0 | 0 | 0 | 0 | 0 | 0 | 0 | 0.45131 | 0 | 0.71279 | 7.9004 | 0 | 0 | 0.315 | 0.84897 | 0 | 0.00061575 | 0 | 0 | 10.229 | 0 | 0 | 0 | 0 | 0 | 0 | 0 | 0 | 0 | 0 | 0 | 0 | 0
1 | 4 | 12 | 4 | 1.7931 | 0 | 13.5789 | 0 | 0 | 0 | 0.0012057 | 0.63562 | 0 | 0 | 3.9589 | 0 | 19.9678 | 0 | 0 | 0 | 0 | 0 | 0 | 0 | 0 | 0 | 0 | 0 | 0 | 0 | 0.45131 | 0 | 0.54519 | 6.5618 | 0 | 0 | 0.3675 | 0.83623 | 0 | 0.00049916 | 0 | 0 | 8.7625 | 0 | 0 | 0 | 0 | 0 | 0 | 0 | 0 | 0 | 0 | 0 | 0 | 0
1 | 4 | 13 | 4 | 1.7931 | 0 | 8.6313 | 0 | 0 | 0 | 0.0012057 | 0.60968 | 0 | 0 | 3.9589 | 0 | 14.9943 | 0 | 0 | 0 | 0 | 0 | 0 | 0 | 0 | 0 | 0 | 0 | 0 | 0 | 0.45131 | 0 | 0.54519 | 6.3728 | 0 | 0 | 0.42 | 0.84439 | 0 | 0.00048061 | 0 | 0 | 8.6341 | 0 | 0 | 0 | 0 | 0 | 0 | 0 | 0 | 0 | 0 | 0 | 0 | 0
1 | 4 | 14 | 4 | 1.7931 | 0 | 13.5789 | 0 | 0 | 0 | 0.0012057 | 0.49215 | 0 | 0 | 3.9589 | 0 | 19.8243 | 0 | 0 | 0 | 0 | 0 | 0 | 0 | 0 | 0 | 0 | 0 | 0 | 0 | 0.45131 | 0 | 0.54519 | 5.6032 | 0 | 0 | 0.3675 | 0.84586 | 0 | 0.00040607 | 0 | 0 | 7.8134 | 0 | 0 | 0 | 0 | 0 | 0 | 0 | 0 | 0 | 0 | 0 | 0 | 0
1 | 4 | 15 | 4 | 1.7931 | 0 | 13.5789 | 0 | 0 | 0 | 0.0012057 | 0.47698 | 0 | 0 | 3.9589 | 0 | 19.8091 | 0 | 0 | 0 | 0 | 0 | 0 | 0 | 0 | 0 | 0 | 0 | 0 | 0 | 0.45131 | 0 | 0.54519 | 5.616 | 0 | 0 | 0.3675 | 0.8569 | 0 | 0.00040212 | 0 | 0 | 7.8373 | 0 | 0 | 0 | 0 | 0 | 0 | 0 | 0 | 0 | 0 | 0 | 0 | 0
1 | 4 | 16 | 4 | 1.7931 | 0 | 13.5789 | 0 | 0 | 0 | 0.0012057 | 0.5409 | 0 | 0 | 5.0768 | 0 | 20.9909 | 0 | 0 | 0 | 0 | 0 | 0 | 0 | 0 | 0 | 0 | 0 | 0 | 0 | 0.45131 | 0 | 0.54519 | 6.0373 | 0 | 0 | 0.315 | 0.86002 | 0 | 0.00044426 | 0 | 0 | 8.2092 | 0 | 0 | 0 | 0 | 0 | 0 | 0 | 0 | 0 | 0 | 0 | 0 | 0
1 | 4 | 17 | 4 | 1.7931 | 0 | 13.5789 | 0 | 0 | 0 | 0.0012057 | 0.6502 | 0 | 0 | 3.5991 | 0 | 19.6225 | 0 | 0 | 0 | 0 | 0 | 0 | 0 | 0 | 0 | 0 | 0 | 0 | 0 | 0.45131 | 0 | 0.54519 | 6.9782 | 0 | 0 | 0.315 | 0.86869 | 0 | 0.00052326 | 0 | 0 | 9.159 | 0 | 0 | 0 | 0 | 0 | 0 | 0 | 0 | 0 | 0 | 0 | 0 | 0
1 | 4 | 18 | 4 | 1.7931 | 0 | 13.5789 | 0 | 0 | 0 | 0.0012057 | 0.75035 | 0 | 0 | 5.9708 | 0 | 22.0943 | 0 | 0 | 0 | 0 | 0 | 0 | 0 | 0 | 0 | 0 | 0 | 0 | 0 | 0.45131 | 0 | 0.54519 | 7.8615 | 0 | 0 | 0.525 | 0.87265 | 0 | 0.00064009 | 0 | 0 | 10.2563 | 0 | 0 | 0 | 0 | 0 | 0 | 0 | 0 | 0 | 0 | 0 | 0 | 0
1 | 4 | 19 | 4 | 1.7931 | 0 | 9.8682 | 0 | 0 | 0 | 0.0012057 | 0.87806 | 0 | 0 | 5.9708 | 0 | 18.5114 | 0 | 0 | 0 | 0 | 0 | 0 | 0 | 0 | 0 | 0 | 0 | 0 | 0 | 0.45131 | 0 | 0.54519 | 8.7792 | 0 | 0 | 0.525 | 0.87832 | 0 | 0.00068023 | 0 | 0 | 11.1797 | 0 | 0 | 0 | 0 | 0 | 0 | 0 | 0 | 0 | 0 | 0 | 0 | 0
1 | 4 | 20 | 4 | 1.7931 | 0 | 2.4469 | 0 | 0 | 0 | 0.0012057 | 1.0514 | 0 | 0 | 3.9589 | 0 | 9.2516 | 0 | 0 | 0 | 0 | 0 | 0 | 0 | 0 | 0 | 0 | 0 | 0 | 0 | 0.45131 | 0 | 0.88038 | 10.1548 | 0 | 0 | 0.42 | 0.88082 | 0 | 0.0008019 | 0 | 0 | 12.7881 | 0 | 0 | 0 | 0 | 0 | 0 | 0 | 0 | 0 | 0 | 0 | 0 | 0
1 | 4 | 21 | 4 | 1.7931 | 0 | 2.4469 | 0 | 0 | 0 | 0.0012057 | 1.0532 | 0 | 0 | 3.9589 | 0 | 9.2534 | 0 | 0 | 0 | 0 | 0 | 0 | 0 | 0 | 0 | 0 | 0 | 0 | 0 | 0.45131 | 0 | 1.1038 | 10.1433 | 0 | 0 | 0.3675 | 0.87041 | 0 | 0.00080332 | 0 | 0 | 12.9372 | 0 | 0 | 0 | 0 | 0 | 0 | 0 | 0 | 0 | 0 | 0 | 0 | 0
1 | 4 | 22 | 4 | 1.7931 | 0 | 2.4469 | 0 | 0 | 0 | 0.0012057 | 1.1041 | 0 | 0 | 6.412 | 0 | 11.7573 | 0 | 0 | 0 | 0 | 0 | 0 | 0 | 0 | 0 | 0 | 0 | 0 | 0 | 0.45131 | 0 | 1.2156 | 10.6353 | 0 | 0 | 0.4725 | 0.87528 | 0 | 0.00084333 | 0 | 0 | 13.6508 | 0 | 0 | 0 | 0 | 0 | 0 | 0 | 0 | 0 | 0 | 0 | 0 | 0
1 | 4 | 23 | 4 | 1.7931 | 0 | 2.4469 | 0 | 0 | 0 | 0.0012057 | 1.1097 | 0 | 0 | 3.6021 | 0 | 8.953 | 0 | 0 | 0 | 0 | 0 | 0 | 0 | 0 | 0 | 0 | 0 | 0 | 0 | 0.45131 | 0 | 1.1038 | 10.7352 | 0 | 0 | 0.315 | 0.87648 | 0 | 0.00085095 | 0 | 0 | 13.4827 | 0 | 0 | 0 | 0 | 0 | 0 | 0 | 0 | 0 | 0 | 0 | 0 | 0
1 | 4 | 24 | 4 | 1.7931 | 0 | 2.4469 | 0 | 0 | 0 | 0.0012057 | 0.67373 | 0 | 0 | 0.63462 | 0 | 5.5496 | 0 | 0 | 0 | 0 | 0 | 0 | 0 | 0 | 0 | 0 | 0 | 0 | 0 | 0.45131 | 0 | 0.88038 | 7.8866 | 0 | 0 | 0.0525 | 0.87921 | 0 | 0.00058134 | 0 | 0 | 10.1506 | 0 | 0 | 0 | 0 | 0 | 0 | 0 | 0 | 0 | 0 | 0 | 0 | 0
1 | 5 | 1 | 5 | 1.7931 | 0 | 2.4469 | 0 | 0 | 0 | 0.0012057 | 0.79718 | 0 | 0 | 0.63463 | 0 | 5.673 | 0 | 0 | 0 | 0 | 0 | 0 | 0 | 0 | 0 | 0 | 0 | 0 | 0 | 0.45131 | 0 | 0.54519 | 9.1562 | 0 | 0 | 0.0525 | 0.88823 | 0 | 0.00068952 | 0 | 0 | 11.0941 | 0 | 0 | 0 | 0 | 0 | 0 | 0 | 0 | 0 | 0 | 0 | 0 | 0
1 | 5 | 2 | 5 | 1.7931 | 0 | 2.4469 | 0 | 0 | 0 | 0.0012057 | 0.86101 | 0 | 0 | 0.63466 | 0 | 5.7369 | 0 | 0 | 0 | 0 | 0 | 0 | 0 | 0 | 0 | 0 | 0 | 0 | 0 | 0.45131 | 0 | 0.32173 | 9.8574 | 0 | 0 | 0.0525 | 0.89862 | 0 | 0.00074647 | 0 | 0 | 11.5823 | 0 | 0 | 0 | 0 | 0 | 0 | 0 | 0 | 0 | 0 | 0 | 0 | 0
1 | 5 | 3 | 5 | 1.7931 | 0 | 2.4469 | 0 | 0 | 0 | 0.0012057 | 0.8674 | 0 | 0 | 0.63469 | 0 | 5.7433 | 0 | 0 | 0 | 0 | 0 | 0 | 0 | 0 | 0 | 0 | 0 | 0 | 0 | 0.45131 | 0 | 0.32173 | 9.9553 | 0 | 0 | 0.0525 | 0.89655 | 0 | 0.00075716 | 0 | 0 | 11.6782 | 0 | 0 | 0 | 0 | 0 | 0 | 0 | 0 | 0 | 0 | 0 | 0 | 0
1 | 5 | 4 | 5 | 1.7931 | 0 | 2.4469 | 0 | 0 | 0 | 0.0012057 | 0.89721 | 0 | 0 | 0.63467 | 0 | 5.7731 | 0 | 0 | 0 | 0 | 0 | 0 | 0 | 0 | 0 | 0 | 0 | 0 | 0 | 0.45131 | 0 | 0.32173 | 10.2256 | 0 | 0 | 0.0525 | 0.89973 | 0 | 0.00077984 | 0 | 0 | 11.9516 | 0 | 0 | 0 | 0 | 0 | 0 | 0 | 0 | 0 | 0 | 0 | 0 | 0
1 | 5 | 5 | 5 | 1.7931 | 0 | 2.4469 | 0 | 0 | 0 | 0.0012057 | 0.89629 | 0 | 0 | 0.63468 | 0 | 5.7722 | 0 | 0 | 0 | 0 | 0 | 0 | 0 | 0 | 0 | 0 | 0 | 0 | 0 | 0.45131 | 0 | 0.32173 | 10.2117 | 0 | 0 | 0.0525 | 0.89687 | 0 | 0.00077954 | 0 | 0 | 11.9349 | 0 | 0 | 0 | 0 | 0 | 0 | 0 | 0 | 0 | 0 | 0 | 0 | 0
1 | 5 | 6 | 5 | 1.7931 | 0 | 2.4469 | 0 | 0 | 0 | 0.0012057 | 0.90469 | 0 | 0 | 0.63467 | 0 | 5.7806 | 0 | 0 | 0 | 0 | 0 | 0 | 0 | 0 | 0 | 0 | 0 | 0 | 0 | 0.45131 | 0 | 0.32173 | 10.3084 | 0 | 0 | 0.0525 | 0.89736 | 0 | 0.00079785 | 0 | 0 | 12.0321 | 0 | 0 | 0 | 0 | 0 | 0 | 0 | 0 | 0 | 0 | 0 | 0 | 0
1 | 5 | 7 | 5 | 1.7931 | 0 | 2.4469 | 0 | 0 | 0 | 0.0012057 | 0.90274 | 0 | 0 | 3.5992 | 0 | 8.7431 | 0 | 0 | 0 | 0 | 0 | 0 | 0 | 0 | 0 | 0 | 0 | 0 | 0 | 0.45131 | 0 | 0.54519 | 10.1192 | 0 | 0 | 0.315 | 0.88705 | 0 | 0.00078162 | 0 | 0 | 12.3185 | 0 | 0 | 0 | 0 | 0 | 0 | 0 | 0 | 0 | 0 | 0 | 0 | 0
1 | 5 | 8 | 5 | 1.7931 | 0 | 2.4469 | 0 | 0 | 0 | 0.0012057 | 1.2781 | 0 | 0 | 5.9708 | 0 | 11.4901 | 0 | 0 | 0 | 0 | 0 | 0 | 0 | 0 | 0 | 0 | 0 | 0 | 0 | 0.45131 | 0 | 0.71279 | 12.8968 | 0 | 0 | 0.525 | 0.88745 | 0 | 0.0010183 | 0 | 0 | 15.4744 | 0 | 0 | 0 | 0 | 0 | 0 | 0 | 0 | 0 | 0 | 0 | 0 | 0
1 | 5 | 9 | 5 | 1.7931 | 0 | 13.5789 | 0 | 0 | 0 | 0.0012057 | 1.1001 | 0 | 0 | 3.9589 | 0 | 20.4323 | 0 | 0 | 0 | 0 | 0 | 0 | 0 | 0 | 0 | 0 | 0 | 0 | 0 | 0.45131 | 0 | 0.71279 | 10.9716 | 0 | 0 | 0.42 | 0.87758 | 0 | 0.00087401 | 0 | 0 | 13.4342 | 0 | 0 | 0 | 0 | 0 | 0 | 0 | 0 | 0 | 0 | 0 | 0 | 0
1 | 5 | 10 | 5 | 1.7931 | 0 | 13.5789 | 0 | 0 | 0 | 0.0012057 | 0.93366 | 0 | 0 | 4.4155 | 0 | 20.7223 | 0 | 0 | 0 | 0 | 0 | 0 | 0 | 0 | 0 | 0 | 0 | 0 | 0 | 0.45131 | 0 | 0.71279 | 9.2982 | 0 | 0 | 0.315 | 0.86802 | 0 | 0.00073514 | 0 | 0 | 11.646 | 0 | 0 | 0 | 0 | 0 | 0 | 0 | 0 | 0 | 0 | 0 | 0 | 0
1 | 5 | 11 | 5 | 1.7931 | 0 | 13.5789 | 0 | 0 | 0 | 0.0012057 | 0.83233 | 0 | 0 | 3.5991 | 0 | 19.8047 | 0 | 0 | 0 | 0 | 0 | 0 | 0 | 0 | 0 | 0 | 0 | 0 | 0 | 0.45131 | 0 | 0.71279 | 8.2534 | 0 | 0 | 0.315 | 0.85575 | 0 | 0.00063556 | 0 | 0 | 10.5889 | 0 | 0 | 0 | 0 | 0 | 0 | 0 | 0 | 0 | 0 | 0 | 0 | 0
1 | 5 | 12 | 5 | 1.7931 | 0 | 13.5789 | 0 | 0 | 0 | 0.0012057 | 0.73894 | 0 | 0 | 3.9589 | 0 | 20.0711 | 0 | 0 | 0 | 0 | 0 | 0 | 0 | 0 | 0 | 0 | 0 | 0 | 0 | 0.45131 | 0 | 0.54519 | 7.6222 | 0 | 0 | 0.3675 | 0.85953 | 0 | 0.00057754 | 0 | 0 | 9.8463 | 0 | 0 | 0 | 0 | 0 | 0 | 0 | 0 | 0 | 0 | 0 | 0 | 0
1 | 5 | 13 | 5 | 1.7931 | 0 | 8.6313 | 0 | 0 | 0 | 0.0012057 | 0.84148 | 0 | 0 | 3.9589 | 0 | 15.2261 | 0 | 0 | 0 | 0 | 0 | 0 | 0 | 0 | 0 | 0 | 0 | 0 | 0 | 0.45131 | 0 | 0.54519 | 8.1799 | 0 | 0 | 0.42 | 0.86617 | 0 | 0.00063837 | 0 | 0 | 10.4632 | 0 | 0 | 0 | 0 | 0 | 0 | 0 | 0 | 0 | 0 | 0 | 0 | 0
1 | 5 | 14 | 5 | 1.7931 | 0 | 13.5789 | 0 | 0 | 0 | 0.0012057 | 0.87464 | 0 | 0 | 3.9589 | 0 | 20.2068 | 0 | 0 | 0 | 0 | 0 | 0 | 0 | 0 | 0 | 0 | 0 | 0 | 0 | 0.45131 | 0 | 0.54519 | 8.3884 | 0 | 0 | 0.3675 | 0.87121 | 0 | 0.00066459 | 0 | 0 | 10.6242 | 0 | 0 | 0 | 0 | 0 | 0 | 0 | 0 | 0 | 0 | 0 | 0 | 0
1 | 5 | 15 | 5 | 1.7931 | 0 | 13.5789 | 0 | 0 | 0 | 0.0012057 | 0.91978 | 0 | 0 | 3.9589 | 0 | 20.2519 | 0 | 0 | 0 | 0 | 0 | 0 | 0 | 0 | 0 | 0 | 0 | 0 | 0 | 0.45131 | 0 | 0.54519 | 8.8093 | 0 | 0 | 0.3675 | 0.87468 | 0 | 0.00069817 | 0 | 0 | 11.0487 | 0 | 0 | 0 | 0 | 0 | 0 | 0 | 0 | 0 | 0 | 0 | 0 | 0
1 | 5 | 16 | 5 | 1.7931 | 0 | 13.5789 | 0 | 0 | 0 | 0.0012057 | 0.93788 | 0 | 0 | 5.0769 | 0 | 21.388 | 0 | 0 | 0 | 0 | 0 | 0 | 0 | 0 | 0 | 0 | 0 | 0 | 0 | 0.45131 | 0 | 0.54519 | 8.852 | 0 | 0 | 0.315 | 0.87431 | 0 | 0.00070823 | 0 | 0 | 11.0385 | 0 | 0 | 0 | 0 | 0 | 0 | 0 | 0 | 0 | 0 | 0 | 0 | 0
1 | 5 | 17 | 5 | 1.7931 | 0 | 13.5789 | 0 | 0 | 0 | 0.0012057 | 0.94913 | 0 | 0 | 3.5992 | 0 | 19.9215 | 0 | 0 | 0 | 0 | 0 | 0 | 0 | 0 | 0 | 0 | 0 | 0 | 0 | 0.45131 | 0 | 0.54519 | 8.8664 | 0 | 0 | 0.315 | 0.87642 | 0 | 0.00071549 | 0 | 0 | 11.055 | 0 | 0 | 0 | 0 | 0 | 0 | 0 | 0 | 0 | 0 | 0 | 0 | 0
1 | 5 | 18 | 5 | 1.7931 | 0 | 13.5789 | 0 | 0 | 0 | 0.0012057 | 0.93107 | 0 | 0 | 5.9708 | 0 | 22.2751 | 0 | 0 | 0 | 0 | 0 | 0 | 0 | 0 | 0 | 0 | 0 | 0 | 0 | 0.45131 | 0 | 0.54519 | 8.78 | 0 | 0 | 0.525 | 0.87764 | 0 | 0.00080308 | 0 | 0 | 11.18 | 0 | 0 | 0 | 0 | 0 | 0 | 0 | 0 | 0 | 0 | 0 | 0 | 0
1 | 5 | 19 | 5 | 1.7931 | 0 | 9.8682 | 0 | 0 | 0 | 0.0012057 | 0.93361 | 0 | 0 | 5.9708 | 0 | 18.567 | 0 | 0 | 0 | 0 | 0 | 0 | 0 | 0 | 0 | 0 | 0 | 0 | 0 | 0.45131 | 0 | 0.54519 | 8.7189 | 0 | 0 | 0.525 | 0.8714 | 0 | 0.00093334 | 0 | 0 | 11.1127 | 0 | 0 | 0 | 0 | 0 | 0 | 0 | 0 | 0 | 0 | 0 | 0 | 0
1 | 5 | 20 | 5 | 1.7931 | 0 | 2.4469 | 0 | 0 | 0 | 0.0012057 | 1.0445 | 0 | 0 | 3.9589 | 0 | 9.2447 | 0 | 0 | 0 | 0 | 0 | 0 | 0 | 0 | 0 | 0 | 0 | 0 | 0 | 0.45131 | 0 | 0.88038 | 9.3673 | 0 | 0 | 0.42 | 0.86774 | 0 | 0.00079382 | 0 | 0 | 11.9876 | 0 | 0 | 0 | 0 | 0 | 0 | 0 | 0 | 0 | 0 | 0 | 0 | 0
1 | 5 | 21 | 5 | 1.7931 | 0 | 2.4469 | 0 | 0 | 0 | 0.0012057 | 1.0522 | 0 | 0 | 3.9589 | 0 | 9.2524 | 0 | 0 | 0 | 0 | 0 | 0 | 0 | 0 | 0 | 0 | 0 | 0 | 0 | 0.45131 | 0 | 1.1038 | 9.5303 | 0 | 0 | 0.3675 | 0.86085 | 0 | 0.21874 | 0 | 0 | 12.5325 | 0 | 0 | 0 | 0 | 0 | 0 | 0 | 0 | 0 | 0 | 0 | 0 | 0
1 | 5 | 22 | 5 | 1.7931 | 0 | 2.4469 | 0 | 0 | 0 | 0.0012057 | 1.061 | 0 | 0 | 6.412 | 0 | 11.7142 | 0 | 0 | 0 | 0 | 0 | 0 | 0 | 0 | 0 | 0 | 0 | 0 | 0 | 0.45131 | 0 | 1.2156 | 9.417 | 0 | 0 | 0.4725 | 0.85838 | 0 | 0.00086414 | 0 | 0 | 12.4157 | 0 | 0 | 0 | 0 | 0 | 0 | 0 | 0 | 0 | 0 | 0 | 0 | 0
1 | 5 | 23 | 5 | 1.7931 | 0 | 2.4469 | 0 | 0 | 0 | 0.0012057 | 1.09 | 0 | 0 | 3.602 | 0 | 8.9333 | 0 | 0 | 0 | 0 | 0 | 0 | 0 | 0 | 0 | 0 | 0 | 0 | 0 | 0.45131 | 0 | 1.1038 | 9.6944 | 0 | 0 | 0.315 | 0.86498 | 0 | 0.00079623 | 0 | 0 | 12.4303 | 0 | 0 | 0 | 0 | 0 | 0 | 0 | 0 | 0 | 0 | 0 | 0 | 0
1 | 5 | 24 | 5 | 1.7931 | 0 | 2.4469 | 0 | 0 | 0 | 0.0012057 | 0.67631 | 0 | 0 | 0.63461 | 0 | 5.5521 | 0 | 0 | 0 | 0 | 0 | 0 | 0 | 0 | 0 | 0 | 0 | 0 | 0 | 0.45131 | 0 | 0.88038 | 7.3267 | 0 | 0 | 0.0525 | 0.8732 | 0 | 0.00055257 | 0 | 0 | 9.5847 | 0 | 0 | 0 | 0 | 0 | 0 | 0 | 0 | 0 | 0 | 0 | 0 | 0
1 | 6 | 1 | 6 | 1.7931 | 0 | 2.4469 | 0 | 0 | 0 | 0.0012057 | 0.79723 | 0 | 0 | 0.63464 | 0 | 5.6731 | 0 | 0 | 0 | 0 | 0 | 0 | 0 | 0 | 0 | 0 | 0 | 0 | 0 | 0.45131 | 0 | 0.54519 | 8.6262 | 0 | 0 | 0.0525 | 0.88243 | 0 | 0.024623 | 0 | 0 | 10.5822 | 0 | 0 | 0 | 0 | 0 | 0 | 0 | 0 | 0 | 0 | 0 | 0 | 0
1 | 6 | 2 | 6 | 1.7931 | 0 | 2.4469 | 0 | 0 | 0 | 0.0012057 | 0.83926 | 0 | 0 | 0.63467 | 0 | 5.7152 | 0 | 0 | 0 | 0 | 0 | 0 | 0 | 0 | 0 | 0 | 0 | 0 | 0 | 0.45131 | 0 | 0.32173 | 8.9614 | 0 | 0 | 0.0525 | 0.88904 | 0 | 0.092517 | 0 | 0 | 10.7685 | 0 | 0 | 0 | 0 | 0 | 0 | 0 | 0 | 0 | 0 | 0 | 0 | 0
1 | 6 | 3 | 6 | 1.7931 | 0 | 2.4469 | 0 | 0 | 0 | 0.0012057 | 0.87929 | 0 | 0 | 0.63469 | 0 | 5.7552 | 0 | 0 | 0 | 0 | 0 | 0 | 0 | 0 | 0 | 0 | 0 | 0 | 0 | 0.45131 | 0 | 0.32173 | 9.336 | 0 | 0 | 0.0525 | 0.89356 | 0 | 0.16704 | 0 | 0 | 11.2221 | 0 | 0 | 0 | 0 | 0 | 0 | 0 | 0 | 0 | 0 | 0 | 0 | 0
1 | 6 | 4 | 6 | 1.7931 | 0 | 2.4469 | 0 | 0 | 0 | 0.0012057 | 0.86132 | 0 | 0 | 0.6347 | 0 | 5.7373 | 0 | 0 | 0 | 0 | 0 | 0 | 0 | 0 | 0 | 0 | 0 | 0 | 0 | 0.45131 | 0 | 0.32173 | 9.2705 | 0 | 0 | 0.0525 | 0.88825 | 0 | 0.31048 | 0 | 0 | 11.2947 | 0 | 0 | 0 | 0 | 0 | 0 | 0 | 0 | 0 | 0 | 0 | 0 | 0
1 | 6 | 5 | 6 | 1.7931 | 0 | 2.4469 | 0 | 0 | 0 | 0.0012057 | 0.88883 | 0 | 0 | 0.63469 | 0 | 5.7647 | 0 | 0 | 0 | 0 | 0 | 0 | 0 | 0 | 0 | 0 | 0 | 0 | 0 | 0.45131 | 0 | 0.32173 | 9.3852 | 0 | 0 | 0.0525 | 0.89194 | 0 | 0.1682 | 0 | 0 | 11.2709 | 0 | 0 | 0 | 0 | 0 | 0 | 0 | 0 | 0 | 0 | 0 | 0 | 0
1 | 6 | 6 | 6 | 1.7931 | 0 | 2.4469 | 0 | 0 | 0 | 0.0012057 | 0.8763 | 0 | 0 | 0.6347 | 0 | 5.7522 | 0 | 0 | 0 | 0 | 0 | 0 | 0 | 0 | 0 | 0 | 0 | 0 | 0 | 0.45131 | 0 | 0.32173 | 9.2861 | 0 | 0 | 0.0525 | 0.88799 | 0 | 0.24643 | 0 | 0 | 11.246 | 0 | 0 | 0 | 0 | 0 | 0 | 0 | 0 | 0 | 0 | 0 | 0 | 0
1 | 6 | 7 | 6 | 1.7931 | 0 | 2.4469 | 0 | 0 | 0 | 0.0012057 | 0.87864 | 0 | 0 | 3.5992 | 0 | 8.7191 | 0 | 0 | 0 | 0 | 0 | 0 | 0 | 0 | 0 | 0 | 0 | 0 | 0 | 0.45131 | 0 | 0.54519 | 9.2288 | 0 | 0 | 0.315 | 0.88308 | 0 | 0.46931 | 0 | 0 | 11.8927 | 0 | 0 | 0 | 0 | 0 | 0 | 0 | 0 | 0 | 0 | 0 | 0 | 0
1 | 6 | 8 | 6 | 1.7931 | 0 | 2.4469 | 0 | 0 | 0 | 0.0012057 | 1.2146 | 0 | 0 | 5.9708 | 0 | 11.4266 | 0 | 0 | 0 | 0 | 0 | 0 | 0 | 0 | 0 | 0 | 0 | 0 | 0 | 0.45131 | 0 | 0.71279 | 11.4187 | 0 | 0 | 0.525 | 0.87557 | 0 | 0.80631 | 0 | 0 | 14.7897 | 0 | 0 | 0 | 0 | 0 | 0 | 0 | 0 | 0 | 0 | 0 | 0 | 0
1 | 6 | 9 | 6 | 1.7931 | 0 | 13.5789 | 0 | 0 | 0 | 0.0012057 | 1.0348 | 0 | 0 | 3.9589 | 0 | 20.3669 | 0 | 0 | 0 | 0 | 0 | 0 | 0 | 0 | 0 | 0 | 0 | 0 | 0 | 0.45131 | 0 | 0.71279 | 8.6222 | 0 | 0 | 0.42 | 0.86752 | 0 | 0 | 0 | 0 | 11.0738 | 0 | 0 | 0 | 0 | 0 | 0 | 0 | 0 | 0 | 0 | 0 | 0 | 0
1 | 6 | 10 | 6 | 1.7931 | 0 | 13.5789 | 0 | 0 | 0 | 0.0012057 | 0.94453 | 0 | 0 | 4.4155 | 0 | 20.7332 | 0 | 0 | 0 | 0 | 0 | 0 | 0 | 0 | 0 | 0 | 0 | 0 | 0 | 0.45131 | 0 | 0.71279 | 7.861 | 0 | 0 | 0.315 | 0.86331 | 0 | 0 | 0 | 0 | 10.2034 | 0 | 0 | 0 | 0 | 0 | 0 | 0 | 0 | 0 | 0 | 0 | 0 | 0
1 | 6 | 11 | 6 | 1.7931 | 0 | 13.5789 | 0 | 0 | 0 | 0.0012057 | 0.91383 | 0 | 0 | 3.5991 | 0 | 19.8862 | 0 | 0 | 0 | 0 | 0 | 0 | 0 | 0 | 0 | 0 | 0 | 0 | 0 | 0.45131 | 0 | 0.71279 | 7.5159 | 0 | 0 | 0.315 | 0.86282 | 0 | 0 | 0 | 0 | 9.8578 | 0 | 0 | 0 | 0 | 0 | 0 | 0 | 0 | 0 | 0 | 0 | 0 | 0
1 | 6 | 12 | 6 | 1.7931 | 0 | 13.5789 | 0 | 0 | 0 | 0.0012057 | 0.91029 | 0 | 0 | 3.9589 | 0 | 20.2424 | 0 | 0 | 0 | 0 | 0 | 0 | 0 | 0 | 0 | 0 | 0 | 0 | 0 | 0.45131 | 0 | 0.54519 | 7.5562 | 0 | 0 | 0.3675 | 0.86917 | 0 | 0 | 0 | 0 | 9.7894 | 0 | 0 | 0 | 0 | 0 | 0 | 0 | 0 | 0 | 0 | 0 | 0 | 0
1 | 6 | 13 | 6 | 1.7931 | 0 | 8.6313 | 0 | 0 | 0 | 0.0012057 | 0.94237 | 0 | 0 | 3.9589 | 0 | 15.327 | 0 | 0 | 0 | 0 | 0 | 0 | 0 | 0 | 0 | 0 | 0 | 0 | 0 | 0.45131 | 0 | 0.54519 | 7.6066 | 0 | 0 | 0.42 | 0.86648 | 0 | 0 | 0 | 0 | 9.8896 | 0 | 0 | 0 | 0 | 0 | 0 | 0 | 0 | 0 | 0 | 0 | 0 | 0
1 | 6 | 14 | 6 | 1.7931 | 0 | 13.5789 | 0 | 0 | 0 | 0.0012057 | 0.88345 | 0 | 0 | 3.9589 | 0 | 20.2156 | 0 | 0 | 0 | 0 | 0 | 0 | 0 | 0 | 0 | 0 | 0 | 0 | 0 | 0.45131 | 0 | 0.54519 | 7.5216 | 0 | 0 | 0.3675 | 0.86705 | 0 | 0 | 0 | 0 | 9.7527 | 0 | 0 | 0 | 0 | 0 | 0 | 0 | 0 | 0 | 0 | 0 | 0 | 0
1 | 6 | 15 | 6 | 1.7931 | 0 | 13.5789 | 0 | 0 | 0 | 0.0012057 | 0.87446 | 0 | 0 | 3.9589 | 0 | 20.2066 | 0 | 0 | 0 | 0 | 0 | 0 | 0 | 0 | 0 | 0 | 0 | 0 | 0 | 0.45131 | 0 | 0.54519 | 7.4575 | 0 | 0 | 0.3675 | 0.8689 | 0 | 0 | 0 | 0 | 9.6904 | 0 | 0 | 0 | 0 | 0 | 0 | 0 | 0 | 0 | 0 | 0 | 0 | 0
1 | 6 | 16 | 6 | 1.7931 | 0 | 13.5789 | 0 | 0 | 0 | 0.0012057 | 0.87684 | 0 | 0 | 5.0769 | 0 | 21.3269 | 0 | 0 | 0 | 0 | 0 | 0 | 0 | 0 | 0 | 0 | 0 | 0 | 0 | 0.45131 | 0 | 0.54519 | 7.5903 | 0 | 0 | 0.315 | 0.8709 | 0 | 0 | 0 | 0 | 9.7728 | 0 | 0 | 0 | 0 | 0 | 0 | 0 | 0 | 0 | 0 | 0 | 0 | 0
1 | 6 | 17 | 6 | 1.7931 | 0 | 13.5789 | 0 | 0 | 0 | 0.0012057 | 0.86593 | 0 | 0 | 3.5992 | 0 | 19.8383 | 0 | 0 | 0 | 0 | 0 | 0 | 0 | 0 | 0 | 0 | 0 | 0 | 0 | 0.45131 | 0 | 0.54519 | 7.4114 | 0 | 0 | 0.315 | 0.86924 | 0 | 0 | 0 | 0 | 9.5921 | 0 | 0 | 0 | 0 | 0 | 0 | 0 | 0 | 0 | 0 | 0 | 0 | 0
1 | 6 | 18 | 6 | 1.7931 | 0 | 13.5789 | 0 | 0 | 0 | 0.0012057 | 0.85971 | 0 | 0 | 5.9708 | 0 | 22.2037 | 0 | 0 | 0 | 0 | 0 | 0 | 0 | 0 | 0 | 0 | 0 | 0 | 0 | 0.45131 | 0 | 0.54519 | 7.4618 | 0 | 0 | 0.525 | 0.86893 | 0 | 0 | 0 | 0 | 9.8522 | 0 | 0 | 0 | 0 | 0 | 0 | 0 | 0 | 0 | 0 | 0 | 0 | 0
1 | 6 | 19 | 6 | 1.7931 | 0 | 9.8682 | 0 | 0 | 0 | 0.0012057 | 0.90567 | 0 | 0 | 5.9708 | 0 | 18.539 | 0 | 0 | 0 | 0 | 0 | 0 | 0 | 0 | 0 | 0 | 0 | 0 | 0 | 0.45131 | 0 | 0.54519 | 7.7129 | 0 | 0 | 0.525 | 0.8688 | 0 | 0 | 0 | 0 | 10.1032 | 0 | 0 | 0 | 0 | 0 | 0 | 0 | 0 | 0 | 0 | 0 | 0 | 0
1 | 6 | 20 | 6 | 1.7931 | 0 | 2.4469 | 0 | 0 | 0 | 0.0012057 | 1.0116 | 0 | 0 | 3.9589 | 0 | 9.2118 | 0 | 0 | 0 | 0 | 0 | 0 | 0 | 0 | 0 | 0 | 0 | 0 | 0 | 0.45131 | 0 | 0.88038 | 8.301 | 0 | 0 | 0.42 | 0.86325 | 0 | 0 | 0 | 0 | 10.9159 | 0 | 0 | 0 | 0 | 0 | 0 | 0 | 0 | 0 | 0 | 0 | 0 | 0
1 | 6 | 21 | 6 | 1.7931 | 0 | 2.4469 | 0 | 0 | 0 | 0.0012057 | 1.0399 | 0 | 0 | 3.9589 | 0 | 9.2401 | 0 | 0 | 0 | 0 | 0 | 0 | 0 | 0 | 0 | 0 | 0 | 0 | 0 | 0.45131 | 0 | 1.1038 | 8.4913 | 0 | 0 | 0.3675 | 0.85976 | 0 | 0 | 0 | 0 | 11.2737 | 0 | 0 | 0 | 0 | 0 | 0 | 0 | 0 | 0 | 0 | 0 | 0 | 0
1 | 6 | 22 | 6 | 1.7931 | 0 | 2.4469 | 0 | 0 | 0 | 0.0012057 | 1.045 | 0 | 0 | 6.412 | 0 | 11.6982 | 0 | 0 | 0 | 0 | 0 | 0 | 0 | 0 | 0 | 0 | 0 | 0 | 0 | 0.45131 | 0 | 1.2156 | 9.3595 | 0 | 0 | 0.4725 | 0.85869 | 0 | 0.90907 | 0 | 0 | 13.2666 | 0 | 0 | 0 | 0 | 0 | 0 | 0 | 0 | 0 | 0 | 0 | 0 | 0
1 | 6 | 23 | 6 | 1.7931 | 0 | 2.4469 | 0 | 0 | 0 | 0.0012057 | 1.0476 | 0 | 0 | 3.602 | 0 | 8.8908 | 0 | 0 | 0 | 0 | 0 | 0 | 0 | 0 | 0 | 0 | 0 | 0 | 0 | 0.45131 | 0 | 1.1038 | 9.3884 | 0 | 0 | 0.315 | 0.85996 | 0 | 0.74955 | 0 | 0 | 12.868 | 0 | 0 | 0 | 0 | 0 | 0 | 0 | 0 | 0 | 0 | 0 | 0 | 0
1 | 6 | 24 | 6 | 1.7931 | 0 | 2.4469 | 0 | 0 | 0 | 0.0012057 | 0.60211 | 0 | 0 | 0.63458 | 0 | 5.4779 | 0 | 0 | 0 | 0 | 0 | 0 | 0 | 0 | 0 | 0 | 0 | 0 | 0 | 0.45131 | 0 | 0.88038 | 6.7377 | 0 | 0 | 0.0525 | 0.86406 | 0 | 0.52524 | 0 | 0 | 9.5112 | 0 | 0 | 0 | 0 | 0 | 0 | 0 | 0 | 0 | 0 | 0 | 0 | 0
1 | 7 | 1 | 7 | 1.7931 | 0 | 2.4469 | 0 | 0 | 0 | 0.0012057 | 0.7413 | 0 | 0 | 0.6346 | 0 | 5.6171 | 0 | 0 | 0 | 0 | 0 | 0 | 0 | 0 | 0 | 0 | 0 | 0 | 0 | 0.45131 | 0 | 0.54519 | 8.1298 | 0 | 0 | 0.0525 | 0.87616 | 0 | 0.66761 | 0 | 0 | 10.7226 | 0 | 0 | 0 | 0 | 0 | 0 | 0 | 0 | 0 | 0 | 0 | 0 | 0
1 | 7 | 2 | 7 | 1.7931 | 0 | 2.4469 | 0 | 0 | 0 | 0.0012057 | 0.81631 | 0 | 0 | 0.63463 | 0 | 5.6922 | 0 | 0 | 0 | 0 | 0 | 0 | 0 | 0 | 0 | 0 | 0 | 0 | 0 | 0.45131 | 0 | 0.32173 | 8.9784 | 0 | 0 | 0.0525 | 0.88889 | 0 | 0.53816 | 0 | 0 | 11.231 | 0 | 0 | 0 | 0 | 0 | 0 | 0 | 0 | 0 | 0 | 0 | 0 | 0
1 | 7 | 3 | 7 | 1.7931 | 0 | 2.4469 | 0 | 0 | 0 | 0.0012057 | 0.81543 | 0 | 0 | 0.63467 | 0 | 5.6913 | 0 | 0 | 0 | 0 | 0 | 0 | 0 | 0 | 0 | 0 | 0 | 0 | 0 | 0.45131 | 0 | 0.32173 | 9.0539 | 0 | 0 | 0.0525 | 0.88547 | 0 | 0.49641 | 0 | 0 | 11.2613 | 0 | 0 | 0 | 0 | 0 | 0 | 0 | 0 | 0 | 0 | 0 | 0 | 0
1 | 7 | 4 | 7 | 1.7931 | 0 | 2.4469 | 0 | 0 | 0 | 0.0012057 | 0.84896 | 0 | 0 | 0.63465 | 0 | 5.7248 | 0 | 0 | 0 | 0 | 0 | 0 | 0 | 0 | 0 | 0 | 0 | 0 | 0 | 0.45131 | 0 | 0.32173 | 9.3352 | 0 | 0 | 0.0525 | 0.88952 | 0 | 0.35811 | 0 | 0 | 11.4084 | 0 | 0 | 0 | 0 | 0 | 0 | 0 | 0 | 0 | 0 | 0 | 0 | 0
1 | 7 | 5 | 7 | 1.7931 | 0 | 2.4469 | 0 | 0 | 0 | 0.0012057 | 0.88383 | 0 | 0 | 0.63466 | 0 | 5.7597 | 0 | 0 | 0 | 0 | 0 | 0 | 0 | 0 | 0 | 0 | 0 | 0 | 0 | 0.45131 | 0 | 0.32173 | 9.671 | 0 | 0 | 0.0525 | 0.89396 | 0 | 0.16225 | 0 | 0 | 11.5528 | 0 | 0 | 0 | 0 | 0 | 0 | 0 | 0 | 0 | 0 | 0 | 0 | 0
1 | 7 | 6 | 7 | 1.7931 | 0 | 2.4469 | 0 | 0 | 0 | 0.0012057 | 0.89642 | 0 | 0 | 0.63467 | 0 | 5.7723 | 0 | 0 | 0 | 0 | 0 | 0 | 0 | 0 | 0 | 0 | 0 | 0 | 0 | 0.45131 | 0 | 0.32173 | 9.8763 | 0 | 0 | 0.0525 | 0.89482 | 0 | 0.080599 | 0 | 0 | 11.6773 | 0 | 0 | 0 | 0 | 0 | 0 | 0 | 0 | 0 | 0 | 0 | 0 | 0
1 | 7 | 7 | 7 | 1.7931 | 0 | 2.4469 | 0 | 0 | 0 | 0.0012057 | 0.92637 | 0 | 0 | 3.5992 | 0 | 8.7668 | 0 | 0 | 0 | 0 | 0 | 0 | 0 | 0 | 0 | 0 | 0 | 0 | 0 | 0.45131 | 0 | 0.54519 | 10.1122 | 0 | 0 | 0.315 | 0.89506 | 0 | 0.0061127 | 0 | 0 | 12.3249 | 0 | 0 | 0 | 0 | 0 | 0 | 0 | 0 | 0 | 0 | 0 | 0 | 0
1 | 7 | 8 | 7 | 1.7931 | 0 | 2.4469 | 0 | 0 | 0 | 0.0012057 | 1.2762 | 0 | 0 | 5.9708 | 0 | 11.4882 | 0 | 0 | 0 | 0 | 0 | 0 | 0 | 0 | 0 | 0 | 0 | 0 | 0 | 0.45131 | 0 | 0.71279 | 12.637 | 0 | 0 | 0.525 | 0.89438 | 0 | 0.00099706 | 0 | 0 | 15.2214 | 0 | 0 | 0 | 0 | 0 | 0 | 0 | 0 | 0 | 0 | 0 | 0 | 0
1 | 7 | 9 | 7 | 1.7931 | 0 | 13.5789 | 0 | 0 | 0 | 0.0012057 | 1.139 | 0 | 0 | 3.9589 | 0 | 20.4712 | 0 | 0 | 0 | 0 | 0 | 0 | 0 | 0 | 0 | 0 | 0 | 0 | 0 | 0.45131 | 0 | 0.71279 | 11.1453 | 0 | 0 | 0.42 | 0.892 | 0 | 0.00088326 | 0 | 0 | 13.6223 | 0 | 0 | 0 | 0 | 0 | 0 | 0 | 0 | 0 | 0 | 0 | 0 | 0
1 | 7 | 10 | 7 | 1.7931 | 0 | 13.5789 | 0 | 0 | 0 | 0.0012057 | 1.0418 | 0 | 0 | 4.4155 | 0 | 20.8305 | 0 | 0 | 0 | 0 | 0 | 0 | 0 | 0 | 0 | 0 | 0 | 0 | 0 | 0.45131 | 0 | 0.71279 | 10.1055 | 0 | 0 | 0.315 | 0.88332 | 0 | 0.00080002 | 0 | 0 | 12.4687 | 0 | 0 | 0 | 0 | 0 | 0 | 0 | 0 | 0 | 0 | 0 | 0 | 0
1 | 7 | 11 | 7 | 1.7931 | 0 | 13.5789 | 0 | 0 | 0 | 0.0012057 | 0.97423 | 0 | 0 | 3.5991 | 0 | 19.9466 | 0 | 0 | 0 | 0 | 0 | 0 | 0 | 0 | 0 | 0 | 0 | 0 | 0 | 0.45131 | 0 | 0.71279 | 9.4646 | 0 | 0 | 0.315 | 0.8774 | 0 | 0.00074669 | 0 | 0 | 11.8219 | 0 | 0 | 0 | 0 | 0 | 0 | 0 | 0 | 0 | 0 | 0 | 0 | 0
1 | 7 | 12 | 7 | 1.7931 | 0 | 13.5789 | 0 | 0 | 0 | 0.0012057 | 0.94868 | 0 | 0 | 3.9589 | 0 | 20.2808 | 0 | 0 | 0 | 0 | 0 | 0 | 0 | 0 | 0 | 0 | 0 | 0 | 0 | 0.45131 | 0 | 0.54519 | 9.2751 | 0 | 0 | 0.3675 | 0.87994 | 0 | 0.00072923 | 0 | 0 | 11.5197 | 0 | 0 | 0 | 0 | 0 | 0 | 0 | 0 | 0 | 0 | 0 | 0 | 0
1 | 7 | 13 | 7 | 1.7931 | 0 | 8.6313 | 0 | 0 | 0 | 0.0012057 | 1.0025 | 0 | 0 | 3.9589 | 0 | 15.3871 | 0 | 0 | 0 | 0 | 0 | 0 | 0 | 0 | 0 | 0 | 0 | 0 | 0 | 0.45131 | 0 | 0.54519 | 9.664 | 0 | 0 | 0.42 | 0.88153 | 0 | 0.00076455 | 0 | 0 | 11.9627 | 0 | 0 | 0 | 0 | 0 | 0 | 0 | 0 | 0 | 0 | 0 | 0 | 0
1 | 7 | 14 | 7 | 1.7931 | 0 | 13.5789 | 0 | 0 | 0 | 0.0012057 | 0.97474 | 0 | 0 | 3.9589 | 0 | 20.3069 | 0 | 0 | 0 | 0 | 0 | 0 | 0 | 0 | 0 | 0 | 0 | 0 | 0 | 0.45131 | 0 | 0.54519 | 9.6643 | 0 | 0 | 0.3675 | 0.88748 | 0 | 0.07234 | 0 | 0 | 11.9881 | 0 | 0 | 0 | 0 | 0 | 0 | 0 | 0 | 0 | 0 | 0 | 0 | 0
1 | 7 | 15 | 7 | 1.7931 | 0 | 13.5789 | 0 | 0 | 0 | 0.0012057 | 0.99047 | 0 | 0 | 3.9589 | 0 | 20.3226 | 0 | 0 | 0 | 0 | 0 | 0 | 0 | 0 | 0 | 0 | 0 | 0 | 0 | 0.45131 | 0 | 0.54519 | 9.8387 | 0 | 0 | 0.3675 | 0.89281 | 0 | 0.073642 | 0 | 0 | 12.1691 | 0 | 0 | 0 | 0 | 0 | 0 | 0 | 0 | 0 | 0 | 0 | 0 | 0
1 | 7 | 16 | 7 | 1.7931 | 0 | 13.5789 | 0 | 0 | 0 | 0.0012057 | 0.99061 | 0 | 0 | 5.0769 | 0 | 21.4407 | 0 | 0 | 0 | 0 | 0 | 0 | 0 | 0 | 0 | 0 | 0 | 0 | 0 | 0.45131 | 0 | 0.54519 | 9.8649 | 0 | 0 | 0.315 | 0.89291 | 0 | 0.14947 | 0 | 0 | 12.2188 | 0 | 0 | 0 | 0 | 0 | 0 | 0 | 0 | 0 | 0 | 0 | 0 | 0
1 | 7 | 17 | 7 | 1.7931 | 0 | 13.5789 | 0 | 0 | 0 | 0.0012057 | 1.0251 | 0 | 0 | 3.5992 | 0 | 19.9975 | 0 | 0 | 0 | 0 | 0 | 0 | 0 | 0 | 0 | 0 | 0 | 0 | 0 | 0.45131 | 0 | 0.54519 | 10.2323 | 0 | 0 | 0.315 | 0.89829 | 0 | 0.0008015 | 0 | 0 | 12.4429 | 0 | 0 | 0 | 0 | 0 | 0 | 0 | 0 | 0 | 0 | 0 | 0 | 0
1 | 7 | 18 | 7 | 1.7931 | 0 | 13.5789 | 0 | 0 | 0 | 0.0012057 | 1.0648 | 0 | 0 | 5.9708 | 0 | 22.4088 | 0 | 0 | 0 | 0 | 0 | 0 | 0 | 0 | 0 | 0 | 0 | 0 | 0 | 0.45131 | 0 | 0.54519 | 10.7726 | 0 | 0 | 0.525 | 0.90585 | 0 | 0.00084318 | 0 | 0 | 13.2008 | 0 | 0 | 0 | 0 | 0 | 0 | 0 | 0 | 0 | 0 | 0 | 0 | 0
1 | 7 | 19 | 7 | 1.7931 | 0 | 9.8682 | 0 | 0 | 0 | 0.0012057 | 1.1176 | 0 | 0 | 5.9708 | 0 | 18.751 | 0 | 0 | 0 | 0 | 0 | 0 | 0 | 0 | 0 | 0 | 0 | 0 | 0 | 0.45131 | 0 | 0.54519 | 11.2963 | 0 | 0 | 0.525 | 0.90806 | 0 | 0.00088774 | 0 | 0 | 13.7267 | 0 | 0 | 0 | 0 | 0 | 0 | 0 | 0 | 0 | 0 | 0 | 0 | 0
1 | 7 | 20 | 7 | 1.7931 | 0 | 2.4469 | 0 | 0 | 0 | 0.0012057 | 1.2089 | 0 | 0 | 3.959 | 0 | 9.409 | 0 | 0 | 0 | 0 | 0 | 0 | 0 | 0 | 0 | 0 | 0 | 0 | 0 | 0.45131 | 0 | 0.88038 | 12.1534 | 0 | 0 | 0.42 | 0.90556 | 0 | 0.00096574 | 0 | 0 | 14.8117 | 0 | 0 | 0 | 0 | 0 | 0 | 0 | 0 | 0 | 0 | 0 | 0 | 0
1 | 7 | 21 | 7 | 1.7931 | 0 | 2.4469 | 0 | 0 | 0 | 0.0012057 | 1.2617 | 0 | 0 | 3.9589 | 0 | 9.4619 | 0 | 0 | 0 | 0 | 0 | 0 | 0 | 0 | 0 | 0 | 0 | 0 | 0 | 0.45131 | 0 | 1.1038 | 12.7923 | 0 | 0 | 0.3675 | 0.91109 | 0 | 0.0010198 | 0 | 0 | 15.627 | 0 | 0 | 0 | 0 | 0 | 0 | 0 | 0 | 0 | 0 | 0 | 0 | 0
1 | 7 | 22 | 7 | 1.7931 | 0 | 2.4469 | 0 | 0 | 0 | 0.0012057 | 1.2591 | 0 | 0 | 6.412 | 0 | 11.9124 | 0 | 0 | 0 | 0 | 0 | 0 | 0 | 0 | 0 | 0 | 0 | 0 | 0 | 0.45131 | 0 | 1.2156 | 12.8049 | 0 | 0 | 0.4725 | 0.9063 | 0 | 0.0010268 | 0 | 0 | 15.8516 | 0 | 0 | 0 | 0 | 0 | 0 | 0 | 0 | 0 | 0 | 0 | 0 | 0
1 | 7 | 23 | 7 | 1.7931 | 0 | 2.4469 | 0 | 0 | 0 | 0.0012057 | 1.2538 | 0 | 0 | 3.6021 | 0 | 9.0972 | 0 | 0 | 0 | 0 | 0 | 0 | 0 | 0 | 0 | 0 | 0 | 0 | 0 | 0.45131 | 0 | 1.1038 | 12.7732 | 0 | 0 | 0.315 | 0.90621 | 0 | 0.0010306 | 0 | 0 | 15.5506 | 0 | 0 | 0 | 0 | 0 | 0 | 0 | 0 | 0 | 0 | 0 | 0 | 0
1 | 7 | 24 | 7 | 1.7931 | 0 | 2.4469 | 0 | 0 | 0 | 0.0012057 | 0.92978 | 0 | 0 | 0.63463 | 0 | 5.8056 | 0 | 0 | 0 | 0 | 0 | 0 | 0 | 0 | 0 | 0 | 0 | 0 | 0 | 0.45131 | 0 | 0.88038 | 10.6006 | 0 | 0 | 0.0525 | 0.92097 | 0 | 0.00083805 | 0 | 0 | 12.9066 | 0 | 0 | 0 | 0 | 0 | 0 | 0 | 0 | 0 | 0 | 0 | 0 | 0
1 | 8 | 1 | 1 | 1.7931 | 0 | 2.4469 | 0 | 0 | 0 | 0.0012057 | 1.04 | 0 | 0 | 0.63467 | 0 | 5.9159 | 0 | 0 | 0 | 0 | 0 | 0 | 0 | 0 | 0 | 0 | 0 | 0 | 0 | 0.45131 | 0 | 0.54519 | 12.0898 | 0 | 0 | 0.0525 | 0.93803 | 0 | 0.019563 | 0 | 0 | 14.0964 | 0 | 0 | 0 | 0 | 0 | 0 | 0 | 0 | 0 | 0 | 0 | 0 | 0
1 | 8 | 2 | 1 | 1.7931 | 0 | 2.4469 | 0 | 0 | 0 | 0.0012057 | 1.1099 | 0 | 0 | 0.6347 | 0 | 5.9858 | 0 | 0 | 0 | 0 | 0 | 0 | 0 | 0 | 0 | 0 | 0 | 0 | 0 | 0.45131 | 0 | 0.32173 | 12.975 | 0 | 0 | 0.0525 | 0.95385 | 0 | 0.0010469 | 0 | 0 | 14.7555 | 0 | 0 | 0 | 0 | 0 | 0 | 0 | 0 | 0 | 0 | 0 | 0 | 0
1 | 8 | 3 | 1 | 1.7931 | 0 | 2.4469 | 0 | 0 | 0 | 0.0012057 | 1.1564 | 0 | 0 | 0.63474 | 0 | 6.0324 | 0 | 0 | 0 | 0 | 0 | 0 | 0 | 0 | 0 | 0 | 0 | 0 | 0 | 0.45131 | 0 | 0.32173 | 13.5616 | 0 | 0 | 0.0525 | 0.96436 | 0 | 0.023861 | 0 | 0 | 15.3753 | 0 | 0 | 0 | 0 | 0 | 0 | 0 | 0 | 0 | 0 | 0 | 0 | 0
1 | 8 | 4 | 1 | 1.7931 | 0 | 2.4469 | 0 | 0 | 0 | 0.0012057 | 1.1588 | 0 | 0 | 0.63476 | 0 | 6.0348 | 0 | 0 | 0 | 0 | 0 | 0 | 0 | 0 | 0 | 0 | 0 | 0 | 0 | 0.45131 | 0 | 0.32173 | 13.5699 | 0 | 0 | 0.0525 | 0.96083 | 0 | 0.0011078 | 0 | 0 | 15.3574 | 0 | 0 | 0 | 0 | 0 | 0 | 0 | 0 | 0 | 0 | 0 | 0 | 0
1 | 8 | 5 | 1 | 1.7931 | 0 | 2.4469 | 0 | 0 | 0 | 0.0012057 | 1.1682 | 0 | 0 | 0.63475 | 0 | 6.0441 | 0 | 0 | 0 | 0 | 0 | 0 | 0 | 0 | 0 | 0 | 0 | 0 | 0 | 0.45131 | 0 | 0.32173 | 13.6893 | 0 | 0 | 0.0525 | 0.96442 | 0 | 0.0011317 | 0 | 0 | 15.4804 | 0 | 0 | 0 | 0 | 0 | 0 | 0 | 0 | 0 | 0 | 0 | 0 | 0
1 | 8 | 6 | 1 | 1.7931 | 0 | 2.4469 | 0 | 0 | 0 | 0.0012057 | 1.1627 | 0 | 0 | 0.63474 | 0 | 6.0386 | 0 | 0 | 0 | 0 | 0 | 0 | 0 | 0 | 0 | 0 | 0 | 0 | 0 | 0.45131 | 0 | 0.32173 | 13.5435 | 0 | 0 | 0.0525 | 0.95888 | 0 | 0.0011212 | 0 | 0 | 15.329 | 0 | 0 | 0 | 0 | 0 | 0 | 0 | 0 | 0 | 0 | 0 | 0 | 0
1 | 8 | 7 | 1 | 1.7931 | 0 | 2.4469 | 0 | 0 | 0 | 0.0012057 | 1.2094 | 0 | 0 | 3.5992 | 0 | 9.0499 | 0 | 0 | 0 | 0 | 0 | 0 | 0 | 0 | 0 | 0 | 0 | 0 | 0 | 0.45131 | 0 | 0.54519 | 14.0785 | 0 | 0 | 0.315 | 0.96428 | 0 | 0.001165 | 0 | 0 | 16.3554 | 0 | 0 | 0 | 0 | 0 | 0 | 0 | 0 | 0 | 0 | 0 | 0 | 0
1 | 8 | 8 | 1 | 1.7931 | 0 | 2.4469 | 0 | 0 | 0 | 0.0012057 | 1.461 | 0 | 0 | 5.9709 | 0 | 11.6731 | 0 | 0 | 0 | 0 | 0 | 0 | 0 | 0 | 0 | 0 | 0 | 0 | 0 | 0.45131 | 0 | 0.71279 | 16.628 | 0 | 0 | 0.525 | 0.97258 | 0 | 0.29928 | 0 | 0 | 19.5889 | 0 | 0 | 0 | 0 | 0 | 0 | 0 | 0 | 0 | 0 | 0 | 0 | 0
1 | 8 | 9 | 1 | 1.7931 | 0 | 13.5789 | 0 | 0 | 0 | 0.0012057 | 1.3494 | 0 | 0 | 3.959 | 0 | 20.6816 | 0 | 0 | 0 | 0 | 0 | 0 | 0 | 0 | 0 | 0 | 0 | 0 | 0 | 0.45131 | 0 | 0.71279 | 15.1154 | 0 | 0 | 0.42 | 0.96388 | 0 | 0.45138 | 0 | 0 | 18.1148 | 0 | 0 | 0 | 0 | 0 | 0 | 0 | 0 | 0 | 0 | 0 | 0 | 0
1 | 8 | 10 | 1 | 1.7931 | 0 | 13.5789 | 0 | 0 | 0 | 0.0012057 | 1.2719 | 0 | 0 | 4.4157 | 0 | 21.0607 | 0 | 0 | 0 | 0 | 0 | 0 | 0 | 0 | 0 | 0 | 0 | 0 | 0 | 0.45131 | 0 | 0.71279 | 14.1186 | 0 | 0 | 0.315 | 0.95982 | 0 | 0.47228 | 0 | 0 | 17.0298 | 0 | 0 | 0 | 0 | 0 | 0 | 0 | 0 | 0 | 0 | 0 | 0 | 0
1 | 8 | 11 | 1 | 1.7931 | 0 | 13.5789 | 0 | 0 | 0 | 0.0012057 | 1.1964 | 0 | 0 | 3.5993 | 0 | 20.1688 | 0 | 0 | 0 | 0 | 0 | 0 | 0 | 0 | 0 | 0 | 0 | 0 | 0 | 0.45131 | 0 | 0.71279 | 13.1539 | 0 | 0 | 0.315 | 0.94468 | 0 | 0.38723 | 0 | 0 | 15.9649 | 0 | 0 | 0 | 0 | 0 | 0 | 0 | 0 | 0 | 0 | 0 | 0 | 0
1 | 8 | 12 | 1 | 1.7931 | 0 | 13.5789 | 0 | 0 | 0 | 0.0012057 | 1.2771 | 0 | 0 | 3.959 | 0 | 20.6093 | 0 | 0 | 0 | 0 | 0 | 0 | 0 | 0 | 0 | 0 | 0 | 0 | 0 | 0.45131 | 0 | 0.54519 | 14.0192 | 0 | 0 | 0.3675 | 0.95582 | 0 | 0.56388 | 0 | 0 | 16.9029 | 0 | 0 | 0 | 0 | 0 | 0 | 0 | 0 | 0 | 0 | 0 | 0 | 0
1 | 8 | 13 | 1 | 1.7931 | 0 | 8.6313 | 0 | 0 | 0 | 0.0012057 | 1.2869 | 0 | 0 | 3.959 | 0 | 15.6715 | 0 | 0 | 0 | 0 | 0 | 0 | 0 | 0 | 0 | 0 | 0 | 0 | 0 | 0.45131 | 0 | 0.54519 | 14.0352 | 0 | 0 | 0.42 | 0.94808 | 0 | 0.54765 | 0 | 0 | 16.9474 | 0 | 0 | 0 | 0 | 0 | 0 | 0 | 0 | 0 | 0 | 0 | 0 | 0
1 | 8 | 14 | 1 | 1.7931 | 0 | 13.5789 | 0 | 0 | 0 | 0.0012057 | 1.2378 | 0 | 0 | 3.959 | 0 | 20.57 | 0 | 0 | 0 | 0 | 0 | 0 | 0 | 0 | 0 | 0 | 0 | 0 | 0 | 0.45131 | 0 | 0.54519 | 13.5582 | 0 | 0 | 0.3675 | 0.94732 | 0 | 0.46847 | 0 | 0 | 16.338 | 0 | 0 | 0 | 0 | 0 | 0 | 0 | 0 | 0 | 0 | 0 | 0 | 0
1 | 8 | 15 | 1 | 1.7931 | 0 | 13.5789 | 0 | 0 | 0 | 0.0012057 | 1.2606 | 0 | 0 | 3.959 | 0 | 20.5928 | 0 | 0 | 0 | 0 | 0 | 0 | 0 | 0 | 0 | 0 | 0 | 0 | 0 | 0.45131 | 0 | 0.54519 | 13.6021 | 0 | 0 | 0.3675 | 0.94443 | 0 | 0.60123 | 0 | 0 | 16.5118 | 0 | 0 | 0 | 0 | 0 | 0 | 0 | 0 | 0 | 0 | 0 | 0 | 0
1 | 8 | 16 | 1 | 1.7931 | 0 | 13.5789 | 0 | 0 | 0 | 0.0012057 | 1.2221 | 0 | 0 | 5.0773 | 0 | 21.6726 | 0 | 0 | 0 | 0 | 0 | 0 | 0 | 0 | 0 | 0 | 0 | 0 | 0 | 0.45131 | 0 | 0.54519 | 13.0872 | 0 | 0 | 0.315 | 0.93574 | 0 | 0.46118 | 0 | 0 | 15.7956 | 0 | 0 | 0 | 0 | 0 | 0 | 0 | 0 | 0 | 0 | 0 | 0 | 0
1 | 8 | 17 | 1 | 1.7931 | 0 | 13.5789 | 0 | 0 | 0 | 0.0012057 | 1.2642 | 0 | 0 | 3.5993 | 0 | 20.2366 | 0 | 0 | 0 | 0 | 0 | 0 | 0 | 0 | 0 | 0 | 0 | 0 | 0 | 0.45131 | 0 | 0.54519 | 13.4197 | 0 | 0 | 0.315 | 0.94036 | 0 | 0.37082 | 0 | 0 | 16.0424 | 0 | 0 | 0 | 0 | 0 | 0 | 0 | 0 | 0 | 0 | 0 | 0 | 0
1 | 8 | 18 | 1 | 1.7931 | 0 | 13.5789 | 0 | 0 | 0 | 0.0012057 | 1.2796 | 0 | 0 | 5.9709 | 0 | 22.6237 | 0 | 0 | 0 | 0 | 0 | 0 | 0 | 0 | 0 | 0 | 0 | 0 | 0 | 0.45131 | 0 | 0.54519 | 13.7424 | 0 | 0 | 0.525 | 0.94745 | 0 | 0.4787 | 0 | 0 | 16.6901 | 0 | 0 | 0 | 0 | 0 | 0 | 0 | 0 | 0 | 0 | 0 | 0 | 0
1 | 8 | 19 | 1 | 1.7931 | 0 | 9.8682 | 0 | 0 | 0 | 0.0012057 | 1.3002 | 0 | 0 | 5.9709 | 0 | 18.9337 | 0 | 0 | 0 | 0 | 0 | 0 | 0 | 0 | 0 | 0 | 0 | 0 | 0 | 0.45131 | 0 | 0.54519 | 13.9288 | 0 | 0 | 0.525 | 0.94508 | 0 | 0.58535 | 0 | 0 | 16.9807 | 0 | 0 | 0 | 0 | 0 | 0 | 0 | 0 | 0 | 0 | 0 | 0 | 0
1 | 8 | 20 | 1 | 1.7931 | 0 | 2.4469 | 0 | 0 | 0 | 0.0012057 | 1.3762 | 0 | 0 | 3.959 | 0 | 9.5765 | 0 | 0 | 0 | 0 | 0 | 0 | 0 | 0 | 0 | 0 | 0 | 0 | 0 | 0.45131 | 0 | 0.88038 | 14.5852 | 0 | 0 | 0.42 | 0.94316 | 0 | 0.64615 | 0 | 0 | 17.9262 | 0 | 0 | 0 | 0 | 0 | 0 | 0 | 0 | 0 | 0 | 0 | 0 | 0
1 | 8 | 21 | 1 | 1.7931 | 0 | 2.4469 | 0 | 0 | 0 | 0.0012057 | 1.4042 | 0 | 0 | 3.959 | 0 | 9.6044 | 0 | 0 | 0 | 0 | 0 | 0 | 0 | 0 | 0 | 0 | 0 | 0 | 0 | 0.45131 | 0 | 1.1038 | 15.1316 | 0 | 0 | 0.3675 | 0.94623 | 0 | 0.74124 | 0 | 0 | 18.7417 | 0 | 0 | 0 | 0 | 0 | 0 | 0 | 0 | 0 | 0 | 0 | 0 | 0
1 | 8 | 22 | 1 | 1.7931 | 0 | 2.4469 | 0 | 0 | 0 | 0.0012057 | 1.3841 | 0 | 0 | 6.4121 | 0 | 12.0374 | 0 | 0 | 0 | 0 | 0 | 0 | 0 | 0 | 0 | 0 | 0 | 0 | 0 | 0.45131 | 0 | 1.2156 | 14.8764 | 0 | 0 | 0.4725 | 0.93383 | 0 | 0.93548 | 0 | 0 | 18.8851 | 0 | 0 | 0 | 0 | 0 | 0 | 0 | 0 | 0 | 0 | 0 | 0 | 0
1 | 8 | 23 | 1 | 1.7931 | 0 | 2.4469 | 0 | 0 | 0 | 0.0012057 | 1.3973 | 0 | 0 | 3.6024 | 0 | 9.2409 | 0 | 0 | 0 | 0 | 0 | 0 | 0 | 0 | 0 | 0 | 0 | 0 | 0 | 0.45131 | 0 | 1.1038 | 15.1057 | 0 | 0 | 0.315 | 0.94022 | 0 | 1.1493 | 0 | 0 | 19.0653 | 0 | 0 | 0 | 0 | 0 | 0 | 0 | 0 | 0 | 0 | 0 | 0 | 0
1 | 8 | 24 | 1 | 1.7931 | 0 | 2.4469 | 0 | 0 | 0 | 0.0012057 | 1.1711 | 0 | 0 | 0.63475 | 0 | 6.0471 | 0 | 0 | 0 | 0 | 0 | 0 | 0 | 0 | 0 | 0 | 0 | 0 | 0 | 0.45131 | 0 | 0.88038 | 13.6948 | 0 | 0 | 0.0525 | 0.95277 | 0 | 1.1118 | 0 | 0 | 17.1436 | 0 | 0 | 0 | 0 | 0 | 0 | 0 | 0 | 0 | 0 | 0 | 0 | 0
1 | 9 | 1 | 2 | 1.7931 | 0 | 2.4469 | 0 | 0 | 0 | 0.0012057 | 1.2228 | 0 | 0 | 0.63479 | 0 | 6.0988 | 0 | 0 | 0 | 0 | 0 | 0 | 0 | 0 | 0 | 0 | 0 | 0 | 0 | 0.45131 | 0 | 0.54519 | 14.7803 | 0 | 0 | 0.0525 | 0.96687 | 0 | 1.2571 | 0 | 0 | 18.0532 | 0 | 0 | 0 | 0 | 0 | 0 | 0 | 0 | 0 | 0 | 0 | 0 | 0
1 | 9 | 2 | 2 | 1.7931 | 0 | 2.4469 | 0 | 0 | 0 | 0.0012057 | 1.2366 | 0 | 0 | 0.63483 | 0 | 6.1127 | 0 | 0 | 0 | 0 | 0 | 0 | 0 | 0 | 0 | 0 | 0 | 0 | 0 | 0.45131 | 0 | 0.32173 | 15.1235 | 0 | 0 | 0.0525 | 0.97067 | 0 | 1.3528 | 0 | 0 | 18.2725 | 0 | 0 | 0 | 0 | 0 | 0 | 0 | 0 | 0 | 0 | 0 | 0 | 0
1 | 9 | 3 | 2 | 1.7931 | 0 | 2.4469 | 0 | 0 | 0 | 0.0012057 | 1.2514 | 0 | 0 | 0.63484 | 0 | 6.1274 | 0 | 0 | 0 | 0 | 0 | 0 | 0 | 0 | 0 | 0 | 0 | 0 | 0 | 0.45131 | 0 | 0.32173 | 15.2176 | 0 | 0 | 0.0525 | 0.97084 | 0 | 1.3816 | 0 | 0 | 18.3956 | 0 | 0 | 0 | 0 | 0 | 0 | 0 | 0 | 0 | 0 | 0 | 0 | 0
1 | 9 | 4 | 2 | 1.7931 | 0 | 2.4469 | 0 | 0 | 0 | 0.0012057 | 1.2873 | 0 | 0 | 0.63485 | 0 | 6.1634 | 0 | 0 | 0 | 0 | 0 | 0 | 0 | 0 | 0 | 0 | 0 | 0 | 0 | 0.45131 | 0 | 0.32173 | 15.7901 | 0 | 0 | 0.0525 | 0.9814 | 0 | 1.7016 | 0 | 0 | 19.2987 | 0 | 0 | 0 | 0 | 0 | 0 | 0 | 0 | 0 | 0 | 0 | 0 | 0
1 | 9 | 5 | 2 | 1.7931 | 0 | 2.4469 | 0 | 0 | 0 | 0.0012057 | 1.3055 | 0 | 0 | 0.63488 | 0 | 6.1816 | 0 | 0 | 0 | 0 | 0 | 0 | 0 | 0 | 0 | 0 | 0 | 0 | 0 | 0.45131 | 0 | 0.32173 | 16.0583 | 0 | 0 | 0.0525 | 0.98546 | 0 | 1.5343 | 0 | 0 | 19.4036 | 0 | 0 | 0 | 0 | 0 | 0 | 0 | 0 | 0 | 0 | 0 | 0 | 0
1 | 9 | 6 | 2 | 1.7931 | 0 | 2.4469 | 0 | 0 | 0 | 0.0012057 | 1.2845 | 0 | 0 | 0.63489 | 0 | 6.1606 | 0 | 0 | 0 | 0 | 0 | 0 | 0 | 0 | 0 | 0 | 0 | 0 | 0 | 0.45131 | 0 | 0.32173 | 15.6686 | 0 | 0 | 0.0525 | 0.97448 | 0 | 1.5709 | 0 | 0 | 19.0395 | 0 | 0 | 0 | 0 | 0 | 0 | 0 | 0 | 0 | 0 | 0 | 0 | 0
1 | 9 | 7 | 2 | 1.7931 | 0 | 2.4469 | 0 | 0 | 0 | 0.0012057 | 1.2812 | 0 | 0 | 3.5994 | 0 | 9.1218 | 0 | 0 | 0 | 0 | 0 | 0 | 0 | 0 | 0 | 0 | 0 | 0 | 0 | 0.45131 | 0 | 0.54519 | 15.3649 | 0 | 0 | 0.315 | 0.9645 | 0 | 1.4454 | 0 | 0 | 19.0863 | 0 | 0 | 0 | 0 | 0 | 0 | 0 | 0 | 0 | 0 | 0 | 0 | 0
1 | 9 | 8 | 2 | 1.7931 | 0 | 2.4469 | 0 | 0 | 0 | 0.0012057 | 1.4577 | 0 | 0 | 5.971 | 0 | 11.6699 | 0 | 0 | 0 | 0 | 0 | 0 | 0 | 0 | 0 | 0 | 0 | 0 | 0 | 0.45131 | 0 | 0.71279 | 16.7324 | 0 | 0 | 0.525 | 0.95859 | 0 | 1.6856 | 0 | 0 | 21.0657 | 0 | 0 | 0 | 0 | 0 | 0 | 0 | 0 | 0 | 0 | 0 | 0 | 0
1 | 9 | 9 | 2 | 1.7931 | 0 | 13.5789 | 0 | 0 | 0 | 0.0012057 | 1.4087 | 0 | 0 | 3.959 | 0 | 20.7409 | 0 | 0 | 0 | 0 | 0 | 0 | 0 | 0 | 0 | 0 | 0 | 0 | 0 | 0.45131 | 0 | 0.71279 | 15.7478 | 0 | 0 | 0.42 | 0.95196 | 0 | 1.5998 | 0 | 0 | 19.8836 | 0 | 0 | 0 | 0 | 0 | 0 | 0 | 0 | 0 | 0 | 0 | 0 | 0
1 | 9 | 10 | 2 | 1.7931 | 0 | 13.5789 | 0 | 0 | 0 | 0.0012057 | 1.3333 | 0 | 0 | 4.4158 | 0 | 21.1223 | 0 | 0 | 0 | 0 | 0 | 0 | 0 | 0 | 0 | 0 | 0 | 0 | 0 | 0.45131 | 0 | 0.71279 | 14.4935 | 0 | 0 | 0.315 | 0.93461 | 0 | 1.6622 | 0 | 0 | 18.5694 | 0 | 0 | 0 | 0 | 0 | 0 | 0 | 0 | 0 | 0 | 0 | 0 | 0
1 | 9 | 11 | 2 | 1.7931 | 0 | 13.5789 | 0 | 0 | 0 | 0.0012057 | 1.2944 | 0 | 0 | 3.5993 | 0 | 20.2669 | 0 | 0 | 0 | 0 | 0 | 0 | 0 | 0 | 0 | 0 | 0 | 0 | 0 | 0.45131 | 0 | 0.71279 | 13.633 | 0 | 0 | 0.315 | 0.92887 | 0 | 1.4556 | 0 | 0 | 17.4966 | 0 | 0 | 0 | 0 | 0 | 0 | 0 | 0 | 0 | 0 | 0 | 0 | 0
1 | 9 | 12 | 2 | 1.7931 | 0 | 13.5789 | 0 | 0 | 0 | 0.0012057 | 1.2505 | 0 | 0 | 3.959 | 0 | 20.5827 | 0 | 0 | 0 | 0 | 0 | 0 | 0 | 0 | 0 | 0 | 0 | 0 | 0 | 0.45131 | 0 | 0.54519 | 13.1207 | 0 | 0 | 0.3675 | 0.92495 | 0 | 1.4032 | 0 | 0 | 16.8129 | 0 | 0 | 0 | 0 | 0 | 0 | 0 | 0 | 0 | 0 | 0 | 0 | 0
1 | 9 | 13 | 2 | 1.7931 | 0 | 8.6313 | 0 | 0 | 0 | 0.0012057 | 1.2572 | 0 | 0 | 3.959 | 0 | 15.6419 | 0 | 0 | 0 | 0 | 0 | 0 | 0 | 0 | 0 | 0 | 0 | 0 | 0 | 0.45131 | 0 | 0.54519 | 12.9957 | 0 | 0 | 0.42 | 0.91982 | 0 | 1.5487 | 0 | 0 | 16.8807 | 0 | 0 | 0 | 0 | 0 | 0 | 0 | 0 | 0 | 0 | 0 | 0 | 0
1 | 9 | 14 | 2 | 1.7931 | 0 | 13.5789 | 0 | 0 | 0 | 0.0012057 | 1.2094 | 0 | 0 | 3.959 | 0 | 20.5416 | 0 | 0 | 0 | 0 | 0 | 0 | 0 | 0 | 0 | 0 | 0 | 0 | 0 | 0.45131 | 0 | 0.54519 | 12.4762 | 0 | 0 | 0.3675 | 0.91768 | 0 | 1.5349 | 0 | 0 | 16.2927 | 0 | 0 | 0 | 0 | 0 | 0 | 0 | 0 | 0 | 0 | 0 | 0 | 0
1 | 9 | 15 | 2 | 1.7931 | 0 | 13.5789 | 0 | 0 | 0 | 0.0012057 | 1.2007 | 0 | 0 | 3.959 | 0 | 20.5329 | 0 | 0 | 0 | 0 | 0 | 0 | 0 | 0 | 0 | 0 | 0 | 0 | 0 | 0.45131 | 0 | 0.54519 | 12.3114 | 0 | 0 | 0.3675 | 0.91758 | 0 | 1.5185 | 0 | 0 | 16.1115 | 0 | 0 | 0 | 0 | 0 | 0 | 0 | 0 | 0 | 0 | 0 | 0 | 0
1 | 9 | 16 | 2 | 1.7931 | 0 | 13.5789 | 0 | 0 | 0 | 0.0012057 | 1.203 | 0 | 0 | 5.0772 | 0 | 21.6534 | 0 | 0 | 0 | 0 | 0 | 0 | 0 | 0 | 0 | 0 | 0 | 0 | 0 | 0.45131 | 0 | 0.54519 | 12.218 | 0 | 0 | 0.315 | 0.91843 | 0 | 1.5075 | 0 | 0 | 15.9555 | 0 | 0 | 0 | 0 | 0 | 0 | 0 | 0 | 0 | 0 | 0 | 0 | 0
1 | 9 | 17 | 2 | 1.7931 | 0 | 13.5789 | 0 | 0 | 0 | 0.0012057 | 1.2049 | 0 | 0 | 3.5993 | 0 | 20.1773 | 0 | 0 | 0 | 0 | 0 | 0 | 0 | 0 | 0 | 0 | 0 | 0 | 0 | 0.45131 | 0 | 0.54519 | 12.2907 | 0 | 0 | 0.315 | 0.92125 | 0 | 1.597 | 0 | 0 | 16.1205 | 0 | 0 | 0 | 0 | 0 | 0 | 0 | 0 | 0 | 0 | 0 | 0 | 0
1 | 9 | 18 | 2 | 1.7931 | 0 | 13.5789 | 0 | 0 | 0 | 0.0012057 | 1.1949 | 0 | 0 | 5.9709 | 0 | 22.539 | 0 | 0 | 0 | 0 | 0 | 0 | 0 | 0 | 0 | 0 | 0 | 0 | 0 | 0.45131 | 0 | 0.54519 | 12.206 | 0 | 0 | 0.525 | 0.92429 | 0 | 1.6218 | 0 | 0 | 16.2736 | 0 | 0 | 0 | 0 | 0 | 0 | 0 | 0 | 0 | 0 | 0 | 0 | 0
1 | 9 | 19 | 2 | 1.7931 | 0 | 9.8682 | 0 | 0 | 0 | 0.0012057 | 1.2359 | 0 | 0 | 5.9709 | 0 | 18.8693 | 0 | 0 | 0 | 0 | 0 | 0 | 0 | 0 | 0 | 0 | 0 | 0 | 0 | 0.45131 | 0 | 0.54519 | 12.5623 | 0 | 0 | 0.525 | 0.92829 | 0 | 1.5778 | 0 | 0 | 16.5899 | 0 | 0 | 0 | 0 | 0 | 0 | 0 | 0 | 0 | 0 | 0 | 0 | 0
1 | 9 | 20 | 2 | 1.7931 | 0 | 2.4469 | 0 | 0 | 0 | 0.0012057 | 1.2853 | 0 | 0 | 3.959 | 0 | 9.4855 | 0 | 0 | 0 | 0 | 0 | 0 | 0 | 0 | 0 | 0 | 0 | 0 | 0 | 0.45131 | 0 | 0.88038 | 13.0482 | 0 | 0 | 0.42 | 0.9204 | 0 | 1.6176 | 0 | 0 | 17.3379 | 0 | 0 | 0 | 0 | 0 | 0 | 0 | 0 | 0 | 0 | 0 | 0 | 0
1 | 9 | 21 | 2 | 1.7931 | 0 | 2.4469 | 0 | 0 | 0 | 0.0012057 | 1.2634 | 0 | 0 | 3.959 | 0 | 9.4636 | 0 | 0 | 0 | 0 | 0 | 0 | 0 | 0 | 0 | 0 | 0 | 0 | 0 | 0.45131 | 0 | 1.1038 | 12.7795 | 0 | 0 | 0.3675 | 0.90592 | 0 | 1.9839 | 0 | 0 | 17.592 | 0 | 0 | 0 | 0 | 0 | 0 | 0 | 0 | 0 | 0 | 0 | 0 | 0
1 | 9 | 22 | 2 | 1.7931 | 0 | 2.4469 | 0 | 0 | 0 | 0.0012057 | 1.2876 | 0 | 0 | 6.4121 | 0 | 11.9409 | 0 | 0 | 0 | 0 | 0 | 0 | 0 | 0 | 0 | 0 | 0 | 0 | 0 | 0.45131 | 0 | 1.2156 | 12.8489 | 0 | 0 | 0.4725 | 0.91011 | 0 | 1.5437 | 0 | 0 | 17.442 | 0 | 0 | 0 | 0 | 0 | 0 | 0 | 0 | 0 | 0 | 0 | 0 | 0
1 | 9 | 23 | 2 | 1.7931 | 0 | 2.4469 | 0 | 0 | 0 | 0.0012057 | 1.272 | 0 | 0 | 3.6023 | 0 | 9.1155 | 0 | 0 | 0 | 0 | 0 | 0 | 0 | 0 | 0 | 0 | 0 | 0 | 0 | 0.45131 | 0 | 1.1038 | 12.4647 | 0 | 0 | 0.315 | 0.90565 | 0 | 1.4802 | 0 | 0 | 16.7207 | 0 | 0 | 0 | 0 | 0 | 0 | 0 | 0 | 0 | 0 | 0 | 0 | 0
1 | 9 | 24 | 2 | 1.7931 | 0 | 2.4469 | 0 | 0 | 0 | 0.0012057 | 0.95979 | 0 | 0 | 0.63471 | 0 | 5.8357 | 0 | 0 | 0 | 0 | 0 | 0 | 0 | 0 | 0 | 0 | 0 | 0 | 0 | 0.45131 | 0 | 0.88038 | 10.2073 | 0 | 0 | 0.0525 | 0.91441 | 0 | 0.54491 | 0 | 0 | 13.0508 | 0 | 0 | 0 | 0 | 0 | 0 | 0 | 0 | 0 | 0 | 0 | 0 | 0
1 | 10 | 1 | 3 | 1.7931 | 0 | 2.4469 | 0 | 0 | 0 | 0.0012057 | 1.0172 | 0 | 0 | 0.63474 | 0 | 5.8932 | 0 | 0 | 0 | 0 | 0 | 0 | 0 | 0 | 0 | 0 | 0 | 0 | 0 | 0.45131 | 0 | 0.54519 | 10.8706 | 0 | 0 | 0.0525 | 0.91666 | 0 | 0.43378 | 0 | 0 | 13.2701 | 0 | 0 | 0 | 0 | 0 | 0 | 0 | 0 | 0 | 0 | 0 | 0 | 0
1 | 10 | 2 | 3 | 1.7931 | 0 | 2.4469 | 0 | 0 | 0 | 0.0012057 | 1.0675 | 0 | 0 | 0.63476 | 0 | 5.9435 | 0 | 0 | 0 | 0 | 0 | 0 | 0 | 0 | 0 | 0 | 0 | 0 | 0 | 0.45131 | 0 | 0.32173 | 11.6614 | 0 | 0 | 0.0525 | 0.92793 | 0 | 0.70579 | 0 | 0 | 14.1206 | 0 | 0 | 0 | 0 | 0 | 0 | 0 | 0 | 0 | 0 | 0 | 0 | 0
1 | 10 | 3 | 3 | 1.7931 | 0 | 2.4469 | 0 | 0 | 0 | 0.0012057 | 1.0842 | 0 | 0 | 0.63479 | 0 | 5.9602 | 0 | 0 | 0 | 0 | 0 | 0 | 0 | 0 | 0 | 0 | 0 | 0 | 0 | 0.45131 | 0 | 0.32173 | 11.8908 | 0 | 0 | 0.0525 | 0.9297 | 0 | 1.0344 | 0 | 0 | 14.6804 | 0 | 0 | 0 | 0 | 0 | 0 | 0 | 0 | 0 | 0 | 0 | 0 | 0
1 | 10 | 4 | 3 | 1.7931 | 0 | 2.4469 | 0 | 0 | 0 | 0.0012057 | 1.1383 | 0 | 0 | 0.6348 | 0 | 6.0144 | 0 | 0 | 0 | 0 | 0 | 0 | 0 | 0 | 0 | 0 | 0 | 0 | 0 | 0.45131 | 0 | 0.32173 | 12.5209 | 0 | 0 | 0.0525 | 0.94231 | 0 | 1.0879 | 0 | 0 | 15.3767 | 0 | 0 | 0 | 0 | 0 | 0 | 0 | 0 | 0 | 0 | 0 | 0 | 0
1 | 10 | 5 | 3 | 1.7931 | 0 | 2.4469 | 0 | 0 | 0 | 0.0012057 | 1.1248 | 0 | 0 | 0.63483 | 0 | 6.0009 | 0 | 0 | 0 | 0 | 0 | 0 | 0 | 0 | 0 | 0 | 0 | 0 | 0 | 0.45131 | 0 | 0.32173 | 12.5512 | 0 | 0 | 0.0525 | 0.93701 | 0 | 1.0026 | 0 | 0 | 15.3164 | 0 | 0 | 0 | 0 | 0 | 0 | 0 | 0 | 0 | 0 | 0 | 0 | 0
1 | 10 | 6 | 3 | 1.7931 | 0 | 2.4469 | 0 | 0 | 0 | 0.0012057 | 1.1268 | 0 | 0 | 0.63481 | 0 | 6.0028 | 0 | 0 | 0 | 0 | 0 | 0 | 0 | 0 | 0 | 0 | 0 | 0 | 0 | 0.45131 | 0 | 0.32173 | 12.5405 | 0 | 0 | 0.0525 | 0.93662 | 0 | 1.0025 | 0 | 0 | 15.3051 | 0 | 0 | 0 | 0 | 0 | 0 | 0 | 0 | 0 | 0 | 0 | 0 | 0
1 | 10 | 7 | 3 | 1.7931 | 0 | 2.4469 | 0 | 0 | 0 | 0.0012057 | 1.1705 | 0 | 0 | 3.5993 | 0 | 9.011 | 0 | 0 | 0 | 0 | 0 | 0 | 0 | 0 | 0 | 0 | 0 | 0 | 0 | 0.45131 | 0 | 0.54519 | 12.9346 | 0 | 0 | 0.315 | 0.94075 | 0 | 0.77802 | 0 | 0 | 15.9649 | 0 | 0 | 0 | 0 | 0 | 0 | 0 | 0 | 0 | 0 | 0 | 0 | 0
1 | 10 | 8 | 3 | 1.7931 | 0 | 2.4469 | 0 | 0 | 0 | 0.0012057 | 1.3963 | 0 | 0 | 5.9709 | 0 | 11.6085 | 0 | 0 | 0 | 0 | 0 | 0 | 0 | 0 | 0 | 0 | 0 | 0 | 0 | 0.45131 | 0 | 0.71279 | 14.4318 | 0 | 0 | 0.525 | 0.93078 | 0 | 0.88438 | 0 | 0 | 17.936 | 0 | 0 | 0 | 0 | 0 | 0 | 0 | 0 | 0 | 0 | 0 | 0 | 0
1 | 10 | 9 | 3 | 1.7931 | 0 | 13.5789 | 0 | 0 | 0 | 0.0012057 | 1.2225 | 0 | 0 | 3.959 | 0 | 20.5547 | 0 | 0 | 0 | 0 | 0 | 0 | 0 | 0 | 0 | 0 | 0 | 0 | 0 | 0.45131 | 0 | 0.71279 | 12.2948 | 0 | 0 | 0.42 | 0.92082 | 0 | 0.68544 | 0 | 0 | 15.4851 | 0 | 0 | 0 | 0 | 0 | 0 | 0 | 0 | 0 | 0 | 0 | 0 | 0
1 | 10 | 10 | 3 | 1.7931 | 0 | 13.5789 | 0 | 0 | 0 | 0.0012057 | 1.1257 | 0 | 0 | 4.4157 | 0 | 20.9146 | 0 | 0 | 0 | 0 | 0 | 0 | 0 | 0 | 0 | 0 | 0 | 0 | 0 | 0.45131 | 0 | 0.71279 | 11.1492 | 0 | 0 | 0.315 | 0.91829 | 0 | 0.55769 | 0 | 0 | 14.1042 | 0 | 0 | 0 | 0 | 0 | 0 | 0 | 0 | 0 | 0 | 0 | 0 | 0
1 | 10 | 11 | 3 | 1.7931 | 0 | 13.5789 | 0 | 0 | 0 | 0.0012057 | 1.0846 | 0 | 0 | 3.5993 | 0 | 20.0571 | 0 | 0 | 0 | 0 | 0 | 0 | 0 | 0 | 0 | 0 | 0 | 0 | 0 | 0.45131 | 0 | 0.71279 | 10.6471 | 0 | 0 | 0.315 | 0.91157 | 0 | 0.37695 | 0 | 0 | 13.4147 | 0 | 0 | 0 | 0 | 0 | 0 | 0 | 0 | 0 | 0 | 0 | 0 | 0
1 | 10 | 12 | 3 | 1.7931 | 0 | 13.5789 | 0 | 0 | 0 | 0.0012057 | 0.98185 | 0 | 0 | 3.959 | 0 | 20.3141 | 0 | 0 | 0 | 0 | 0 | 0 | 0 | 0 | 0 | 0 | 0 | 0 | 0 | 0.45131 | 0 | 0.54519 | 9.8135 | 0 | 0 | 0.3675 | 0.90598 | 0 | 0.34413 | 0 | 0 | 12.4277 | 0 | 0 | 0 | 0 | 0 | 0 | 0 | 0 | 0 | 0 | 0 | 0 | 0
1 | 10 | 13 | 3 | 1.7931 | 0 | 8.6313 | 0 | 0 | 0 | 0.0012057 | 1.0435 | 0 | 0 | 3.959 | 0 | 15.4282 | 0 | 0 | 0 | 0 | 0 | 0 | 0 | 0 | 0 | 0 | 0 | 0 | 0 | 0.45131 | 0 | 0.54519 | 10.1501 | 0 | 0 | 0.42 | 0.90969 | 0 | 0.35389 | 0 | 0 | 12.8302 | 0 | 0 | 0 | 0 | 0 | 0 | 0 | 0 | 0 | 0 | 0 | 0 | 0
1 | 10 | 14 | 3 | 1.7931 | 0 | 13.5789 | 0 | 0 | 0 | 0.0012057 | 0.84326 | 0 | 0 | 3.959 | 0 | 20.1755 | 0 | 0 | 0 | 0 | 0 | 0 | 0 | 0 | 0 | 0 | 0 | 0 | 0 | 0.45131 | 0 | 0.54519 | 8.7662 | 0 | 0 | 0.3675 | 0.90238 | 0 | 0.23763 | 0 | 0 | 11.2703 | 0 | 0 | 0 | 0 | 0 | 0 | 0 | 0 | 0 | 0 | 0 | 0 | 0
1 | 10 | 15 | 3 | 1.7931 | 0 | 13.5789 | 0 | 0 | 0 | 0.0012057 | 0.75354 | 0 | 0 | 3.959 | 0 | 20.0857 | 0 | 0 | 0 | 0 | 0 | 0 | 0 | 0 | 0 | 0 | 0 | 0 | 0 | 0.45131 | 0 | 0.54519 | 8.1974 | 0 | 0 | 0.3675 | 0.90832 | 0 | 0.15783 | 0 | 0 | 10.6275 | 0 | 0 | 0 | 0 | 0 | 0 | 0 | 0 | 0 | 0 | 0 | 0 | 0
1 | 10 | 16 | 3 | 1.7931 | 0 | 13.5789 | 0 | 0 | 0 | 0.0012057 | 0.86841 | 0 | 0 | 5.0773 | 0 | 21.3189 | 0 | 0 | 0 | 0 | 0 | 0 | 0 | 0 | 0 | 0 | 0 | 0 | 0 | 0.45131 | 0 | 0.54519 | 8.9059 | 0 | 0 | 0.315 | 0.91131 | 0 | 0.00069248 | 0 | 0 | 11.1294 | 0 | 0 | 0 | 0 | 0 | 0 | 0 | 0 | 0 | 0 | 0 | 0 | 0
1 | 10 | 17 | 3 | 1.7931 | 0 | 13.5789 | 0 | 0 | 0 | 0.0012057 | 0.96047 | 0 | 0 | 3.5993 | 0 | 19.933 | 0 | 0 | 0 | 0 | 0 | 0 | 0 | 0 | 0 | 0 | 0 | 0 | 0 | 0.45131 | 0 | 0.54519 | 9.4886 | 0 | 0 | 0.315 | 0.90879 | 0 | 0.00075258 | 0 | 0 | 11.7097 | 0 | 0 | 0 | 0 | 0 | 0 | 0 | 0 | 0 | 0 | 0 | 0 | 0
1 | 10 | 18 | 3 | 1.7931 | 0 | 13.5789 | 0 | 0 | 0 | 0.0012057 | 1.0293 | 0 | 0 | 5.9709 | 0 | 22.3735 | 0 | 0 | 0 | 0 | 0 | 0 | 0 | 0 | 0 | 0 | 0 | 0 | 0 | 0.45131 | 0 | 0.54519 | 10.4032 | 0 | 0 | 0.525 | 0.91662 | 0 | 0.10525 | 0 | 0 | 12.9466 | 0 | 0 | 0 | 0 | 0 | 0 | 0 | 0 | 0 | 0 | 0 | 0 | 0
1 | 10 | 19 | 3 | 1.7931 | 0 | 9.8682 | 0 | 0 | 0 | 0.0012057 | 1.093 | 0 | 0 | 5.9709 | 0 | 18.7265 | 0 | 0 | 0 | 0 | 0 | 0 | 0 | 0 | 0 | 0 | 0 | 0 | 0 | 0.45131 | 0 | 0.54519 | 11.0121 | 0 | 0 | 0.525 | 0.9175 | 0 | 0.018632 | 0 | 0 | 13.4697 | 0 | 0 | 0 | 0 | 0 | 0 | 0 | 0 | 0 | 0 | 0 | 0 | 0
1 | 10 | 20 | 3 | 1.7931 | 0 | 2.4469 | 0 | 0 | 0 | 0.0012057 | 1.1654 | 0 | 0 | 3.959 | 0 | 9.3656 | 0 | 0 | 0 | 0 | 0 | 0 | 0 | 0 | 0 | 0 | 0 | 0 | 0 | 0.45131 | 0 | 0.88038 | 11.677 | 0 | 0 | 0.42 | 0.9073 | 0 | 0.3392 | 0 | 0 | 14.6752 | 0 | 0 | 0 | 0 | 0 | 0 | 0 | 0 | 0 | 0 | 0 | 0 | 0
1 | 10 | 21 | 3 | 1.7931 | 0 | 2.4469 | 0 | 0 | 0 | 0.0012057 | 1.2026 | 0 | 0 | 3.959 | 0 | 9.4028 | 0 | 0 | 0 | 0 | 0 | 0 | 0 | 0 | 0 | 0 | 0 | 0 | 0 | 0.45131 | 0 | 1.1038 | 12.1064 | 0 | 0 | 0.3675 | 0.90749 | 0 | 0.026337 | 0 | 0 | 14.9629 | 0 | 0 | 0 | 0 | 0 | 0 | 0 | 0 | 0 | 0 | 0 | 0 | 0
1 | 10 | 22 | 3 | 1.7931 | 0 | 2.4469 | 0 | 0 | 0 | 0.0012057 | 1.2381 | 0 | 0 | 6.4121 | 0 | 11.8913 | 0 | 0 | 0 | 0 | 0 | 0 | 0 | 0 | 0 | 0 | 0 | 0 | 0 | 0.45131 | 0 | 1.2156 | 12.5679 | 0 | 0 | 0.4725 | 0.91324 | 0 | 0.00098906 | 0 | 0 | 15.6215 | 0 | 0 | 0 | 0 | 0 | 0 | 0 | 0 | 0 | 0 | 0 | 0 | 0
1 | 10 | 23 | 3 | 1.7931 | 0 | 2.4469 | 0 | 0 | 0 | 0.0012057 | 1.2356 | 0 | 0 | 3.6023 | 0 | 9.0792 | 0 | 0 | 0 | 0 | 0 | 0 | 0 | 0 | 0 | 0 | 0 | 0 | 0 | 0.45131 | 0 | 1.1038 | 12.6968 | 0 | 0 | 0.315 | 0.91391 | 0 | 0.0010004 | 0 | 0 | 15.4819 | 0 | 0 | 0 | 0 | 0 | 0 | 0 | 0 | 0 | 0 | 0 | 0 | 0
1 | 10 | 24 | 3 | 1.7931 | 0 | 2.4469 | 0 | 0 | 0 | 0.0012057 | 0.87051 | 0 | 0 | 0.63472 | 0 | 5.7465 | 0 | 0 | 0 | 0 | 0 | 0 | 0 | 0 | 0 | 0 | 0 | 0 | 0 | 0.45131 | 0 | 0.88038 | 10.2127 | 0 | 0 | 0.0525 | 0.92067 | 0 | 0.00078109 | 0 | 0 | 12.5183 | 0 | 0 | 0 | 0 | 0 | 0 | 0 | 0 | 0 | 0 | 0 | 0 | 0
1 | 11 | 1 | 4 | 1.7931 | 0 | 2.4469 | 0 | 0 | 0 | 0.0012057 | 0.99446 | 0 | 0 | 0.63473 | 0 | 5.8704 | 0 | 0 | 0 | 0 | 0 | 0 | 0 | 0 | 0 | 0 | 0 | 0 | 0 | 0.45131 | 0 | 0.54519 | 11.7483 | 0 | 0 | 0.0525 | 0.9363 | 0 | 0.00090929 | 0 | 0 | 13.7345 | 0 | 0 | 0 | 0 | 0 | 0 | 0 | 0 | 0 | 0 | 0 | 0 | 0
1 | 11 | 2 | 4 | 1.7931 | 0 | 2.4469 | 0 | 0 | 0 | 0.0012057 | 1.0501 | 0 | 0 | 0.63477 | 0 | 5.9261 | 0 | 0 | 0 | 0 | 0 | 0 | 0 | 0 | 0 | 0 | 0 | 0 | 0 | 0.45131 | 0 | 0.32173 | 12.5054 | 0 | 0 | 0.0525 | 0.94906 | 0 | 0.00097523 | 0 | 0 | 14.281 | 0 | 0 | 0 | 0 | 0 | 0 | 0 | 0 | 0 | 0 | 0 | 0 | 0
1 | 11 | 3 | 4 | 1.7931 | 0 | 2.4469 | 0 | 0 | 0 | 0.0012057 | 1.0538 | 0 | 0 | 0.63479 | 0 | 5.9298 | 0 | 0 | 0 | 0 | 0 | 0 | 0 | 0 | 0 | 0 | 0 | 0 | 0 | 0.45131 | 0 | 0.32173 | 12.505 | 0 | 0 | 0.0525 | 0.94454 | 0 | 0.00097701 | 0 | 0 | 14.2761 | 0 | 0 | 0 | 0 | 0 | 0 | 0 | 0 | 0 | 0 | 0 | 0 | 0
1 | 11 | 4 | 4 | 1.7931 | 0 | 2.4469 | 0 | 0 | 0 | 0.0012057 | 1.0876 | 0 | 0 | 0.63478 | 0 | 5.9636 | 0 | 0 | 0 | 0 | 0 | 0 | 0 | 0 | 0 | 0 | 0 | 0 | 0 | 0.45131 | 0 | 0.32173 | 12.8992 | 0 | 0 | 0.0525 | 0.9528 | 0 | 0.0010164 | 0 | 0 | 14.6785 | 0 | 0 | 0 | 0 | 0 | 0 | 0 | 0 | 0 | 0 | 0 | 0 | 0
1 | 11 | 5 | 4 | 1.7931 | 0 | 2.4469 | 0 | 0 | 0 | 0.0012057 | 1.1223 | 0 | 0 | 0.63479 | 0 | 5.9983 | 0 | 0 | 0 | 0 | 0 | 0 | 0 | 0 | 0 | 0 | 0 | 0 | 0 | 0.45131 | 0 | 0.32173 | 13.3192 | 0 | 0 | 0.0525 | 0.95978 | 0 | 0.0010595 | 0 | 0 | 15.1056 | 0 | 0 | 0 | 0 | 0 | 0 | 0 | 0 | 0 | 0 | 0 | 0 | 0
1 | 11 | 6 | 4 | 1.7931 | 0 | 2.4469 | 0 | 0 | 0 | 0.0012057 | 1.1279 | 0 | 0 | 0.6348 | 0 | 6.0039 | 0 | 0 | 0 | 0 | 0 | 0 | 0 | 0 | 0 | 0 | 0 | 0 | 0 | 0.45131 | 0 | 0.32173 | 13.3739 | 0 | 0 | 0.0525 | 0.95814 | 0 | 0.0010647 | 0 | 0 | 15.1586 | 0 | 0 | 0 | 0 | 0 | 0 | 0 | 0 | 0 | 0 | 0 | 0 | 0
1 | 11 | 7 | 4 | 1.7931 | 0 | 2.4469 | 0 | 0 | 0 | 0.0012057 | 1.1613 | 0 | 0 | 3.5993 | 0 | 9.0018 | 0 | 0 | 0 | 0 | 0 | 0 | 0 | 0 | 0 | 0 | 0 | 0 | 0 | 0.45131 | 0 | 0.54519 | 13.6513 | 0 | 0 | 0.315 | 0.95658 | 0 | 0.0010886 | 0 | 0 | 15.9205 | 0 | 0 | 0 | 0 | 0 | 0 | 0 | 0 | 0 | 0 | 0 | 0 | 0
1 | 11 | 8 | 4 | 1.7931 | 0 | 2.4469 | 0 | 0 | 0 | 0.0012057 | 1.4219 | 0 | 0 | 5.9709 | 0 | 11.6341 | 0 | 0 | 0 | 0 | 0 | 0 | 0 | 0 | 0 | 0 | 0 | 0 | 0 | 0.45131 | 0 | 0.71279 | 15.8367 | 0 | 0 | 0.525 | 0.95516 | 0 | 0.0012598 | 0 | 0 | 18.4822 | 0 | 0 | 0 | 0 | 0 | 0 | 0 | 0 | 0 | 0 | 0 | 0 | 0
1 | 11 | 9 | 4 | 1.7931 | 0 | 13.5789 | 0 | 0 | 0 | 0.0012057 | 1.3545 | 0 | 0 | 3.959 | 0 | 20.6867 | 0 | 0 | 0 | 0 | 0 | 0 | 0 | 0 | 0 | 0 | 0 | 0 | 0 | 0.45131 | 0 | 0.71279 | 14.8903 | 0 | 0 | 0.42 | 0.95599 | 0 | 0.0011868 | 0 | 0 | 17.4316 | 0 | 0 | 0 | 0 | 0 | 0 | 0 | 0 | 0 | 0 | 0 | 0 | 0
1 | 11 | 10 | 4 | 1.7931 | 0 | 13.5789 | 0 | 0 | 0 | 0.0012057 | 1.3109 | 0 | 0 | 4.4157 | 0 | 21.0998 | 0 | 0 | 0 | 0 | 0 | 0 | 0 | 0 | 0 | 0 | 0 | 0 | 0 | 0.45131 | 0 | 0.71279 | 14.2661 | 0 | 0 | 0.315 | 0.95491 | 0 | 0.0011482 | 0 | 0 | 16.7012 | 0 | 0 | 0 | 0 | 0 | 0 | 0 | 0 | 0 | 0 | 0 | 0 | 0
1 | 11 | 11 | 4 | 1.7931 | 0 | 13.5789 | 0 | 0 | 0 | 0.0012057 | 1.3177 | 0 | 0 | 3.5993 | 0 | 20.2902 | 0 | 0 | 0 | 0 | 0 | 0 | 0 | 0 | 0 | 0 | 0 | 0 | 0 | 0.45131 | 0 | 0.71279 | 14.6664 | 0 | 0 | 0.315 | 0.96667 | 0 | 0.86057 | 0 | 0 | 17.9727 | 0 | 0 | 0 | 0 | 0 | 0 | 0 | 0 | 0 | 0 | 0 | 0 | 0
1 | 11 | 12 | 4 | 1.7931 | 0 | 13.5789 | 0 | 0 | 0 | 0.0012057 | 1.2608 | 0 | 0 | 3.959 | 0 | 20.593 | 0 | 0 | 0 | 0 | 0 | 0 | 0 | 0 | 0 | 0 | 0 | 0 | 0 | 0.45131 | 0 | 0.54519 | 13.871 | 0 | 0 | 0.3675 | 0.95685 | 0 | 0.82662 | 0 | 0 | 17.0185 | 0 | 0 | 0 | 0 | 0 | 0 | 0 | 0 | 0 | 0 | 0 | 0 | 0
1 | 11 | 13 | 4 | 1.7931 | 0 | 8.6313 | 0 | 0 | 0 | 0.0012057 | 1.3344 | 0 | 0 | 3.959 | 0 | 15.7191 | 0 | 0 | 0 | 0 | 0 | 0 | 0 | 0 | 0 | 0 | 0 | 0 | 0 | 0.45131 | 0 | 0.54519 | 14.7034 | 0 | 0 | 0.42 | 0.96648 | 0 | 0.97042 | 0 | 0 | 18.0568 | 0 | 0 | 0 | 0 | 0 | 0 | 0 | 0 | 0 | 0 | 0 | 0 | 0
1 | 11 | 14 | 4 | 1.7931 | 0 | 13.5789 | 0 | 0 | 0 | 0.0012057 | 1.3225 | 0 | 0 | 3.959 | 0 | 20.6547 | 0 | 0 | 0 | 0 | 0 | 0 | 0 | 0 | 0 | 0 | 0 | 0 | 0 | 0.45131 | 0 | 0.54519 | 14.8441 | 0 | 0 | 0.3675 | 0.97081 | 0 | 1.1532 | 0 | 0 | 18.3321 | 0 | 0 | 0 | 0 | 0 | 0 | 0 | 0 | 0 | 0 | 0 | 0 | 0
1 | 11 | 15 | 4 | 1.7931 | 0 | 13.5789 | 0 | 0 | 0 | 0.0012057 | 1.3447 | 0 | 0 | 3.959 | 0 | 20.6769 | 0 | 0 | 0 | 0 | 0 | 0 | 0 | 0 | 0 | 0 | 0 | 0 | 0 | 0.45131 | 0 | 0.54519 | 15.112 | 0 | 0 | 0.3675 | 0.97793 | 0 | 1.3149 | 0 | 0 | 18.7687 | 0 | 0 | 0 | 0 | 0 | 0 | 0 | 0 | 0 | 0 | 0 | 0 | 0
1 | 11 | 16 | 4 | 1.7931 | 0 | 13.5789 | 0 | 0 | 0 | 0.0012057 | 1.323 | 0 | 0 | 5.0774 | 0 | 21.7736 | 0 | 0 | 0 | 0 | 0 | 0 | 0 | 0 | 0 | 0 | 0 | 0 | 0 | 0.45131 | 0 | 0.54519 | 14.7439 | 0 | 0 | 0.315 | 0.96315 | 0 | 1.2766 | 0 | 0 | 18.2952 | 0 | 0 | 0 | 0 | 0 | 0 | 0 | 0 | 0 | 0 | 0 | 0 | 0
1 | 11 | 17 | 4 | 1.7931 | 0 | 13.5789 | 0 | 0 | 0 | 0.0012057 | 1.313 | 0 | 0 | 3.5993 | 0 | 20.2856 | 0 | 0 | 0 | 0 | 0 | 0 | 0 | 0 | 0 | 0 | 0 | 0 | 0 | 0.45131 | 0 | 0.54519 | 14.5018 | 0 | 0 | 0.315 | 0.95784 | 0 | 1.3077 | 0 | 0 | 18.0788 | 0 | 0 | 0 | 0 | 0 | 0 | 0 | 0 | 0 | 0 | 0 | 0 | 0
1 | 11 | 18 | 4 | 1.7931 | 0 | 13.5789 | 0 | 0 | 0 | 0.0012057 | 1.2815 | 0 | 0 | 5.971 | 0 | 22.6256 | 0 | 0 | 0 | 0 | 0 | 0 | 0 | 0 | 0 | 0 | 0 | 0 | 0 | 0.45131 | 0 | 0.54519 | 14.0616 | 0 | 0 | 0.525 | 0.95094 | 0 | 1.2992 | 0 | 0 | 17.8332 | 0 | 0 | 0 | 0 | 0 | 0 | 0 | 0 | 0 | 0 | 0 | 0 | 0
1 | 11 | 19 | 4 | 1.7931 | 0 | 9.8682 | 0 | 0 | 0 | 0.0012057 | 1.2914 | 0 | 0 | 5.9709 | 0 | 18.9249 | 0 | 0 | 0 | 0 | 0 | 0 | 0 | 0 | 0 | 0 | 0 | 0 | 0 | 0.45131 | 0 | 0.54519 | 13.9881 | 0 | 0 | 0.525 | 0.94572 | 0 | 1.496 | 0 | 0 | 17.9514 | 0 | 0 | 0 | 0 | 0 | 0 | 0 | 0 | 0 | 0 | 0 | 0 | 0
1 | 11 | 20 | 4 | 1.7931 | 0 | 2.4469 | 0 | 0 | 0 | 0.0012057 | 1.3692 | 0 | 0 | 3.959 | 0 | 9.5695 | 0 | 0 | 0 | 0 | 0 | 0 | 0 | 0 | 0 | 0 | 0 | 0 | 0 | 0.45131 | 0 | 0.88038 | 14.7469 | 0 | 0 | 0.42 | 0.94709 | 0 | 1.5455 | 0 | 0 | 18.9912 | 0 | 0 | 0 | 0 | 0 | 0 | 0 | 0 | 0 | 0 | 0 | 0 | 0
1 | 11 | 21 | 4 | 1.7931 | 0 | 2.4469 | 0 | 0 | 0 | 0.0012057 | 1.3497 | 0 | 0 | 3.959 | 0 | 9.55 | 0 | 0 | 0 | 0 | 0 | 0 | 0 | 0 | 0 | 0 | 0 | 0 | 0 | 0.45131 | 0 | 1.1038 | 14.4043 | 0 | 0 | 0.3675 | 0.92941 | 0 | 1.8255 | 0 | 0 | 19.0819 | 0 | 0 | 0 | 0 | 0 | 0 | 0 | 0 | 0 | 0 | 0 | 0 | 0
1 | 11 | 22 | 4 | 1.7931 | 0 | 2.4469 | 0 | 0 | 0 | 0.0012057 | 1.3466 | 0 | 0 | 6.4121 | 0 | 11.9999 | 0 | 0 | 0 | 0 | 0 | 0 | 0 | 0 | 0 | 0 | 0 | 0 | 0 | 0.45131 | 0 | 1.2156 | 14.1831 | 0 | 0 | 0.4725 | 0.92439 | 0 | 1.8 | 0 | 0 | 19.0468 | 0 | 0 | 0 | 0 | 0 | 0 | 0 | 0 | 0 | 0 | 0 | 0 | 0
1 | 11 | 23 | 4 | 1.7931 | 0 | 2.4469 | 0 | 0 | 0 | 0.0012057 | 1.3454 | 0 | 0 | 3.6024 | 0 | 9.189 | 0 | 0 | 0 | 0 | 0 | 0 | 0 | 0 | 0 | 0 | 0 | 0 | 0 | 0.45131 | 0 | 1.1038 | 13.9589 | 0 | 0 | 0.315 | 0.92435 | 0 | 1.6545 | 0 | 0 | 18.4079 | 0 | 0 | 0 | 0 | 0 | 0 | 0 | 0 | 0 | 0 | 0 | 0 | 0
1 | 11 | 24 | 4 | 1.7931 | 0 | 2.4469 | 0 | 0 | 0 | 0.0012057 | 1.0462 | 0 | 0 | 0.63474 | 0 | 5.9222 | 0 | 0 | 0 | 0 | 0 | 0 | 0 | 0 | 0 | 0 | 0 | 0 | 0 | 0.45131 | 0 | 0.88038 | 11.7388 | 0 | 0 | 0.0525 | 0.92565 | 0 | 1.6435 | 0 | 0 | 15.6921 | 0 | 0 | 0 | 0 | 0 | 0 | 0 | 0 | 0 | 0 | 0 | 0 | 0
1 | 12 | 1 | 5 | 1.7931 | 0 | 2.4469 | 0 | 0 | 0 | 0.0012057 | 1.13 | 0 | 0 | 0.63475 | 0 | 6.006 | 0 | 0 | 0 | 0 | 0 | 0 | 0 | 0 | 0 | 0 | 0 | 0 | 0 | 0.45131 | 0 | 0.54519 | 12.7828 | 0 | 0 | 0.0525 | 0.93906 | 0 | 1.7936 | 0 | 0 | 16.5645 | 0 | 0 | 0 | 0 | 0 | 0 | 0 | 0 | 0 | 0 | 0 | 0 | 0
1 | 12 | 2 | 5 | 1.7931 | 0 | 2.4469 | 0 | 0 | 0 | 0.0012057 | 1.1759 | 0 | 0 | 0.63479 | 0 | 6.0519 | 0 | 0 | 0 | 0 | 0 | 0 | 0 | 0 | 0 | 0 | 0 | 0 | 0 | 0.45131 | 0 | 0.32173 | 13.4245 | 0 | 0 | 0.0525 | 0.95075 | 0 | 1.9454 | 0 | 0 | 17.1463 | 0 | 0 | 0 | 0 | 0 | 0 | 0 | 0 | 0 | 0 | 0 | 0 | 0
1 | 12 | 3 | 5 | 1.7931 | 0 | 2.4469 | 0 | 0 | 0 | 0.0012057 | 1.1623 | 0 | 0 | 0.63483 | 0 | 6.0383 | 0 | 0 | 0 | 0 | 0 | 0 | 0 | 0 | 0 | 0 | 0 | 0 | 0 | 0.45131 | 0 | 0.32173 | 12.9322 | 0 | 0 | 0.0525 | 0.94223 | 0 | 1.6902 | 0 | 0 | 16.3901 | 0 | 0 | 0 | 0 | 0 | 0 | 0 | 0 | 0 | 0 | 0 | 0 | 0
1 | 12 | 4 | 5 | 1.7931 | 0 | 2.4469 | 0 | 0 | 0 | 0.0012057 | 1.1677 | 0 | 0 | 0.63482 | 0 | 6.0438 | 0 | 0 | 0 | 0 | 0 | 0 | 0 | 0 | 0 | 0 | 0 | 0 | 0 | 0.45131 | 0 | 0.32173 | 12.8599 | 0 | 0 | 0.0525 | 0.94275 | 0 | 1.7708 | 0 | 0 | 16.399 | 0 | 0 | 0 | 0 | 0 | 0 | 0 | 0 | 0 | 0 | 0 | 0 | 0
1 | 12 | 5 | 5 | 1.7931 | 0 | 2.4469 | 0 | 0 | 0 | 0.0012057 | 1.2265 | 0 | 0 | 0.63483 | 0 | 6.1026 | 0 | 0 | 0 | 0 | 0 | 0 | 0 | 0 | 0 | 0 | 0 | 0 | 0 | 0.45131 | 0 | 0.32173 | 13.7436 | 0 | 0 | 0.0525 | 0.95924 | 0 | 2.089 | 0 | 0 | 17.6174 | 0 | 0 | 0 | 0 | 0 | 0 | 0 | 0 | 0 | 0 | 0 | 0 | 0
1 | 12 | 6 | 5 | 1.7931 | 0 | 2.4469 | 0 | 0 | 0 | 0.0012057 | 1.2228 | 0 | 0 | 0.63487 | 0 | 6.0988 | 0 | 0 | 0 | 0 | 0 | 0 | 0 | 0 | 0 | 0 | 0 | 0 | 0 | 0.45131 | 0 | 0.32173 | 13.7638 | 0 | 0 | 0.0525 | 0.95595 | 0 | 2.1644 | 0 | 0 | 17.7097 | 0 | 0 | 0 | 0 | 0 | 0 | 0 | 0 | 0 | 0 | 0 | 0 | 0
1 | 12 | 7 | 5 | 1.7931 | 0 | 2.4469 | 0 | 0 | 0 | 0.0012057 | 1.2025 | 0 | 0 | 3.5994 | 0 | 9.0431 | 0 | 0 | 0 | 0 | 0 | 0 | 0 | 0 | 0 | 0 | 0 | 0 | 0 | 0.45131 | 0 | 0.54519 | 13.3402 | 0 | 0 | 0.315 | 0.94087 | 0 | 2.108 | 0 | 0 | 17.7006 | 0 | 0 | 0 | 0 | 0 | 0 | 0 | 0 | 0 | 0 | 0 | 0 | 0
1 | 12 | 8 | 5 | 1.7931 | 0 | 2.4469 | 0 | 0 | 0 | 0.0012057 | 1.4479 | 0 | 0 | 5.971 | 0 | 11.6601 | 0 | 0 | 0 | 0 | 0 | 0 | 0 | 0 | 0 | 0 | 0 | 0 | 0 | 0.45131 | 0 | 0.71279 | 15.6062 | 0 | 0 | 0.525 | 0.94686 | 0 | 1.7862 | 0 | 0 | 20.0284 | 0 | 0 | 0 | 0 | 0 | 0 | 0 | 0 | 0 | 0 | 0 | 0 | 0
1 | 12 | 9 | 5 | 1.7931 | 0 | 13.5789 | 0 | 0 | 0 | 0.0012057 | 1.3971 | 0 | 0 | 3.959 | 0 | 20.7294 | 0 | 0 | 0 | 0 | 0 | 0 | 0 | 0 | 0 | 0 | 0 | 0 | 0 | 0.45131 | 0 | 0.71279 | 15.0075 | 0 | 0 | 0.42 | 0.95134 | 0 | 1.7007 | 0 | 0 | 19.2437 | 0 | 0 | 0 | 0 | 0 | 0 | 0 | 0 | 0 | 0 | 0 | 0 | 0
1 | 12 | 10 | 5 | 1.7931 | 0 | 13.5789 | 0 | 0 | 0 | 0.0012057 | 1.3256 | 0 | 0 | 4.4158 | 0 | 21.1146 | 0 | 0 | 0 | 0 | 0 | 0 | 0 | 0 | 0 | 0 | 0 | 0 | 0 | 0.45131 | 0 | 0.71279 | 13.9091 | 0 | 0 | 0.315 | 0.93793 | 0 | 1.3315 | 0 | 0 | 17.6577 | 0 | 0 | 0 | 0 | 0 | 0 | 0 | 0 | 0 | 0 | 0 | 0 | 0
1 | 12 | 11 | 5 | 1.7931 | 0 | 13.5789 | 0 | 0 | 0 | 0.0012057 | 1.2879 | 0 | 0 | 3.5993 | 0 | 20.2604 | 0 | 0 | 0 | 0 | 0 | 0 | 0 | 0 | 0 | 0 | 0 | 0 | 0 | 0.45131 | 0 | 0.71279 | 13.2753 | 0 | 0 | 0.315 | 0.93353 | 0 | 1.2986 | 0 | 0 | 16.9865 | 0 | 0 | 0 | 0 | 0 | 0 | 0 | 0 | 0 | 0 | 0 | 0 | 0
1 | 12 | 12 | 5 | 1.7931 | 0 | 13.5789 | 0 | 0 | 0 | 0.0012057 | 1.2763 | 0 | 0 | 3.959 | 0 | 20.6085 | 0 | 0 | 0 | 0 | 0 | 0 | 0 | 0 | 0 | 0 | 0 | 0 | 0 | 0.45131 | 0 | 0.54519 | 13.2359 | 0 | 0 | 0.3675 | 0.93939 | 0 | 1.1022 | 0 | 0 | 16.6415 | 0 | 0 | 0 | 0 | 0 | 0 | 0 | 0 | 0 | 0 | 0 | 0 | 0
1 | 12 | 13 | 5 | 1.7931 | 0 | 8.6313 | 0 | 0 | 0 | 0.0012057 | 1.2636 | 0 | 0 | 3.959 | 0 | 15.6483 | 0 | 0 | 0 | 0 | 0 | 0 | 0 | 0 | 0 | 0 | 0 | 0 | 0 | 0.45131 | 0 | 0.54519 | 12.8783 | 0 | 0 | 0.42 | 0.92717 | 0 | 1.182 | 0 | 0 | 16.4039 | 0 | 0 | 0 | 0 | 0 | 0 | 0 | 0 | 0 | 0 | 0 | 0 | 0
1 | 12 | 14 | 5 | 1.7931 | 0 | 13.5789 | 0 | 0 | 0 | 0.0012057 | 1.1959 | 0 | 0 | 3.959 | 0 | 20.5281 | 0 | 0 | 0 | 0 | 0 | 0 | 0 | 0 | 0 | 0 | 0 | 0 | 0 | 0.45131 | 0 | 0.54519 | 12.1954 | 0 | 0 | 0.3675 | 0.91959 | 0 | 1.1504 | 0 | 0 | 15.6295 | 0 | 0 | 0 | 0 | 0 | 0 | 0 | 0 | 0 | 0 | 0 | 0 | 0
1 | 12 | 15 | 5 | 1.7931 | 0 | 13.5789 | 0 | 0 | 0 | 0.0012057 | 1.1955 | 0 | 0 | 3.959 | 0 | 20.5277 | 0 | 0 | 0 | 0 | 0 | 0 | 0 | 0 | 0 | 0 | 0 | 0 | 0 | 0.45131 | 0 | 0.54519 | 11.9519 | 0 | 0 | 0.3675 | 0.92283 | 0 | 1.0353 | 0 | 0 | 15.274 | 0 | 0 | 0 | 0 | 0 | 0 | 0 | 0 | 0 | 0 | 0 | 0 | 0
1 | 12 | 16 | 5 | 1.7931 | 0 | 13.5789 | 0 | 0 | 0 | 0.0012057 | 1.1795 | 0 | 0 | 5.0773 | 0 | 21.63 | 0 | 0 | 0 | 0 | 0 | 0 | 0 | 0 | 0 | 0 | 0 | 0 | 0 | 0.45131 | 0 | 0.54519 | 11.872 | 0 | 0 | 0.315 | 0.91921 | 0 | 1.2818 | 0 | 0 | 15.3845 | 0 | 0 | 0 | 0 | 0 | 0 | 0 | 0 | 0 | 0 | 0 | 0 | 0
1 | 12 | 17 | 5 | 1.7931 | 0 | 13.5789 | 0 | 0 | 0 | 0.0012057 | 1.1684 | 0 | 0 | 3.5993 | 0 | 20.1409 | 0 | 0 | 0 | 0 | 0 | 0 | 0 | 0 | 0 | 0 | 0 | 0 | 0 | 0.45131 | 0 | 0.54519 | 11.7703 | 0 | 0 | 0.315 | 0.91947 | 0 | 1.4258 | 0 | 0 | 15.4271 | 0 | 0 | 0 | 0 | 0 | 0 | 0 | 0 | 0 | 0 | 0 | 0 | 0
1 | 12 | 18 | 5 | 1.7931 | 0 | 13.5789 | 0 | 0 | 0 | 0.0012057 | 1.1372 | 0 | 0 | 5.9709 | 0 | 22.4813 | 0 | 0 | 0 | 0 | 0 | 0 | 0 | 0 | 0 | 0 | 0 | 0 | 0 | 0.45131 | 0 | 0.54519 | 11.5194 | 0 | 0 | 0.525 | 0.91737 | 0 | 1.7214 | 0 | 0 | 15.6796 | 0 | 0 | 0 | 0 | 0 | 0 | 0 | 0 | 0 | 0 | 0 | 0 | 0
1 | 12 | 19 | 5 | 1.7931 | 0 | 9.8682 | 0 | 0 | 0 | 0.0012057 | 1.1534 | 0 | 0 | 5.9709 | 0 | 18.7868 | 0 | 0 | 0 | 0 | 0 | 0 | 0 | 0 | 0 | 0 | 0 | 0 | 0 | 0.45131 | 0 | 0.54519 | 11.5455 | 0 | 0 | 0.525 | 0.91482 | 0 | 1.8462 | 0 | 0 | 15.828 | 0 | 0 | 0 | 0 | 0 | 0 | 0 | 0 | 0 | 0 | 0 | 0 | 0
1 | 12 | 20 | 5 | 1.7931 | 0 | 2.4469 | 0 | 0 | 0 | 0.0012057 | 1.2173 | 0 | 0 | 3.959 | 0 | 9.4176 | 0 | 0 | 0 | 0 | 0 | 0 | 0 | 0 | 0 | 0 | 0 | 0 | 0 | 0.45131 | 0 | 0.88038 | 11.9141 | 0 | 0 | 0.42 | 0.90548 | 0 | 1.8373 | 0 | 0 | 16.4086 | 0 | 0 | 0 | 0 | 0 | 0 | 0 | 0 | 0 | 0 | 0 | 0 | 0
1 | 12 | 21 | 5 | 1.7931 | 0 | 2.4469 | 0 | 0 | 0 | 0.0012057 | 1.2267 | 0 | 0 | 3.959 | 0 | 9.4269 | 0 | 0 | 0 | 0 | 0 | 0 | 0 | 0 | 0 | 0 | 0 | 0 | 0 | 0.45131 | 0 | 1.1038 | 11.9798 | 0 | 0 | 0.3675 | 0.90006 | 0 | 1.8503 | 0 | 0 | 16.6528 | 0 | 0 | 0 | 0 | 0 | 0 | 0 | 0 | 0 | 0 | 0 | 0 | 0
1 | 12 | 22 | 5 | 1.7931 | 0 | 2.4469 | 0 | 0 | 0 | 0.0012057 | 1.2246 | 0 | 0 | 6.4121 | 0 | 11.8779 | 0 | 0 | 0 | 0 | 0 | 0 | 0 | 0 | 0 | 0 | 0 | 0 | 0 | 0.45131 | 0 | 1.2156 | 11.8044 | 0 | 0 | 0.4725 | 0.89535 | 0 | 1.7524 | 0 | 0 | 16.5915 | 0 | 0 | 0 | 0 | 0 | 0 | 0 | 0 | 0 | 0 | 0 | 0 | 0
1 | 12 | 23 | 5 | 1.7931 | 0 | 2.4469 | 0 | 0 | 0 | 0.0012057 | 1.1865 | 0 | 0 | 3.6023 | 0 | 9.0299 | 0 | 0 | 0 | 0 | 0 | 0 | 0 | 0 | 0 | 0 | 0 | 0 | 0 | 0.45131 | 0 | 1.1038 | 11.4937 | 0 | 0 | 0.315 | 0.88768 | 0 | 2.012 | 0 | 0 | 16.2635 | 0 | 0 | 0 | 0 | 0 | 0 | 0 | 0 | 0 | 0 | 0 | 0 | 0
1 | 12 | 24 | 5 | 1.7931 | 0 | 2.4469 | 0 | 0 | 0 | 0.0012057 | 0.79031 | 0 | 0 | 0.63467 | 0 | 5.6662 | 0 | 0 | 0 | 0 | 0 | 0 | 0 | 0 | 0 | 0 | 0 | 0 | 0 | 0.45131 | 0 | 0.88038 | 8.688 | 0 | 0 | 0.0525 | 0.88955 | 0 | 1.3518 | 0 | 0 | 12.3135 | 0 | 0 | 0 | 0 | 0 | 0 | 0 | 0 | 0 | 0 | 0 | 0 | 0
1 | 13 | 1 | 6 | 1.7931 | 0 | 2.4469 | 0 | 0 | 0 | 0.0012057 | 0.88374 | 0 | 0 | 0.63468 | 0 | 5.7596 | 0 | 0 | 0 | 0 | 0 | 0 | 0 | 0 | 0 | 0 | 0 | 0 | 0 | 0.45131 | 0 | 0.54519 | 9.6988 | 0 | 0 | 0.0525 | 0.89605 | 0 | 1.6944 | 0 | 0 | 13.3382 | 0 | 0 | 0 | 0 | 0 | 0 | 0 | 0 | 0 | 0 | 0 | 0 | 0
1 | 13 | 2 | 6 | 1.7931 | 0 | 2.4469 | 0 | 0 | 0 | 0.0012057 | 0.99204 | 0 | 0 | 0.63471 | 0 | 5.868 | 0 | 0 | 0 | 0 | 0 | 0 | 0 | 0 | 0 | 0 | 0 | 0 | 0 | 0.45131 | 0 | 0.32173 | 10.6774 | 0 | 0 | 0.0525 | 0.91771 | 0 | 1.0978 | 0 | 0 | 13.5185 | 0 | 0 | 0 | 0 | 0 | 0 | 0 | 0 | 0 | 0 | 0 | 0 | 0
1 | 13 | 3 | 6 | 1.7931 | 0 | 2.4469 | 0 | 0 | 0 | 0.0012057 | 1.0386 | 0 | 0 | 0.63477 | 0 | 5.9146 | 0 | 0 | 0 | 0 | 0 | 0 | 0 | 0 | 0 | 0 | 0 | 0 | 0 | 0.45131 | 0 | 0.32173 | 11.1958 | 0 | 0 | 0.0525 | 0.92319 | 0 | 1.0032 | 0 | 0 | 13.9478 | 0 | 0 | 0 | 0 | 0 | 0 | 0 | 0 | 0 | 0 | 0 | 0 | 0
1 | 13 | 4 | 6 | 1.7931 | 0 | 2.4469 | 0 | 0 | 0 | 0.0012057 | 1.0475 | 0 | 0 | 0.63479 | 0 | 5.9235 | 0 | 0 | 0 | 0 | 0 | 0 | 0 | 0 | 0 | 0 | 0 | 0 | 0 | 0.45131 | 0 | 0.32173 | 11.3325 | 0 | 0 | 0.0525 | 0.923 | 0 | 1.1762 | 0 | 0 | 14.2571 | 0 | 0 | 0 | 0 | 0 | 0 | 0 | 0 | 0 | 0 | 0 | 0 | 0
1 | 13 | 5 | 6 | 1.7931 | 0 | 2.4469 | 0 | 0 | 0 | 0.0012057 | 1.1075 | 0 | 0 | 0.63479 | 0 | 5.9835 | 0 | 0 | 0 | 0 | 0 | 0 | 0 | 0 | 0 | 0 | 0 | 0 | 0 | 0.45131 | 0 | 0.32173 | 12.1838 | 0 | 0 | 0.0525 | 0.9365 | 0 | 0.90616 | 0 | 0 | 14.852 | 0 | 0 | 0 | 0 | 0 | 0 | 0 | 0 | 0 | 0 | 0 | 0 | 0
1 | 13 | 6 | 6 | 1.7931 | 0 | 2.4469 | 0 | 0 | 0 | 0.0012057 | 1.14 | 0 | 0 | 0.63482 | 0 | 6.016 | 0 | 0 | 0 | 0 | 0 | 0 | 0 | 0 | 0 | 0 | 0 | 0 | 0 | 0.45131 | 0 | 0.32173 | 12.8636 | 0 | 0 | 0.0525 | 0.94447 | 0 | 0.92717 | 0 | 0 | 15.5608 | 0 | 0 | 0 | 0 | 0 | 0 | 0 | 0 | 0 | 0 | 0 | 0 | 0
1 | 13 | 7 | 6 | 1.7931 | 0 | 2.4469 | 0 | 0 | 0 | 0.0012057 | 1.1204 | 0 | 0 | 3.5993 | 0 | 8.961 | 0 | 0 | 0 | 0 | 0 | 0 | 0 | 0 | 0 | 0 | 0 | 0 | 0 | 0.45131 | 0 | 0.54519 | 12.611 | 0 | 0 | 0.315 | 0.93262 | 0 | 0.72563 | 0 | 0 | 15.5807 | 0 | 0 | 0 | 0 | 0 | 0 | 0 | 0 | 0 | 0 | 0 | 0 | 0
1 | 13 | 8 | 6 | 1.7931 | 0 | 2.4469 | 0 | 0 | 0 | 0.0012057 | 1.3944 | 0 | 0 | 5.9709 | 0 | 11.6065 | 0 | 0 | 0 | 0 | 0 | 0 | 0 | 0 | 0 | 0 | 0 | 0 | 0 | 0.45131 | 0 | 0.71279 | 14.7248 | 0 | 0 | 0.525 | 0.93464 | 0 | 0.83546 | 0 | 0 | 18.184 | 0 | 0 | 0 | 0 | 0 | 0 | 0 | 0 | 0 | 0 | 0 | 0 | 0
1 | 13 | 9 | 6 | 1.7931 | 0 | 13.5789 | 0 | 0 | 0 | 0.0012057 | 1.3075 | 0 | 0 | 3.959 | 0 | 20.6398 | 0 | 0 | 0 | 0 | 0 | 0 | 0 | 0 | 0 | 0 | 0 | 0 | 0 | 0.45131 | 0 | 0.71279 | 13.73 | 0 | 0 | 0.42 | 0.93825 | 0 | 0.75484 | 0 | 0 | 17.0072 | 0 | 0 | 0 | 0 | 0 | 0 | 0 | 0 | 0 | 0 | 0 | 0 | 0
1 | 13 | 10 | 6 | 1.7931 | 0 | 13.5789 | 0 | 0 | 0 | 0.0012057 | 1.2191 | 0 | 0 | 4.4157 | 0 | 21.008 | 0 | 0 | 0 | 0 | 0 | 0 | 0 | 0 | 0 | 0 | 0 | 0 | 0 | 0.45131 | 0 | 0.71279 | 12.6434 | 0 | 0 | 0.315 | 0.92858 | 0 | 0.615 | 0 | 0 | 15.6661 | 0 | 0 | 0 | 0 | 0 | 0 | 0 | 0 | 0 | 0 | 0 | 0 | 0
1 | 13 | 11 | 6 | 1.7931 | 0 | 13.5789 | 0 | 0 | 0 | 0.0012057 | 1.1283 | 0 | 0 | 3.5993 | 0 | 20.1008 | 0 | 0 | 0 | 0 | 0 | 0 | 0 | 0 | 0 | 0 | 0 | 0 | 0 | 0.45131 | 0 | 0.71279 | 11.6416 | 0 | 0 | 0.315 | 0.91925 | 0 | 0.31409 | 0 | 0 | 14.3541 | 0 | 0 | 0 | 0 | 0 | 0 | 0 | 0 | 0 | 0 | 0 | 0 | 0
1 | 13 | 12 | 6 | 1.7931 | 0 | 13.5789 | 0 | 0 | 0 | 0.0012057 | 0.96933 | 0 | 0 | 3.959 | 0 | 20.3015 | 0 | 0 | 0 | 0 | 0 | 0 | 0 | 0 | 0 | 0 | 0 | 0 | 0 | 0.45131 | 0 | 0.54519 | 10.2718 | 0 | 0 | 0.3675 | 0.91035 | 0 | 0.21893 | 0 | 0 | 12.7651 | 0 | 0 | 0 | 0 | 0 | 0 | 0 | 0 | 0 | 0 | 0 | 0 | 0
1 | 13 | 13 | 6 | 1.7931 | 0 | 8.6313 | 0 | 0 | 0 | 0.0012057 | 0.89845 | 0 | 0 | 3.959 | 0 | 15.2831 | 0 | 0 | 0 | 0 | 0 | 0 | 0 | 0 | 0 | 0 | 0 | 0 | 0 | 0.45131 | 0 | 0.54519 | 9.5377 | 0 | 0 | 0.42 | 0.90102 | 0 | 0.1325 | 0 | 0 | 11.9877 | 0 | 0 | 0 | 0 | 0 | 0 | 0 | 0 | 0 | 0 | 0 | 0 | 0
1 | 13 | 14 | 6 | 1.7931 | 0 | 13.5789 | 0 | 0 | 0 | 0.0012057 | 0.7812 | 0 | 0 | 3.959 | 0 | 20.1134 | 0 | 0 | 0 | 0 | 0 | 0 | 0 | 0 | 0 | 0 | 0 | 0 | 0 | 0.45131 | 0 | 0.54519 | 8.825 | 0 | 0 | 0.3675 | 0.90919 | 0 | 0.18206 | 0 | 0 | 11.2803 | 0 | 0 | 0 | 0 | 0 | 0 | 0 | 0 | 0 | 0 | 0 | 0 | 0
1 | 13 | 15 | 6 | 1.7931 | 0 | 13.5789 | 0 | 0 | 0 | 0.0012057 | 0.74979 | 0 | 0 | 3.959 | 0 | 20.082 | 0 | 0 | 0 | 0 | 0 | 0 | 0 | 0 | 0 | 0 | 0 | 0 | 0 | 0.45131 | 0 | 0.54519 | 8.7199 | 0 | 0 | 0.3675 | 0.92115 | 0 | 0.11662 | 0 | 0 | 11.1216 | 0 | 0 | 0 | 0 | 0 | 0 | 0 | 0 | 0 | 0 | 0 | 0 | 0
1 | 13 | 16 | 6 | 1.7931 | 0 | 13.5789 | 0 | 0 | 0 | 0.0012057 | 0.78518 | 0 | 0 | 5.0774 | 0 | 21.2357 | 0 | 0 | 0 | 0 | 0 | 0 | 0 | 0 | 0 | 0 | 0 | 0 | 0 | 0.45131 | 0 | 0.54519 | 8.8835 | 0 | 0 | 0.315 | 0.91875 | 0 | 0.072576 | 0 | 0 | 11.1863 | 0 | 0 | 0 | 0 | 0 | 0 | 0 | 0 | 0 | 0 | 0 | 0 | 0
1 | 13 | 17 | 6 | 1.7931 | 0 | 13.5789 | 0 | 0 | 0 | 0.0012057 | 0.94364 | 0 | 0 | 3.5993 | 0 | 19.9162 | 0 | 0 | 0 | 0 | 0 | 0 | 0 | 0 | 0 | 0 | 0 | 0 | 0 | 0.45131 | 0 | 0.54519 | 10.0749 | 0 | 0 | 0.315 | 0.92605 | 0 | 0.070116 | 0 | 0 | 12.3825 | 0 | 0 | 0 | 0 | 0 | 0 | 0 | 0 | 0 | 0 | 0 | 0 | 0
1 | 13 | 18 | 6 | 1.7931 | 0 | 13.5789 | 0 | 0 | 0 | 0.0012057 | 1.0466 | 0 | 0 | 5.9709 | 0 | 22.3908 | 0 | 0 | 0 | 0 | 0 | 0 | 0 | 0 | 0 | 0 | 0 | 0 | 0 | 0.45131 | 0 | 0.54519 | 10.9244 | 0 | 0 | 0.525 | 0.92757 | 0 | 0.053311 | 0 | 0 | 13.4268 | 0 | 0 | 0 | 0 | 0 | 0 | 0 | 0 | 0 | 0 | 0 | 0 | 0
1 | 13 | 19 | 6 | 1.7931 | 0 | 9.8682 | 0 | 0 | 0 | 0.0012057 | 1.1462 | 0 | 0 | 5.9709 | 0 | 18.7797 | 0 | 0 | 0 | 0 | 0 | 0 | 0 | 0 | 0 | 0 | 0 | 0 | 0 | 0.45131 | 0 | 0.54519 | 11.7566 | 0 | 0 | 0.525 | 0.93075 | 0 | 0.057794 | 0 | 0 | 14.2666 | 0 | 0 | 0 | 0 | 0 | 0 | 0 | 0 | 0 | 0 | 0 | 0 | 0
1 | 13 | 20 | 6 | 1.7931 | 0 | 2.4469 | 0 | 0 | 0 | 0.0012057 | 1.2387 | 0 | 0 | 3.959 | 0 | 9.4389 | 0 | 0 | 0 | 0 | 0 | 0 | 0 | 0 | 0 | 0 | 0 | 0 | 0 | 0.45131 | 0 | 0.88038 | 12.5878 | 0 | 0 | 0.42 | 0.92525 | 0 | 0.13482 | 0 | 0 | 15.3996 | 0 | 0 | 0 | 0 | 0 | 0 | 0 | 0 | 0 | 0 | 0 | 0 | 0
1 | 13 | 21 | 6 | 1.7931 | 0 | 2.4469 | 0 | 0 | 0 | 0.0012057 | 1.2503 | 0 | 0 | 3.959 | 0 | 9.4505 | 0 | 0 | 0 | 0 | 0 | 0 | 0 | 0 | 0 | 0 | 0 | 0 | 0 | 0.45131 | 0 | 1.1038 | 12.7515 | 0 | 0 | 0.3675 | 0.91904 | 0 | 0.20178 | 0 | 0 | 15.795 | 0 | 0 | 0 | 0 | 0 | 0 | 0 | 0 | 0 | 0 | 0 | 0 | 0
1 | 13 | 22 | 6 | 1.7931 | 0 | 2.4469 | 0 | 0 | 0 | 0.0012057 | 1.2637 | 0 | 0 | 6.4121 | 0 | 11.9171 | 0 | 0 | 0 | 0 | 0 | 0 | 0 | 0 | 0 | 0 | 0 | 0 | 0 | 0.45131 | 0 | 1.2156 | 12.9159 | 0 | 0 | 0.4725 | 0.91858 | 0 | 0.26772 | 0 | 0 | 16.2416 | 0 | 0 | 0 | 0 | 0 | 0 | 0 | 0 | 0 | 0 | 0 | 0 | 0
1 | 13 | 23 | 6 | 1.7931 | 0 | 2.4469 | 0 | 0 | 0 | 0.0012057 | 1.2638 | 0 | 0 | 3.6024 | 0 | 9.1074 | 0 | 0 | 0 | 0 | 0 | 0 | 0 | 0 | 0 | 0 | 0 | 0 | 0 | 0.45131 | 0 | 1.1038 | 12.9367 | 0 | 0 | 0.315 | 0.91813 | 0 | 0.26812 | 0 | 0 | 15.9932 | 0 | 0 | 0 | 0 | 0 | 0 | 0 | 0 | 0 | 0 | 0 | 0 | 0
1 | 13 | 24 | 6 | 1.7931 | 0 | 2.4469 | 0 | 0 | 0 | 0.0012057 | 0.90863 | 0 | 0 | 0.63472 | 0 | 5.7846 | 0 | 0 | 0 | 0 | 0 | 0 | 0 | 0 | 0 | 0 | 0 | 0 | 0 | 0.45131 | 0 | 0.88038 | 10.4627 | 0 | 0 | 0.0525 | 0.92269 | 0 | 0.2582 | 0 | 0 | 13.0277 | 0 | 0 | 0 | 0 | 0 | 0 | 0 | 0 | 0 | 0 | 0 | 0 | 0
1 | 14 | 1 | 7 | 1.7931 | 0 | 2.4469 | 0 | 0 | 0 | 0.0012057 | 0.96606 | 0 | 0 | 0.63473 | 0 | 5.842 | 0 | 0 | 0 | 0 | 0 | 0 | 0 | 0 | 0 | 0 | 0 | 0 | 0 | 0.45131 | 0 | 0.54519 | 11.1691 | 0 | 0 | 0.0525 | 0.92308 | 0 | 0.19434 | 0 | 0 | 13.3356 | 0 | 0 | 0 | 0 | 0 | 0 | 0 | 0 | 0 | 0 | 0 | 0 | 0
1 | 14 | 2 | 7 | 1.7931 | 0 | 2.4469 | 0 | 0 | 0 | 0.0012057 | 0.95845 | 0 | 0 | 0.63474 | 0 | 5.8344 | 0 | 0 | 0 | 0 | 0 | 0 | 0 | 0 | 0 | 0 | 0 | 0 | 0 | 0.45131 | 0 | 0.32173 | 11.1368 | 0 | 0 | 0.0525 | 0.92027 | 0 | 0.24649 | 0 | 0 | 13.1291 | 0 | 0 | 0 | 0 | 0 | 0 | 0 | 0 | 0 | 0 | 0 | 0 | 0
1 | 14 | 3 | 7 | 1.7931 | 0 | 2.4469 | 0 | 0 | 0 | 0.0012057 | 0.99763 | 0 | 0 | 0.63473 | 0 | 5.8736 | 0 | 0 | 0 | 0 | 0 | 0 | 0 | 0 | 0 | 0 | 0 | 0 | 0 | 0.45131 | 0 | 0.32173 | 11.464 | 0 | 0 | 0.0525 | 0.92557 | 0 | 0.21661 | 0 | 0 | 13.4317 | 0 | 0 | 0 | 0 | 0 | 0 | 0 | 0 | 0 | 0 | 0 | 0 | 0
1 | 14 | 4 | 7 | 1.7931 | 0 | 2.4469 | 0 | 0 | 0 | 0.0012057 | 1.0222 | 0 | 0 | 0.63474 | 0 | 5.8982 | 0 | 0 | 0 | 0 | 0 | 0 | 0 | 0 | 0 | 0 | 0 | 0 | 0 | 0.45131 | 0 | 0.32173 | 11.8155 | 0 | 0 | 0.0525 | 0.92941 | 0 | 0.28042 | 0 | 0 | 13.8509 | 0 | 0 | 0 | 0 | 0 | 0 | 0 | 0 | 0 | 0 | 0 | 0 | 0
1 | 14 | 5 | 7 | 1.7931 | 0 | 2.4469 | 0 | 0 | 0 | 0.0012057 | 1.0505 | 0 | 0 | 0.63474 | 0 | 5.9265 | 0 | 0 | 0 | 0 | 0 | 0 | 0 | 0 | 0 | 0 | 0 | 0 | 0 | 0.45131 | 0 | 0.32173 | 12.1001 | 0 | 0 | 0.0525 | 0.93314 | 0 | 0.17829 | 0 | 0 | 14.0371 | 0 | 0 | 0 | 0 | 0 | 0 | 0 | 0 | 0 | 0 | 0 | 0 | 0
1 | 14 | 6 | 7 | 1.7931 | 0 | 2.4469 | 0 | 0 | 0 | 0.0012057 | 1.0297 | 0 | 0 | 0.63475 | 0 | 5.9057 | 0 | 0 | 0 | 0 | 0 | 0 | 0 | 0 | 0 | 0 | 0 | 0 | 0 | 0.45131 | 0 | 0.32173 | 11.905 | 0 | 0 | 0.0525 | 0.92544 | 0 | 0.3335 | 0 | 0 | 13.9895 | 0 | 0 | 0 | 0 | 0 | 0 | 0 | 0 | 0 | 0 | 0 | 0 | 0
1 | 14 | 7 | 7 | 1.7931 | 0 | 2.4469 | 0 | 0 | 0 | 0.0012057 | 0.9991 | 0 | 0 | 3.5993 | 0 | 8.8396 | 0 | 0 | 0 | 0 | 0 | 0 | 0 | 0 | 0 | 0 | 0 | 0 | 0 | 0.45131 | 0 | 0.54519 | 11.492 | 0 | 0 | 0.315 | 0.91174 | 0 | 0.52536 | 0 | 0 | 14.2406 | 0 | 0 | 0 | 0 | 0 | 0 | 0 | 0 | 0 | 0 | 0 | 0 | 0
1 | 14 | 8 | 7 | 1.7931 | 0 | 2.4469 | 0 | 0 | 0 | 0.0012057 | 1.3373 | 0 | 0 | 5.9708 | 0 | 11.5494 | 0 | 0 | 0 | 0 | 0 | 0 | 0 | 0 | 0 | 0 | 0 | 0 | 0 | 0.45131 | 0 | 0.71279 | 13.9703 | 0 | 0 | 0.525 | 0.91895 | 0 | 0.39253 | 0 | 0 | 16.9709 | 0 | 0 | 0 | 0 | 0 | 0 | 0 | 0 | 0 | 0 | 0 | 0 | 0
1 | 14 | 9 | 7 | 1.7931 | 0 | 13.5789 | 0 | 0 | 0 | 0.0012057 | 1.1965 | 0 | 0 | 3.959 | 0 | 20.5286 | 0 | 0 | 0 | 0 | 0 | 0 | 0 | 0 | 0 | 0 | 0 | 0 | 0 | 0.45131 | 0 | 0.71279 | 12.3861 | 0 | 0 | 0.42 | 0.91192 | 0 | 0.29374 | 0 | 0 | 15.1759 | 0 | 0 | 0 | 0 | 0 | 0 | 0 | 0 | 0 | 0 | 0 | 0 | 0
1 | 14 | 10 | 7 | 1.7931 | 0 | 13.5789 | 0 | 0 | 0 | 0.0012057 | 1.1413 | 0 | 0 | 4.4156 | 0 | 20.9301 | 0 | 0 | 0 | 0 | 0 | 0 | 0 | 0 | 0 | 0 | 0 | 0 | 0 | 0.45131 | 0 | 0.71279 | 11.5851 | 0 | 0 | 0.315 | 0.91159 | 0 | 0.068313 | 0 | 0 | 14.0441 | 0 | 0 | 0 | 0 | 0 | 0 | 0 | 0 | 0 | 0 | 0 | 0 | 0
1 | 14 | 11 | 7 | 1.7931 | 0 | 13.5789 | 0 | 0 | 0 | 0.0012057 | 1.1376 | 0 | 0 | 3.5992 | 0 | 20.11 | 0 | 0 | 0 | 0 | 0 | 0 | 0 | 0 | 0 | 0 | 0 | 0 | 0 | 0.45131 | 0 | 0.71279 | 11.4614 | 0 | 0 | 0.315 | 0.9144 | 0 | 0.00089541 | 0 | 0 | 13.8558 | 0 | 0 | 0 | 0 | 0 | 0 | 0 | 0 | 0 | 0 | 0 | 0 | 0
1 | 14 | 12 | 7 | 1.7931 | 0 | 13.5789 | 0 | 0 | 0 | 0.0012057 | 1.1233 | 0 | 0 | 3.959 | 0 | 20.4555 | 0 | 0 | 0 | 0 | 0 | 0 | 0 | 0 | 0 | 0 | 0 | 0 | 0 | 0.45131 | 0 | 0.54519 | 11.334 | 0 | 0 | 0.3675 | 0.91569 | 0 | 0.021701 | 0 | 0 | 13.6354 | 0 | 0 | 0 | 0 | 0 | 0 | 0 | 0 | 0 | 0 | 0 | 0 | 0
1 | 14 | 13 | 7 | 1.7931 | 0 | 8.6313 | 0 | 0 | 0 | 0.0012057 | 1.1878 | 0 | 0 | 3.959 | 0 | 15.5724 | 0 | 0 | 0 | 0 | 0 | 0 | 0 | 0 | 0 | 0 | 0 | 0 | 0 | 0.45131 | 0 | 0.54519 | 11.8872 | 0 | 0 | 0.42 | 0.92024 | 0 | 0.11478 | 0 | 0 | 14.3387 | 0 | 0 | 0 | 0 | 0 | 0 | 0 | 0 | 0 | 0 | 0 | 0 | 0
1 | 14 | 14 | 7 | 1.7931 | 0 | 13.5789 | 0 | 0 | 0 | 0.0012057 | 1.0174 | 0 | 0 | 3.959 | 0 | 20.3496 | 0 | 0 | 0 | 0 | 0 | 0 | 0 | 0 | 0 | 0 | 0 | 0 | 0 | 0.45131 | 0 | 0.54519 | 10.3425 | 0 | 0 | 0.3675 | 0.91311 | 0 | 0.06936 | 0 | 0 | 12.689 | 0 | 0 | 0 | 0 | 0 | 0 | 0 | 0 | 0 | 0 | 0 | 0 | 0
1 | 14 | 15 | 7 | 1.7931 | 0 | 13.5789 | 0 | 0 | 0 | 0.0012057 | 0.81786 | 0 | 0 | 3.959 | 0 | 20.1501 | 0 | 0 | 0 | 0 | 0 | 0 | 0 | 0 | 0 | 0 | 0 | 0 | 0 | 0.45131 | 0 | 0.54519 | 8.7785 | 0 | 0 | 0.3675 | 0.90968 | 0 | 0.12674 | 0 | 0 | 11.179 | 0 | 0 | 0 | 0 | 0 | 0 | 0 | 0 | 0 | 0 | 0 | 0 | 0
1 | 14 | 16 | 7 | 1.7931 | 0 | 13.5789 | 0 | 0 | 0 | 0.0012057 | 0.84046 | 0 | 0 | 5.0772 | 0 | 21.2909 | 0 | 0 | 0 | 0 | 0 | 0 | 0 | 0 | 0 | 0 | 0 | 0 | 0 | 0.45131 | 0 | 0.54519 | 8.9077 | 0 | 0 | 0.315 | 0.91305 | 0 | 0.12901 | 0 | 0 | 11.2612 | 0 | 0 | 0 | 0 | 0 | 0 | 0 | 0 | 0 | 0 | 0 | 0 | 0
1 | 14 | 17 | 7 | 1.7931 | 0 | 13.5789 | 0 | 0 | 0 | 0.0012057 | 0.93162 | 0 | 0 | 3.5993 | 0 | 19.9041 | 0 | 0 | 0 | 0 | 0 | 0 | 0 | 0 | 0 | 0 | 0 | 0 | 0 | 0.45131 | 0 | 0.54519 | 9.4634 | 0 | 0 | 0.315 | 0.91121 | 0 | 0.1498 | 0 | 0 | 11.836 | 0 | 0 | 0 | 0 | 0 | 0 | 0 | 0 | 0 | 0 | 0 | 0 | 0
1 | 14 | 18 | 7 | 1.7931 | 0 | 13.5789 | 0 | 0 | 0 | 0.0012057 | 1.0065 | 0 | 0 | 5.9709 | 0 | 22.3506 | 0 | 0 | 0 | 0 | 0 | 0 | 0 | 0 | 0 | 0 | 0 | 0 | 0 | 0.45131 | 0 | 0.54519 | 10.0155 | 0 | 0 | 0.525 | 0.91107 | 0 | 0.26011 | 0 | 0 | 12.7082 | 0 | 0 | 0 | 0 | 0 | 0 | 0 | 0 | 0 | 0 | 0 | 0 | 0
1 | 14 | 19 | 7 | 1.7931 | 0 | 9.8682 | 0 | 0 | 0 | 0.0012057 | 1.0472 | 0 | 0 | 5.9709 | 0 | 18.6806 | 0 | 0 | 0 | 0 | 0 | 0 | 0 | 0 | 0 | 0 | 0 | 0 | 0 | 0.45131 | 0 | 0.54519 | 10.2699 | 0 | 0 | 0.525 | 0.90484 | 0 | 0.40704 | 0 | 0 | 13.1033 | 0 | 0 | 0 | 0 | 0 | 0 | 0 | 0 | 0 | 0 | 0 | 0 | 0
1 | 14 | 20 | 7 | 1.7931 | 0 | 2.4469 | 0 | 0 | 0 | 0.0012057 | 1.1568 | 0 | 0 | 3.959 | 0 | 9.357 | 0 | 0 | 0 | 0 | 0 | 0 | 0 | 0 | 0 | 0 | 0 | 0 | 0 | 0.45131 | 0 | 0.88038 | 10.9744 | 0 | 0 | 0.42 | 0.89942 | 0 | 0.45643 | 0 | 0 | 14.082 | 0 | 0 | 0 | 0 | 0 | 0 | 0 | 0 | 0 | 0 | 0 | 0 | 0
1 | 14 | 21 | 7 | 1.7931 | 0 | 2.4469 | 0 | 0 | 0 | 0.0012057 | 1.1884 | 0 | 0 | 3.959 | 0 | 9.3886 | 0 | 0 | 0 | 0 | 0 | 0 | 0 | 0 | 0 | 0 | 0 | 0 | 0 | 0.45131 | 0 | 1.1038 | 11.2804 | 0 | 0 | 0.3675 | 0.89667 | 0 | 0.5348 | 0 | 0 | 14.6345 | 0 | 0 | 0 | 0 | 0 | 0 | 0 | 0 | 0 | 0 | 0 | 0 | 0
1 | 14 | 22 | 7 | 1.7931 | 0 | 2.4469 | 0 | 0 | 0 | 0.0012057 | 1.1771 | 0 | 0 | 6.412 | 0 | 11.8304 | 0 | 0 | 0 | 0 | 0 | 0 | 0 | 0 | 0 | 0 | 0 | 0 | 0 | 0.45131 | 0 | 1.2156 | 11.266 | 0 | 0 | 0.4725 | 0.88982 | 0 | 0.71384 | 0 | 0 | 15.009 | 0 | 0 | 0 | 0 | 0 | 0 | 0 | 0 | 0 | 0 | 0 | 0 | 0
1 | 14 | 23 | 7 | 1.7931 | 0 | 2.4469 | 0 | 0 | 0 | 0.0012057 | 1.1907 | 0 | 0 | 3.6022 | 0 | 9.0342 | 0 | 0 | 0 | 0 | 0 | 0 | 0 | 0 | 0 | 0 | 0 | 0 | 0 | 0.45131 | 0 | 1.1038 | 11.5055 | 0 | 0 | 0.315 | 0.89427 | 0 | 0.96111 | 0 | 0 | 15.2311 | 0 | 0 | 0 | 0 | 0 | 0 | 0 | 0 | 0 | 0 | 0 | 0 | 0
1 | 14 | 24 | 7 | 1.7931 | 0 | 2.4469 | 0 | 0 | 0 | 0.0012057 | 0.78259 | 0 | 0 | 0.63468 | 0 | 5.6585 | 0 | 0 | 0 | 0 | 0 | 0 | 0 | 0 | 0 | 0 | 0 | 0 | 0 | 0.45131 | 0 | 0.88038 | 8.8308 | 0 | 0 | 0.0525 | 0.89677 | 0 | 0.71989 | 0 | 0 | 11.8316 | 0 | 0 | 0 | 0 | 0 | 0 | 0 | 0 | 0 | 0 | 0 | 0 | 0
1 | 15 | 1 | 8 | 1.7931 | 0 | 2.4469 | 0 | 0 | 0 | 0.0012057 | 0.88619 | 0 | 0 | 0.63469 | 0 | 5.7621 | 0 | 0 | 0 | 0 | 0 | 0 | 0 | 0 | 0 | 0 | 0 | 0 | 0 | 0.45131 | 0 | 0.54519 | 9.9509 | 0 | 0 | 0.0525 | 0.90416 | 0 | 0.81569 | 0 | 0 | 12.7197 | 0 | 0 | 0 | 0 | 0 | 0 | 0 | 0 | 0 | 0 | 0 | 0 | 0
1 | 15 | 2 | 8 | 1.7931 | 0 | 2.4469 | 0 | 0 | 0 | 0.0012057 | 0.9274 | 0 | 0 | 0.63472 | 0 | 5.8033 | 0 | 0 | 0 | 0 | 0 | 0 | 0 | 0 | 0 | 0 | 0 | 0 | 0 | 0.45131 | 0 | 0.32173 | 10.4463 | 0 | 0 | 0.0525 | 0.91149 | 0 | 0.94418 | 0 | 0 | 13.1275 | 0 | 0 | 0 | 0 | 0 | 0 | 0 | 0 | 0 | 0 | 0 | 0 | 0
1 | 15 | 3 | 8 | 1.7931 | 0 | 2.4469 | 0 | 0 | 0 | 0.0012057 | 0.96084 | 0 | 0 | 0.63474 | 0 | 5.8368 | 0 | 0 | 0 | 0 | 0 | 0 | 0 | 0 | 0 | 0 | 0 | 0 | 0 | 0.45131 | 0 | 0.32173 | 10.6853 | 0 | 0 | 0.0525 | 0.91471 | 0 | 0.80323 | 0 | 0 | 13.2288 | 0 | 0 | 0 | 0 | 0 | 0 | 0 | 0 | 0 | 0 | 0 | 0 | 0
1 | 15 | 4 | 8 | 1.7931 | 0 | 2.4469 | 0 | 0 | 0 | 0.0012057 | 0.94391 | 0 | 0 | 0.63475 | 0 | 5.8199 | 0 | 0 | 0 | 0 | 0 | 0 | 0 | 0 | 0 | 0 | 0 | 0 | 0 | 0.45131 | 0 | 0.32173 | 10.6349 | 0 | 0 | 0.0525 | 0.90915 | 0 | 1.0878 | 0 | 0 | 13.4575 | 0 | 0 | 0 | 0 | 0 | 0 | 0 | 0 | 0 | 0 | 0 | 0 | 0
1 | 15 | 5 | 8 | 1.7931 | 0 | 2.4469 | 0 | 0 | 0 | 0.0012057 | 0.92293 | 0 | 0 | 0.63473 | 0 | 5.7989 | 0 | 0 | 0 | 0 | 0 | 0 | 0 | 0 | 0 | 0 | 0 | 0 | 0 | 0.45131 | 0 | 0.32173 | 10.48 | 0 | 0 | 0.0525 | 0.90336 | 0 | 1.2984 | 0 | 0 | 13.5072 | 0 | 0 | 0 | 0 | 0 | 0 | 0 | 0 | 0 | 0 | 0 | 0 | 0
1 | 15 | 6 | 8 | 1.7931 | 0 | 2.4469 | 0 | 0 | 0 | 0.0012057 | 0.96111 | 0 | 0 | 0.63471 | 0 | 5.837 | 0 | 0 | 0 | 0 | 0 | 0 | 0 | 0 | 0 | 0 | 0 | 0 | 0 | 0.45131 | 0 | 0.32173 | 10.6203 | 0 | 0 | 0.0525 | 0.91007 | 0 | 0.93515 | 0 | 0 | 13.2911 | 0 | 0 | 0 | 0 | 0 | 0 | 0 | 0 | 0 | 0 | 0 | 0 | 0
1 | 15 | 7 | 8 | 1.7931 | 0 | 2.4469 | 0 | 0 | 0 | 0.0012057 | 0.98959 | 0 | 0 | 3.5992 | 0 | 8.8301 | 0 | 0 | 0 | 0 | 0 | 0 | 0 | 0 | 0 | 0 | 0 | 0 | 0 | 0.45131 | 0 | 0.54519 | 10.9735 | 0 | 0 | 0.315 | 0.90981 | 0 | 0.85784 | 0 | 0 | 14.0527 | 0 | 0 | 0 | 0 | 0 | 0 | 0 | 0 | 0 | 0 | 0 | 0 | 0
1 | 15 | 8 | 8 | 1.7931 | 0 | 2.4469 | 0 | 0 | 0 | 0.0012057 | 1.2778 | 0 | 0 | 5.9709 | 0 | 11.4899 | 0 | 0 | 0 | 0 | 0 | 0 | 0 | 0 | 0 | 0 | 0 | 0 | 0 | 0.45131 | 0 | 0.71279 | 12.8763 | 0 | 0 | 0.525 | 0.89877 | 0 | 1.297 | 0 | 0 | 16.7611 | 0 | 0 | 0 | 0 | 0 | 0 | 0 | 0 | 0 | 0 | 0 | 0 | 0
1 | 15 | 9 | 8 | 1.7931 | 0 | 13.5789 | 0 | 0 | 0 | 0.0012057 | 1.0401 | 0 | 0 | 3.959 | 0 | 20.3723 | 0 | 0 | 0 | 0 | 0 | 0 | 0 | 0 | 0 | 0 | 0 | 0 | 0 | 0.45131 | 0 | 0.71279 | 10.0544 | 0 | 0 | 0.42 | 0.88246 | 0 | 0.87926 | 0 | 0 | 13.4003 | 0 | 0 | 0 | 0 | 0 | 0 | 0 | 0 | 0 | 0 | 0 | 0 | 0
1 | 15 | 10 | 8 | 1.7931 | 0 | 13.5789 | 0 | 0 | 0 | 0.0012057 | 0.88376 | 0 | 0 | 4.4155 | 0 | 20.6725 | 0 | 0 | 0 | 0 | 0 | 0 | 0 | 0 | 0 | 0 | 0 | 0 | 0 | 0.45131 | 0 | 0.71279 | 7.7978 | 0 | 0 | 0.315 | 0.87621 | 0 | 0 | 0 | 0 | 10.1531 | 0 | 0 | 0 | 0 | 0 | 0 | 0 | 0 | 0 | 0 | 0 | 0 | 0
1 | 15 | 11 | 8 | 1.7931 | 0 | 13.5789 | 0 | 0 | 0 | 0.0012057 | 0.77787 | 0 | 0 | 3.5992 | 0 | 19.7503 | 0 | 0 | 0 | 0 | 0 | 0 | 0 | 0 | 0 | 0 | 0 | 0 | 0 | 0.45131 | 0 | 0.71279 | 6.7587 | 0 | 0 | 0.315 | 0.85495 | 0 | 0 | 0 | 0 | 9.0927 | 0 | 0 | 0 | 0 | 0 | 0 | 0 | 0 | 0 | 0 | 0 | 0 | 0
1 | 15 | 12 | 8 | 1.7931 | 0 | 13.5789 | 0 | 0 | 0 | 0.0012057 | 0.65665 | 0 | 0 | 3.9589 | 0 | 19.9888 | 0 | 0 | 0 | 0 | 0 | 0 | 0 | 0 | 0 | 0 | 0 | 0 | 0 | 0.45131 | 0 | 0.54519 | 5.8059 | 0 | 0 | 0.3675 | 0.8541 | 0 | 0 | 0 | 0 | 8.024 | 0 | 0 | 0 | 0 | 0 | 0 | 0 | 0 | 0 | 0 | 0 | 0 | 0
1 | 15 | 13 | 8 | 1.7931 | 0 | 8.6313 | 0 | 0 | 0 | 0.0012057 | 0.66547 | 0 | 0 | 3.959 | 0 | 15.0501 | 0 | 0 | 0 | 0 | 0 | 0 | 0 | 0 | 0 | 0 | 0 | 0 | 0 | 0.45131 | 0 | 0.54519 | 5.782 | 0 | 0 | 0.42 | 0.85781 | 0 | 0 | 0 | 0 | 8.0564 | 0 | 0 | 0 | 0 | 0 | 0 | 0 | 0 | 0 | 0 | 0 | 0 | 0
1 | 15 | 14 | 8 | 1.7931 | 0 | 13.5789 | 0 | 0 | 0 | 0.0012057 | 0.5354 | 0 | 0 | 3.959 | 0 | 19.8676 | 0 | 0 | 0 | 0 | 0 | 0 | 0 | 0 | 0 | 0 | 0 | 0 | 0 | 0.45131 | 0 | 0.54519 | 4.7836 | 0 | 0 | 0.3675 | 0.85812 | 0 | 0 | 0 | 0 | 7.0057 | 0 | 0 | 0 | 0 | 0 | 0 | 0 | 0 | 0 | 0 | 0 | 0 | 0
1 | 15 | 15 | 8 | 1.7931 | 0 | 13.5789 | 0 | 0 | 0 | 0.0012057 | 0.50086 | 0 | 0 | 3.959 | 0 | 19.833 | 0 | 0 | 0 | 0 | 0 | 0 | 0 | 0 | 0 | 0 | 0 | 0 | 0 | 0.45131 | 0 | 0.54519 | 4.6004 | 0 | 0 | 0.3675 | 0.86631 | 0 | 0 | 0 | 0 | 6.8307 | 0 | 0 | 0 | 0 | 0 | 0 | 0 | 0 | 0 | 0 | 0 | 0 | 0
1 | 15 | 16 | 8 | 1.7931 | 0 | 13.5789 | 0 | 0 | 0 | 0.0012057 | 0.57976 | 0 | 0 | 5.077 | 0 | 21.03 | 0 | 0 | 0 | 0 | 0 | 0 | 0 | 0 | 0 | 0 | 0 | 0 | 0 | 0.45131 | 0 | 0.54519 | 5.2099 | 0 | 0 | 0.315 | 0.86947 | 0 | 0 | 0 | 0 | 7.3908 | 0 | 0 | 0 | 0 | 0 | 0 | 0 | 0 | 0 | 0 | 0 | 0 | 0
1 | 15 | 17 | 8 | 1.7931 | 0 | 13.5789 | 0 | 0 | 0 | 0.0012057 | 0.70736 | 0 | 0 | 3.5992 | 0 | 19.6798 | 0 | 0 | 0 | 0 | 0 | 0 | 0 | 0 | 0 | 0 | 0 | 0 | 0 | 0.45131 | 0 | 0.54519 | 6.2665 | 0 | 0 | 0.315 | 0.87338 | 0 | 0 | 0 | 0 | 8.4514 | 0 | 0 | 0 | 0 | 0 | 0 | 0 | 0 | 0 | 0 | 0 | 0 | 0
1 | 15 | 18 | 8 | 1.7931 | 0 | 13.5789 | 0 | 0 | 0 | 0.0012057 | 0.76863 | 0 | 0 | 5.9708 | 0 | 22.1127 | 0 | 0 | 0 | 0 | 0 | 0 | 0 | 0 | 0 | 0 | 0 | 0 | 0 | 0.45131 | 0 | 0.54519 | 6.813 | 0 | 0 | 0.525 | 0.87435 | 0 | 0 | 0 | 0 | 9.2088 | 0 | 0 | 0 | 0 | 0 | 0 | 0 | 0 | 0 | 0 | 0 | 0 | 0
1 | 15 | 19 | 8 | 1.7931 | 0 | 9.8682 | 0 | 0 | 0 | 0.0012057 | 0.86495 | 0 | 0 | 5.9708 | 0 | 18.4983 | 0 | 0 | 0 | 0 | 0 | 0 | 0 | 0 | 0 | 0 | 0 | 0 | 0 | 0.45131 | 0 | 0.54519 | 7.5537 | 0 | 0 | 0.525 | 0.87831 | 0 | 0 | 0 | 0 | 9.9535 | 0 | 0 | 0 | 0 | 0 | 0 | 0 | 0 | 0 | 0 | 0 | 0 | 0
1 | 15 | 20 | 8 | 1.7931 | 0 | 2.4469 | 0 | 0 | 0 | 0.0012057 | 0.98922 | 0 | 0 | 3.959 | 0 | 9.1894 | 0 | 0 | 0 | 0 | 0 | 0 | 0 | 0 | 0 | 0 | 0 | 0 | 0 | 0.45131 | 0 | 0.88038 | 9.0745 | 0 | 0 | 0.42 | 0.87668 | 0 | 0.98392 | 0 | 0 | 12.6868 | 0 | 0 | 0 | 0 | 0 | 0 | 0 | 0 | 0 | 0 | 0 | 0 | 0
1 | 15 | 21 | 8 | 1.7931 | 0 | 2.4469 | 0 | 0 | 0 | 0.0012057 | 1.0354 | 0 | 0 | 3.9589 | 0 | 9.2356 | 0 | 0 | 0 | 0 | 0 | 0 | 0 | 0 | 0 | 0 | 0 | 0 | 0 | 0.45131 | 0 | 1.1038 | 9.6927 | 0 | 0 | 0.3675 | 0.8763 | 0 | 1.1249 | 0 | 0 | 13.6165 | 0 | 0 | 0 | 0 | 0 | 0 | 0 | 0 | 0 | 0 | 0 | 0 | 0
1 | 15 | 22 | 8 | 1.7931 | 0 | 2.4469 | 0 | 0 | 0 | 0.0012057 | 1.062 | 0 | 0 | 6.412 | 0 | 11.7153 | 0 | 0 | 0 | 0 | 0 | 0 | 0 | 0 | 0 | 0 | 0 | 0 | 0 | 0.45131 | 0 | 1.2156 | 10.0294 | 0 | 0 | 0.4725 | 0.87677 | 0 | 1.2523 | 0 | 0 | 14.2979 | 0 | 0 | 0 | 0 | 0 | 0 | 0 | 0 | 0 | 0 | 0 | 0 | 0
1 | 15 | 23 | 8 | 1.7931 | 0 | 2.4469 | 0 | 0 | 0 | 0.0012057 | 1.0496 | 0 | 0 | 3.6022 | 0 | 8.893 | 0 | 0 | 0 | 0 | 0 | 0 | 0 | 0 | 0 | 0 | 0 | 0 | 0 | 0.45131 | 0 | 1.1038 | 9.9416 | 0 | 0 | 0.315 | 0.87481 | 0 | 1.3492 | 0 | 0 | 14.0357 | 0 | 0 | 0 | 0 | 0 | 0 | 0 | 0 | 0 | 0 | 0 | 0 | 0
1 | 15 | 24 | 8 | 1.7931 | 0 | 2.4469 | 0 | 0 | 0 | 0.0012057 | 0.61397 | 0 | 0 | 0.63465 | 0 | 5.4898 | 0 | 0 | 0 | 0 | 0 | 0 | 0 | 0 | 0 | 0 | 0 | 0 | 0 | 0.45131 | 0 | 0.88038 | 7.2343 | 0 | 0 | 0.0525 | 0.87949 | 0 | 1.0462 | 0 | 0 | 10.5441 | 0 | 0 | 0 | 0 | 0 | 0 | 0 | 0 | 0 | 0 | 0 | 0 | 0
1 | 16 | 1 | 2 | 1.7931 | 0 | 2.4469 | 0 | 0 | 0 | 0.0012057 | 0.71363 | 0 | 0 | 0.63466 | 0 | 5.5895 | 0 | 0 | 0 | 0 | 0 | 0 | 0 | 0 | 0 | 0 | 0 | 0 | 0 | 0.45131 | 0 | 0.54519 | 8.2038 | 0 | 0 | 0.0525 | 0.88292 | 0 | 1.568 | 0 | 0 | 11.7037 | 0 | 0 | 0 | 0 | 0 | 0 | 0 | 0 | 0 | 0 | 0 | 0 | 0
1 | 16 | 2 | 2 | 1.7931 | 0 | 2.4469 | 0 | 0 | 0 | 0.0012057 | 0.75004 | 0 | 0 | 0.63468 | 0 | 5.6259 | 0 | 0 | 0 | 0 | 0 | 0 | 0 | 0 | 0 | 0 | 0 | 0 | 0 | 0.45131 | 0 | 0.32173 | 8.489 | 0 | 0 | 0.0525 | 0.88792 | 0 | 1.724 | 0 | 0 | 11.9264 | 0 | 0 | 0 | 0 | 0 | 0 | 0 | 0 | 0 | 0 | 0 | 0 | 0
1 | 16 | 3 | 2 | 1.7931 | 0 | 2.4469 | 0 | 0 | 0 | 0.0012057 | 0.76885 | 0 | 0 | 0.63469 | 0 | 5.6448 | 0 | 0 | 0 | 0 | 0 | 0 | 0 | 0 | 0 | 0 | 0 | 0 | 0 | 0.45131 | 0 | 0.32173 | 8.6982 | 0 | 0 | 0.0525 | 0.88802 | 0 | 1.7493 | 0 | 0 | 12.161 | 0 | 0 | 0 | 0 | 0 | 0 | 0 | 0 | 0 | 0 | 0 | 0 | 0
1 | 16 | 4 | 2 | 1.7931 | 0 | 2.4469 | 0 | 0 | 0 | 0.0012057 | 0.80751 | 0 | 0 | 0.63469 | 0 | 5.6834 | 0 | 0 | 0 | 0 | 0 | 0 | 0 | 0 | 0 | 0 | 0 | 0 | 0 | 0.45131 | 0 | 0.32173 | 8.9536 | 0 | 0 | 0.0525 | 0.89219 | 0 | 1.7044 | 0 | 0 | 12.3757 | 0 | 0 | 0 | 0 | 0 | 0 | 0 | 0 | 0 | 0 | 0 | 0 | 0
1 | 16 | 5 | 2 | 1.7931 | 0 | 2.4469 | 0 | 0 | 0 | 0.0012057 | 0.81449 | 0 | 0 | 0.6347 | 0 | 5.6904 | 0 | 0 | 0 | 0 | 0 | 0 | 0 | 0 | 0 | 0 | 0 | 0 | 0 | 0.45131 | 0 | 0.32173 | 9.0297 | 0 | 0 | 0.0525 | 0.89122 | 0 | 1.7831 | 0 | 0 | 12.5296 | 0 | 0 | 0 | 0 | 0 | 0 | 0 | 0 | 0 | 0 | 0 | 0 | 0
1 | 16 | 6 | 2 | 1.7931 | 0 | 2.4469 | 0 | 0 | 0 | 0.0012057 | 0.83469 | 0 | 0 | 0.6347 | 0 | 5.7106 | 0 | 0 | 0 | 0 | 0 | 0 | 0 | 0 | 0 | 0 | 0 | 0 | 0 | 0.45131 | 0 | 0.32173 | 9.2019 | 0 | 0 | 0.0525 | 0.89304 | 0 | 1.7578 | 0 | 0 | 12.6784 | 0 | 0 | 0 | 0 | 0 | 0 | 0 | 0 | 0 | 0 | 0 | 0 | 0
1 | 16 | 7 | 2 | 1.7931 | 0 | 2.4469 | 0 | 0 | 0 | 0.0012057 | 0.88797 | 0 | 0 | 3.5992 | 0 | 8.7284 | 0 | 0 | 0 | 0 | 0 | 0 | 0 | 0 | 0 | 0 | 0 | 0 | 0 | 0.45131 | 0 | 0.54519 | 9.5962 | 0 | 0 | 0.315 | 0.89433 | 0 | 1.554 | 0 | 0 | 13.356 | 0 | 0 | 0 | 0 | 0 | 0 | 0 | 0 | 0 | 0 | 0 | 0 | 0
1 | 16 | 8 | 2 | 1.7931 | 0 | 2.4469 | 0 | 0 | 0 | 0.0012057 | 1.2613 | 0 | 0 | 5.9708 | 0 | 11.4733 | 0 | 0 | 0 | 0 | 0 | 0 | 0 | 0 | 0 | 0 | 0 | 0 | 0 | 0.45131 | 0 | 0.71279 | 12.2241 | 0 | 0 | 0.525 | 0.89125 | 0 | 2.0521 | 0 | 0 | 16.8566 | 0 | 0 | 0 | 0 | 0 | 0 | 0 | 0 | 0 | 0 | 0 | 0 | 0
1 | 16 | 9 | 2 | 1.7931 | 0 | 13.5789 | 0 | 0 | 0 | 0.0012057 | 1.1542 | 0 | 0 | 3.9589 | 0 | 20.4864 | 0 | 0 | 0 | 0 | 0 | 0 | 0 | 0 | 0 | 0 | 0 | 0 | 0 | 0.45131 | 0 | 0.71279 | 10.9392 | 0 | 0 | 0.42 | 0.89442 | 0 | 1.926 | 0 | 0 | 15.3437 | 0 | 0 | 0 | 0 | 0 | 0 | 0 | 0 | 0 | 0 | 0 | 0 | 0
1 | 16 | 10 | 2 | 1.7931 | 0 | 13.5789 | 0 | 0 | 0 | 0.0012057 | 1.064 | 0 | 0 | 4.4156 | 0 | 20.8528 | 0 | 0 | 0 | 0 | 0 | 0 | 0 | 0 | 0 | 0 | 0 | 0 | 0 | 0.45131 | 0 | 0.71279 | 9.8604 | 0 | 0 | 0.315 | 0.88665 | 0 | 1.8173 | 0 | 0 | 14.0435 | 0 | 0 | 0 | 0 | 0 | 0 | 0 | 0 | 0 | 0 | 0 | 0 | 0
1 | 16 | 11 | 2 | 1.7931 | 0 | 13.5789 | 0 | 0 | 0 | 0.0012057 | 1.0198 | 0 | 0 | 3.5992 | 0 | 19.9922 | 0 | 0 | 0 | 0 | 0 | 0 | 0 | 0 | 0 | 0 | 0 | 0 | 0 | 0.45131 | 0 | 0.71279 | 8.4161 | 0 | 0 | 0.315 | 0.88249 | 0 | 0 | 0 | 0 | 10.7777 | 0 | 0 | 0 | 0 | 0 | 0 | 0 | 0 | 0 | 0 | 0 | 0 | 0
1 | 16 | 12 | 2 | 1.7931 | 0 | 13.5789 | 0 | 0 | 0 | 0.0012057 | 0.93215 | 0 | 0 | 3.959 | 0 | 20.2643 | 0 | 0 | 0 | 0 | 0 | 0 | 0 | 0 | 0 | 0 | 0 | 0 | 0 | 0.45131 | 0 | 0.54519 | 6.6582 | 0 | 0 | 0.3675 | 0.8738 | 0 | 0 | 0 | 0 | 8.896 | 0 | 0 | 0 | 0 | 0 | 0 | 0 | 0 | 0 | 0 | 0 | 0 | 0
1 | 16 | 13 | 2 | 1.7931 | 0 | 8.6313 | 0 | 0 | 0 | 0.0012057 | 0.9294 | 0 | 0 | 3.9589 | 0 | 15.314 | 0 | 0 | 0 | 0 | 0 | 0 | 0 | 0 | 0 | 0 | 0 | 0 | 0 | 0.45131 | 0 | 0.54519 | 6.1834 | 0 | 0 | 0.42 | 0.86617 | 0 | 0 | 0 | 0 | 8.466 | 0 | 0 | 0 | 0 | 0 | 0 | 0 | 0 | 0 | 0 | 0 | 0 | 0
1 | 16 | 14 | 2 | 1.7931 | 0 | 13.5789 | 0 | 0 | 0 | 0.0012057 | 0.8838 | 0 | 0 | 3.9589 | 0 | 20.2159 | 0 | 0 | 0 | 0 | 0 | 0 | 0 | 0 | 0 | 0 | 0 | 0 | 0 | 0.45131 | 0 | 0.54519 | 5.9812 | 0 | 0 | 0.3675 | 0.86772 | 0 | 0 | 0 | 0 | 8.2129 | 0 | 0 | 0 | 0 | 0 | 0 | 0 | 0 | 0 | 0 | 0 | 0 | 0
1 | 16 | 15 | 2 | 1.7931 | 0 | 13.5789 | 0 | 0 | 0 | 0.0012057 | 0.84572 | 0 | 0 | 3.9589 | 0 | 20.1779 | 0 | 0 | 0 | 0 | 0 | 0 | 0 | 0 | 0 | 0 | 0 | 0 | 0 | 0.45131 | 0 | 0.54519 | 5.8858 | 0 | 0 | 0.3675 | 0.86321 | 0 | 0 | 0 | 0 | 8.113 | 0 | 0 | 0 | 0 | 0 | 0 | 0 | 0 | 0 | 0 | 0 | 0 | 0
1 | 16 | 16 | 2 | 1.7931 | 0 | 13.5789 | 0 | 0 | 0 | 0.0012057 | 0.80862 | 0 | 0 | 5.077 | 0 | 21.2588 | 0 | 0 | 0 | 0 | 0 | 0 | 0 | 0 | 0 | 0 | 0 | 0 | 0 | 0.45131 | 0 | 0.54519 | 5.525 | 0 | 0 | 0.315 | 0.85777 | 0 | 0 | 0 | 0 | 7.6943 | 0 | 0 | 0 | 0 | 0 | 0 | 0 | 0 | 0 | 0 | 0 | 0 | 0
1 | 16 | 17 | 2 | 1.7931 | 0 | 13.5789 | 0 | 0 | 0 | 0.0012057 | 0.77947 | 0 | 0 | 3.5992 | 0 | 19.7518 | 0 | 0 | 0 | 0 | 0 | 0 | 0 | 0 | 0 | 0 | 0 | 0 | 0 | 0.45131 | 0 | 0.54519 | 5.506 | 0 | 0 | 0.315 | 0.85519 | 0 | 0 | 0 | 0 | 7.6727 | 0 | 0 | 0 | 0 | 0 | 0 | 0 | 0 | 0 | 0 | 0 | 0 | 0
1 | 16 | 18 | 2 | 1.7931 | 0 | 13.5789 | 0 | 0 | 0 | 0.0012057 | 0.76128 | 0 | 0 | 5.9708 | 0 | 22.1053 | 0 | 0 | 0 | 0 | 0 | 0 | 0 | 0 | 0 | 0 | 0 | 0 | 0 | 0.45131 | 0 | 0.54519 | 5.2792 | 0 | 0 | 0.525 | 0.85737 | 0 | 0 | 0 | 0 | 7.6581 | 0 | 0 | 0 | 0 | 0 | 0 | 0 | 0 | 0 | 0 | 0 | 0 | 0
1 | 16 | 19 | 2 | 1.7931 | 0 | 9.8682 | 0 | 0 | 0 | 0.0012057 | 0.76532 | 0 | 0 | 5.9708 | 0 | 18.3986 | 0 | 0 | 0 | 0 | 0 | 0 | 0 | 0 | 0 | 0 | 0 | 0 | 0 | 0.45131 | 0 | 0.54519 | 5.2467 | 0 | 0 | 0.525 | 0.85245 | 0 | 0 | 0 | 0 | 7.6206 | 0 | 0 | 0 | 0 | 0 | 0 | 0 | 0 | 0 | 0 | 0 | 0 | 0
1 | 16 | 20 | 2 | 1.7931 | 0 | 2.4469 | 0 | 0 | 0 | 0.0012057 | 0.85929 | 0 | 0 | 3.9589 | 0 | 9.0594 | 0 | 0 | 0 | 0 | 0 | 0 | 0 | 0 | 0 | 0 | 0 | 0 | 0 | 0.45131 | 0 | 0.88038 | 5.7205 | 0 | 0 | 0.42 | 0.84409 | 0 | 0 | 0 | 0 | 8.3163 | 0 | 0 | 0 | 0 | 0 | 0 | 0 | 0 | 0 | 0 | 0 | 0 | 0
1 | 16 | 21 | 2 | 1.7931 | 0 | 2.4469 | 0 | 0 | 0 | 0.0012057 | 0.92179 | 0 | 0 | 3.9589 | 0 | 9.1219 | 0 | 0 | 0 | 0 | 0 | 0 | 0 | 0 | 0 | 0 | 0 | 0 | 0 | 0.45131 | 0 | 1.1038 | 6.3024 | 0 | 0 | 0.3675 | 0.8456 | 0 | 0 | 0 | 0 | 9.0706 | 0 | 0 | 0 | 0 | 0 | 0 | 0 | 0 | 0 | 0 | 0 | 0 | 0
1 | 16 | 22 | 2 | 1.7931 | 0 | 2.4469 | 0 | 0 | 0 | 0.0012057 | 0.89414 | 0 | 0 | 6.412 | 0 | 11.5473 | 0 | 0 | 0 | 0 | 0 | 0 | 0 | 0 | 0 | 0 | 0 | 0 | 0 | 0.45131 | 0 | 1.2156 | 6.0065 | 0 | 0 | 0.4725 | 0.83751 | 0 | 0 | 0 | 0 | 8.9834 | 0 | 0 | 0 | 0 | 0 | 0 | 0 | 0 | 0 | 0 | 0 | 0 | 0
1 | 16 | 23 | 2 | 1.7931 | 0 | 2.4469 | 0 | 0 | 0 | 0.0012057 | 0.92078 | 0 | 0 | 3.602 | 0 | 8.764 | 0 | 0 | 0 | 0 | 0 | 0 | 0 | 0 | 0 | 0 | 0 | 0 | 0 | 0.45131 | 0 | 1.1038 | 6.2829 | 0 | 0 | 0.315 | 0.84313 | 0 | 0 | 0 | 0 | 8.9961 | 0 | 0 | 0 | 0 | 0 | 0 | 0 | 0 | 0 | 0 | 0 | 0 | 0
1 | 16 | 24 | 2 | 1.7931 | 0 | 2.4469 | 0 | 0 | 0 | 0.0012057 | 0.46516 | 0 | 0 | 0.63458 | 0 | 5.341 | 0 | 0 | 0 | 0 | 0 | 0 | 0 | 0 | 0 | 0 | 0 | 0 | 0 | 0.45131 | 0 | 0.88038 | 4.4941 | 0 | 0 | 0.0525 | 0.84924 | 0 | 0 | 0 | 0 | 6.7276 | 0 | 0 | 0 | 0 | 0 | 0 | 0 | 0 | 0 | 0 | 0 | 0 | 0
1 | 17 | 1 | 3 | 1.7931 | 0 | 2.4469 | 0 | 0 | 0 | 0.0012057 | 0.5866 | 0 | 0 | 0.6346 | 0 | 5.4624 | 0 | 0 | 0 | 0 | 0 | 0 | 0 | 0 | 0 | 0 | 0 | 0 | 0 | 0.45131 | 0 | 0.54519 | 5.3884 | 0 | 0 | 0.0525 | 0.85673 | 0 | 0 | 0 | 0 | 7.2942 | 0 | 0 | 0 | 0 | 0 | 0 | 0 | 0 | 0 | 0 | 0 | 0 | 0
1 | 17 | 2 | 3 | 1.7931 | 0 | 2.4469 | 0 | 0 | 0 | 0.0012057 | 0.66148 | 0 | 0 | 0.63463 | 0 | 5.5373 | 0 | 0 | 0 | 0 | 0 | 0 | 0 | 0 | 0 | 0 | 0 | 0 | 0 | 0.45131 | 0 | 0.32173 | 6.1246 | 0 | 0 | 0.0525 | 0.86804 | 0 | 0 | 0 | 0 | 7.8182 | 0 | 0 | 0 | 0 | 0 | 0 | 0 | 0 | 0 | 0 | 0 | 0 | 0
1 | 17 | 3 | 3 | 1.7931 | 0 | 2.4469 | 0 | 0 | 0 | 0.0012057 | 0.71556 | 0 | 0 | 0.63466 | 0 | 5.5914 | 0 | 0 | 0 | 0 | 0 | 0 | 0 | 0 | 0 | 0 | 0 | 0 | 0 | 0.45131 | 0 | 0.32173 | 6.5063 | 0 | 0 | 0.0525 | 0.8739 | 0 | 0 | 0 | 0 | 8.2057 | 0 | 0 | 0 | 0 | 0 | 0 | 0 | 0 | 0 | 0 | 0 | 0 | 0
1 | 17 | 4 | 3 | 1.7931 | 0 | 2.4469 | 0 | 0 | 0 | 0.0012057 | 0.74452 | 0 | 0 | 0.63467 | 0 | 5.6204 | 0 | 0 | 0 | 0 | 0 | 0 | 0 | 0 | 0 | 0 | 0 | 0 | 0 | 0.45131 | 0 | 0.32173 | 6.5973 | 0 | 0 | 0.0525 | 0.87655 | 0 | 0 | 0 | 0 | 8.2994 | 0 | 0 | 0 | 0 | 0 | 0 | 0 | 0 | 0 | 0 | 0 | 0 | 0
1 | 17 | 5 | 3 | 1.7931 | 0 | 2.4469 | 0 | 0 | 0 | 0.0012057 | 0.74524 | 0 | 0 | 0.63468 | 0 | 5.6212 | 0 | 0 | 0 | 0 | 0 | 0 | 0 | 0 | 0 | 0 | 0 | 0 | 0 | 0.45131 | 0 | 0.32173 | 6.7095 | 0 | 0 | 0.0525 | 0.87501 | 0 | 0 | 0 | 0 | 8.41 | 0 | 0 | 0 | 0 | 0 | 0 | 0 | 0 | 0 | 0 | 0 | 0 | 0
1 | 17 | 6 | 3 | 1.7931 | 0 | 2.4469 | 0 | 0 | 0 | 0.0012057 | 0.7451 | 0 | 0 | 0.63467 | 0 | 5.621 | 0 | 0 | 0 | 0 | 0 | 0 | 0 | 0 | 0 | 0 | 0 | 0 | 0 | 0.45131 | 0 | 0.32173 | 6.6991 | 0 | 0 | 0.0525 | 0.87369 | 0 | 0 | 0 | 0 | 8.3984 | 0 | 0 | 0 | 0 | 0 | 0 | 0 | 0 | 0 | 0 | 0 | 0 | 0
1 | 17 | 7 | 3 | 1.7931 | 0 | 2.4469 | 0 | 0 | 0 | 0.0012057 | 0.8 | 0 | 0 | 3.5992 | 0 | 8.6404 | 0 | 0 | 0 | 0 | 0 | 0 | 0 | 0 | 0 | 0 | 0 | 0 | 0 | 0.45131 | 0 | 0.54519 | 7.0087 | 0 | 0 | 0.315 | 0.87526 | 0 | 0 | 0 | 0 | 9.1954 | 0 | 0 | 0 | 0 | 0 | 0 | 0 | 0 | 0 | 0 | 0 | 0 | 0
1 | 17 | 8 | 3 | 1.7931 | 0 | 2.4469 | 0 | 0 | 0 | 0.0012057 | 1.2176 | 0 | 0 | 5.9708 | 0 | 11.4296 | 0 | 0 | 0 | 0 | 0 | 0 | 0 | 0 | 0 | 0 | 0 | 0 | 0 | 0.45131 | 0 | 0.71279 | 9.3172 | 0 | 0 | 0.525 | 0.87457 | 0 | 0 | 0 | 0 | 11.8809 | 0 | 0 | 0 | 0 | 0 | 0 | 0 | 0 | 0 | 0 | 0 | 0 | 0
1 | 17 | 9 | 3 | 1.7931 | 0 | 13.5789 | 0 | 0 | 0 | 0.0012057 | 1.0288 | 0 | 0 | 3.9589 | 0 | 20.3609 | 0 | 0 | 0 | 0 | 0 | 0 | 0 | 0 | 0 | 0 | 0 | 0 | 0 | 0.45131 | 0 | 0.71279 | 7.893 | 0 | 0 | 0.42 | 0.8689 | 0 | 0 | 0 | 0 | 10.3461 | 0 | 0 | 0 | 0 | 0 | 0 | 0 | 0 | 0 | 0 | 0 | 0 | 0
1 | 17 | 10 | 3 | 1.7931 | 0 | 13.5789 | 0 | 0 | 0 | 0.0012057 | 0.92304 | 0 | 0 | 4.4155 | 0 | 20.7118 | 0 | 0 | 0 | 0 | 0 | 0 | 0 | 0 | 0 | 0 | 0 | 0 | 0 | 0.45131 | 0 | 0.71279 | 6.9698 | 0 | 0 | 0.315 | 0.86123 | 0 | 0 | 0 | 0 | 9.3101 | 0 | 0 | 0 | 0 | 0 | 0 | 0 | 0 | 0 | 0 | 0 | 0 | 0
1 | 17 | 11 | 3 | 1.7931 | 0 | 13.5789 | 0 | 0 | 0 | 0.0012057 | 0.76493 | 0 | 0 | 3.5991 | 0 | 19.7373 | 0 | 0 | 0 | 0 | 0 | 0 | 0 | 0 | 0 | 0 | 0 | 0 | 0 | 0.45131 | 0 | 0.71279 | 6.0873 | 0 | 0 | 0.315 | 0.85405 | 0 | 0 | 0 | 0 | 8.4205 | 0 | 0 | 0 | 0 | 0 | 0 | 0 | 0 | 0 | 0 | 0 | 0 | 0
1 | 17 | 12 | 3 | 1.7931 | 0 | 13.5789 | 0 | 0 | 0 | 0.0012057 | 0.78397 | 0 | 0 | 3.9589 | 0 | 20.1161 | 0 | 0 | 0 | 0 | 0 | 0 | 0 | 0 | 0 | 0 | 0 | 0 | 0 | 0.45131 | 0 | 0.54519 | 6.3133 | 0 | 0 | 0.3675 | 0.8639 | 0 | 0 | 0 | 0 | 8.5412 | 0 | 0 | 0 | 0 | 0 | 0 | 0 | 0 | 0 | 0 | 0 | 0 | 0
1 | 17 | 13 | 3 | 1.7931 | 0 | 8.6313 | 0 | 0 | 0 | 0.0012057 | 0.84235 | 0 | 0 | 3.9589 | 0 | 15.2269 | 0 | 0 | 0 | 0 | 0 | 0 | 0 | 0 | 0 | 0 | 0 | 0 | 0 | 0.45131 | 0 | 0.54519 | 6.6659 | 0 | 0 | 0.42 | 0.85992 | 0 | 0 | 0 | 0 | 8.9424 | 0 | 0 | 0 | 0 | 0 | 0 | 0 | 0 | 0 | 0 | 0 | 0 | 0
1 | 17 | 14 | 3 | 1.7931 | 0 | 13.5789 | 0 | 0 | 0 | 0.0012057 | 0.70909 | 0 | 0 | 3.9589 | 0 | 20.0412 | 0 | 0 | 0 | 0 | 0 | 0 | 0 | 0 | 0 | 0 | 0 | 0 | 0 | 0.45131 | 0 | 0.54519 | 6.0419 | 0 | 0 | 0.3675 | 0.86155 | 0 | 0 | 0 | 0 | 8.2675 | 0 | 0 | 0 | 0 | 0 | 0 | 0 | 0 | 0 | 0 | 0 | 0 | 0
1 | 17 | 15 | 3 | 1.7931 | 0 | 13.5789 | 0 | 0 | 0 | 0.0012057 | 0.57626 | 0 | 0 | 3.9589 | 0 | 19.9084 | 0 | 0 | 0 | 0 | 0 | 0 | 0 | 0 | 0 | 0 | 0 | 0 | 0 | 0.45131 | 0 | 0.54519 | 5.432 | 0 | 0 | 0.3675 | 0.86359 | 0 | 0 | 0 | 0 | 7.6596 | 0 | 0 | 0 | 0 | 0 | 0 | 0 | 0 | 0 | 0 | 0 | 0 | 0
1 | 17 | 16 | 3 | 1.7931 | 0 | 13.5789 | 0 | 0 | 0 | 0.0012057 | 0.54862 | 0 | 0 | 5.0769 | 0 | 20.9987 | 0 | 0 | 0 | 0 | 0 | 0 | 0 | 0 | 0 | 0 | 0 | 0 | 0 | 0.45131 | 0 | 0.54519 | 5.3163 | 0 | 0 | 0.315 | 0.86187 | 0 | 0 | 0 | 0 | 7.4896 | 0 | 0 | 0 | 0 | 0 | 0 | 0 | 0 | 0 | 0 | 0 | 0 | 0
1 | 17 | 17 | 3 | 1.7931 | 0 | 13.5789 | 0 | 0 | 0 | 0.0012057 | 0.66776 | 0 | 0 | 3.5991 | 0 | 19.6401 | 0 | 0 | 0 | 0 | 0 | 0 | 0 | 0 | 0 | 0 | 0 | 0 | 0 | 0.45131 | 0 | 0.54519 | 5.8976 | 0 | 0 | 0.315 | 0.86015 | 0 | 0 | 0 | 0 | 8.0693 | 0 | 0 | 0 | 0 | 0 | 0 | 0 | 0 | 0 | 0 | 0 | 0 | 0
1 | 17 | 18 | 3 | 1.7931 | 0 | 13.5789 | 0 | 0 | 0 | 0.0012057 | 0.68702 | 0 | 0 | 5.9707 | 0 | 22.031 | 0 | 0 | 0 | 0 | 0 | 0 | 0 | 0 | 0 | 0 | 0 | 0 | 0 | 0.45131 | 0 | 0.54519 | 6.0639 | 0 | 0 | 0.525 | 0.85698 | 0 | 0 | 0 | 0 | 8.4424 | 0 | 0 | 0 | 0 | 0 | 0 | 0 | 0 | 0 | 0 | 0 | 0 | 0
1 | 17 | 19 | 3 | 1.7931 | 0 | 9.8682 | 0 | 0 | 0 | 0.0012057 | 0.78572 | 0 | 0 | 5.9707 | 0 | 18.419 | 0 | 0 | 0 | 0 | 0 | 0 | 0 | 0 | 0 | 0 | 0 | 0 | 0 | 0.45131 | 0 | 0.54519 | 6.5861 | 0 | 0 | 0.525 | 0.86055 | 0 | 0 | 0 | 0 | 8.9682 | 0 | 0 | 0 | 0 | 0 | 0 | 0 | 0 | 0 | 0 | 0 | 0 | 0
1 | 17 | 20 | 3 | 1.7931 | 0 | 2.4469 | 0 | 0 | 0 | 0.0012057 | 0.95014 | 0 | 0 | 3.9589 | 0 | 9.1503 | 0 | 0 | 0 | 0 | 0 | 0 | 0 | 0 | 0 | 0 | 0 | 0 | 0 | 0.45131 | 0 | 0.88038 | 7.7052 | 0 | 0 | 0.42 | 0.85998 | 0 | 0 | 0 | 0 | 10.3169 | 0 | 0 | 0 | 0 | 0 | 0 | 0 | 0 | 0 | 0 | 0 | 0 | 0
1 | 17 | 21 | 3 | 1.7931 | 0 | 2.4469 | 0 | 0 | 0 | 0.0012057 | 0.96573 | 0 | 0 | 3.9589 | 0 | 9.1659 | 0 | 0 | 0 | 0 | 0 | 0 | 0 | 0 | 0 | 0 | 0 | 0 | 0 | 0.45131 | 0 | 1.1038 | 7.7964 | 0 | 0 | 0.3675 | 0.85265 | 0 | 0 | 0 | 0 | 10.5717 | 0 | 0 | 0 | 0 | 0 | 0 | 0 | 0 | 0 | 0 | 0 | 0 | 0
1 | 17 | 22 | 3 | 1.7931 | 0 | 2.4469 | 0 | 0 | 0 | 0.0012057 | 0.97773 | 0 | 0 | 6.412 | 0 | 11.6309 | 0 | 0 | 0 | 0 | 0 | 0 | 0 | 0 | 0 | 0 | 0 | 0 | 0 | 0.45131 | 0 | 1.2156 | 8.5706 | 0 | 0 | 0.4725 | 0.8511 | 0 | 0.00070161 | 0 | 0 | 11.5618 | 0 | 0 | 0 | 0 | 0 | 0 | 0 | 0 | 0 | 0 | 0 | 0 | 0
1 | 17 | 23 | 3 | 1.7931 | 0 | 2.4469 | 0 | 0 | 0 | 0.0012057 | 0.98521 | 0 | 0 | 3.6019 | 0 | 8.8284 | 0 | 0 | 0 | 0 | 0 | 0 | 0 | 0 | 0 | 0 | 0 | 0 | 0 | 0.45131 | 0 | 1.1038 | 8.6425 | 0 | 0 | 0.315 | 0.85267 | 0 | 0.00070772 | 0 | 0 | 11.366 | 0 | 0 | 0 | 0 | 0 | 0 | 0 | 0 | 0 | 0 | 0 | 0 | 0
1 | 17 | 24 | 3 | 1.7931 | 0 | 2.4469 | 0 | 0 | 0 | 0.0012057 | 0.4916 | 0 | 0 | 0.63455 | 0 | 5.3674 | 0 | 0 | 0 | 0 | 0 | 0 | 0 | 0 | 0 | 0 | 0 | 0 | 0 | 0.45131 | 0 | 0.88038 | 5.7636 | 0 | 0 | 0.0525 | 0.8508 | 0 | 0.00040745 | 0 | 0 | 7.999 | 0 | 0 | 0 | 0 | 0 | 0 | 0 | 0 | 0 | 0 | 0 | 0 | 0
1 | 18 | 1 | 4 | 1.7931 | 0 | 2.4469 | 0 | 0 | 0 | 0.0012057 | 0.63529 | 0 | 0 | 0.63454 | 0 | 5.5111 | 0 | 0 | 0 | 0 | 0 | 0 | 0 | 0 | 0 | 0 | 0 | 0 | 0 | 0.45131 | 0 | 0.54519 | 6.9546 | 0 | 0 | 0.0525 | 0.86194 | 0 | 0.00051825 | 0 | 0 | 8.8661 | 0 | 0 | 0 | 0 | 0 | 0 | 0 | 0 | 0 | 0 | 0 | 0 | 0
1 | 18 | 2 | 4 | 1.7931 | 0 | 2.4469 | 0 | 0 | 0 | 0.0012057 | 0.73277 | 0 | 0 | 0.63458 | 0 | 5.6086 | 0 | 0 | 0 | 0 | 0 | 0 | 0 | 0 | 0 | 0 | 0 | 0 | 0 | 0.45131 | 0 | 0.32173 | 7.9336 | 0 | 0 | 0.0525 | 0.87725 | 0 | 0.0034579 | 0 | 0 | 9.6398 | 0 | 0 | 0 | 0 | 0 | 0 | 0 | 0 | 0 | 0 | 0 | 0 | 0
1 | 18 | 3 | 4 | 1.7931 | 0 | 2.4469 | 0 | 0 | 0 | 0.0012057 | 0.76222 | 0 | 0 | 0.63462 | 0 | 5.6381 | 0 | 0 | 0 | 0 | 0 | 0 | 0 | 0 | 0 | 0 | 0 | 0 | 0 | 0.45131 | 0 | 0.32173 | 8.2818 | 0 | 0 | 0.0525 | 0.87854 | 0 | 0.1222 | 0 | 0 | 10.108 | 0 | 0 | 0 | 0 | 0 | 0 | 0 | 0 | 0 | 0 | 0 | 0 | 0
1 | 18 | 4 | 4 | 1.7931 | 0 | 2.4469 | 0 | 0 | 0 | 0.0012057 | 0.74898 | 0 | 0 | 0.63462 | 0 | 5.6248 | 0 | 0 | 0 | 0 | 0 | 0 | 0 | 0 | 0 | 0 | 0 | 0 | 0 | 0.45131 | 0 | 0.32173 | 8.1345 | 0 | 0 | 0.0525 | 0.87314 | 0 | 0.17927 | 0 | 0 | 10.0125 | 0 | 0 | 0 | 0 | 0 | 0 | 0 | 0 | 0 | 0 | 0 | 0 | 0
1 | 18 | 5 | 4 | 1.7931 | 0 | 2.4469 | 0 | 0 | 0 | 0.0012057 | 0.80812 | 0 | 0 | 0.6346 | 0 | 5.684 | 0 | 0 | 0 | 0 | 0 | 0 | 0 | 0 | 0 | 0 | 0 | 0 | 0 | 0.45131 | 0 | 0.32173 | 8.6294 | 0 | 0 | 0.0525 | 0.88157 | 0 | 0.24941 | 0 | 0 | 10.5859 | 0 | 0 | 0 | 0 | 0 | 0 | 0 | 0 | 0 | 0 | 0 | 0 | 0
1 | 18 | 6 | 4 | 1.7931 | 0 | 2.4469 | 0 | 0 | 0 | 0.0012057 | 0.78436 | 0 | 0 | 0.63463 | 0 | 5.6602 | 0 | 0 | 0 | 0 | 0 | 0 | 0 | 0 | 0 | 0 | 0 | 0 | 0 | 0.45131 | 0 | 0.32173 | 8.4122 | 0 | 0 | 0.0525 | 0.87495 | 0 | 0.24262 | 0 | 0 | 10.3553 | 0 | 0 | 0 | 0 | 0 | 0 | 0 | 0 | 0 | 0 | 0 | 0 | 0
1 | 18 | 7 | 4 | 1.7931 | 0 | 2.4469 | 0 | 0 | 0 | 0.0012057 | 0.81491 | 0 | 0 | 3.5991 | 0 | 8.6553 | 0 | 0 | 0 | 0 | 0 | 0 | 0 | 0 | 0 | 0 | 0 | 0 | 0 | 0.45131 | 0 | 0.54519 | 8.5761 | 0 | 0 | 0.315 | 0.87202 | 0 | 0.37133 | 0 | 0 | 11.131 | 0 | 0 | 0 | 0 | 0 | 0 | 0 | 0 | 0 | 0 | 0 | 0 | 0
1 | 18 | 8 | 4 | 1.7931 | 0 | 2.4469 | 0 | 0 | 0 | 0.0012057 | 1.2426 | 0 | 0 | 5.9707 | 0 | 11.4545 | 0 | 0 | 0 | 0 | 0 | 0 | 0 | 0 | 0 | 0 | 0 | 0 | 0 | 0.45131 | 0 | 0.71279 | 11.5375 | 0 | 0 | 0.525 | 0.87529 | 0 | 0.35144 | 0 | 0 | 14.4533 | 0 | 0 | 0 | 0 | 0 | 0 | 0 | 0 | 0 | 0 | 0 | 0 | 0
1 | 18 | 9 | 4 | 1.7931 | 0 | 13.5789 | 0 | 0 | 0 | 0.0012057 | 1.1114 | 0 | 0 | 3.9589 | 0 | 20.4435 | 0 | 0 | 0 | 0 | 0 | 0 | 0 | 0 | 0 | 0 | 0 | 0 | 0 | 0.45131 | 0 | 0.71279 | 10.2397 | 0 | 0 | 0.42 | 0.8779 | 0 | 0.073688 | 0 | 0 | 12.7754 | 0 | 0 | 0 | 0 | 0 | 0 | 0 | 0 | 0 | 0 | 0 | 0 | 0
1 | 18 | 10 | 4 | 1.7931 | 0 | 13.5789 | 0 | 0 | 0 | 0.0012057 | 0.95234 | 0 | 0 | 4.4154 | 0 | 20.741 | 0 | 0 | 0 | 0 | 0 | 0 | 0 | 0 | 0 | 0 | 0 | 0 | 0 | 0.45131 | 0 | 0.71279 | 8.9282 | 0 | 0 | 0.315 | 0.87086 | 0 | 0.00070885 | 0 | 0 | 11.2788 | 0 | 0 | 0 | 0 | 0 | 0 | 0 | 0 | 0 | 0 | 0 | 0 | 0
1 | 18 | 11 | 4 | 1.7931 | 0 | 13.5789 | 0 | 0 | 0 | 0.0012057 | 0.86523 | 0 | 0 | 3.5991 | 0 | 19.8376 | 0 | 0 | 0 | 0 | 0 | 0 | 0 | 0 | 0 | 0 | 0 | 0 | 0 | 0.45131 | 0 | 0.71279 | 8.2216 | 0 | 0 | 0.315 | 0.86422 | 0 | 0.00064279 | 0 | 0 | 10.5655 | 0 | 0 | 0 | 0 | 0 | 0 | 0 | 0 | 0 | 0 | 0 | 0 | 0
1 | 18 | 12 | 4 | 1.7931 | 0 | 13.5789 | 0 | 0 | 0 | 0.0012057 | 0.7697 | 0 | 0 | 3.9589 | 0 | 20.1018 | 0 | 0 | 0 | 0 | 0 | 0 | 0 | 0 | 0 | 0 | 0 | 0 | 0 | 0.45131 | 0 | 0.54519 | 7.5425 | 0 | 0 | 0.3675 | 0.86525 | 0 | 0.00058092 | 0 | 0 | 9.7723 | 0 | 0 | 0 | 0 | 0 | 0 | 0 | 0 | 0 | 0 | 0 | 0 | 0
1 | 18 | 13 | 4 | 1.7931 | 0 | 8.6313 | 0 | 0 | 0 | 0.0012057 | 0.691 | 0 | 0 | 3.9589 | 0 | 15.0756 | 0 | 0 | 0 | 0 | 0 | 0 | 0 | 0 | 0 | 0 | 0 | 0 | 0 | 0.45131 | 0 | 0.54519 | 6.9307 | 0 | 0 | 0.42 | 0.86061 | 0 | 0.00052664 | 0 | 0 | 9.2084 | 0 | 0 | 0 | 0 | 0 | 0 | 0 | 0 | 0 | 0 | 0 | 0 | 0
1 | 18 | 14 | 4 | 1.7931 | 0 | 13.5789 | 0 | 0 | 0 | 0.0012057 | 0.61913 | 0 | 0 | 3.9589 | 0 | 19.9513 | 0 | 0 | 0 | 0 | 0 | 0 | 0 | 0 | 0 | 0 | 0 | 0 | 0 | 0.45131 | 0 | 0.54519 | 6.4299 | 0 | 0 | 0.3675 | 0.86398 | 0 | 0.00048187 | 0 | 0 | 8.6584 | 0 | 0 | 0 | 0 | 0 | 0 | 0 | 0 | 0 | 0 | 0 | 0 | 0
1 | 18 | 15 | 4 | 1.7931 | 0 | 13.5789 | 0 | 0 | 0 | 0.0012057 | 0.56423 | 0 | 0 | 3.9589 | 0 | 19.8964 | 0 | 0 | 0 | 0 | 0 | 0 | 0 | 0 | 0 | 0 | 0 | 0 | 0 | 0.45131 | 0 | 0.54519 | 6.0526 | 0 | 0 | 0.3675 | 0.86544 | 0 | 0.00044893 | 0 | 0 | 8.2825 | 0 | 0 | 0 | 0 | 0 | 0 | 0 | 0 | 0 | 0 | 0 | 0 | 0
1 | 18 | 16 | 4 | 1.7931 | 0 | 13.5789 | 0 | 0 | 0 | 0.0012057 | 0.62848 | 0 | 0 | 5.0769 | 0 | 21.0785 | 0 | 0 | 0 | 0 | 0 | 0 | 0 | 0 | 0 | 0 | 0 | 0 | 0 | 0.45131 | 0 | 0.54519 | 6.0987 | 0 | 0 | 0.315 | 0.86895 | 0 | 0 | 0 | 0 | 8.2791 | 0 | 0 | 0 | 0 | 0 | 0 | 0 | 0 | 0 | 0 | 0 | 0 | 0
1 | 18 | 17 | 4 | 1.7931 | 0 | 13.5789 | 0 | 0 | 0 | 0.0012057 | 0.7643 | 0 | 0 | 3.5991 | 0 | 19.7367 | 0 | 0 | 0 | 0 | 0 | 0 | 0 | 0 | 0 | 0 | 0 | 0 | 0 | 0.45131 | 0 | 0.54519 | 7.4857 | 0 | 0 | 0.315 | 0.87247 | 0 | 0.00057872 | 0 | 0 | 9.6702 | 0 | 0 | 0 | 0 | 0 | 0 | 0 | 0 | 0 | 0 | 0 | 0 | 0
1 | 18 | 18 | 4 | 1.7931 | 0 | 13.5789 | 0 | 0 | 0 | 0.0012057 | 0.88699 | 0 | 0 | 5.9708 | 0 | 22.231 | 0 | 0 | 0 | 0 | 0 | 0 | 0 | 0 | 0 | 0 | 0 | 0 | 0 | 0.45131 | 0 | 0.54519 | 8.4004 | 0 | 0 | 0.525 | 0.88314 | 0 | 0.00066483 | 0 | 0 | 10.8057 | 0 | 0 | 0 | 0 | 0 | 0 | 0 | 0 | 0 | 0 | 0 | 0 | 0
1 | 18 | 19 | 4 | 1.7931 | 0 | 9.8682 | 0 | 0 | 0 | 0.0012057 | 0.92575 | 0 | 0 | 5.9708 | 0 | 18.5591 | 0 | 0 | 0 | 0 | 0 | 0 | 0 | 0 | 0 | 0 | 0 | 0 | 0 | 0.45131 | 0 | 0.54519 | 8.6065 | 0 | 0 | 0.525 | 0.87682 | 0 | 0.00068685 | 0 | 0 | 11.0055 | 0 | 0 | 0 | 0 | 0 | 0 | 0 | 0 | 0 | 0 | 0 | 0 | 0
1 | 18 | 20 | 4 | 1.7931 | 0 | 2.4469 | 0 | 0 | 0 | 0.0012057 | 1.0751 | 0 | 0 | 3.9589 | 0 | 9.2753 | 0 | 0 | 0 | 0 | 0 | 0 | 0 | 0 | 0 | 0 | 0 | 0 | 0 | 0.45131 | 0 | 0.88038 | 9.6105 | 0 | 0 | 0.42 | 0.87634 | 0 | 0.00078096 | 0 | 0 | 12.2393 | 0 | 0 | 0 | 0 | 0 | 0 | 0 | 0 | 0 | 0 | 0 | 0 | 0
1 | 18 | 21 | 4 | 1.7931 | 0 | 2.4469 | 0 | 0 | 0 | 0.0012057 | 1.0776 | 0 | 0 | 3.9589 | 0 | 9.2778 | 0 | 0 | 0 | 0 | 0 | 0 | 0 | 0 | 0 | 0 | 0 | 0 | 0 | 0.45131 | 0 | 1.1038 | 9.5956 | 0 | 0 | 0.3675 | 0.86672 | 0 | 0.00078113 | 0 | 0 | 12.3857 | 0 | 0 | 0 | 0 | 0 | 0 | 0 | 0 | 0 | 0 | 0 | 0 | 0
1 | 18 | 22 | 4 | 1.7931 | 0 | 2.4469 | 0 | 0 | 0 | 0.0012057 | 1.0887 | 0 | 0 | 6.412 | 0 | 11.7419 | 0 | 0 | 0 | 0 | 0 | 0 | 0 | 0 | 0 | 0 | 0 | 0 | 0 | 0.45131 | 0 | 1.2156 | 9.5192 | 0 | 0 | 0.4725 | 0.8635 | 0 | 0.00078283 | 0 | 0 | 12.5229 | 0 | 0 | 0 | 0 | 0 | 0 | 0 | 0 | 0 | 0 | 0 | 0 | 0
1 | 18 | 23 | 4 | 1.7931 | 0 | 2.4469 | 0 | 0 | 0 | 0.0012057 | 1.122 | 0 | 0 | 3.602 | 0 | 8.9652 | 0 | 0 | 0 | 0 | 0 | 0 | 0 | 0 | 0 | 0 | 0 | 0 | 0 | 0.45131 | 0 | 1.1038 | 9.9491 | 0 | 0 | 0.315 | 0.87055 | 0 | 0.00081169 | 0 | 0 | 12.6906 | 0 | 0 | 0 | 0 | 0 | 0 | 0 | 0 | 0 | 0 | 0 | 0 | 0
1 | 18 | 24 | 4 | 1.7931 | 0 | 2.4469 | 0 | 0 | 0 | 0.0012057 | 0.64845 | 0 | 0 | 0.63459 | 0 | 5.5243 | 0 | 0 | 0 | 0 | 0 | 0 | 0 | 0 | 0 | 0 | 0 | 0 | 0 | 0.45131 | 0 | 0.88038 | 7.1532 | 0 | 0 | 0.0525 | 0.86981 | 0 | 0.00052964 | 0 | 0 | 9.4077 | 0 | 0 | 0 | 0 | 0 | 0 | 0 | 0 | 0 | 0 | 0 | 0 | 0
1 | 19 | 1 | 5 | 1.7931 | 0 | 2.4469 | 0 | 0 | 0 | 0.0012057 | 0.7872 | 0 | 0 | 0.63459 | 0 | 5.663 | 0 | 0 | 0 | 0 | 0 | 0 | 0 | 0 | 0 | 0 | 0 | 0 | 0 | 0.45131 | 0 | 0.54519 | 8.4636 | 0 | 0 | 0.0525 | 0.88133 | 0 | 0.00064266 | 0 | 0 | 10.3946 | 0 | 0 | 0 | 0 | 0 | 0 | 0 | 0 | 0 | 0 | 0 | 0 | 0
1 | 19 | 2 | 5 | 1.7931 | 0 | 2.4469 | 0 | 0 | 0 | 0.0012057 | 0.83276 | 0 | 0 | 0.63463 | 0 | 5.7086 | 0 | 0 | 0 | 0 | 0 | 0 | 0 | 0 | 0 | 0 | 0 | 0 | 0 | 0.45131 | 0 | 0.32173 | 8.9457 | 0 | 0 | 0.0525 | 0.88808 | 0 | 0.0006823 | 0 | 0 | 10.66 | 0 | 0 | 0 | 0 | 0 | 0 | 0 | 0 | 0 | 0 | 0 | 0 | 0
1 | 19 | 3 | 5 | 1.7931 | 0 | 2.4469 | 0 | 0 | 0 | 0.0012057 | 0.86073 | 0 | 0 | 0.63465 | 0 | 5.7366 | 0 | 0 | 0 | 0 | 0 | 0 | 0 | 0 | 0 | 0 | 0 | 0 | 0 | 0.45131 | 0 | 0.32173 | 9.2267 | 0 | 0 | 0.0525 | 0.88962 | 0 | 0.00070617 | 0 | 0 | 10.9426 | 0 | 0 | 0 | 0 | 0 | 0 | 0 | 0 | 0 | 0 | 0 | 0 | 0
1 | 19 | 4 | 5 | 1.7931 | 0 | 2.4469 | 0 | 0 | 0 | 0.0012057 | 0.82874 | 0 | 0 | 0.63465 | 0 | 5.7046 | 0 | 0 | 0 | 0 | 0 | 0 | 0 | 0 | 0 | 0 | 0 | 0 | 0 | 0.45131 | 0 | 0.32173 | 8.8154 | 0 | 0 | 0.0525 | 0.8811 | 0 | 0.00067661 | 0 | 0 | 10.5227 | 0 | 0 | 0 | 0 | 0 | 0 | 0 | 0 | 0 | 0 | 0 | 0 | 0
1 | 19 | 5 | 5 | 1.7931 | 0 | 2.4469 | 0 | 0 | 0 | 0.0012057 | 0.8273 | 0 | 0 | 0.63462 | 0 | 5.7031 | 0 | 0 | 0 | 0 | 0 | 0 | 0 | 0 | 0 | 0 | 0 | 0 | 0 | 0.45131 | 0 | 0.32173 | 8.8437 | 0 | 0 | 0.0525 | 0.87936 | 0 | 0.00067605 | 0 | 0 | 10.5492 | 0 | 0 | 0 | 0 | 0 | 0 | 0 | 0 | 0 | 0 | 0 | 0 | 0
1 | 19 | 6 | 5 | 1.7931 | 0 | 2.4469 | 0 | 0 | 0 | 0.0012057 | 0.83927 | 0 | 0 | 0.63461 | 0 | 5.7151 | 0 | 0 | 0 | 0 | 0 | 0 | 0 | 0 | 0 | 0 | 0 | 0 | 0 | 0.45131 | 0 | 0.32173 | 8.94 | 0 | 0 | 0.0525 | 0.87982 | 0 | 0.071717 | 0 | 0 | 10.7171 | 0 | 0 | 0 | 0 | 0 | 0 | 0 | 0 | 0 | 0 | 0 | 0 | 0
1 | 19 | 7 | 5 | 1.7931 | 0 | 2.4469 | 0 | 0 | 0 | 0.0012057 | 0.88931 | 0 | 0 | 3.5991 | 0 | 8.7297 | 0 | 0 | 0 | 0 | 0 | 0 | 0 | 0 | 0 | 0 | 0 | 0 | 0 | 0.45131 | 0 | 0.54519 | 9.387 | 0 | 0 | 0.315 | 0.88088 | 0 | 0.00072066 | 0 | 0 | 11.5801 | 0 | 0 | 0 | 0 | 0 | 0 | 0 | 0 | 0 | 0 | 0 | 0 | 0
1 | 19 | 8 | 5 | 1.7931 | 0 | 2.4469 | 0 | 0 | 0 | 0.0012057 | 1.2627 | 0 | 0 | 5.9707 | 0 | 11.4746 | 0 | 0 | 0 | 0 | 0 | 0 | 0 | 0 | 0 | 0 | 0 | 0 | 0 | 0.45131 | 0 | 0.71279 | 11.8745 | 0 | 0 | 0.525 | 0.87977 | 0 | 0.00095148 | 0 | 0 | 14.4444 | 0 | 0 | 0 | 0 | 0 | 0 | 0 | 0 | 0 | 0 | 0 | 0 | 0
1 | 19 | 9 | 5 | 1.7931 | 0 | 13.5789 | 0 | 0 | 0 | 0.0012057 | 1.0073 | 0 | 0 | 3.9589 | 0 | 20.3394 | 0 | 0 | 0 | 0 | 0 | 0 | 0 | 0 | 0 | 0 | 0 | 0 | 0 | 0.45131 | 0 | 0.71279 | 9.4923 | 0 | 0 | 0.42 | 0.8723 | 0 | 0.00075729 | 0 | 0 | 11.9495 | 0 | 0 | 0 | 0 | 0 | 0 | 0 | 0 | 0 | 0 | 0 | 0 | 0
1 | 19 | 10 | 5 | 1.7931 | 0 | 13.5789 | 0 | 0 | 0 | 0.0012057 | 0.82731 | 0 | 0 | 4.4154 | 0 | 20.6159 | 0 | 0 | 0 | 0 | 0 | 0 | 0 | 0 | 0 | 0 | 0 | 0 | 0 | 0.45131 | 0 | 0.71279 | 7.9643 | 0 | 0 | 0.315 | 0.86654 | 0 | 0.0006263 | 0 | 0 | 10.3105 | 0 | 0 | 0 | 0 | 0 | 0 | 0 | 0 | 0 | 0 | 0 | 0 | 0
1 | 19 | 11 | 5 | 1.7931 | 0 | 13.5789 | 0 | 0 | 0 | 0.0012057 | 0.72395 | 0 | 0 | 3.5991 | 0 | 19.6963 | 0 | 0 | 0 | 0 | 0 | 0 | 0 | 0 | 0 | 0 | 0 | 0 | 0 | 0.45131 | 0 | 0.71279 | 6.056 | 0 | 0 | 0.315 | 0.83609 | 0 | 0 | 0 | 0 | 8.3712 | 0 | 0 | 0 | 0 | 0 | 0 | 0 | 0 | 0 | 0 | 0 | 0 | 0
1 | 19 | 12 | 5 | 1.7931 | 0 | 13.5789 | 0 | 0 | 0 | 0.0012057 | 0.59845 | 0 | 0 | 3.9589 | 0 | 19.9306 | 0 | 0 | 0 | 0 | 0 | 0 | 0 | 0 | 0 | 0 | 0 | 0 | 0 | 0.45131 | 0 | 0.54519 | 5.1495 | 0 | 0 | 0.3675 | 0.83541 | 0 | 0 | 0 | 0 | 7.3489 | 0 | 0 | 0 | 0 | 0 | 0 | 0 | 0 | 0 | 0 | 0 | 0 | 0
1 | 19 | 13 | 5 | 1.7931 | 0 | 8.6313 | 0 | 0 | 0 | 0.0012057 | 0.52913 | 0 | 0 | 3.9589 | 0 | 14.9137 | 0 | 0 | 0 | 0 | 0 | 0 | 0 | 0 | 0 | 0 | 0 | 0 | 0 | 0.45131 | 0 | 0.54519 | 4.6259 | 0 | 0 | 0.42 | 0.83018 | 0 | 0 | 0 | 0 | 6.8726 | 0 | 0 | 0 | 0 | 0 | 0 | 0 | 0 | 0 | 0 | 0 | 0 | 0
1 | 19 | 14 | 5 | 1.7931 | 0 | 13.5789 | 0 | 0 | 0 | 0.0012057 | 0.43472 | 0 | 0 | 3.9589 | 0 | 19.7668 | 0 | 0 | 0 | 0 | 0 | 0 | 0 | 0 | 0 | 0 | 0 | 0 | 0 | 0.45131 | 0 | 0.54519 | 4.1074 | 0 | 0 | 0.3675 | 0.83968 | 0 | 0 | 0 | 0 | 6.3111 | 0 | 0 | 0 | 0 | 0 | 0 | 0 | 0 | 0 | 0 | 0 | 0 | 0
1 | 19 | 15 | 5 | 1.7931 | 0 | 13.5789 | 0 | 0 | 0 | 0.0012057 | 0.38674 | 0 | 0 | 3.9589 | 0 | 19.7189 | 0 | 0 | 0 | 0 | 0 | 0 | 0 | 0 | 0 | 0 | 0 | 0 | 0 | 0.45131 | 0 | 0.54519 | 3.868 | 0 | 0 | 0.3675 | 0.84478 | 0 | 0 | 0 | 0 | 6.0768 | 0 | 0 | 0 | 0 | 0 | 0 | 0 | 0 | 0 | 0 | 0 | 0 | 0
1 | 19 | 16 | 5 | 1.7931 | 0 | 13.5789 | 0 | 0 | 0 | 0.0012057 | 0.44199 | 0 | 0 | 5.0767 | 0 | 20.8919 | 0 | 0 | 0 | 0 | 0 | 0 | 0 | 0 | 0 | 0 | 0 | 0 | 0 | 0.45131 | 0 | 0.54519 | 4.0103 | 0 | 0 | 0.315 | 0.84384 | 0 | 0 | 0 | 0 | 6.1656 | 0 | 0 | 0 | 0 | 0 | 0 | 0 | 0 | 0 | 0 | 0 | 0 | 0
1 | 19 | 17 | 5 | 1.7931 | 0 | 13.5789 | 0 | 0 | 0 | 0.0012057 | 0.52695 | 0 | 0 | 3.5991 | 0 | 19.4993 | 0 | 0 | 0 | 0 | 0 | 0 | 0 | 0 | 0 | 0 | 0 | 0 | 0 | 0.45131 | 0 | 0.54519 | 4.6342 | 0 | 0 | 0.315 | 0.84963 | 0 | 0 | 0 | 0 | 6.7953 | 0 | 0 | 0 | 0 | 0 | 0 | 0 | 0 | 0 | 0 | 0 | 0 | 0
1 | 19 | 18 | 5 | 1.7931 | 0 | 13.5789 | 0 | 0 | 0 | 0.0012057 | 0.57008 | 0 | 0 | 5.9707 | 0 | 21.914 | 0 | 0 | 0 | 0 | 0 | 0 | 0 | 0 | 0 | 0 | 0 | 0 | 0 | 0.45131 | 0 | 0.54519 | 5.0378 | 0 | 0 | 0.525 | 0.85014 | 0 | 0 | 0 | 0 | 7.4094 | 0 | 0 | 0 | 0 | 0 | 0 | 0 | 0 | 0 | 0 | 0 | 0 | 0
1 | 19 | 19 | 5 | 1.7931 | 0 | 9.8682 | 0 | 0 | 0 | 0.0012057 | 0.66751 | 0 | 0 | 5.9707 | 0 | 18.3008 | 0 | 0 | 0 | 0 | 0 | 0 | 0 | 0 | 0 | 0 | 0 | 0 | 0 | 0.45131 | 0 | 0.54519 | 5.3857 | 0 | 0 | 0.525 | 0.84779 | 0 | 0 | 0 | 0 | 7.755 | 0 | 0 | 0 | 0 | 0 | 0 | 0 | 0 | 0 | 0 | 0 | 0 | 0
1 | 19 | 20 | 5 | 1.7931 | 0 | 2.4469 | 0 | 0 | 0 | 0.0012057 | 0.85756 | 0 | 0 | 3.9589 | 0 | 9.0577 | 0 | 0 | 0 | 0 | 0 | 0 | 0 | 0 | 0 | 0 | 0 | 0 | 0 | 0.45131 | 0 | 0.88038 | 6.5453 | 0 | 0 | 0.42 | 0.84855 | 0 | 0 | 0 | 0 | 9.1456 | 0 | 0 | 0 | 0 | 0 | 0 | 0 | 0 | 0 | 0 | 0 | 0 | 0
1 | 19 | 21 | 5 | 1.7931 | 0 | 2.4469 | 0 | 0 | 0 | 0.0012057 | 0.89927 | 0 | 0 | 3.9589 | 0 | 9.0994 | 0 | 0 | 0 | 0 | 0 | 0 | 0 | 0 | 0 | 0 | 0 | 0 | 0 | 0.45131 | 0 | 1.1038 | 6.771 | 0 | 0 | 0.3675 | 0.84489 | 0 | 0 | 0 | 0 | 9.5385 | 0 | 0 | 0 | 0 | 0 | 0 | 0 | 0 | 0 | 0 | 0 | 0 | 0
1 | 19 | 22 | 5 | 1.7931 | 0 | 2.4469 | 0 | 0 | 0 | 0.0012057 | 0.90771 | 0 | 0 | 6.412 | 0 | 11.5609 | 0 | 0 | 0 | 0 | 0 | 0 | 0 | 0 | 0 | 0 | 0 | 0 | 0 | 0.45131 | 0 | 1.2156 | 6.912 | 0 | 0 | 0.4725 | 0.84099 | 0 | 0 | 0 | 0 | 9.8924 | 0 | 0 | 0 | 0 | 0 | 0 | 0 | 0 | 0 | 0 | 0 | 0 | 0
1 | 19 | 23 | 5 | 1.7931 | 0 | 2.4469 | 0 | 0 | 0 | 0.0012057 | 0.9054 | 0 | 0 | 3.6019 | 0 | 8.7486 | 0 | 0 | 0 | 0 | 0 | 0 | 0 | 0 | 0 | 0 | 0 | 0 | 0 | 0.45131 | 0 | 1.1038 | 6.8968 | 0 | 0 | 0.315 | 0.84104 | 0 | 0 | 0 | 0 | 9.608 | 0 | 0 | 0 | 0 | 0 | 0 | 0 | 0 | 0 | 0 | 0 | 0 | 0
1 | 19 | 24 | 5 | 1.7931 | 0 | 2.4469 | 0 | 0 | 0 | 0.0012057 | 0.43548 | 0 | 0 | 0.63455 | 0 | 5.3113 | 0 | 0 | 0 | 0 | 0 | 0 | 0 | 0 | 0 | 0 | 0 | 0 | 0 | 0.45131 | 0 | 0.88038 | 4.7438 | 0 | 0 | 0.0525 | 0.84375 | 0 | 0 | 0 | 0 | 6.9718 | 0 | 0 | 0 | 0 | 0 | 0 | 0 | 0 | 0 | 0 | 0 | 0 | 0
1 | 20 | 1 | 6 | 1.7931 | 0 | 2.4469 | 0 | 0 | 0 | 0.0012057 | 0.57881 | 0 | 0 | 0.63456 | 0 | 5.4546 | 0 | 0 | 0 | 0 | 0 | 0 | 0 | 0 | 0 | 0 | 0 | 0 | 0 | 0.45131 | 0 | 0.54519 | 5.7097 | 0 | 0 | 0.0525 | 0.85452 | 0 | 0 | 0 | 0 | 7.6133 | 0 | 0 | 0 | 0 | 0 | 0 | 0 | 0 | 0 | 0 | 0 | 0 | 0
1 | 20 | 2 | 6 | 1.7931 | 0 | 2.4469 | 0 | 0 | 0 | 0.0012057 | 0.64062 | 0 | 0 | 0.6346 | 0 | 5.5164 | 0 | 0 | 0 | 0 | 0 | 0 | 0 | 0 | 0 | 0 | 0 | 0 | 0 | 0.45131 | 0 | 0.32173 | 6.3542 | 0 | 0 | 0.0525 | 0.86287 | 0 | 0 | 0 | 0 | 8.0426 | 0 | 0 | 0 | 0 | 0 | 0 | 0 | 0 | 0 | 0 | 0 | 0 | 0
1 | 20 | 3 | 6 | 1.7931 | 0 | 2.4469 | 0 | 0 | 0 | 0.0012057 | 0.65464 | 0 | 0 | 0.63462 | 0 | 5.5305 | 0 | 0 | 0 | 0 | 0 | 0 | 0 | 0 | 0 | 0 | 0 | 0 | 0 | 0.45131 | 0 | 0.32173 | 6.5209 | 0 | 0 | 0.0525 | 0.86133 | 0 | 0 | 0 | 0 | 8.2077 | 0 | 0 | 0 | 0 | 0 | 0 | 0 | 0 | 0 | 0 | 0 | 0 | 0
1 | 20 | 4 | 6 | 1.7931 | 0 | 2.4469 | 0 | 0 | 0 | 0.0012057 | 0.70503 | 0 | 0 | 0.63461 | 0 | 5.5809 | 0 | 0 | 0 | 0 | 0 | 0 | 0 | 0 | 0 | 0 | 0 | 0 | 0 | 0.45131 | 0 | 0.32173 | 6.8553 | 0 | 0 | 0.0525 | 0.86761 | 0 | 0 | 0 | 0 | 8.5485 | 0 | 0 | 0 | 0 | 0 | 0 | 0 | 0 | 0 | 0 | 0 | 0 | 0
1 | 20 | 5 | 6 | 1.7931 | 0 | 2.4469 | 0 | 0 | 0 | 0.0012057 | 0.71041 | 0 | 0 | 0.63463 | 0 | 5.5863 | 0 | 0 | 0 | 0 | 0 | 0 | 0 | 0 | 0 | 0 | 0 | 0 | 0 | 0.45131 | 0 | 0.32173 | 6.9015 | 0 | 0 | 0.0525 | 0.86617 | 0 | 0 | 0 | 0 | 8.5932 | 0 | 0 | 0 | 0 | 0 | 0 | 0 | 0 | 0 | 0 | 0 | 0 | 0
1 | 20 | 6 | 6 | 1.7931 | 0 | 2.4469 | 0 | 0 | 0 | 0.0012057 | 0.688 | 0 | 0 | 0.63462 | 0 | 5.5639 | 0 | 0 | 0 | 0 | 0 | 0 | 0 | 0 | 0 | 0 | 0 | 0 | 0 | 0.45131 | 0 | 0.32173 | 6.7152 | 0 | 0 | 0.0525 | 0.86039 | 0 | 0 | 0 | 0 | 8.4011 | 0 | 0 | 0 | 0 | 0 | 0 | 0 | 0 | 0 | 0 | 0 | 0 | 0
1 | 20 | 7 | 6 | 1.7931 | 0 | 2.4469 | 0 | 0 | 0 | 0.0012057 | 0.70322 | 0 | 0 | 3.5991 | 0 | 8.5436 | 0 | 0 | 0 | 0 | 0 | 0 | 0 | 0 | 0 | 0 | 0 | 0 | 0 | 0.45131 | 0 | 0.54519 | 6.7451 | 0 | 0 | 0.315 | 0.85711 | 0 | 0 | 0 | 0 | 8.9137 | 0 | 0 | 0 | 0 | 0 | 0 | 0 | 0 | 0 | 0 | 0 | 0 | 0
1 | 20 | 8 | 6 | 1.7931 | 0 | 2.4469 | 0 | 0 | 0 | 0.0012057 | 1.106 | 0 | 0 | 5.9707 | 0 | 11.318 | 0 | 0 | 0 | 0 | 0 | 0 | 0 | 0 | 0 | 0 | 0 | 0 | 0 | 0.45131 | 0 | 0.71279 | 9.0063 | 0 | 0 | 0.525 | 0.85089 | 0 | 0 | 0 | 0 | 11.5463 | 0 | 0 | 0 | 0 | 0 | 0 | 0 | 0 | 0 | 0 | 0 | 0 | 0
1 | 20 | 9 | 6 | 1.7931 | 0 | 13.5789 | 0 | 0 | 0 | 0.0012057 | 0.80545 | 0 | 0 | 3.9589 | 0 | 20.1375 | 0 | 0 | 0 | 0 | 0 | 0 | 0 | 0 | 0 | 0 | 0 | 0 | 0 | 0.45131 | 0 | 0.71279 | 6.7238 | 0 | 0 | 0.42 | 0.83584 | 0 | 0 | 0 | 0 | 9.1438 | 0 | 0 | 0 | 0 | 0 | 0 | 0 | 0 | 0 | 0 | 0 | 0 | 0
1 | 20 | 10 | 6 | 1.7931 | 0 | 13.5789 | 0 | 0 | 0 | 0.0012057 | 0.71266 | 0 | 0 | 4.4153 | 0 | 20.5012 | 0 | 0 | 0 | 0 | 0 | 0 | 0 | 0 | 0 | 0 | 0 | 0 | 0 | 0.45131 | 0 | 0.71279 | 5.7693 | 0 | 0 | 0.315 | 0.83881 | 0 | 0 | 0 | 0 | 8.0872 | 0 | 0 | 0 | 0 | 0 | 0 | 0 | 0 | 0 | 0 | 0 | 0 | 0
1 | 20 | 11 | 6 | 1.7931 | 0 | 13.5789 | 0 | 0 | 0 | 0.0012057 | 0.57246 | 0 | 0 | 3.5991 | 0 | 19.5447 | 0 | 0 | 0 | 0 | 0 | 0 | 0 | 0 | 0 | 0 | 0 | 0 | 0 | 0.45131 | 0 | 0.71279 | 4.6888 | 0 | 0 | 0.315 | 0.8212 | 0 | 0 | 0 | 0 | 6.9891 | 0 | 0 | 0 | 0 | 0 | 0 | 0 | 0 | 0 | 0 | 0 | 0 | 0
1 | 20 | 12 | 6 | 1.7931 | 0 | 13.5789 | 0 | 0 | 0 | 0.0012057 | 0.44494 | 0 | 0 | 3.9589 | 0 | 19.777 | 0 | 0 | 0 | 0 | 0 | 0 | 0 | 0 | 0 | 0 | 0 | 0 | 0 | 0.45131 | 0 | 0.54519 | 3.5559 | 0 | 0 | 0.3675 | 0.81472 | 0 | 0 | 0 | 0 | 5.7346 | 0 | 0 | 0 | 0 | 0 | 0 | 0 | 0 | 0 | 0 | 0 | 0 | 0
1 | 20 | 13 | 6 | 1.7931 | 0 | 8.6313 | 0 | 0 | 0 | 0.0012057 | 0.43551 | 0 | 0 | 3.9589 | 0 | 14.8201 | 0 | 0 | 0 | 0 | 0 | 0 | 0 | 0 | 0 | 0 | 0 | 0 | 0 | 0.45131 | 0 | 0.54519 | 3.522 | 0 | 0 | 0.42 | 0.81735 | 0 | 0 | 0 | 0 | 5.7559 | 0 | 0 | 0 | 0 | 0 | 0 | 0 | 0 | 0 | 0 | 0 | 0 | 0
1 | 20 | 14 | 6 | 1.7931 | 0 | 13.5789 | 0 | 0 | 0 | 0.0012057 | 0.35673 | 0 | 0 | 3.9589 | 0 | 19.6888 | 0 | 0 | 0 | 0 | 0 | 0 | 0 | 0 | 0 | 0 | 0 | 0 | 0 | 0.45131 | 0 | 0.54519 | 3.199 | 0 | 0 | 0.3675 | 0.82575 | 0 | 0 | 0 | 0 | 5.3888 | 0 | 0 | 0 | 0 | 0 | 0 | 0 | 0 | 0 | 0 | 0 | 0 | 0
1 | 20 | 15 | 6 | 1.7931 | 0 | 13.5789 | 0 | 0 | 0 | 0.0012057 | 0.31703 | 0 | 0 | 3.9589 | 0 | 19.6491 | 0 | 0 | 0 | 0 | 0 | 0 | 0 | 0 | 0 | 0 | 0 | 0 | 0 | 0.45131 | 0 | 0.54519 | 3.0428 | 0 | 0 | 0.3675 | 0.83052 | 0 | 0 | 0 | 0 | 5.2373 | 0 | 0 | 0 | 0 | 0 | 0 | 0 | 0 | 0 | 0 | 0 | 0 | 0
1 | 20 | 16 | 6 | 1.7931 | 0 | 13.5789 | 0 | 0 | 0 | 0.0012057 | 0.38532 | 0 | 0 | 5.0767 | 0 | 20.8352 | 0 | 0 | 0 | 0 | 0 | 0 | 0 | 0 | 0 | 0 | 0 | 0 | 0 | 0.45131 | 0 | 0.54519 | 3.5821 | 0 | 0 | 0.315 | 0.83844 | 0 | 0 | 0 | 0 | 5.732 | 0 | 0 | 0 | 0 | 0 | 0 | 0 | 0 | 0 | 0 | 0 | 0 | 0
1 | 20 | 17 | 6 | 1.7931 | 0 | 13.5789 | 0 | 0 | 0 | 0.0012057 | 0.45656 | 0 | 0 | 3.5991 | 0 | 19.4289 | 0 | 0 | 0 | 0 | 0 | 0 | 0 | 0 | 0 | 0 | 0 | 0 | 0 | 0.45131 | 0 | 0.54519 | 3.9886 | 0 | 0 | 0.315 | 0.841 | 0 | 0 | 0 | 0 | 6.1411 | 0 | 0 | 0 | 0 | 0 | 0 | 0 | 0 | 0 | 0 | 0 | 0 | 0
1 | 20 | 18 | 6 | 1.7931 | 0 | 13.5789 | 0 | 0 | 0 | 0.0012057 | 0.49854 | 0 | 0 | 5.9707 | 0 | 21.8425 | 0 | 0 | 0 | 0 | 0 | 0 | 0 | 0 | 0 | 0 | 0 | 0 | 0 | 0.45131 | 0 | 0.54519 | 4.4862 | 0 | 0 | 0.525 | 0.83849 | 0 | 0 | 0 | 0 | 6.8462 | 0 | 0 | 0 | 0 | 0 | 0 | 0 | 0 | 0 | 0 | 0 | 0 | 0
1 | 20 | 19 | 6 | 1.7931 | 0 | 9.8682 | 0 | 0 | 0 | 0.0012057 | 0.59069 | 0 | 0 | 5.9707 | 0 | 18.2239 | 0 | 0 | 0 | 0 | 0 | 0 | 0 | 0 | 0 | 0 | 0 | 0 | 0 | 0.45131 | 0 | 0.54519 | 4.9613 | 0 | 0 | 0.525 | 0.83735 | 0 | 0 | 0 | 0 | 7.3202 | 0 | 0 | 0 | 0 | 0 | 0 | 0 | 0 | 0 | 0 | 0 | 0 | 0
1 | 20 | 20 | 6 | 1.7931 | 0 | 2.4469 | 0 | 0 | 0 | 0.0012057 | 0.73102 | 0 | 0 | 3.9589 | 0 | 8.9311 | 0 | 0 | 0 | 0 | 0 | 0 | 0 | 0 | 0 | 0 | 0 | 0 | 0 | 0.45131 | 0 | 0.88038 | 5.5537 | 0 | 0 | 0.42 | 0.83132 | 0 | 0 | 0 | 0 | 8.1367 | 0 | 0 | 0 | 0 | 0 | 0 | 0 | 0 | 0 | 0 | 0 | 0 | 0
1 | 20 | 21 | 6 | 1.7931 | 0 | 2.4469 | 0 | 0 | 0 | 0.0012057 | 0.77102 | 0 | 0 | 3.9589 | 0 | 8.9711 | 0 | 0 | 0 | 0 | 0 | 0 | 0 | 0 | 0 | 0 | 0 | 0 | 0 | 0.45131 | 0 | 1.1038 | 5.8492 | 0 | 0 | 0.3675 | 0.82718 | 0 | 0 | 0 | 0 | 8.599 | 0 | 0 | 0 | 0 | 0 | 0 | 0 | 0 | 0 | 0 | 0 | 0 | 0
1 | 20 | 22 | 6 | 1.7931 | 0 | 2.4469 | 0 | 0 | 0 | 0.0012057 | 0.77702 | 0 | 0 | 6.4119 | 0 | 11.4302 | 0 | 0 | 0 | 0 | 0 | 0 | 0 | 0 | 0 | 0 | 0 | 0 | 0 | 0.45131 | 0 | 1.2156 | 5.8487 | 0 | 0 | 0.4725 | 0.82287 | 0 | 0 | 0 | 0 | 8.811 | 0 | 0 | 0 | 0 | 0 | 0 | 0 | 0 | 0 | 0 | 0 | 0 | 0
1 | 20 | 23 | 6 | 1.7931 | 0 | 2.4469 | 0 | 0 | 0 | 0.0012057 | 0.77124 | 0 | 0 | 3.6018 | 0 | 8.6143 | 0 | 0 | 0 | 0 | 0 | 0 | 0 | 0 | 0 | 0 | 0 | 0 | 0 | 0.45131 | 0 | 1.1038 | 5.9224 | 0 | 0 | 0.315 | 0.82239 | 0 | 0 | 0 | 0 | 8.6149 | 0 | 0 | 0 | 0 | 0 | 0 | 0 | 0 | 0 | 0 | 0 | 0 | 0
1 | 20 | 24 | 6 | 1.7931 | 0 | 2.4469 | 0 | 0 | 0 | 0.0012057 | 0.33893 | 0 | 0 | 0.63449 | 0 | 5.2146 | 0 | 0 | 0 | 0 | 0 | 0 | 0 | 0 | 0 | 0 | 0 | 0 | 0 | 0.45131 | 0 | 0.88038 | 4.1546 | 0 | 0 | 0.0525 | 0.83126 | 0 | 0 | 0 | 0 | 6.37 | 0 | 0 | 0 | 0 | 0 | 0 | 0 | 0 | 0 | 0 | 0 | 0 | 0
1 | 21 | 1 | 7 | 1.7931 | 0 | 2.4469 | 0 | 0 | 0 | 0.0012057 | 0.50386 | 0 | 0 | 0.63452 | 0 | 5.3796 | 0 | 0 | 0 | 0 | 0 | 0 | 0 | 0 | 0 | 0 | 0 | 0 | 0 | 0.45131 | 0 | 0.54519 | 5.3582 | 0 | 0 | 0.0525 | 0.84467 | 0 | 0 | 0 | 0 | 7.2519 | 0 | 0 | 0 | 0 | 0 | 0 | 0 | 0 | 0 | 0 | 0 | 0 | 0
1 | 21 | 2 | 7 | 1.7931 | 0 | 2.4469 | 0 | 0 | 0 | 0.0012057 | 0.54405 | 0 | 0 | 0.63456 | 0 | 5.4198 | 0 | 0 | 0 | 0 | 0 | 0 | 0 | 0 | 0 | 0 | 0 | 0 | 0 | 0.45131 | 0 | 0.32173 | 6.1611 | 0 | 0 | 0.0525 | 0.84922 | 0 | 0.92358 | 0 | 0 | 8.7594 | 0 | 0 | 0 | 0 | 0 | 0 | 0 | 0 | 0 | 0 | 0 | 0 | 0
1 | 21 | 3 | 7 | 1.7931 | 0 | 2.4469 | 0 | 0 | 0 | 0.0012057 | 0.60845 | 0 | 0 | 0.63457 | 0 | 5.4842 | 0 | 0 | 0 | 0 | 0 | 0 | 0 | 0 | 0 | 0 | 0 | 0 | 0 | 0.45131 | 0 | 0.32173 | 6.733 | 0 | 0 | 0.0525 | 0.85677 | 0 | 1.0615 | 0 | 0 | 9.4768 | 0 | 0 | 0 | 0 | 0 | 0 | 0 | 0 | 0 | 0 | 0 | 0 | 0
1 | 21 | 4 | 7 | 1.7931 | 0 | 2.4469 | 0 | 0 | 0 | 0.0012057 | 0.66087 | 0 | 0 | 0.63458 | 0 | 5.5367 | 0 | 0 | 0 | 0 | 0 | 0 | 0 | 0 | 0 | 0 | 0 | 0 | 0 | 0.45131 | 0 | 0.32173 | 7.3209 | 0 | 0 | 0.0525 | 0.8631 | 0 | 1.0416 | 0 | 0 | 10.0512 | 0 | 0 | 0 | 0 | 0 | 0 | 0 | 0 | 0 | 0 | 0 | 0 | 0
1 | 21 | 5 | 7 | 1.7931 | 0 | 2.4469 | 0 | 0 | 0 | 0.0012057 | 0.67361 | 0 | 0 | 0.6346 | 0 | 5.5494 | 0 | 0 | 0 | 0 | 0 | 0 | 0 | 0 | 0 | 0 | 0 | 0 | 0 | 0.45131 | 0 | 0.32173 | 7.489 | 0 | 0 | 0.0525 | 0.86271 | 0 | 1.072 | 0 | 0 | 10.2492 | 0 | 0 | 0 | 0 | 0 | 0 | 0 | 0 | 0 | 0 | 0 | 0 | 0
1 | 21 | 6 | 7 | 1.7931 | 0 | 2.4469 | 0 | 0 | 0 | 0.0012057 | 0.70771 | 0 | 0 | 0.63459 | 0 | 5.5835 | 0 | 0 | 0 | 0 | 0 | 0 | 0 | 0 | 0 | 0 | 0 | 0 | 0 | 0.45131 | 0 | 0.32173 | 7.8515 | 0 | 0 | 0.0525 | 0.8668 | 0 | 1.2439 | 0 | 0 | 10.7877 | 0 | 0 | 0 | 0 | 0 | 0 | 0 | 0 | 0 | 0 | 0 | 0 | 0
1 | 21 | 7 | 7 | 1.7931 | 0 | 2.4469 | 0 | 0 | 0 | 0.0012057 | 0.74726 | 0 | 0 | 3.5991 | 0 | 8.5876 | 0 | 0 | 0 | 0 | 0 | 0 | 0 | 0 | 0 | 0 | 0 | 0 | 0 | 0.45131 | 0 | 0.54519 | 8.1549 | 0 | 0 | 0.315 | 0.86725 | 0 | 1.2173 | 0 | 0 | 11.551 | 0 | 0 | 0 | 0 | 0 | 0 | 0 | 0 | 0 | 0 | 0 | 0 | 0
1 | 21 | 8 | 7 | 1.7931 | 0 | 2.4469 | 0 | 0 | 0 | 0.0012057 | 1.2093 | 0 | 0 | 5.9707 | 0 | 11.4213 | 0 | 0 | 0 | 0 | 0 | 0 | 0 | 0 | 0 | 0 | 0 | 0 | 0 | 0.45131 | 0 | 0.71279 | 11.4345 | 0 | 0 | 0.525 | 0.87545 | 0 | 1.5413 | 0 | 0 | 15.5404 | 0 | 0 | 0 | 0 | 0 | 0 | 0 | 0 | 0 | 0 | 0 | 0 | 0
1 | 21 | 9 | 7 | 1.7931 | 0 | 13.5789 | 0 | 0 | 0 | 0.0012057 | 1.0914 | 0 | 0 | 3.9589 | 0 | 20.4235 | 0 | 0 | 0 | 0 | 0 | 0 | 0 | 0 | 0 | 0 | 0 | 0 | 0 | 0.45131 | 0 | 0.71279 | 10.7982 | 0 | 0 | 0.42 | 0.88537 | 0 | 1.2177 | 0 | 0 | 14.4854 | 0 | 0 | 0 | 0 | 0 | 0 | 0 | 0 | 0 | 0 | 0 | 0 | 0
1 | 21 | 10 | 7 | 1.7931 | 0 | 13.5789 | 0 | 0 | 0 | 0.0012057 | 1.0962 | 0 | 0 | 4.4154 | 0 | 20.8849 | 0 | 0 | 0 | 0 | 0 | 0 | 0 | 0 | 0 | 0 | 0 | 0 | 0 | 0.45131 | 0 | 0.71279 | 10.961 | 0 | 0 | 0.315 | 0.89768 | 0 | 1.0295 | 0 | 0 | 14.3672 | 0 | 0 | 0 | 0 | 0 | 0 | 0 | 0 | 0 | 0 | 0 | 0 | 0
1 | 21 | 11 | 7 | 1.7931 | 0 | 13.5789 | 0 | 0 | 0 | 0.0012057 | 1.095 | 0 | 0 | 3.5992 | 0 | 20.0674 | 0 | 0 | 0 | 0 | 0 | 0 | 0 | 0 | 0 | 0 | 0 | 0 | 0 | 0.45131 | 0 | 0.71279 | 11.0368 | 0 | 0 | 0.315 | 0.90268 | 0 | 0.91292 | 0 | 0 | 14.3315 | 0 | 0 | 0 | 0 | 0 | 0 | 0 | 0 | 0 | 0 | 0 | 0 | 0
1 | 21 | 12 | 7 | 1.7931 | 0 | 13.5789 | 0 | 0 | 0 | 0.0012057 | 1.0506 | 0 | 0 | 3.9589 | 0 | 20.3828 | 0 | 0 | 0 | 0 | 0 | 0 | 0 | 0 | 0 | 0 | 0 | 0 | 0 | 0.45131 | 0 | 0.54519 | 10.6533 | 0 | 0 | 0.3675 | 0.89971 | 0 | 0.87961 | 0 | 0 | 13.7967 | 0 | 0 | 0 | 0 | 0 | 0 | 0 | 0 | 0 | 0 | 0 | 0 | 0
1 | 21 | 13 | 7 | 1.7931 | 0 | 8.6313 | 0 | 0 | 0 | 0.0012057 | 1.1723 | 0 | 0 | 3.9589 | 0 | 15.5569 | 0 | 0 | 0 | 0 | 0 | 0 | 0 | 0 | 0 | 0 | 0 | 0 | 0 | 0.45131 | 0 | 0.54519 | 11.8056 | 0 | 0 | 0.42 | 0.91725 | 0 | 0.78392 | 0 | 0 | 14.9233 | 0 | 0 | 0 | 0 | 0 | 0 | 0 | 0 | 0 | 0 | 0 | 0 | 0
1 | 21 | 14 | 7 | 1.7931 | 0 | 13.5789 | 0 | 0 | 0 | 0.0012057 | 0.8614 | 0 | 0 | 3.959 | 0 | 20.1936 | 0 | 0 | 0 | 0 | 0 | 0 | 0 | 0 | 0 | 0 | 0 | 0 | 0 | 0.45131 | 0 | 0.54519 | 9.2348 | 0 | 0 | 0.3675 | 0.89741 | 0 | 0.39039 | 0 | 0 | 11.8866 | 0 | 0 | 0 | 0 | 0 | 0 | 0 | 0 | 0 | 0 | 0 | 0 | 0
1 | 21 | 15 | 7 | 1.7931 | 0 | 13.5789 | 0 | 0 | 0 | 0.0012057 | 0.94421 | 0 | 0 | 3.9589 | 0 | 20.2764 | 0 | 0 | 0 | 0 | 0 | 0 | 0 | 0 | 0 | 0 | 0 | 0 | 0 | 0.45131 | 0 | 0.54519 | 9.7151 | 0 | 0 | 0.3675 | 0.89892 | 0 | 0.46097 | 0 | 0 | 12.439 | 0 | 0 | 0 | 0 | 0 | 0 | 0 | 0 | 0 | 0 | 0 | 0 | 0
1 | 21 | 16 | 7 | 1.7931 | 0 | 13.5789 | 0 | 0 | 0 | 0.0012057 | 0.94871 | 0 | 0 | 5.0769 | 0 | 21.3989 | 0 | 0 | 0 | 0 | 0 | 0 | 0 | 0 | 0 | 0 | 0 | 0 | 0 | 0.45131 | 0 | 0.54519 | 9.6874 | 0 | 0 | 0.315 | 0.89316 | 0 | 0.46148 | 0 | 0 | 12.3535 | 0 | 0 | 0 | 0 | 0 | 0 | 0 | 0 | 0 | 0 | 0 | 0 | 0
1 | 21 | 17 | 7 | 1.7931 | 0 | 13.5789 | 0 | 0 | 0 | 0.0012057 | 1.021 | 0 | 0 | 3.5991 | 0 | 19.9933 | 0 | 0 | 0 | 0 | 0 | 0 | 0 | 0 | 0 | 0 | 0 | 0 | 0 | 0.45131 | 0 | 0.54519 | 10.3502 | 0 | 0 | 0.315 | 0.90236 | 0 | 0.42276 | 0 | 0 | 12.9868 | 0 | 0 | 0 | 0 | 0 | 0 | 0 | 0 | 0 | 0 | 0 | 0 | 0
1 | 21 | 18 | 7 | 1.7931 | 0 | 13.5789 | 0 | 0 | 0 | 0.0012057 | 1.0354 | 0 | 0 | 5.9708 | 0 | 22.3793 | 0 | 0 | 0 | 0 | 0 | 0 | 0 | 0 | 0 | 0 | 0 | 0 | 0 | 0.45131 | 0 | 0.54519 | 10.4934 | 0 | 0 | 0.525 | 0.90329 | 0 | 0.31832 | 0 | 0 | 13.2366 | 0 | 0 | 0 | 0 | 0 | 0 | 0 | 0 | 0 | 0 | 0 | 0 | 0
1 | 21 | 19 | 7 | 1.7931 | 0 | 9.8682 | 0 | 0 | 0 | 0.0012057 | 1.1085 | 0 | 0 | 5.9708 | 0 | 18.7418 | 0 | 0 | 0 | 0 | 0 | 0 | 0 | 0 | 0 | 0 | 0 | 0 | 0 | 0.45131 | 0 | 0.54519 | 11.1114 | 0 | 0 | 0.525 | 0.90783 | 0 | 0.3009 | 0 | 0 | 13.8416 | 0 | 0 | 0 | 0 | 0 | 0 | 0 | 0 | 0 | 0 | 0 | 0 | 0
1 | 21 | 20 | 7 | 1.7931 | 0 | 2.4469 | 0 | 0 | 0 | 0.0012057 | 1.3107 | 0 | 0 | 3.9589 | 0 | 9.5108 | 0 | 0 | 0 | 0 | 0 | 0 | 0 | 0 | 0 | 0 | 0 | 0 | 0 | 0.45131 | 0 | 0.88038 | 13.1734 | 0 | 0 | 0.42 | 0.93315 | 0 | 0.30897 | 0 | 0 | 16.1672 | 0 | 0 | 0 | 0 | 0 | 0 | 0 | 0 | 0 | 0 | 0 | 0 | 0
1 | 21 | 21 | 7 | 1.7931 | 0 | 2.4469 | 0 | 0 | 0 | 0.0012057 | 1.317 | 0 | 0 | 3.959 | 0 | 9.5172 | 0 | 0 | 0 | 0 | 0 | 0 | 0 | 0 | 0 | 0 | 0 | 0 | 0 | 0.45131 | 0 | 1.1038 | 13.2554 | 0 | 0 | 0.3675 | 0.9331 | 0 | 0.14953 | 0 | 0 | 16.2607 | 0 | 0 | 0 | 0 | 0 | 0 | 0 | 0 | 0 | 0 | 0 | 0 | 0
1 | 21 | 22 | 7 | 1.7931 | 0 | 2.4469 | 0 | 0 | 0 | 0.0012057 | 1.3304 | 0 | 0 | 6.412 | 0 | 11.9836 | 0 | 0 | 0 | 0 | 0 | 0 | 0 | 0 | 0 | 0 | 0 | 0 | 0 | 0.45131 | 0 | 1.2156 | 13.3618 | 0 | 0 | 0.4725 | 0.9337 | 0 | 0.09269 | 0 | 0 | 16.5276 | 0 | 0 | 0 | 0 | 0 | 0 | 0 | 0 | 0 | 0 | 0 | 0 | 0
1 | 21 | 23 | 7 | 1.7931 | 0 | 2.4469 | 0 | 0 | 0 | 0.0012057 | 1.35 | 0 | 0 | 3.6021 | 0 | 9.1934 | 0 | 0 | 0 | 0 | 0 | 0 | 0 | 0 | 0 | 0 | 0 | 0 | 0 | 0.45131 | 0 | 1.1038 | 13.5804 | 0 | 0 | 0.315 | 0.94316 | 0 | 0.0012047 | 0 | 0 | 16.3949 | 0 | 0 | 0 | 0 | 0 | 0 | 0 | 0 | 0 | 0 | 0 | 0 | 0
1 | 21 | 24 | 7 | 1.7931 | 0 | 2.4469 | 0 | 0 | 0 | 0.0012057 | 1.0813 | 0 | 0 | 0.63465 | 0 | 5.9572 | 0 | 0 | 0 | 0 | 0 | 0 | 0 | 0 | 0 | 0 | 0 | 0 | 0 | 0.45131 | 0 | 0.88038 | 11.7865 | 0 | 0 | 0.0525 | 0.96344 | 0 | 0.0010548 | 0 | 0 | 14.1352 | 0 | 0 | 0 | 0 | 0 | 0 | 0 | 0 | 0 | 0 | 0 | 0 | 0
1 | 22 | 1 | 1 | 1.7931 | 0 | 2.4469 | 0 | 0 | 0 | 0.0012057 | 1.1895 | 0 | 0 | 0.63469 | 0 | 6.0654 | 0 | 0 | 0 | 0 | 0 | 0 | 0 | 0 | 0 | 0 | 0 | 0 | 0 | 0.45131 | 0 | 0.54519 | 13.2633 | 0 | 0 | 0.0525 | 0.98775 | 0 | 0.0012086 | 0 | 0 | 15.3013 | 0 | 0 | 0 | 0 | 0 | 0 | 0 | 0 | 0 | 0 | 0 | 0 | 0
1 | 22 | 2 | 1 | 1.7931 | 0 | 2.4469 | 0 | 0 | 0 | 0.0012057 | 1.1574 | 0 | 0 | 0.63474 | 0 | 6.0334 | 0 | 0 | 0 | 0 | 0 | 0 | 0 | 0 | 0 | 0 | 0 | 0 | 0 | 0.45131 | 0 | 0.32173 | 12.7388 | 0 | 0 | 0.0525 | 0.98261 | 0 | 0.0012151 | 0 | 0 | 14.5482 | 0 | 0 | 0 | 0 | 0 | 0 | 0 | 0 | 0 | 0 | 0 | 0 | 0
1 | 22 | 3 | 1 | 1.7931 | 0 | 2.4469 | 0 | 0 | 0 | 0.0012057 | 1.254 | 0 | 0 | 0.6347 | 0 | 6.1299 | 0 | 0 | 0 | 0 | 0 | 0 | 0 | 0 | 0 | 0 | 0 | 0 | 0 | 0.45131 | 0 | 0.32173 | 13.8691 | 0 | 0 | 0.0525 | 1.0098 | 0 | 0.12729 | 0 | 0 | 15.8318 | 0 | 0 | 0 | 0 | 0 | 0 | 0 | 0 | 0 | 0 | 0 | 0 | 0
1 | 22 | 4 | 1 | 1.7931 | 0 | 2.4469 | 0 | 0 | 0 | 0.0012057 | 1.2425 | 0 | 0 | 0.63477 | 0 | 6.1185 | 0 | 0 | 0 | 0 | 0 | 0 | 0 | 0 | 0 | 0 | 0 | 0 | 0 | 0.45131 | 0 | 0.32173 | 13.7724 | 0 | 0 | 0.0525 | 1.0001 | 0 | 0.084855 | 0 | 0 | 15.6829 | 0 | 0 | 0 | 0 | 0 | 0 | 0 | 0 | 0 | 0 | 0 | 0 | 0
1 | 22 | 5 | 1 | 1.7931 | 0 | 2.4469 | 0 | 0 | 0 | 0.0012057 | 1.2369 | 0 | 0 | 0.63474 | 0 | 6.1129 | 0 | 0 | 0 | 0 | 0 | 0 | 0 | 0 | 0 | 0 | 0 | 0 | 0 | 0.45131 | 0 | 0.32173 | 13.4388 | 0 | 0 | 0.0525 | 1.0051 | 0 | 0.23431 | 0 | 0 | 15.5038 | 0 | 0 | 0 | 0 | 0 | 0 | 0 | 0 | 0 | 0 | 0 | 0 | 0
1 | 22 | 6 | 1 | 1.7931 | 0 | 2.4469 | 0 | 0 | 0 | 0.0012057 | 1.2956 | 0 | 0 | 0.63472 | 0 | 6.1716 | 0 | 0 | 0 | 0 | 0 | 0 | 0 | 0 | 0 | 0 | 0 | 0 | 0 | 0.45131 | 0 | 0.32173 | 14.1028 | 0 | 0 | 0.0525 | 1.0205 | 0 | 0.30177 | 0 | 0 | 16.2506 | 0 | 0 | 0 | 0 | 0 | 0 | 0 | 0 | 0 | 0 | 0 | 0 | 0
1 | 22 | 7 | 1 | 1.7931 | 0 | 2.4469 | 0 | 0 | 0 | 0.0012057 | 1.3433 | 0 | 0 | 3.5993 | 0 | 9.1838 | 0 | 0 | 0 | 0 | 0 | 0 | 0 | 0 | 0 | 0 | 0 | 0 | 0 | 0.45131 | 0 | 0.54519 | 14.5442 | 0 | 0 | 0.315 | 1.0278 | 0 | 0.67284 | 0 | 0 | 17.5564 | 0 | 0 | 0 | 0 | 0 | 0 | 0 | 0 | 0 | 0 | 0 | 0 | 0
1 | 22 | 8 | 1 | 1.7931 | 0 | 2.4469 | 0 | 0 | 0 | 0.0012057 | 1.47 | 0 | 0 | 5.9709 | 0 | 11.6821 | 0 | 0 | 0 | 0 | 0 | 0 | 0 | 0 | 0 | 0 | 0 | 0 | 0 | 0.45131 | 0 | 0.71279 | 15.4527 | 0 | 0 | 0.525 | 1.0214 | 0 | 0.85165 | 0 | 0 | 19.0149 | 0 | 0 | 0 | 0 | 0 | 0 | 0 | 0 | 0 | 0 | 0 | 0 | 0
1 | 22 | 9 | 1 | 1.7931 | 0 | 13.5789 | 0 | 0 | 0 | 0.0012057 | 1.3852 | 0 | 0 | 3.959 | 0 | 20.7174 | 0 | 0 | 0 | 0 | 0 | 0 | 0 | 0 | 0 | 0 | 0 | 0 | 0 | 0.45131 | 0 | 0.71279 | 14.5934 | 0 | 0 | 0.42 | 1.0116 | 0 | 0.4958 | 0 | 0 | 17.685 | 0 | 0 | 0 | 0 | 0 | 0 | 0 | 0 | 0 | 0 | 0 | 0 | 0
1 | 22 | 10 | 1 | 1.7931 | 0 | 13.5789 | 0 | 0 | 0 | 0.0012057 | 1.3011 | 0 | 0 | 4.4157 | 0 | 21.09 | 0 | 0 | 0 | 0 | 0 | 0 | 0 | 0 | 0 | 0 | 0 | 0 | 0 | 0.45131 | 0 | 0.71279 | 13.8052 | 0 | 0 | 0.315 | 1.0026 | 0 | 0.18116 | 0 | 0 | 16.4681 | 0 | 0 | 0 | 0 | 0 | 0 | 0 | 0 | 0 | 0 | 0 | 0 | 0
1 | 22 | 11 | 1 | 1.7931 | 0 | 13.5789 | 0 | 0 | 0 | 0.0012057 | 1.2023 | 0 | 0 | 3.5993 | 0 | 20.1747 | 0 | 0 | 0 | 0 | 0 | 0 | 0 | 0 | 0 | 0 | 0 | 0 | 0 | 0.45131 | 0 | 0.71279 | 12.6572 | 0 | 0 | 0.315 | 0.96241 | 0 | 0.002733 | 0 | 0 | 15.1014 | 0 | 0 | 0 | 0 | 0 | 0 | 0 | 0 | 0 | 0 | 0 | 0 | 0
1 | 22 | 12 | 1 | 1.7931 | 0 | 13.5789 | 0 | 0 | 0 | 0.0012057 | 1.0894 | 0 | 0 | 3.959 | 0 | 20.4216 | 0 | 0 | 0 | 0 | 0 | 0 | 0 | 0 | 0 | 0 | 0 | 0 | 0 | 0.45131 | 0 | 0.54519 | 11.6679 | 0 | 0 | 0.3675 | 0.94639 | 0 | 0.0010459 | 0 | 0 | 13.9793 | 0 | 0 | 0 | 0 | 0 | 0 | 0 | 0 | 0 | 0 | 0 | 0 | 0
1 | 22 | 13 | 1 | 1.7931 | 0 | 8.6313 | 0 | 0 | 0 | 0.0012057 | 1.068 | 0 | 0 | 3.959 | 0 | 15.4526 | 0 | 0 | 0 | 0 | 0 | 0 | 0 | 0 | 0 | 0 | 0 | 0 | 0 | 0.45131 | 0 | 0.54519 | 11.3938 | 0 | 0 | 0.42 | 0.94376 | 0 | 0.001002 | 0 | 0 | 13.755 | 0 | 0 | 0 | 0 | 0 | 0 | 0 | 0 | 0 | 0 | 0 | 0 | 0
1 | 22 | 14 | 1 | 1.7931 | 0 | 13.5789 | 0 | 0 | 0 | 0.0012057 | 1.0313 | 0 | 0 | 3.959 | 0 | 20.3635 | 0 | 0 | 0 | 0 | 0 | 0 | 0 | 0 | 0 | 0 | 0 | 0 | 0 | 0.45131 | 0 | 0.54519 | 11.2964 | 0 | 0 | 0.3675 | 0.95249 | 0 | 0.00095706 | 0 | 0 | 13.6138 | 0 | 0 | 0 | 0 | 0 | 0 | 0 | 0 | 0 | 0 | 0 | 0 | 0
1 | 22 | 15 | 1 | 1.7931 | 0 | 13.5789 | 0 | 0 | 0 | 0.0012057 | 0.96425 | 0 | 0 | 3.959 | 0 | 20.2965 | 0 | 0 | 0 | 0 | 0 | 0 | 0 | 0 | 0 | 0 | 0 | 0 | 0 | 0.45131 | 0 | 0.54519 | 10.6884 | 0 | 0 | 0.3675 | 0.94703 | 0 | 0.00088822 | 0 | 0 | 13.0003 | 0 | 0 | 0 | 0 | 0 | 0 | 0 | 0 | 0 | 0 | 0 | 0 | 0
1 | 22 | 16 | 1 | 1.7931 | 0 | 13.5789 | 0 | 0 | 0 | 0.0012057 | 1.0736 | 0 | 0 | 5.0772 | 0 | 21.524 | 0 | 0 | 0 | 0 | 0 | 0 | 0 | 0 | 0 | 0 | 0 | 0 | 0 | 0.45131 | 0 | 0.54519 | 11.7311 | 0 | 0 | 0.315 | 0.96096 | 0 | 0.00096776 | 0 | 0 | 14.0045 | 0 | 0 | 0 | 0 | 0 | 0 | 0 | 0 | 0 | 0 | 0 | 0 | 0
1 | 22 | 17 | 1 | 1.7931 | 0 | 13.5789 | 0 | 0 | 0 | 0.0012057 | 1.1921 | 0 | 0 | 3.5993 | 0 | 20.1646 | 0 | 0 | 0 | 0 | 0 | 0 | 0 | 0 | 0 | 0 | 0 | 0 | 0 | 0.45131 | 0 | 0.54519 | 12.8335 | 0 | 0 | 0.315 | 0.96773 | 0 | 0.0010697 | 0 | 0 | 15.1138 | 0 | 0 | 0 | 0 | 0 | 0 | 0 | 0 | 0 | 0 | 0 | 0 | 0
1 | 22 | 18 | 1 | 1.7931 | 0 | 13.5789 | 0 | 0 | 0 | 0.0012057 | 1.278 | 0 | 0 | 5.9709 | 0 | 22.6222 | 0 | 0 | 0 | 0 | 0 | 0 | 0 | 0 | 0 | 0 | 0 | 0 | 0 | 0.45131 | 0 | 0.54519 | 13.7064 | 0 | 0 | 0.525 | 0.97172 | 0 | 0.0011461 | 0 | 0 | 16.2007 | 0 | 0 | 0 | 0 | 0 | 0 | 0 | 0 | 0 | 0 | 0 | 0 | 0
1 | 22 | 19 | 1 | 1.7931 | 0 | 9.8682 | 0 | 0 | 0 | 0.0012057 | 1.3455 | 0 | 0 | 5.9709 | 0 | 18.9789 | 0 | 0 | 0 | 0 | 0 | 0 | 0 | 0 | 0 | 0 | 0 | 0 | 0 | 0.45131 | 0 | 0.54519 | 14.4437 | 0 | 0 | 0.525 | 0.98221 | 0 | 0.0012239 | 0 | 0 | 16.9486 | 0 | 0 | 0 | 0 | 0 | 0 | 0 | 0 | 0 | 0 | 0 | 0 | 0
1 | 22 | 20 | 1 | 1.7931 | 0 | 2.4469 | 0 | 0 | 0 | 0.0012057 | 1.4019 | 0 | 0 | 3.959 | 0 | 9.6021 | 0 | 0 | 0 | 0 | 0 | 0 | 0 | 0 | 0 | 0 | 0 | 0 | 0 | 0.45131 | 0 | 0.88038 | 14.9432 | 0 | 0 | 0.42 | 0.97706 | 0 | 0.0012884 | 0 | 0 | 17.6733 | 0 | 0 | 0 | 0 | 0 | 0 | 0 | 0 | 0 | 0 | 0 | 0 | 0
1 | 22 | 21 | 1 | 1.7931 | 0 | 2.4469 | 0 | 0 | 0 | 0.0012057 | 1.4061 | 0 | 0 | 3.959 | 0 | 9.6064 | 0 | 0 | 0 | 0 | 0 | 0 | 0 | 0 | 0 | 0 | 0 | 0 | 0 | 0.45131 | 0 | 1.1038 | 15.0052 | 0 | 0 | 0.3675 | 0.96745 | 0 | 0.0012969 | 0 | 0 | 17.8966 | 0 | 0 | 0 | 0 | 0 | 0 | 0 | 0 | 0 | 0 | 0 | 0 | 0
1 | 22 | 22 | 1 | 1.7931 | 0 | 2.4469 | 0 | 0 | 0 | 0.0012057 | 1.4039 | 0 | 0 | 6.4121 | 0 | 12.0573 | 0 | 0 | 0 | 0 | 0 | 0 | 0 | 0 | 0 | 0 | 0 | 0 | 0 | 0.45131 | 0 | 1.2156 | 14.8809 | 0 | 0 | 0.4725 | 0.96397 | 0 | 0.0013087 | 0 | 0 | 17.9856 | 0 | 0 | 0 | 0 | 0 | 0 | 0 | 0 | 0 | 0 | 0 | 0 | 0
1 | 22 | 23 | 1 | 1.7931 | 0 | 2.4469 | 0 | 0 | 0 | 0.0012057 | 1.4144 | 0 | 0 | 3.6024 | 0 | 9.258 | 0 | 0 | 0 | 0 | 0 | 0 | 0 | 0 | 0 | 0 | 0 | 0 | 0 | 0.45131 | 0 | 1.1038 | 15.0578 | 0 | 0 | 0.315 | 0.97009 | 0 | 0.0013222 | 0 | 0 | 17.8994 | 0 | 0 | 0 | 0 | 0 | 0 | 0 | 0 | 0 | 0 | 0 | 0 | 0
1 | 22 | 24 | 1 | 1.7931 | 0 | 2.4469 | 0 | 0 | 0 | 0.0012057 | 1.1722 | 0 | 0 | 0.63474 | 0 | 6.0481 | 0 | 0 | 0 | 0 | 0 | 0 | 0 | 0 | 0 | 0 | 0 | 0 | 0 | 0.45131 | 0 | 0.88038 | 13.223 | 0 | 0 | 0.0525 | 0.97016 | 0 | 0.0011586 | 0 | 0 | 15.5785 | 0 | 0 | 0 | 0 | 0 | 0 | 0 | 0 | 0 | 0 | 0 | 0 | 0
1 | 23 | 1 | 2 | 1.7931 | 0 | 2.4469 | 0 | 0 | 0 | 0.0012057 | 1.2138 | 0 | 0 | 0.63475 | 0 | 6.0898 | 0 | 0 | 0 | 0 | 0 | 0 | 0 | 0 | 0 | 0 | 0 | 0 | 0 | 0.45131 | 0 | 0.54519 | 13.9465 | 0 | 0 | 0.0525 | 0.98155 | 0 | 0.0012215 | 0 | 0 | 15.9783 | 0 | 0 | 0 | 0 | 0 | 0 | 0 | 0 | 0 | 0 | 0 | 0 | 0
1 | 23 | 2 | 2 | 1.7931 | 0 | 2.4469 | 0 | 0 | 0 | 0.0012057 | 1.2208 | 0 | 0 | 0.63478 | 0 | 6.0968 | 0 | 0 | 0 | 0 | 0 | 0 | 0 | 0 | 0 | 0 | 0 | 0 | 0 | 0.45131 | 0 | 0.32173 | 14.1135 | 0 | 0 | 0.0525 | 0.98289 | 0 | 0.0012575 | 0 | 0 | 15.9232 | 0 | 0 | 0 | 0 | 0 | 0 | 0 | 0 | 0 | 0 | 0 | 0 | 0
1 | 23 | 3 | 2 | 1.7931 | 0 | 2.4469 | 0 | 0 | 0 | 0.0012057 | 1.1807 | 0 | 0 | 0.63479 | 0 | 6.0568 | 0 | 0 | 0 | 0 | 0 | 0 | 0 | 0 | 0 | 0 | 0 | 0 | 0 | 0.45131 | 0 | 0.32173 | 13.667 | 0 | 0 | 0.0525 | 0.96472 | 0 | 0.001837 | 0 | 0 | 15.4591 | 0 | 0 | 0 | 0 | 0 | 0 | 0 | 0 | 0 | 0 | 0 | 0 | 0
1 | 23 | 4 | 2 | 1.7931 | 0 | 2.4469 | 0 | 0 | 0 | 0.0012057 | 1.248 | 0 | 0 | 0.63475 | 0 | 6.124 | 0 | 0 | 0 | 0 | 0 | 0 | 0 | 0 | 0 | 0 | 0 | 0 | 0 | 0.45131 | 0 | 0.32173 | 14.1862 | 0 | 0 | 0.0525 | 0.98963 | 0 | 0.0012438 | 0 | 0 | 16.0026 | 0 | 0 | 0 | 0 | 0 | 0 | 0 | 0 | 0 | 0 | 0 | 0 | 0
1 | 23 | 5 | 2 | 1.7931 | 0 | 2.4469 | 0 | 0 | 0 | 0.0012057 | 1.2747 | 0 | 0 | 0.6348 | 0 | 6.1507 | 0 | 0 | 0 | 0 | 0 | 0 | 0 | 0 | 0 | 0 | 0 | 0 | 0 | 0.45131 | 0 | 0.32173 | 14.7772 | 0 | 0 | 0.0525 | 0.99433 | 0 | 0.026497 | 0 | 0 | 16.6235 | 0 | 0 | 0 | 0 | 0 | 0 | 0 | 0 | 0 | 0 | 0 | 0 | 0
1 | 23 | 6 | 2 | 1.7931 | 0 | 2.4469 | 0 | 0 | 0 | 0.0012057 | 1.2641 | 0 | 0 | 0.63482 | 0 | 6.1401 | 0 | 0 | 0 | 0 | 0 | 0 | 0 | 0 | 0 | 0 | 0 | 0 | 0 | 0.45131 | 0 | 0.32173 | 14.7481 | 0 | 0 | 0.0525 | 0.98493 | 0 | 0.0012984 | 0 | 0 | 16.5599 | 0 | 0 | 0 | 0 | 0 | 0 | 0 | 0 | 0 | 0 | 0 | 0 | 0
1 | 23 | 7 | 2 | 1.7931 | 0 | 2.4469 | 0 | 0 | 0 | 0.0012057 | 1.3222 | 0 | 0 | 3.5993 | 0 | 9.1628 | 0 | 0 | 0 | 0 | 0 | 0 | 0 | 0 | 0 | 0 | 0 | 0 | 0 | 0.45131 | 0 | 0.54519 | 15.4828 | 0 | 0 | 0.315 | 0.9906 | 0 | 0.0012884 | 0 | 0 | 17.7862 | 0 | 0 | 0 | 0 | 0 | 0 | 0 | 0 | 0 | 0 | 0 | 0 | 0
1 | 23 | 8 | 2 | 1.7931 | 0 | 2.4469 | 0 | 0 | 0 | 0.0012057 | 1.4572 | 0 | 0 | 5.971 | 0 | 11.6694 | 0 | 0 | 0 | 0 | 0 | 0 | 0 | 0 | 0 | 0 | 0 | 0 | 0 | 0.45131 | 0 | 0.71279 | 16.6964 | 0 | 0 | 0.525 | 0.98243 | 0 | 0.001372 | 0 | 0 | 19.3693 | 0 | 0 | 0 | 0 | 0 | 0 | 0 | 0 | 0 | 0 | 0 | 0 | 0
1 | 23 | 9 | 2 | 1.7931 | 0 | 13.5789 | 0 | 0 | 0 | 0.0012057 | 1.3739 | 0 | 0 | 3.959 | 0 | 20.7061 | 0 | 0 | 0 | 0 | 0 | 0 | 0 | 0 | 0 | 0 | 0 | 0 | 0 | 0.45131 | 0 | 0.71279 | 15.5616 | 0 | 0 | 0.42 | 0.96583 | 0 | 0.0012391 | 0 | 0 | 18.1128 | 0 | 0 | 0 | 0 | 0 | 0 | 0 | 0 | 0 | 0 | 0 | 0 | 0
1 | 23 | 10 | 2 | 1.7931 | 0 | 13.5789 | 0 | 0 | 0 | 0.0012057 | 1.3076 | 0 | 0 | 4.4158 | 0 | 21.0966 | 0 | 0 | 0 | 0 | 0 | 0 | 0 | 0 | 0 | 0 | 0 | 0 | 0 | 0.45131 | 0 | 0.71279 | 14.6784 | 0 | 0 | 0.315 | 0.96491 | 0 | 0.0011376 | 0 | 0 | 17.1236 | 0 | 0 | 0 | 0 | 0 | 0 | 0 | 0 | 0 | 0 | 0 | 0 | 0
1 | 23 | 11 | 2 | 1.7931 | 0 | 13.5789 | 0 | 0 | 0 | 0.0012057 | 1.1939 | 0 | 0 | 3.5994 | 0 | 20.1665 | 0 | 0 | 0 | 0 | 0 | 0 | 0 | 0 | 0 | 0 | 0 | 0 | 0 | 0.45131 | 0 | 0.71279 | 12.9505 | 0 | 0 | 0.315 | 0.92846 | 0 | 0.00099471 | 0 | 0 | 15.359 | 0 | 0 | 0 | 0 | 0 | 0 | 0 | 0 | 0 | 0 | 0 | 0 | 0
1 | 23 | 12 | 2 | 1.7931 | 0 | 13.5789 | 0 | 0 | 0 | 0.0012057 | 1.0949 | 0 | 0 | 3.959 | 0 | 20.4271 | 0 | 0 | 0 | 0 | 0 | 0 | 0 | 0 | 0 | 0 | 0 | 0 | 0 | 0.45131 | 0 | 0.54519 | 12.048 | 0 | 0 | 0.3675 | 0.93183 | 0 | 0.00091235 | 0 | 0 | 14.3447 | 0 | 0 | 0 | 0 | 0 | 0 | 0 | 0 | 0 | 0 | 0 | 0 | 0
1 | 23 | 13 | 2 | 1.7931 | 0 | 8.6313 | 0 | 0 | 0 | 0.0012057 | 1.0714 | 0 | 0 | 3.959 | 0 | 15.4561 | 0 | 0 | 0 | 0 | 0 | 0 | 0 | 0 | 0 | 0 | 0 | 0 | 0 | 0.45131 | 0 | 0.54519 | 11.4379 | 0 | 0 | 0.42 | 0.92151 | 0 | 0.00087069 | 0 | 0 | 13.7768 | 0 | 0 | 0 | 0 | 0 | 0 | 0 | 0 | 0 | 0 | 0 | 0 | 0
1 | 23 | 14 | 2 | 1.7931 | 0 | 13.5789 | 0 | 0 | 0 | 0.0012057 | 1.1586 | 0 | 0 | 3.959 | 0 | 20.4908 | 0 | 0 | 0 | 0 | 0 | 0 | 0 | 0 | 0 | 0 | 0 | 0 | 0 | 0.45131 | 0 | 0.54519 | 12.0571 | 0 | 0 | 0.3675 | 0.93794 | 0 | 0.00092822 | 0 | 0 | 14.3599 | 0 | 0 | 0 | 0 | 0 | 0 | 0 | 0 | 0 | 0 | 0 | 0 | 0
1 | 23 | 15 | 2 | 1.7931 | 0 | 13.5789 | 0 | 0 | 0 | 0.0012057 | 1.1015 | 0 | 0 | 3.959 | 0 | 20.4338 | 0 | 0 | 0 | 0 | 0 | 0 | 0 | 0 | 0 | 0 | 0 | 0 | 0 | 0.45131 | 0 | 0.54519 | 11.5926 | 0 | 0 | 0.3675 | 0.93877 | 0 | 0.00088768 | 0 | 0 | 13.8963 | 0 | 0 | 0 | 0 | 0 | 0 | 0 | 0 | 0 | 0 | 0 | 0 | 0
1 | 23 | 16 | 2 | 1.7931 | 0 | 13.5789 | 0 | 0 | 0 | 0.0012057 | 1.171 | 0 | 0 | 5.0776 | 0 | 21.6218 | 0 | 0 | 0 | 0 | 0 | 0 | 0 | 0 | 0 | 0 | 0 | 0 | 0 | 0.45131 | 0 | 0.54519 | 12.0466 | 0 | 0 | 0.315 | 0.93914 | 0 | 0.0009313 | 0 | 0 | 14.2981 | 0 | 0 | 0 | 0 | 0 | 0 | 0 | 0 | 0 | 0 | 0 | 0 | 0
1 | 23 | 17 | 2 | 1.7931 | 0 | 13.5789 | 0 | 0 | 0 | 0.0012057 | 1.2295 | 0 | 0 | 3.5994 | 0 | 20.2021 | 0 | 0 | 0 | 0 | 0 | 0 | 0 | 0 | 0 | 0 | 0 | 0 | 0 | 0.45131 | 0 | 0.54519 | 12.5734 | 0 | 0 | 0.315 | 0.9418 | 0 | 0.0009756 | 0 | 0 | 14.8277 | 0 | 0 | 0 | 0 | 0 | 0 | 0 | 0 | 0 | 0 | 0 | 0 | 0
1 | 23 | 18 | 2 | 1.7931 | 0 | 13.5789 | 0 | 0 | 0 | 0.0012057 | 1.2308 | 0 | 0 | 5.971 | 0 | 22.5751 | 0 | 0 | 0 | 0 | 0 | 0 | 0 | 0 | 0 | 0 | 0 | 0 | 0 | 0.45131 | 0 | 0.54519 | 12.6257 | 0 | 0 | 0.525 | 0.94035 | 0 | 0.00099561 | 0 | 0 | 15.0885 | 0 | 0 | 0 | 0 | 0 | 0 | 0 | 0 | 0 | 0 | 0 | 0 | 0
1 | 23 | 19 | 2 | 1.7931 | 0 | 9.8682 | 0 | 0 | 0 | 0.0012057 | 1.2619 | 0 | 0 | 5.971 | 0 | 18.8955 | 0 | 0 | 0 | 0 | 0 | 0 | 0 | 0 | 0 | 0 | 0 | 0 | 0 | 0.45131 | 0 | 0.54519 | 12.8212 | 0 | 0 | 0.525 | 0.94066 | 0 | 0.00099686 | 0 | 0 | 15.2844 | 0 | 0 | 0 | 0 | 0 | 0 | 0 | 0 | 0 | 0 | 0 | 0 | 0
1 | 23 | 20 | 2 | 1.7931 | 0 | 2.4469 | 0 | 0 | 0 | 0.0012057 | 1.3464 | 0 | 0 | 3.959 | 0 | 9.5467 | 0 | 0 | 0 | 0 | 0 | 0 | 0 | 0 | 0 | 0 | 0 | 0 | 0 | 0.45131 | 0 | 0.88038 | 13.4658 | 0 | 0 | 0.42 | 0.94124 | 0 | 0.0010518 | 0 | 0 | 16.1598 | 0 | 0 | 0 | 0 | 0 | 0 | 0 | 0 | 0 | 0 | 0 | 0 | 0
1 | 23 | 21 | 2 | 1.7931 | 0 | 2.4469 | 0 | 0 | 0 | 0.0012057 | 1.3495 | 0 | 0 | 3.959 | 0 | 9.5498 | 0 | 0 | 0 | 0 | 0 | 0 | 0 | 0 | 0 | 0 | 0 | 0 | 0 | 0.45131 | 0 | 1.1038 | 13.6874 | 0 | 0 | 0.3675 | 0.93474 | 0 | 0.0010659 | 0 | 0 | 16.5459 | 0 | 0 | 0 | 0 | 0 | 0 | 0 | 0 | 0 | 0 | 0 | 0 | 0
1 | 23 | 22 | 2 | 1.7931 | 0 | 2.4469 | 0 | 0 | 0 | 0.0012057 | 1.3581 | 0 | 0 | 6.4121 | 0 | 12.0115 | 0 | 0 | 0 | 0 | 0 | 0 | 0 | 0 | 0 | 0 | 0 | 0 | 0 | 0.45131 | 0 | 1.2156 | 13.7563 | 0 | 0 | 0.4725 | 0.93376 | 0 | 0.066833 | 0 | 0 | 16.8963 | 0 | 0 | 0 | 0 | 0 | 0 | 0 | 0 | 0 | 0 | 0 | 0 | 0
1 | 23 | 23 | 2 | 1.7931 | 0 | 2.4469 | 0 | 0 | 0 | 0.0012057 | 1.3459 | 0 | 0 | 3.6026 | 0 | 9.1898 | 0 | 0 | 0 | 0 | 0 | 0 | 0 | 0 | 0 | 0 | 0 | 0 | 0 | 0.45131 | 0 | 1.1038 | 13.6645 | 0 | 0 | 0.315 | 0.9317 | 0 | 0.17099 | 0 | 0 | 16.6373 | 0 | 0 | 0 | 0 | 0 | 0 | 0 | 0 | 0 | 0 | 0 | 0 | 0
1 | 23 | 24 | 2 | 1.7931 | 0 | 2.4469 | 0 | 0 | 0 | 0.0012057 | 1.0699 | 0 | 0 | 0.63483 | 0 | 5.946 | 0 | 0 | 0 | 0 | 0 | 0 | 0 | 0 | 0 | 0 | 0 | 0 | 0 | 0.45131 | 0 | 0.88038 | 11.8369 | 0 | 0 | 0.0525 | 0.93754 | 0 | 0.31083 | 0 | 0 | 14.4694 | 0 | 0 | 0 | 0 | 0 | 0 | 0 | 0 | 0 | 0 | 0 | 0 | 0
1 | 24 | 1 | 3 | 1.7931 | 0 | 2.4469 | 0 | 0 | 0 | 0.0012057 | 1.1207 | 0 | 0 | 0.63485 | 0 | 5.9968 | 0 | 0 | 0 | 0 | 0 | 0 | 0 | 0 | 0 | 0 | 0 | 0 | 0 | 0.45131 | 0 | 0.54519 | 12.6998 | 0 | 0 | 0.0525 | 0.9433 | 0 | 0.4036 | 0 | 0 | 15.0957 | 0 | 0 | 0 | 0 | 0 | 0 | 0 | 0 | 0 | 0 | 0 | 0 | 0
1 | 24 | 2 | 3 | 1.7931 | 0 | 2.4469 | 0 | 0 | 0 | 0.0012057 | 1.1683 | 0 | 0 | 0.63487 | 0 | 6.0443 | 0 | 0 | 0 | 0 | 0 | 0 | 0 | 0 | 0 | 0 | 0 | 0 | 0 | 0.45131 | 0 | 0.32173 | 13.3312 | 0 | 0 | 0.0525 | 0.95628 | 0 | 0.42277 | 0 | 0 | 15.5358 | 0 | 0 | 0 | 0 | 0 | 0 | 0 | 0 | 0 | 0 | 0 | 0 | 0
1 | 24 | 3 | 3 | 1.7931 | 0 | 2.4469 | 0 | 0 | 0 | 0.0012057 | 1.1693 | 0 | 0 | 0.63491 | 0 | 6.0454 | 0 | 0 | 0 | 0 | 0 | 0 | 0 | 0 | 0 | 0 | 0 | 0 | 0 | 0.45131 | 0 | 0.32173 | 13.2714 | 0 | 0 | 0.0525 | 0.95308 | 0 | 0.44063 | 0 | 0 | 15.4907 | 0 | 0 | 0 | 0 | 0 | 0 | 0 | 0 | 0 | 0 | 0 | 0 | 0
1 | 24 | 4 | 3 | 1.7931 | 0 | 2.4469 | 0 | 0 | 0 | 0.0012057 | 1.1812 | 0 | 0 | 0.6349 | 0 | 6.0573 | 0 | 0 | 0 | 0 | 0 | 0 | 0 | 0 | 0 | 0 | 0 | 0 | 0 | 0.45131 | 0 | 0.32173 | 13.3798 | 0 | 0 | 0.0525 | 0.95518 | 0 | 0.34951 | 0 | 0 | 15.5101 | 0 | 0 | 0 | 0 | 0 | 0 | 0 | 0 | 0 | 0 | 0 | 0 | 0
1 | 24 | 5 | 3 | 1.7931 | 0 | 2.4469 | 0 | 0 | 0 | 0.0012057 | 1.1738 | 0 | 0 | 0.63491 | 0 | 6.0499 | 0 | 0 | 0 | 0 | 0 | 0 | 0 | 0 | 0 | 0 | 0 | 0 | 0 | 0.45131 | 0 | 0.32173 | 13.2779 | 0 | 0 | 0.0525 | 0.95131 | 0 | 0.34714 | 0 | 0 | 15.4019 | 0 | 0 | 0 | 0 | 0 | 0 | 0 | 0 | 0 | 0 | 0 | 0 | 0
1 | 24 | 6 | 3 | 1.7931 | 0 | 2.4469 | 0 | 0 | 0 | 0.0012057 | 1.1883 | 0 | 0 | 0.6349 | 0 | 6.0644 | 0 | 0 | 0 | 0 | 0 | 0 | 0 | 0 | 0 | 0 | 0 | 0 | 0 | 0.45131 | 0 | 0.32173 | 13.4302 | 0 | 0 | 0.0525 | 0.95483 | 0 | 0.35109 | 0 | 0 | 15.5617 | 0 | 0 | 0 | 0 | 0 | 0 | 0 | 0 | 0 | 0 | 0 | 0 | 0
1 | 24 | 7 | 3 | 1.7931 | 0 | 2.4469 | 0 | 0 | 0 | 0.0012057 | 1.1851 | 0 | 0 | 3.5994 | 0 | 9.0257 | 0 | 0 | 0 | 0 | 0 | 0 | 0 | 0 | 0 | 0 | 0 | 0 | 0 | 0.45131 | 0 | 0.54519 | 13.4237 | 0 | 0 | 0.315 | 0.94593 | 0 | 0.43368 | 0 | 0 | 16.1148 | 0 | 0 | 0 | 0 | 0 | 0 | 0 | 0 | 0 | 0 | 0 | 0 | 0
1 | 24 | 8 | 3 | 1.7931 | 0 | 2.4469 | 0 | 0 | 0 | 0.0012057 | 1.4278 | 0 | 0 | 5.971 | 0 | 11.6401 | 0 | 0 | 0 | 0 | 0 | 0 | 0 | 0 | 0 | 0 | 0 | 0 | 0 | 0.45131 | 0 | 0.71279 | 15.2306 | 0 | 0 | 0.525 | 0.95309 | 0 | 0.4114 | 0 | 0 | 18.2842 | 0 | 0 | 0 | 0 | 0 | 0 | 0 | 0 | 0 | 0 | 0 | 0 | 0
1 | 24 | 9 | 3 | 1.7931 | 0 | 13.5789 | 0 | 0 | 0 | 0.0012057 | 1.2646 | 0 | 0 | 3.959 | 0 | 20.5969 | 0 | 0 | 0 | 0 | 0 | 0 | 0 | 0 | 0 | 0 | 0 | 0 | 0 | 0.45131 | 0 | 0.71279 | 13.2105 | 0 | 0 | 0.42 | 0.93754 | 0 | 0.080847 | 0 | 0 | 15.813 | 0 | 0 | 0 | 0 | 0 | 0 | 0 | 0 | 0 | 0 | 0 | 0 | 0
1 | 24 | 10 | 3 | 1.7931 | 0 | 13.5789 | 0 | 0 | 0 | 0.0012057 | 1.1323 | 0 | 0 | 4.4158 | 0 | 20.9213 | 0 | 0 | 0 | 0 | 0 | 0 | 0 | 0 | 0 | 0 | 0 | 0 | 0 | 0.45131 | 0 | 0.71279 | 11.7408 | 0 | 0 | 0.315 | 0.93448 | 0 | 0.00090374 | 0 | 0 | 14.1553 | 0 | 0 | 0 | 0 | 0 | 0 | 0 | 0 | 0 | 0 | 0 | 0 | 0
1 | 24 | 11 | 3 | 1.7931 | 0 | 13.5789 | 0 | 0 | 0 | 0.0012057 | 1.0341 | 0 | 0 | 3.5994 | 0 | 20.0067 | 0 | 0 | 0 | 0 | 0 | 0 | 0 | 0 | 0 | 0 | 0 | 0 | 0 | 0.45131 | 0 | 0.71279 | 10.5168 | 0 | 0 | 0.315 | 0.91492 | 0 | 0.00081221 | 0 | 0 | 12.9117 | 0 | 0 | 0 | 0 | 0 | 0 | 0 | 0 | 0 | 0 | 0 | 0 | 0
1 | 24 | 12 | 3 | 1.7931 | 0 | 13.5789 | 0 | 0 | 0 | 0.0012057 | 0.9436 | 0 | 0 | 3.959 | 0 | 20.2758 | 0 | 0 | 0 | 0 | 0 | 0 | 0 | 0 | 0 | 0 | 0 | 0 | 0 | 0.45131 | 0 | 0.54519 | 9.6869 | 0 | 0 | 0.3675 | 0.90733 | 0 | 0.00074431 | 0 | 0 | 11.959 | 0 | 0 | 0 | 0 | 0 | 0 | 0 | 0 | 0 | 0 | 0 | 0 | 0
1 | 24 | 13 | 3 | 1.7931 | 0 | 8.6313 | 0 | 0 | 0 | 0.0012057 | 1.0776 | 0 | 0 | 3.959 | 0 | 15.4623 | 0 | 0 | 0 | 0 | 0 | 0 | 0 | 0 | 0 | 0 | 0 | 0 | 0 | 0.45131 | 0 | 0.54519 | 10.4924 | 0 | 0 | 0.42 | 0.91812 | 0 | 0.00082748 | 0 | 0 | 12.8279 | 0 | 0 | 0 | 0 | 0 | 0 | 0 | 0 | 0 | 0 | 0 | 0 | 0
1 | 24 | 14 | 3 | 1.7931 | 0 | 13.5789 | 0 | 0 | 0 | 0.0012057 | 1.0801 | 0 | 0 | 3.959 | 0 | 20.4124 | 0 | 0 | 0 | 0 | 0 | 0 | 0 | 0 | 0 | 0 | 0 | 0 | 0 | 0.45131 | 0 | 0.54519 | 10.5346 | 0 | 0 | 0.3675 | 0.91788 | 0 | 0.00083261 | 0 | 0 | 12.8174 | 0 | 0 | 0 | 0 | 0 | 0 | 0 | 0 | 0 | 0 | 0 | 0 | 0
1 | 24 | 15 | 3 | 1.7931 | 0 | 13.5789 | 0 | 0 | 0 | 0.0012057 | 1.1529 | 0 | 0 | 3.959 | 0 | 20.4851 | 0 | 0 | 0 | 0 | 0 | 0 | 0 | 0 | 0 | 0 | 0 | 0 | 0 | 0.45131 | 0 | 0.54519 | 11.1724 | 0 | 0 | 0.3675 | 0.93046 | 0 | 0.00088594 | 0 | 0 | 13.4678 | 0 | 0 | 0 | 0 | 0 | 0 | 0 | 0 | 0 | 0 | 0 | 0 | 0
1 | 24 | 16 | 3 | 1.7931 | 0 | 13.5789 | 0 | 0 | 0 | 0.0012057 | 1.1335 | 0 | 0 | 5.0776 | 0 | 21.5843 | 0 | 0 | 0 | 0 | 0 | 0 | 0 | 0 | 0 | 0 | 0 | 0 | 0 | 0.45131 | 0 | 0.54519 | 11.0288 | 0 | 0 | 0.315 | 0.92574 | 0 | 0.00087359 | 0 | 0 | 13.2669 | 0 | 0 | 0 | 0 | 0 | 0 | 0 | 0 | 0 | 0 | 0 | 0 | 0
1 | 24 | 17 | 3 | 1.7931 | 0 | 13.5789 | 0 | 0 | 0 | 0.0012057 | 1.1527 | 0 | 0 | 3.5994 | 0 | 20.1253 | 0 | 0 | 0 | 0 | 0 | 0 | 0 | 0 | 0 | 0 | 0 | 0 | 0 | 0.45131 | 0 | 0.54519 | 11.1907 | 0 | 0 | 0.315 | 0.92924 | 0 | 0.0008875 | 0 | 0 | 13.4324 | 0 | 0 | 0 | 0 | 0 | 0 | 0 | 0 | 0 | 0 | 0 | 0 | 0
1 | 24 | 18 | 3 | 1.7931 | 0 | 13.5789 | 0 | 0 | 0 | 0.0012057 | 1.1794 | 0 | 0 | 5.971 | 0 | 22.5236 | 0 | 0 | 0 | 0 | 0 | 0 | 0 | 0 | 0 | 0 | 0 | 0 | 0 | 0.45131 | 0 | 0.54519 | 11.7719 | 0 | 0 | 0.525 | 0.93736 | 0 | 0.00092188 | 0 | 0 | 14.2317 | 0 | 0 | 0 | 0 | 0 | 0 | 0 | 0 | 0 | 0 | 0 | 0 | 0
1 | 24 | 19 | 3 | 1.7931 | 0 | 9.8682 | 0 | 0 | 0 | 0.0012057 | 1.2286 | 0 | 0 | 5.971 | 0 | 18.8622 | 0 | 0 | 0 | 0 | 0 | 0 | 0 | 0 | 0 | 0 | 0 | 0 | 0 | 0.45131 | 0 | 0.54519 | 12.4335 | 0 | 0 | 0.525 | 0.9427 | 0 | 0.00096744 | 0 | 0 | 14.8987 | 0 | 0 | 0 | 0 | 0 | 0 | 0 | 0 | 0 | 0 | 0 | 0 | 0
1 | 24 | 20 | 3 | 1.7931 | 0 | 2.4469 | 0 | 0 | 0 | 0.0012057 | 1.2774 | 0 | 0 | 3.959 | 0 | 9.4777 | 0 | 0 | 0 | 0 | 0 | 0 | 0 | 0 | 0 | 0 | 0 | 0 | 0 | 0.45131 | 0 | 0.88038 | 12.9783 | 0 | 0 | 0.42 | 0.93356 | 0 | 0.0010119 | 0 | 0 | 15.6646 | 0 | 0 | 0 | 0 | 0 | 0 | 0 | 0 | 0 | 0 | 0 | 0 | 0
1 | 24 | 21 | 3 | 1.7931 | 0 | 2.4469 | 0 | 0 | 0 | 0.0012057 | 1.3075 | 0 | 0 | 3.959 | 0 | 9.5078 | 0 | 0 | 0 | 0 | 0 | 0 | 0 | 0 | 0 | 0 | 0 | 0 | 0 | 0.45131 | 0 | 1.1038 | 13.3173 | 0 | 0 | 0.3675 | 0.93399 | 0 | 0.0010381 | 0 | 0 | 16.1749 | 0 | 0 | 0 | 0 | 0 | 0 | 0 | 0 | 0 | 0 | 0 | 0 | 0
1 | 24 | 22 | 3 | 1.7931 | 0 | 2.4469 | 0 | 0 | 0 | 0.0012057 | 1.3263 | 0 | 0 | 6.4121 | 0 | 11.9797 | 0 | 0 | 0 | 0 | 0 | 0 | 0 | 0 | 0 | 0 | 0 | 0 | 0 | 0.45131 | 0 | 1.2156 | 13.7075 | 0 | 0 | 0.4725 | 0.9364 | 0 | 0.001069 | 0 | 0 | 16.7844 | 0 | 0 | 0 | 0 | 0 | 0 | 0 | 0 | 0 | 0 | 0 | 0 | 0
1 | 24 | 23 | 3 | 1.7931 | 0 | 2.4469 | 0 | 0 | 0 | 0.0012057 | 1.342 | 0 | 0 | 3.6026 | 0 | 9.1858 | 0 | 0 | 0 | 0 | 0 | 0 | 0 | 0 | 0 | 0 | 0 | 0 | 0 | 0.45131 | 0 | 1.1038 | 14.1464 | 0 | 0 | 0.315 | 0.945 | 0 | 0.0011115 | 0 | 0 | 16.9627 | 0 | 0 | 0 | 0 | 0 | 0 | 0 | 0 | 0 | 0 | 0 | 0 | 0
1 | 24 | 24 | 3 | 1.7931 | 0 | 2.4469 | 0 | 0 | 0 | 0.0012057 | 1.0444 | 0 | 0 | 0.63484 | 0 | 5.9204 | 0 | 0 | 0 | 0 | 0 | 0 | 0 | 0 | 0 | 0 | 0 | 0 | 0 | 0.45131 | 0 | 0.88038 | 12.1607 | 0 | 0 | 0.0525 | 0.95163 | 0 | 0.0009454 | 0 | 0 | 14.4974 | 0 | 0 | 0 | 0 | 0 | 0 | 0 | 0 | 0 | 0 | 0 | 0 | 0
1 | 25 | 1 | 4 | 1.7931 | 0 | 2.4469 | 0 | 0 | 0 | 0.0012057 | 1.1989 | 0 | 0 | 0.63485 | 0 | 6.075 | 0 | 0 | 0 | 0 | 0 | 0 | 0 | 0 | 0 | 0 | 0 | 0 | 0 | 0.45131 | 0 | 0.54519 | 14.2582 | 0 | 0 | 0.0525 | 0.9847 | 0 | 0.01882 | 0 | 0 | 16.3107 | 0 | 0 | 0 | 0 | 0 | 0 | 0 | 0 | 0 | 0 | 0 | 0 | 0
1 | 25 | 2 | 4 | 1.7931 | 0 | 2.4469 | 0 | 0 | 0 | 0.0012057 | 1.1974 | 0 | 0 | 0.63493 | 0 | 6.0735 | 0 | 0 | 0 | 0 | 0 | 0 | 0 | 0 | 0 | 0 | 0 | 0 | 0 | 0.45131 | 0 | 0.32173 | 14.3279 | 0 | 0 | 0.0525 | 0.98367 | 0 | 0.022967 | 0 | 0 | 16.1601 | 0 | 0 | 0 | 0 | 0 | 0 | 0 | 0 | 0 | 0 | 0 | 0 | 0
1 | 25 | 3 | 4 | 1.7931 | 0 | 2.4469 | 0 | 0 | 0 | 0.0012057 | 1.2183 | 0 | 0 | 0.63492 | 0 | 6.0945 | 0 | 0 | 0 | 0 | 0 | 0 | 0 | 0 | 0 | 0 | 0 | 0 | 0 | 0.45131 | 0 | 0.32173 | 14.5369 | 0 | 0 | 0.0525 | 0.98871 | 0 | 0.043208 | 0 | 0 | 16.3943 | 0 | 0 | 0 | 0 | 0 | 0 | 0 | 0 | 0 | 0 | 0 | 0 | 0
1 | 25 | 4 | 4 | 1.7931 | 0 | 2.4469 | 0 | 0 | 0 | 0.0012057 | 1.2176 | 0 | 0 | 0.63492 | 0 | 6.0937 | 0 | 0 | 0 | 0 | 0 | 0 | 0 | 0 | 0 | 0 | 0 | 0 | 0 | 0.45131 | 0 | 0.32173 | 14.4555 | 0 | 0 | 0.0525 | 0.99144 | 0 | 0.056257 | 0 | 0 | 16.3287 | 0 | 0 | 0 | 0 | 0 | 0 | 0 | 0 | 0 | 0 | 0 | 0 | 0
1 | 25 | 5 | 4 | 1.7931 | 0 | 2.4469 | 0 | 0 | 0 | 0.0012057 | 1.2326 | 0 | 0 | 0.6349 | 0 | 6.1087 | 0 | 0 | 0 | 0 | 0 | 0 | 0 | 0 | 0 | 0 | 0 | 0 | 0 | 0.45131 | 0 | 0.32173 | 14.5813 | 0 | 0 | 0.0525 | 0.99653 | 0 | 0.07566 | 0 | 0 | 16.4791 | 0 | 0 | 0 | 0 | 0 | 0 | 0 | 0 | 0 | 0 | 0 | 0 | 0
1 | 25 | 6 | 4 | 1.7931 | 0 | 2.4469 | 0 | 0 | 0 | 0.0012057 | 1.2386 | 0 | 0 | 0.6349 | 0 | 6.1147 | 0 | 0 | 0 | 0 | 0 | 0 | 0 | 0 | 0 | 0 | 0 | 0 | 0 | 0.45131 | 0 | 0.32173 | 14.6492 | 0 | 0 | 0.0525 | 1 | 0 | 0.089652 | 0 | 0 | 16.5644 | 0 | 0 | 0 | 0 | 0 | 0 | 0 | 0 | 0 | 0 | 0 | 0 | 0
1 | 25 | 7 | 4 | 1.7931 | 0 | 2.4469 | 0 | 0 | 0 | 0.0012057 | 1.28 | 0 | 0 | 3.5994 | 0 | 9.1207 | 0 | 0 | 0 | 0 | 0 | 0 | 0 | 0 | 0 | 0 | 0 | 0 | 0 | 0.45131 | 0 | 0.54519 | 15.1107 | 0 | 0 | 0.315 | 1.0045 | 0 | 0.099131 | 0 | 0 | 17.5259 | 0 | 0 | 0 | 0 | 0 | 0 | 0 | 0 | 0 | 0 | 0 | 0 | 0
1 | 25 | 8 | 4 | 1.7931 | 0 | 2.4469 | 0 | 0 | 0 | 0.0012057 | 1.438 | 0 | 0 | 5.971 | 0 | 11.6503 | 0 | 0 | 0 | 0 | 0 | 0 | 0 | 0 | 0 | 0 | 0 | 0 | 0 | 0.45131 | 0 | 0.71279 | 16.1874 | 0 | 0 | 0.525 | 0.99229 | 0 | 0.055211 | 0 | 0 | 18.924 | 0 | 0 | 0 | 0 | 0 | 0 | 0 | 0 | 0 | 0 | 0 | 0 | 0
1 | 25 | 9 | 4 | 1.7931 | 0 | 13.5789 | 0 | 0 | 0 | 0.0012057 | 1.3151 | 0 | 0 | 3.959 | 0 | 20.6473 | 0 | 0 | 0 | 0 | 0 | 0 | 0 | 0 | 0 | 0 | 0 | 0 | 0 | 0.45131 | 0 | 0.71279 | 14.7107 | 0 | 0 | 0.42 | 0.9875 | 0 | 0.042906 | 0 | 0 | 17.3252 | 0 | 0 | 0 | 0 | 0 | 0 | 0 | 0 | 0 | 0 | 0 | 0 | 0
1 | 25 | 10 | 4 | 1.7931 | 0 | 13.5789 | 0 | 0 | 0 | 0.0012057 | 1.2153 | 0 | 0 | 4.4158 | 0 | 21.0043 | 0 | 0 | 0 | 0 | 0 | 0 | 0 | 0 | 0 | 0 | 0 | 0 | 0 | 0.45131 | 0 | 0.71279 | 13.7213 | 0 | 0 | 0.315 | 0.98694 | 0 | 0.051383 | 0 | 0 | 16.2387 | 0 | 0 | 0 | 0 | 0 | 0 | 0 | 0 | 0 | 0 | 0 | 0 | 0
1 | 25 | 11 | 4 | 1.7931 | 0 | 13.5789 | 0 | 0 | 0 | 0.0012057 | 1.1072 | 0 | 0 | 3.5994 | 0 | 20.0798 | 0 | 0 | 0 | 0 | 0 | 0 | 0 | 0 | 0 | 0 | 0 | 0 | 0 | 0.45131 | 0 | 0.71279 | 12.3659 | 0 | 0 | 0.315 | 0.95208 | 0 | 0.04311 | 0 | 0 | 14.8402 | 0 | 0 | 0 | 0 | 0 | 0 | 0 | 0 | 0 | 0 | 0 | 0 | 0
1 | 25 | 12 | 4 | 1.7931 | 0 | 13.5789 | 0 | 0 | 0 | 0.0012057 | 0.98472 | 0 | 0 | 3.959 | 0 | 20.317 | 0 | 0 | 0 | 0 | 0 | 0 | 0 | 0 | 0 | 0 | 0 | 0 | 0 | 0.45131 | 0 | 0.54519 | 11.0644 | 0 | 0 | 0.3675 | 0.93672 | 0 | 0.0077836 | 0 | 0 | 13.3729 | 0 | 0 | 0 | 0 | 0 | 0 | 0 | 0 | 0 | 0 | 0 | 0 | 0
1 | 25 | 13 | 4 | 1.7931 | 0 | 8.6313 | 0 | 0 | 0 | 0.0012057 | 0.91533 | 0 | 0 | 3.959 | 0 | 15.3 | 0 | 0 | 0 | 0 | 0 | 0 | 0 | 0 | 0 | 0 | 0 | 0 | 0 | 0.45131 | 0 | 0.54519 | 10.2076 | 0 | 0 | 0.42 | 0.92257 | 0 | 0.00082711 | 0 | 0 | 12.5475 | 0 | 0 | 0 | 0 | 0 | 0 | 0 | 0 | 0 | 0 | 0 | 0 | 0
1 | 25 | 14 | 4 | 1.7931 | 0 | 13.5789 | 0 | 0 | 0 | 0.0012057 | 0.85086 | 0 | 0 | 3.959 | 0 | 20.1831 | 0 | 0 | 0 | 0 | 0 | 0 | 0 | 0 | 0 | 0 | 0 | 0 | 0 | 0.45131 | 0 | 0.54519 | 9.8055 | 0 | 0 | 0.3675 | 0.93358 | 0 | 0.00077886 | 0 | 0 | 12.1039 | 0 | 0 | 0 | 0 | 0 | 0 | 0 | 0 | 0 | 0 | 0 | 0 | 0
1 | 25 | 15 | 4 | 1.7931 | 0 | 13.5789 | 0 | 0 | 0 | 0.0012057 | 0.81055 | 0 | 0 | 3.959 | 0 | 20.1428 | 0 | 0 | 0 | 0 | 0 | 0 | 0 | 0 | 0 | 0 | 0 | 0 | 0 | 0.45131 | 0 | 0.54519 | 9.5839 | 0 | 0 | 0.3675 | 0.93661 | 0 | 0.00074208 | 0 | 0 | 11.8852 | 0 | 0 | 0 | 0 | 0 | 0 | 0 | 0 | 0 | 0 | 0 | 0 | 0
1 | 25 | 16 | 4 | 1.7931 | 0 | 13.5789 | 0 | 0 | 0 | 0.0012057 | 0.85419 | 0 | 0 | 5.0774 | 0 | 21.3048 | 0 | 0 | 0 | 0 | 0 | 0 | 0 | 0 | 0 | 0 | 0 | 0 | 0 | 0.45131 | 0 | 0.54519 | 9.8776 | 0 | 0 | 0.315 | 0.93383 | 0 | 0.00076384 | 0 | 0 | 12.1237 | 0 | 0 | 0 | 0 | 0 | 0 | 0 | 0 | 0 | 0 | 0 | 0 | 0
1 | 25 | 17 | 4 | 1.7931 | 0 | 13.5789 | 0 | 0 | 0 | 0.0012057 | 0.96088 | 0 | 0 | 3.5993 | 0 | 19.9334 | 0 | 0 | 0 | 0 | 0 | 0 | 0 | 0 | 0 | 0 | 0 | 0 | 0 | 0.45131 | 0 | 0.54519 | 10.6751 | 0 | 0 | 0.315 | 0.93398 | 0 | 0.00083935 | 0 | 0 | 12.9214 | 0 | 0 | 0 | 0 | 0 | 0 | 0 | 0 | 0 | 0 | 0 | 0 | 0
1 | 25 | 18 | 4 | 1.7931 | 0 | 13.5789 | 0 | 0 | 0 | 0.0012057 | 1.1169 | 0 | 0 | 5.9709 | 0 | 22.461 | 0 | 0 | 0 | 0 | 0 | 0 | 0 | 0 | 0 | 0 | 0 | 0 | 0 | 0.45131 | 0 | 0.54519 | 12.0489 | 0 | 0 | 0.525 | 0.94674 | 0 | 0.00096325 | 0 | 0 | 14.5181 | 0 | 0 | 0 | 0 | 0 | 0 | 0 | 0 | 0 | 0 | 0 | 0 | 0
1 | 25 | 19 | 4 | 1.7931 | 0 | 9.8682 | 0 | 0 | 0 | 0.0012057 | 1.1809 | 0 | 0 | 5.971 | 0 | 18.8144 | 0 | 0 | 0 | 0 | 0 | 0 | 0 | 0 | 0 | 0 | 0 | 0 | 0 | 0.45131 | 0 | 0.54519 | 12.6048 | 0 | 0 | 0.525 | 0.9457 | 0 | 0.0010137 | 0 | 0 | 15.073 | 0 | 0 | 0 | 0 | 0 | 0 | 0 | 0 | 0 | 0 | 0 | 0 | 0
1 | 25 | 20 | 4 | 1.7931 | 0 | 2.4469 | 0 | 0 | 0 | 0.0012057 | 1.2841 | 0 | 0 | 3.959 | 0 | 9.4844 | 0 | 0 | 0 | 0 | 0 | 0 | 0 | 0 | 0 | 0 | 0 | 0 | 0 | 0.45131 | 0 | 0.88038 | 13.4785 | 0 | 0 | 0.42 | 0.94119 | 0 | 0.0010812 | 0 | 0 | 16.1725 | 0 | 0 | 0 | 0 | 0 | 0 | 0 | 0 | 0 | 0 | 0 | 0 | 0
1 | 25 | 21 | 4 | 1.7931 | 0 | 2.4469 | 0 | 0 | 0 | 0.0012057 | 1.3092 | 0 | 0 | 3.959 | 0 | 9.5094 | 0 | 0 | 0 | 0 | 0 | 0 | 0 | 0 | 0 | 0 | 0 | 0 | 0 | 0.45131 | 0 | 1.1038 | 13.8216 | 0 | 0 | 0.3675 | 0.93818 | 0 | 0.0011094 | 0 | 0 | 16.6835 | 0 | 0 | 0 | 0 | 0 | 0 | 0 | 0 | 0 | 0 | 0 | 0 | 0
1 | 25 | 22 | 4 | 1.7931 | 0 | 2.4469 | 0 | 0 | 0 | 0.0012057 | 1.3221 | 0 | 0 | 6.4121 | 0 | 11.9755 | 0 | 0 | 0 | 0 | 0 | 0 | 0 | 0 | 0 | 0 | 0 | 0 | 0 | 0.45131 | 0 | 1.2156 | 13.9644 | 0 | 0 | 0.4725 | 0.93659 | 0 | 0.0011214 | 0 | 0 | 17.0414 | 0 | 0 | 0 | 0 | 0 | 0 | 0 | 0 | 0 | 0 | 0 | 0 | 0
1 | 25 | 23 | 4 | 1.7931 | 0 | 2.4469 | 0 | 0 | 0 | 0.0012057 | 1.3345 | 0 | 0 | 3.6025 | 0 | 9.1782 | 0 | 0 | 0 | 0 | 0 | 0 | 0 | 0 | 0 | 0 | 0 | 0 | 0 | 0.45131 | 0 | 1.1038 | 14.1822 | 0 | 0 | 0.315 | 0.9429 | 0 | 0.0011466 | 0 | 0 | 16.9964 | 0 | 0 | 0 | 0 | 0 | 0 | 0 | 0 | 0 | 0 | 0 | 0 | 0
1 | 25 | 24 | 4 | 1.7931 | 0 | 2.4469 | 0 | 0 | 0 | 0.0012057 | 1.0132 | 0 | 0 | 0.63479 | 0 | 5.8892 | 0 | 0 | 0 | 0 | 0 | 0 | 0 | 0 | 0 | 0 | 0 | 0 | 0 | 0.45131 | 0 | 0.88038 | 11.7541 | 0 | 0 | 0.0525 | 0.93936 | 0 | 0.00092536 | 0 | 0 | 14.0786 | 0 | 0 | 0 | 0 | 0 | 0 | 0 | 0 | 0 | 0 | 0 | 0 | 0
1 | 26 | 1 | 5 | 1.7931 | 0 | 2.4469 | 0 | 0 | 0 | 0.0012057 | 1.0787 | 0 | 0 | 0.63479 | 0 | 5.9547 | 0 | 0 | 0 | 0 | 0 | 0 | 0 | 0 | 0 | 0 | 0 | 0 | 0 | 0.45131 | 0 | 0.54519 | 12.6573 | 0 | 0 | 0.0525 | 0.94519 | 0 | 0.00099675 | 0 | 0 | 14.6525 | 0 | 0 | 0 | 0 | 0 | 0 | 0 | 0 | 0 | 0 | 0 | 0 | 0
1 | 26 | 2 | 5 | 1.7931 | 0 | 2.4469 | 0 | 0 | 0 | 0.0012057 | 1.141 | 0 | 0 | 0.63481 | 0 | 6.0171 | 0 | 0 | 0 | 0 | 0 | 0 | 0 | 0 | 0 | 0 | 0 | 0 | 0 | 0.45131 | 0 | 0.32173 | 13.476 | 0 | 0 | 0.0525 | 0.96312 | 0 | 0.0010694 | 0 | 0 | 15.2657 | 0 | 0 | 0 | 0 | 0 | 0 | 0 | 0 | 0 | 0 | 0 | 0 | 0
1 | 26 | 3 | 5 | 1.7931 | 0 | 2.4469 | 0 | 0 | 0 | 0.0012057 | 1.1539 | 0 | 0 | 0.63484 | 0 | 6.03 | 0 | 0 | 0 | 0 | 0 | 0 | 0 | 0 | 0 | 0 | 0 | 0 | 0 | 0.45131 | 0 | 0.32173 | 13.6455 | 0 | 0 | 0.0525 | 0.96234 | 0 | 0.0010837 | 0 | 0 | 15.4345 | 0 | 0 | 0 | 0 | 0 | 0 | 0 | 0 | 0 | 0 | 0 | 0 | 0
1 | 26 | 4 | 5 | 1.7931 | 0 | 2.4469 | 0 | 0 | 0 | 0.0012057 | 1.1658 | 0 | 0 | 0.63484 | 0 | 6.0419 | 0 | 0 | 0 | 0 | 0 | 0 | 0 | 0 | 0 | 0 | 0 | 0 | 0 | 0.45131 | 0 | 0.32173 | 13.7242 | 0 | 0 | 0.0525 | 0.96487 | 0 | 0.0011021 | 0 | 0 | 15.5157 | 0 | 0 | 0 | 0 | 0 | 0 | 0 | 0 | 0 | 0 | 0 | 0 | 0
1 | 26 | 5 | 5 | 1.7931 | 0 | 2.4469 | 0 | 0 | 0 | 0.0012057 | 1.1892 | 0 | 0 | 0.63484 | 0 | 6.0653 | 0 | 0 | 0 | 0 | 0 | 0 | 0 | 0 | 0 | 0 | 0 | 0 | 0 | 0.45131 | 0 | 0.32173 | 13.9957 | 0 | 0 | 0.0525 | 0.96857 | 0 | 0.0011235 | 0 | 0 | 15.7909 | 0 | 0 | 0 | 0 | 0 | 0 | 0 | 0 | 0 | 0 | 0 | 0 | 0
1 | 26 | 6 | 5 | 1.7931 | 0 | 2.4469 | 0 | 0 | 0 | 0.0012057 | 1.1864 | 0 | 0 | 0.63485 | 0 | 6.0624 | 0 | 0 | 0 | 0 | 0 | 0 | 0 | 0 | 0 | 0 | 0 | 0 | 0 | 0.45131 | 0 | 0.32173 | 13.9501 | 0 | 0 | 0.0525 | 0.96822 | 0 | 0.0011339 | 0 | 0 | 15.745 | 0 | 0 | 0 | 0 | 0 | 0 | 0 | 0 | 0 | 0 | 0 | 0 | 0
1 | 26 | 7 | 5 | 1.7931 | 0 | 2.4469 | 0 | 0 | 0 | 0.0012057 | 1.2041 | 0 | 0 | 3.5993 | 0 | 9.0447 | 0 | 0 | 0 | 0 | 0 | 0 | 0 | 0 | 0 | 0 | 0 | 0 | 0 | 0.45131 | 0 | 0.54519 | 14.0125 | 0 | 0 | 0.315 | 0.96351 | 0 | 0.0011412 | 0 | 0 | 16.2886 | 0 | 0 | 0 | 0 | 0 | 0 | 0 | 0 | 0 | 0 | 0 | 0 | 0
1 | 26 | 8 | 5 | 1.7931 | 0 | 2.4469 | 0 | 0 | 0 | 0.0012057 | 1.4204 | 0 | 0 | 5.971 | 0 | 11.6325 | 0 | 0 | 0 | 0 | 0 | 0 | 0 | 0 | 0 | 0 | 0 | 0 | 0 | 0.45131 | 0 | 0.71279 | 15.6908 | 0 | 0 | 0.525 | 0.95243 | 0 | 0.0012718 | 0 | 0 | 18.3336 | 0 | 0 | 0 | 0 | 0 | 0 | 0 | 0 | 0 | 0 | 0 | 0 | 0
1 | 26 | 9 | 5 | 1.7931 | 0 | 13.5789 | 0 | 0 | 0 | 0.0012057 | 1.333 | 0 | 0 | 3.959 | 0 | 20.6652 | 0 | 0 | 0 | 0 | 0 | 0 | 0 | 0 | 0 | 0 | 0 | 0 | 0 | 0.45131 | 0 | 0.71279 | 14.3849 | 0 | 0 | 0.42 | 0.94136 | 0 | 0.0011612 | 0 | 0 | 16.9115 | 0 | 0 | 0 | 0 | 0 | 0 | 0 | 0 | 0 | 0 | 0 | 0 | 0
1 | 26 | 10 | 5 | 1.7931 | 0 | 13.5789 | 0 | 0 | 0 | 0.0012057 | 1.272 | 0 | 0 | 4.4157 | 0 | 21.061 | 0 | 0 | 0 | 0 | 0 | 0 | 0 | 0 | 0 | 0 | 0 | 0 | 0 | 0.45131 | 0 | 0.71279 | 13.4313 | 0 | 0 | 0.315 | 0.93193 | 0 | 0.0010704 | 0 | 0 | 15.8434 | 0 | 0 | 0 | 0 | 0 | 0 | 0 | 0 | 0 | 0 | 0 | 0 | 0
1 | 26 | 11 | 5 | 1.7931 | 0 | 13.5789 | 0 | 0 | 0 | 0.0012057 | 1.2555 | 0 | 0 | 3.5993 | 0 | 20.228 | 0 | 0 | 0 | 0 | 0 | 0 | 0 | 0 | 0 | 0 | 0 | 0 | 0 | 0.45131 | 0 | 0.71279 | 13.2182 | 0 | 0 | 0.315 | 0.93653 | 0 | 0.0010448 | 0 | 0 | 15.6349 | 0 | 0 | 0 | 0 | 0 | 0 | 0 | 0 | 0 | 0 | 0 | 0 | 0
1 | 26 | 12 | 5 | 1.7931 | 0 | 13.5789 | 0 | 0 | 0 | 0.0012057 | 1.1503 | 0 | 0 | 3.959 | 0 | 20.4825 | 0 | 0 | 0 | 0 | 0 | 0 | 0 | 0 | 0 | 0 | 0 | 0 | 0 | 0.45131 | 0 | 0.54519 | 12.208 | 0 | 0 | 0.3675 | 0.92817 | 0 | 0.00095074 | 0 | 0 | 14.5011 | 0 | 0 | 0 | 0 | 0 | 0 | 0 | 0 | 0 | 0 | 0 | 0 | 0
1 | 26 | 13 | 5 | 1.7931 | 0 | 8.6313 | 0 | 0 | 0 | 0.0012057 | 1.1619 | 0 | 0 | 3.959 | 0 | 15.5465 | 0 | 0 | 0 | 0 | 0 | 0 | 0 | 0 | 0 | 0 | 0 | 0 | 0 | 0.45131 | 0 | 0.54519 | 12.1665 | 0 | 0 | 0.42 | 0.92969 | 0 | 0.00094558 | 0 | 0 | 14.5137 | 0 | 0 | 0 | 0 | 0 | 0 | 0 | 0 | 0 | 0 | 0 | 0 | 0
1 | 26 | 14 | 5 | 1.7931 | 0 | 13.5789 | 0 | 0 | 0 | 0.0012057 | 1.117 | 0 | 0 | 3.959 | 0 | 20.4493 | 0 | 0 | 0 | 0 | 0 | 0 | 0 | 0 | 0 | 0 | 0 | 0 | 0 | 0.45131 | 0 | 0.54519 | 11.8169 | 0 | 0 | 0.3675 | 0.93183 | 0 | 0.00091247 | 0 | 0 | 14.1137 | 0 | 0 | 0 | 0 | 0 | 0 | 0 | 0 | 0 | 0 | 0 | 0 | 0
1 | 26 | 15 | 5 | 1.7931 | 0 | 13.5789 | 0 | 0 | 0 | 0.0012057 | 1.0226 | 0 | 0 | 3.959 | 0 | 20.3549 | 0 | 0 | 0 | 0 | 0 | 0 | 0 | 0 | 0 | 0 | 0 | 0 | 0 | 0.45131 | 0 | 0.54519 | 11.039 | 0 | 0 | 0.3675 | 0.93535 | 0 | 0.0008395 | 0 | 0 | 13.3392 | 0 | 0 | 0 | 0 | 0 | 0 | 0 | 0 | 0 | 0 | 0 | 0 | 0
1 | 26 | 16 | 5 | 1.7931 | 0 | 13.5789 | 0 | 0 | 0 | 0.0012057 | 1.0456 | 0 | 0 | 5.0775 | 0 | 21.4963 | 0 | 0 | 0 | 0 | 0 | 0 | 0 | 0 | 0 | 0 | 0 | 0 | 0 | 0.45131 | 0 | 0.54519 | 10.9957 | 0 | 0 | 0.315 | 0.92912 | 0 | 0.00084254 | 0 | 0 | 13.2372 | 0 | 0 | 0 | 0 | 0 | 0 | 0 | 0 | 0 | 0 | 0 | 0 | 0
1 | 26 | 17 | 5 | 1.7931 | 0 | 13.5789 | 0 | 0 | 0 | 0.0012057 | 1.1256 | 0 | 0 | 3.5993 | 0 | 20.0982 | 0 | 0 | 0 | 0 | 0 | 0 | 0 | 0 | 0 | 0 | 0 | 0 | 0 | 0.45131 | 0 | 0.54519 | 11.7128 | 0 | 0 | 0.315 | 0.93434 | 0 | 0.00090507 | 0 | 0 | 13.9596 | 0 | 0 | 0 | 0 | 0 | 0 | 0 | 0 | 0 | 0 | 0 | 0 | 0
1 | 26 | 18 | 5 | 1.7931 | 0 | 13.5789 | 0 | 0 | 0 | 0.0012057 | 1.1574 | 0 | 0 | 5.971 | 0 | 22.5016 | 0 | 0 | 0 | 0 | 0 | 0 | 0 | 0 | 0 | 0 | 0 | 0 | 0 | 0.45131 | 0 | 0.54519 | 12.0117 | 0 | 0 | 0.525 | 0.93329 | 0 | 0.0010099 | 0 | 0 | 14.4675 | 0 | 0 | 0 | 0 | 0 | 0 | 0 | 0 | 0 | 0 | 0 | 0 | 0
1 | 26 | 19 | 5 | 1.7931 | 0 | 9.8682 | 0 | 0 | 0 | 0.0012057 | 1.2114 | 0 | 0 | 5.971 | 0 | 18.8449 | 0 | 0 | 0 | 0 | 0 | 0 | 0 | 0 | 0 | 0 | 0 | 0 | 0 | 0.45131 | 0 | 0.54519 | 12.3419 | 0 | 0 | 0.525 | 0.93431 | 0 | 0.00096788 | 0 | 0 | 14.7987 | 0 | 0 | 0 | 0 | 0 | 0 | 0 | 0 | 0 | 0 | 0 | 0 | 0
1 | 26 | 20 | 5 | 1.7931 | 0 | 2.4469 | 0 | 0 | 0 | 0.0012057 | 1.2942 | 0 | 0 | 3.959 | 0 | 9.4944 | 0 | 0 | 0 | 0 | 0 | 0 | 0 | 0 | 0 | 0 | 0 | 0 | 0 | 0.45131 | 0 | 0.88038 | 13.0182 | 0 | 0 | 0.42 | 0.93268 | 0 | 0.018589 | 0 | 0 | 15.7212 | 0 | 0 | 0 | 0 | 0 | 0 | 0 | 0 | 0 | 0 | 0 | 0 | 0
1 | 26 | 21 | 5 | 1.7931 | 0 | 2.4469 | 0 | 0 | 0 | 0.0012057 | 1.3196 | 0 | 0 | 3.959 | 0 | 9.5198 | 0 | 0 | 0 | 0 | 0 | 0 | 0 | 0 | 0 | 0 | 0 | 0 | 0 | 0.45131 | 0 | 1.1038 | 13.3822 | 0 | 0 | 0.3675 | 0.93098 | 0 | 0.12238 | 0 | 0 | 16.3583 | 0 | 0 | 0 | 0 | 0 | 0 | 0 | 0 | 0 | 0 | 0 | 0 | 0
1 | 26 | 22 | 5 | 1.7931 | 0 | 2.4469 | 0 | 0 | 0 | 0.0012057 | 1.3113 | 0 | 0 | 6.4121 | 0 | 11.9646 | 0 | 0 | 0 | 0 | 0 | 0 | 0 | 0 | 0 | 0 | 0 | 0 | 0 | 0.45131 | 0 | 1.2156 | 13.2009 | 0 | 0 | 0.4725 | 0.92339 | 0 | 0.24497 | 0 | 0 | 16.5087 | 0 | 0 | 0 | 0 | 0 | 0 | 0 | 0 | 0 | 0 | 0 | 0 | 0
1 | 26 | 23 | 5 | 1.7931 | 0 | 2.4469 | 0 | 0 | 0 | 0.0012057 | 1.3173 | 0 | 0 | 3.6025 | 0 | 9.1611 | 0 | 0 | 0 | 0 | 0 | 0 | 0 | 0 | 0 | 0 | 0 | 0 | 0 | 0.45131 | 0 | 1.1038 | 13.3061 | 0 | 0 | 0.315 | 0.9265 | 0 | 0.44383 | 0 | 0 | 16.5466 | 0 | 0 | 0 | 0 | 0 | 0 | 0 | 0 | 0 | 0 | 0 | 0 | 0
1 | 26 | 24 | 5 | 1.7931 | 0 | 2.4469 | 0 | 0 | 0 | 0.0012057 | 1.0177 | 0 | 0 | 0.6348 | 0 | 5.8937 | 0 | 0 | 0 | 0 | 0 | 0 | 0 | 0 | 0 | 0 | 0 | 0 | 0 | 0.45131 | 0 | 0.88038 | 11.3254 | 0 | 0 | 0.0525 | 0.93281 | 0 | 0.20381 | 0 | 0 | 13.8462 | 0 | 0 | 0 | 0 | 0 | 0 | 0 | 0 | 0 | 0 | 0 | 0 | 0
1 | 27 | 1 | 6 | 1.7931 | 0 | 2.4469 | 0 | 0 | 0 | 0.0012057 | 1.0845 | 0 | 0 | 0.63483 | 0 | 5.9605 | 0 | 0 | 0 | 0 | 0 | 0 | 0 | 0 | 0 | 0 | 0 | 0 | 0 | 0.45131 | 0 | 0.54519 | 12.3669 | 0 | 0 | 0.0525 | 0.93864 | 0 | 0.46568 | 0 | 0 | 14.8202 | 0 | 0 | 0 | 0 | 0 | 0 | 0 | 0 | 0 | 0 | 0 | 0 | 0
1 | 27 | 2 | 6 | 1.7931 | 0 | 2.4469 | 0 | 0 | 0 | 0.0012057 | 1.1339 | 0 | 0 | 0.63484 | 0 | 6.01 | 0 | 0 | 0 | 0 | 0 | 0 | 0 | 0 | 0 | 0 | 0 | 0 | 0 | 0.45131 | 0 | 0.32173 | 12.9693 | 0 | 0 | 0.0525 | 0.95049 | 0 | 0.30423 | 0 | 0 | 15.0496 | 0 | 0 | 0 | 0 | 0 | 0 | 0 | 0 | 0 | 0 | 0 | 0 | 0
1 | 27 | 3 | 6 | 1.7931 | 0 | 2.4469 | 0 | 0 | 0 | 0.0012057 | 1.1762 | 0 | 0 | 0.63488 | 0 | 6.0523 | 0 | 0 | 0 | 0 | 0 | 0 | 0 | 0 | 0 | 0 | 0 | 0 | 0 | 0.45131 | 0 | 0.32173 | 13.6163 | 0 | 0 | 0.0525 | 0.95805 | 0 | 0.58174 | 0 | 0 | 15.9816 | 0 | 0 | 0 | 0 | 0 | 0 | 0 | 0 | 0 | 0 | 0 | 0 | 0
1 | 27 | 4 | 6 | 1.7931 | 0 | 2.4469 | 0 | 0 | 0 | 0.0012057 | 1.1663 | 0 | 0 | 0.63489 | 0 | 6.0424 | 0 | 0 | 0 | 0 | 0 | 0 | 0 | 0 | 0 | 0 | 0 | 0 | 0 | 0.45131 | 0 | 0.32173 | 13.5282 | 0 | 0 | 0.0525 | 0.95273 | 0 | 0.76204 | 0 | 0 | 16.0685 | 0 | 0 | 0 | 0 | 0 | 0 | 0 | 0 | 0 | 0 | 0 | 0 | 0
1 | 27 | 5 | 6 | 1.7931 | 0 | 2.4469 | 0 | 0 | 0 | 0.0012057 | 1.1696 | 0 | 0 | 0.63488 | 0 | 6.0457 | 0 | 0 | 0 | 0 | 0 | 0 | 0 | 0 | 0 | 0 | 0 | 0 | 0 | 0.45131 | 0 | 0.32173 | 13.5112 | 0 | 0 | 0.0525 | 0.95265 | 0 | 0.36216 | 0 | 0 | 15.6515 | 0 | 0 | 0 | 0 | 0 | 0 | 0 | 0 | 0 | 0 | 0 | 0 | 0
1 | 27 | 6 | 6 | 1.7931 | 0 | 2.4469 | 0 | 0 | 0 | 0.0012057 | 1.1758 | 0 | 0 | 0.63487 | 0 | 6.0519 | 0 | 0 | 0 | 0 | 0 | 0 | 0 | 0 | 0 | 0 | 0 | 0 | 0 | 0.45131 | 0 | 0.32173 | 13.516 | 0 | 0 | 0.0525 | 0.95269 | 0 | 0.064847 | 0 | 0 | 15.3591 | 0 | 0 | 0 | 0 | 0 | 0 | 0 | 0 | 0 | 0 | 0 | 0 | 0
1 | 27 | 7 | 6 | 1.7931 | 0 | 2.4469 | 0 | 0 | 0 | 0.0012057 | 1.1985 | 0 | 0 | 3.5994 | 0 | 9.0391 | 0 | 0 | 0 | 0 | 0 | 0 | 0 | 0 | 0 | 0 | 0 | 0 | 0 | 0.45131 | 0 | 0.54519 | 13.8567 | 0 | 0 | 0.315 | 0.95502 | 0 | 0.14409 | 0 | 0 | 16.2673 | 0 | 0 | 0 | 0 | 0 | 0 | 0 | 0 | 0 | 0 | 0 | 0 | 0
1 | 27 | 8 | 6 | 1.7931 | 0 | 2.4469 | 0 | 0 | 0 | 0.0012057 | 1.4071 | 0 | 0 | 5.971 | 0 | 11.6193 | 0 | 0 | 0 | 0 | 0 | 0 | 0 | 0 | 0 | 0 | 0 | 0 | 0 | 0.45131 | 0 | 0.71279 | 15.3958 | 0 | 0 | 0.525 | 0.95102 | 0 | 0.16189 | 0 | 0 | 18.1978 | 0 | 0 | 0 | 0 | 0 | 0 | 0 | 0 | 0 | 0 | 0 | 0 | 0
1 | 27 | 9 | 6 | 1.7931 | 0 | 13.5789 | 0 | 0 | 0 | 0.0012057 | 1.2601 | 0 | 0 | 3.959 | 0 | 20.5924 | 0 | 0 | 0 | 0 | 0 | 0 | 0 | 0 | 0 | 0 | 0 | 0 | 0 | 0.45131 | 0 | 0.71279 | 13.7049 | 0 | 0 | 0.42 | 0.95106 | 0 | 0.072406 | 0 | 0 | 16.3124 | 0 | 0 | 0 | 0 | 0 | 0 | 0 | 0 | 0 | 0 | 0 | 0 | 0
1 | 27 | 10 | 6 | 1.7931 | 0 | 13.5789 | 0 | 0 | 0 | 0.0012057 | 1.0838 | 0 | 0 | 4.4158 | 0 | 20.8728 | 0 | 0 | 0 | 0 | 0 | 0 | 0 | 0 | 0 | 0 | 0 | 0 | 0 | 0.45131 | 0 | 0.71279 | 11.7182 | 0 | 0 | 0.315 | 0.93277 | 0 | 0.00089039 | 0 | 0 | 14.1309 | 0 | 0 | 0 | 0 | 0 | 0 | 0 | 0 | 0 | 0 | 0 | 0 | 0
1 | 27 | 11 | 6 | 1.7931 | 0 | 13.5789 | 0 | 0 | 0 | 0.0012057 | 0.96697 | 0 | 0 | 3.5993 | 0 | 19.9395 | 0 | 0 | 0 | 0 | 0 | 0 | 0 | 0 | 0 | 0 | 0 | 0 | 0 | 0.45131 | 0 | 0.71279 | 10.064 | 0 | 0 | 0.315 | 0.8956 | 0 | 0.00076587 | 0 | 0 | 12.4395 | 0 | 0 | 0 | 0 | 0 | 0 | 0 | 0 | 0 | 0 | 0 | 0 | 0
1 | 27 | 12 | 6 | 1.7931 | 0 | 13.5789 | 0 | 0 | 0 | 0.0012057 | 0.9307 | 0 | 0 | 3.959 | 0 | 20.2629 | 0 | 0 | 0 | 0 | 0 | 0 | 0 | 0 | 0 | 0 | 0 | 0 | 0 | 0.45131 | 0 | 0.54519 | 9.6613 | 0 | 0 | 0.3675 | 0.90389 | 0 | 0.00073554 | 0 | 0 | 11.9299 | 0 | 0 | 0 | 0 | 0 | 0 | 0 | 0 | 0 | 0 | 0 | 0 | 0
1 | 27 | 13 | 6 | 1.7931 | 0 | 8.6313 | 0 | 0 | 0 | 0.0012057 | 0.87911 | 0 | 0 | 3.959 | 0 | 15.2638 | 0 | 0 | 0 | 0 | 0 | 0 | 0 | 0 | 0 | 0 | 0 | 0 | 0 | 0.45131 | 0 | 0.54519 | 9.2086 | 0 | 0 | 0.42 | 0.90364 | 0 | 0.00069747 | 0 | 0 | 11.5294 | 0 | 0 | 0 | 0 | 0 | 0 | 0 | 0 | 0 | 0 | 0 | 0 | 0
1 | 27 | 14 | 6 | 1.7931 | 0 | 13.5789 | 0 | 0 | 0 | 0.0012057 | 0.79536 | 0 | 0 | 3.959 | 0 | 20.1276 | 0 | 0 | 0 | 0 | 0 | 0 | 0 | 0 | 0 | 0 | 0 | 0 | 0 | 0.45131 | 0 | 0.54519 | 8.498 | 0 | 0 | 0.3675 | 0.90307 | 0 | 0.00063822 | 0 | 0 | 10.7657 | 0 | 0 | 0 | 0 | 0 | 0 | 0 | 0 | 0 | 0 | 0 | 0 | 0
1 | 27 | 15 | 6 | 1.7931 | 0 | 13.5789 | 0 | 0 | 0 | 0.0012057 | 0.7682 | 0 | 0 | 3.959 | 0 | 20.1004 | 0 | 0 | 0 | 0 | 0 | 0 | 0 | 0 | 0 | 0 | 0 | 0 | 0 | 0.45131 | 0 | 0.54519 | 8.4333 | 0 | 0 | 0.3675 | 0.91932 | 0 | 0.00062874 | 0 | 0 | 10.7172 | 0 | 0 | 0 | 0 | 0 | 0 | 0 | 0 | 0 | 0 | 0 | 0 | 0
1 | 27 | 16 | 6 | 1.7931 | 0 | 13.5789 | 0 | 0 | 0 | 0.0012057 | 0.71594 | 0 | 0 | 5.0774 | 0 | 21.1666 | 0 | 0 | 0 | 0 | 0 | 0 | 0 | 0 | 0 | 0 | 0 | 0 | 0 | 0.45131 | 0 | 0.54519 | 7.8631 | 0 | 0 | 0.315 | 0.90894 | 0 | 0.00058843 | 0 | 0 | 10.0841 | 0 | 0 | 0 | 0 | 0 | 0 | 0 | 0 | 0 | 0 | 0 | 0 | 0
1 | 27 | 17 | 6 | 1.7931 | 0 | 13.5789 | 0 | 0 | 0 | 0.0012057 | 0.82276 | 0 | 0 | 3.5993 | 0 | 19.7953 | 0 | 0 | 0 | 0 | 0 | 0 | 0 | 0 | 0 | 0 | 0 | 0 | 0 | 0.45131 | 0 | 0.54519 | 8.6261 | 0 | 0 | 0.315 | 0.9129 | 0 | 0.00065582 | 0 | 0 | 10.8512 | 0 | 0 | 0 | 0 | 0 | 0 | 0 | 0 | 0 | 0 | 0 | 0 | 0
1 | 27 | 18 | 6 | 1.7931 | 0 | 13.5789 | 0 | 0 | 0 | 0.0012057 | 0.92631 | 0 | 0 | 5.971 | 0 | 22.2705 | 0 | 0 | 0 | 0 | 0 | 0 | 0 | 0 | 0 | 0 | 0 | 0 | 0 | 0.45131 | 0 | 0.54519 | 9.4331 | 0 | 0 | 0.525 | 0.91102 | 0 | 0.00082962 | 0 | 0 | 11.8665 | 0 | 0 | 0 | 0 | 0 | 0 | 0 | 0 | 0 | 0 | 0 | 0 | 0
1 | 27 | 19 | 6 | 1.7931 | 0 | 9.8682 | 0 | 0 | 0 | 0.0012057 | 0.99964 | 0 | 0 | 5.9709 | 0 | 18.6331 | 0 | 0 | 0 | 0 | 0 | 0 | 0 | 0 | 0 | 0 | 0 | 0 | 0 | 0.45131 | 0 | 0.54519 | 9.8906 | 0 | 0 | 0.525 | 0.90789 | 0 | 0.00093651 | 0 | 0 | 12.3209 | 0 | 0 | 0 | 0 | 0 | 0 | 0 | 0 | 0 | 0 | 0 | 0 | 0
1 | 27 | 20 | 6 | 1.7931 | 0 | 2.4469 | 0 | 0 | 0 | 0.0012057 | 1.1713 | 0 | 0 | 3.959 | 0 | 9.3716 | 0 | 0 | 0 | 0 | 0 | 0 | 0 | 0 | 0 | 0 | 0 | 0 | 0 | 0.45131 | 0 | 0.88038 | 11.1617 | 0 | 0 | 0.42 | 0.91292 | 0 | 0.0008846 | 0 | 0 | 13.8272 | 0 | 0 | 0 | 0 | 0 | 0 | 0 | 0 | 0 | 0 | 0 | 0 | 0
1 | 27 | 21 | 6 | 1.7931 | 0 | 2.4469 | 0 | 0 | 0 | 0.0012057 | 1.1991 | 0 | 0 | 3.959 | 0 | 9.3993 | 0 | 0 | 0 | 0 | 0 | 0 | 0 | 0 | 0 | 0 | 0 | 0 | 0 | 0.45131 | 0 | 1.1038 | 11.2691 | 0 | 0 | 0.3675 | 0.90882 | 0 | 0.0009047 | 0 | 0 | 14.1014 | 0 | 0 | 0 | 0 | 0 | 0 | 0 | 0 | 0 | 0 | 0 | 0 | 0
1 | 27 | 22 | 6 | 1.7931 | 0 | 2.4469 | 0 | 0 | 0 | 0.0012057 | 1.2199 | 0 | 0 | 6.4121 | 0 | 11.8733 | 0 | 0 | 0 | 0 | 0 | 0 | 0 | 0 | 0 | 0 | 0 | 0 | 0 | 0.45131 | 0 | 1.2156 | 11.4903 | 0 | 0 | 0.4725 | 0.90894 | 0 | 0.19421 | 0 | 0 | 14.7328 | 0 | 0 | 0 | 0 | 0 | 0 | 0 | 0 | 0 | 0 | 0 | 0 | 0
1 | 27 | 23 | 6 | 1.7931 | 0 | 2.4469 | 0 | 0 | 0 | 0.0012057 | 1.189 | 0 | 0 | 3.6024 | 0 | 9.0326 | 0 | 0 | 0 | 0 | 0 | 0 | 0 | 0 | 0 | 0 | 0 | 0 | 0 | 0.45131 | 0 | 1.1038 | 11.0902 | 0 | 0 | 0.315 | 0.9015 | 0 | 0.53135 | 0 | 0 | 14.3932 | 0 | 0 | 0 | 0 | 0 | 0 | 0 | 0 | 0 | 0 | 0 | 0 | 0
1 | 27 | 24 | 6 | 1.7931 | 0 | 2.4469 | 0 | 0 | 0 | 0.0012057 | 0.80165 | 0 | 0 | 0.63476 | 0 | 5.6776 | 0 | 0 | 0 | 0 | 0 | 0 | 0 | 0 | 0 | 0 | 0 | 0 | 0 | 0.45131 | 0 | 0.88038 | 8.7148 | 0 | 0 | 0.0525 | 0.90749 | 0 | 0.79328 | 0 | 0 | 11.7997 | 0 | 0 | 0 | 0 | 0 | 0 | 0 | 0 | 0 | 0 | 0 | 0 | 0
1 | 28 | 1 | 7 | 1.7931 | 0 | 2.4469 | 0 | 0 | 0 | 0.0012057 | 0.88245 | 0 | 0 | 0.63478 | 0 | 5.7585 | 0 | 0 | 0 | 0 | 0 | 0 | 0 | 0 | 0 | 0 | 0 | 0 | 0 | 0.45131 | 0 | 0.54519 | 8.511 | 0 | 0 | 0.0525 | 0.90902 | 0 | 0 | 0 | 0 | 10.469 | 0 | 0 | 0 | 0 | 0 | 0 | 0 | 0 | 0 | 0 | 0 | 0 | 0
1 | 28 | 2 | 7 | 1.7931 | 0 | 2.4469 | 0 | 0 | 0 | 0.0012057 | 0.91025 | 0 | 0 | 0.6348 | 0 | 5.7863 | 0 | 0 | 0 | 0 | 0 | 0 | 0 | 0 | 0 | 0 | 0 | 0 | 0 | 0.45131 | 0 | 0.32173 | 8.5497 | 0 | 0 | 0.0525 | 0.91303 | 0 | 0 | 0 | 0 | 10.2882 | 0 | 0 | 0 | 0 | 0 | 0 | 0 | 0 | 0 | 0 | 0 | 0 | 0
1 | 28 | 3 | 7 | 1.7931 | 0 | 2.4469 | 0 | 0 | 0 | 0.0012057 | 0.87367 | 0 | 0 | 0.63482 | 0 | 5.7497 | 0 | 0 | 0 | 0 | 0 | 0 | 0 | 0 | 0 | 0 | 0 | 0 | 0 | 0.45131 | 0 | 0.32173 | 8.3348 | 0 | 0 | 0.0525 | 0.90372 | 0 | 0 | 0 | 0 | 10.0641 | 0 | 0 | 0 | 0 | 0 | 0 | 0 | 0 | 0 | 0 | 0 | 0 | 0
1 | 28 | 4 | 7 | 1.7931 | 0 | 2.4469 | 0 | 0 | 0 | 0.0012057 | 0.88172 | 0 | 0 | 0.63479 | 0 | 5.7577 | 0 | 0 | 0 | 0 | 0 | 0 | 0 | 0 | 0 | 0 | 0 | 0 | 0 | 0.45131 | 0 | 0.32173 | 8.4474 | 0 | 0 | 0.0525 | 0.90352 | 0 | 0 | 0 | 0 | 10.1765 | 0 | 0 | 0 | 0 | 0 | 0 | 0 | 0 | 0 | 0 | 0 | 0 | 0
1 | 28 | 5 | 7 | 1.7931 | 0 | 2.4469 | 0 | 0 | 0 | 0.0012057 | 0.88813 | 0 | 0 | 0.63479 | 0 | 5.7641 | 0 | 0 | 0 | 0 | 0 | 0 | 0 | 0 | 0 | 0 | 0 | 0 | 0 | 0.45131 | 0 | 0.32173 | 8.4869 | 0 | 0 | 0.0525 | 0.90317 | 0 | 0 | 0 | 0 | 10.2156 | 0 | 0 | 0 | 0 | 0 | 0 | 0 | 0 | 0 | 0 | 0 | 0 | 0
1 | 28 | 6 | 7 | 1.7931 | 0 | 2.4469 | 0 | 0 | 0 | 0.0012057 | 0.89317 | 0 | 0 | 0.63478 | 0 | 5.7692 | 0 | 0 | 0 | 0 | 0 | 0 | 0 | 0 | 0 | 0 | 0 | 0 | 0 | 0.45131 | 0 | 0.32173 | 8.5176 | 0 | 0 | 0.0525 | 0.9025 | 0 | 0 | 0 | 0 | 10.2456 | 0 | 0 | 0 | 0 | 0 | 0 | 0 | 0 | 0 | 0 | 0 | 0 | 0
1 | 28 | 7 | 7 | 1.7931 | 0 | 2.4469 | 0 | 0 | 0 | 0.0012057 | 0.89885 | 0 | 0 | 3.5993 | 0 | 8.7394 | 0 | 0 | 0 | 0 | 0 | 0 | 0 | 0 | 0 | 0 | 0 | 0 | 0 | 0.45131 | 0 | 0.54519 | 8.2621 | 0 | 0 | 0.315 | 0.89774 | 0 | 0 | 0 | 0 | 10.4714 | 0 | 0 | 0 | 0 | 0 | 0 | 0 | 0 | 0 | 0 | 0 | 0 | 0
1 | 28 | 8 | 7 | 1.7931 | 0 | 2.4469 | 0 | 0 | 0 | 0.0012057 | 1.2671 | 0 | 0 | 5.9709 | 0 | 11.4792 | 0 | 0 | 0 | 0 | 0 | 0 | 0 | 0 | 0 | 0 | 0 | 0 | 0 | 0.45131 | 0 | 0.71279 | 10.4608 | 0 | 0 | 0.525 | 0.90049 | 0 | 0 | 0 | 0 | 13.0504 | 0 | 0 | 0 | 0 | 0 | 0 | 0 | 0 | 0 | 0 | 0 | 0 | 0
1 | 28 | 9 | 7 | 1.7931 | 0 | 13.5789 | 0 | 0 | 0 | 0.0012057 | 1.1239 | 0 | 0 | 3.959 | 0 | 20.4561 | 0 | 0 | 0 | 0 | 0 | 0 | 0 | 0 | 0 | 0 | 0 | 0 | 0 | 0.45131 | 0 | 0.71279 | 9.3852 | 0 | 0 | 0.42 | 0.90036 | 0 | 0 | 0 | 0 | 11.8697 | 0 | 0 | 0 | 0 | 0 | 0 | 0 | 0 | 0 | 0 | 0 | 0 | 0
1 | 28 | 10 | 7 | 1.7931 | 0 | 13.5789 | 0 | 0 | 0 | 0.0012057 | 0.94959 | 0 | 0 | 4.4157 | 0 | 20.7385 | 0 | 0 | 0 | 0 | 0 | 0 | 0 | 0 | 0 | 0 | 0 | 0 | 0 | 0.45131 | 0 | 0.71279 | 8.0187 | 0 | 0 | 0.315 | 0.88297 | 0 | 0 | 0 | 0 | 10.3808 | 0 | 0 | 0 | 0 | 0 | 0 | 0 | 0 | 0 | 0 | 0 | 0 | 0
1 | 28 | 11 | 7 | 1.7931 | 0 | 13.5789 | 0 | 0 | 0 | 0.0012057 | 0.84191 | 0 | 0 | 3.5993 | 0 | 19.8144 | 0 | 0 | 0 | 0 | 0 | 0 | 0 | 0 | 0 | 0 | 0 | 0 | 0 | 0.45131 | 0 | 0.71279 | 7.0831 | 0 | 0 | 0.315 | 0.8709 | 0 | 0 | 0 | 0 | 9.433 | 0 | 0 | 0 | 0 | 0 | 0 | 0 | 0 | 0 | 0 | 0 | 0 | 0
1 | 28 | 12 | 7 | 1.7931 | 0 | 13.5789 | 0 | 0 | 0 | 0.0012057 | 0.74606 | 0 | 0 | 3.959 | 0 | 20.0782 | 0 | 0 | 0 | 0 | 0 | 0 | 0 | 0 | 0 | 0 | 0 | 0 | 0 | 0.45131 | 0 | 0.54519 | 6.4471 | 0 | 0 | 0.3675 | 0.86977 | 0 | 0 | 0 | 0 | 8.6808 | 0 | 0 | 0 | 0 | 0 | 0 | 0 | 0 | 0 | 0 | 0 | 0 | 0
1 | 28 | 13 | 7 | 1.7931 | 0 | 8.6313 | 0 | 0 | 0 | 0.0012057 | 0.62118 | 0 | 0 | 3.959 | 0 | 15.0058 | 0 | 0 | 0 | 0 | 0 | 0 | 0 | 0 | 0 | 0 | 0 | 0 | 0 | 0.45131 | 0 | 0.54519 | 5.4767 | 0 | 0 | 0.42 | 0.85888 | 0 | 0 | 0 | 0 | 7.7521 | 0 | 0 | 0 | 0 | 0 | 0 | 0 | 0 | 0 | 0 | 0 | 0 | 0
1 | 28 | 14 | 7 | 1.7931 | 0 | 13.5789 | 0 | 0 | 0 | 0.0012057 | 0.51655 | 0 | 0 | 3.959 | 0 | 19.8487 | 0 | 0 | 0 | 0 | 0 | 0 | 0 | 0 | 0 | 0 | 0 | 0 | 0 | 0.45131 | 0 | 0.54519 | 4.6438 | 0 | 0 | 0.3675 | 0.85906 | 0 | 0 | 0 | 0 | 6.8669 | 0 | 0 | 0 | 0 | 0 | 0 | 0 | 0 | 0 | 0 | 0 | 0 | 0
1 | 28 | 15 | 7 | 1.7931 | 0 | 13.5789 | 0 | 0 | 0 | 0.0012057 | 0.39758 | 0 | 0 | 3.959 | 0 | 19.7297 | 0 | 0 | 0 | 0 | 0 | 0 | 0 | 0 | 0 | 0 | 0 | 0 | 0 | 0.45131 | 0 | 0.54519 | 4.1947 | 0 | 0 | 0.3675 | 0.85449 | 0 | 0 | 0 | 0 | 6.4132 | 0 | 0 | 0 | 0 | 0 | 0 | 0 | 0 | 0 | 0 | 0 | 0 | 0
1 | 28 | 16 | 7 | 1.7931 | 0 | 13.5789 | 0 | 0 | 0 | 0.0012057 | 0.39601 | 0 | 0 | 5.0771 | 0 | 20.8463 | 0 | 0 | 0 | 0 | 0 | 0 | 0 | 0 | 0 | 0 | 0 | 0 | 0 | 0.45131 | 0 | 0.54519 | 3.9713 | 0 | 0 | 0.315 | 0.8526 | 0 | 0 | 0 | 0 | 6.1354 | 0 | 0 | 0 | 0 | 0 | 0 | 0 | 0 | 0 | 0 | 0 | 0 | 0
1 | 28 | 17 | 7 | 1.7931 | 0 | 13.5789 | 0 | 0 | 0 | 0.0012057 | 0.50755 | 0 | 0 | 3.5992 | 0 | 19.48 | 0 | 0 | 0 | 0 | 0 | 0 | 0 | 0 | 0 | 0 | 0 | 0 | 0 | 0.45131 | 0 | 0.54519 | 4.8933 | 0 | 0 | 0.315 | 0.86334 | 0 | 0 | 0 | 0 | 7.0681 | 0 | 0 | 0 | 0 | 0 | 0 | 0 | 0 | 0 | 0 | 0 | 0 | 0
1 | 28 | 18 | 7 | 1.7931 | 0 | 13.5789 | 0 | 0 | 0 | 0.0012057 | 0.64829 | 0 | 0 | 5.9708 | 0 | 21.9923 | 0 | 0 | 0 | 0 | 0 | 0 | 0 | 0 | 0 | 0 | 0 | 0 | 0 | 0.45131 | 0 | 0.54519 | 5.8434 | 0 | 0 | 0.525 | 0.86857 | 0 | 0 | 0 | 0 | 8.2335 | 0 | 0 | 0 | 0 | 0 | 0 | 0 | 0 | 0 | 0 | 0 | 0 | 0
1 | 28 | 19 | 7 | 1.7931 | 0 | 9.8682 | 0 | 0 | 0 | 0.0012057 | 0.74195 | 0 | 0 | 5.9708 | 0 | 18.3753 | 0 | 0 | 0 | 0 | 0 | 0 | 0 | 0 | 0 | 0 | 0 | 0 | 0 | 0.45131 | 0 | 0.54519 | 6.6286 | 0 | 0 | 0.525 | 0.86805 | 0 | 0 | 0 | 0 | 9.0181 | 0 | 0 | 0 | 0 | 0 | 0 | 0 | 0 | 0 | 0 | 0 | 0 | 0
1 | 28 | 20 | 7 | 1.7931 | 0 | 2.4469 | 0 | 0 | 0 | 0.0012057 | 0.87721 | 0 | 0 | 3.959 | 0 | 9.0774 | 0 | 0 | 0 | 0 | 0 | 0 | 0 | 0 | 0 | 0 | 0 | 0 | 0 | 0.45131 | 0 | 0.88038 | 7.173 | 0 | 0 | 0.42 | 0.86171 | 0 | 0 | 0 | 0 | 9.7864 | 0 | 0 | 0 | 0 | 0 | 0 | 0 | 0 | 0 | 0 | 0 | 0 | 0
1 | 28 | 21 | 7 | 1.7931 | 0 | 2.4469 | 0 | 0 | 0 | 0.0012057 | 0.92669 | 0 | 0 | 3.9589 | 0 | 9.1268 | 0 | 0 | 0 | 0 | 0 | 0 | 0 | 0 | 0 | 0 | 0 | 0 | 0 | 0.45131 | 0 | 1.1038 | 7.5747 | 0 | 0 | 0.3675 | 0.86002 | 0 | 0 | 0 | 0 | 10.3574 | 0 | 0 | 0 | 0 | 0 | 0 | 0 | 0 | 0 | 0 | 0 | 0 | 0
1 | 28 | 22 | 7 | 1.7931 | 0 | 2.4469 | 0 | 0 | 0 | 0.0012057 | 0.94596 | 0 | 0 | 6.412 | 0 | 11.5992 | 0 | 0 | 0 | 0 | 0 | 0 | 0 | 0 | 0 | 0 | 0 | 0 | 0 | 0.45131 | 0 | 1.2156 | 7.7035 | 0 | 0 | 0.4725 | 0.85802 | 0 | 0 | 0 | 0 | 10.701 | 0 | 0 | 0 | 0 | 0 | 0 | 0 | 0 | 0 | 0 | 0 | 0 | 0
1 | 28 | 23 | 7 | 1.7931 | 0 | 2.4469 | 0 | 0 | 0 | 0.0012057 | 0.93463 | 0 | 0 | 3.6021 | 0 | 8.778 | 0 | 0 | 0 | 0 | 0 | 0 | 0 | 0 | 0 | 0 | 0 | 0 | 0 | 0.45131 | 0 | 1.1038 | 8.4742 | 0 | 0 | 0.315 | 0.85808 | 0 | 0.26982 | 0 | 0 | 11.4722 | 0 | 0 | 0 | 0 | 0 | 0 | 0 | 0 | 0 | 0 | 0 | 0 | 0
1 | 28 | 24 | 7 | 1.7931 | 0 | 2.4469 | 0 | 0 | 0 | 0.0012057 | 0.48187 | 0 | 0 | 0.63462 | 0 | 5.3577 | 0 | 0 | 0 | 0 | 0 | 0 | 0 | 0 | 0 | 0 | 0 | 0 | 0 | 0.45131 | 0 | 0.88038 | 5.9537 | 0 | 0 | 0.0525 | 0.86239 | 0 | 0.20041 | 0 | 0 | 8.4007 | 0 | 0 | 0 | 0 | 0 | 0 | 0 | 0 | 0 | 0 | 0 | 0 | 0
1 | 29 | 1 | 1 | 1.7931 | 0 | 2.4469 | 0 | 0 | 0 | 0.0012057 | 0.63514 | 0 | 0 | 0.63463 | 0 | 5.511 | 0 | 0 | 0 | 0 | 0 | 0 | 0 | 0 | 0 | 0 | 0 | 0 | 0 | 0.45131 | 0 | 0.54519 | 7.3183 | 0 | 0 | 0.0525 | 0.87471 | 0 | 0.28087 | 0 | 0 | 9.5229 | 0 | 0 | 0 | 0 | 0 | 0 | 0 | 0 | 0 | 0 | 0 | 0 | 0
1 | 29 | 2 | 1 | 1.7931 | 0 | 2.4469 | 0 | 0 | 0 | 0.0012057 | 0.67593 | 0 | 0 | 0.63467 | 0 | 5.5518 | 0 | 0 | 0 | 0 | 0 | 0 | 0 | 0 | 0 | 0 | 0 | 0 | 0 | 0.45131 | 0 | 0.32173 | 7.8064 | 0 | 0 | 0.0525 | 0.87965 | 0 | 0.52225 | 0 | 0 | 10.0338 | 0 | 0 | 0 | 0 | 0 | 0 | 0 | 0 | 0 | 0 | 0 | 0 | 0
1 | 29 | 3 | 1 | 1.7931 | 0 | 2.4469 | 0 | 0 | 0 | 0.0012057 | 0.73145 | 0 | 0 | 0.63468 | 0 | 5.6074 | 0 | 0 | 0 | 0 | 0 | 0 | 0 | 0 | 0 | 0 | 0 | 0 | 0 | 0.45131 | 0 | 0.32173 | 8.2753 | 0 | 0 | 0.0525 | 0.88572 | 0 | 0.53912 | 0 | 0 | 10.5257 | 0 | 0 | 0 | 0 | 0 | 0 | 0 | 0 | 0 | 0 | 0 | 0 | 0
1 | 29 | 4 | 1 | 1.7931 | 0 | 2.4469 | 0 | 0 | 0 | 0.0012057 | 0.72383 | 0 | 0 | 0.63469 | 0 | 5.5998 | 0 | 0 | 0 | 0 | 0 | 0 | 0 | 0 | 0 | 0 | 0 | 0 | 0 | 0.45131 | 0 | 0.32173 | 8.0534 | 0 | 0 | 0.0525 | 0.88059 | 0 | 0.60659 | 0 | 0 | 10.3662 | 0 | 0 | 0 | 0 | 0 | 0 | 0 | 0 | 0 | 0 | 0 | 0 | 0
1 | 29 | 5 | 1 | 1.7931 | 0 | 2.4469 | 0 | 0 | 0 | 0.0012057 | 0.68095 | 0 | 0 | 0.63468 | 0 | 5.5568 | 0 | 0 | 0 | 0 | 0 | 0 | 0 | 0 | 0 | 0 | 0 | 0 | 0 | 0.45131 | 0 | 0.32173 | 7.7497 | 0 | 0 | 0.0525 | 0.86997 | 0 | 0.85032 | 0 | 0 | 10.2955 | 0 | 0 | 0 | 0 | 0 | 0 | 0 | 0 | 0 | 0 | 0 | 0 | 0
1 | 29 | 6 | 1 | 1.7931 | 0 | 2.4469 | 0 | 0 | 0 | 0.0012057 | 0.69457 | 0 | 0 | 0.63464 | 0 | 5.5704 | 0 | 0 | 0 | 0 | 0 | 0 | 0 | 0 | 0 | 0 | 0 | 0 | 0 | 0.45131 | 0 | 0.32173 | 7.9724 | 0 | 0 | 0.0525 | 0.87079 | 0 | 0.91914 | 0 | 0 | 10.5879 | 0 | 0 | 0 | 0 | 0 | 0 | 0 | 0 | 0 | 0 | 0 | 0 | 0
1 | 29 | 7 | 1 | 1.7931 | 0 | 2.4469 | 0 | 0 | 0 | 0.0012057 | 0.77682 | 0 | 0 | 3.5991 | 0 | 8.6172 | 0 | 0 | 0 | 0 | 0 | 0 | 0 | 0 | 0 | 0 | 0 | 0 | 0 | 0.45131 | 0 | 0.54519 | 8.5064 | 0 | 0 | 0.315 | 0.87707 | 0 | 0.60624 | 0 | 0 | 11.3012 | 0 | 0 | 0 | 0 | 0 | 0 | 0 | 0 | 0 | 0 | 0 | 0 | 0
1 | 29 | 8 | 1 | 1.7931 | 0 | 2.4469 | 0 | 0 | 0 | 0.0012057 | 1.158 | 0 | 0 | 5.9708 | 0 | 11.37 | 0 | 0 | 0 | 0 | 0 | 0 | 0 | 0 | 0 | 0 | 0 | 0 | 0 | 0.45131 | 0 | 0.71279 | 10.9156 | 0 | 0 | 0.525 | 0.86669 | 0 | 0.59907 | 0 | 0 | 14.0705 | 0 | 0 | 0 | 0 | 0 | 0 | 0 | 0 | 0 | 0 | 0 | 0 | 0
1 | 29 | 9 | 1 | 1.7931 | 0 | 13.5789 | 0 | 0 | 0 | 0.0012057 | 0.89429 | 0 | 0 | 3.9589 | 0 | 20.2264 | 0 | 0 | 0 | 0 | 0 | 0 | 0 | 0 | 0 | 0 | 0 | 0 | 0 | 0.45131 | 0 | 0.71279 | 7.6743 | 0 | 0 | 0.42 | 0.85702 | 0 | 0 | 0 | 0 | 10.1154 | 0 | 0 | 0 | 0 | 0 | 0 | 0 | 0 | 0 | 0 | 0 | 0 | 0
1 | 29 | 10 | 1 | 1.7931 | 0 | 13.5789 | 0 | 0 | 0 | 0.0012057 | 0.69848 | 0 | 0 | 4.4154 | 0 | 20.4871 | 0 | 0 | 0 | 0 | 0 | 0 | 0 | 0 | 0 | 0 | 0 | 0 | 0 | 0.45131 | 0 | 0.71279 | 6.1502 | 0 | 0 | 0.315 | 0.84698 | 0 | 0 | 0 | 0 | 8.4763 | 0 | 0 | 0 | 0 | 0 | 0 | 0 | 0 | 0 | 0 | 0 | 0 | 0
1 | 29 | 11 | 1 | 1.7931 | 0 | 13.5789 | 0 | 0 | 0 | 0.0012057 | 0.5945 | 0 | 0 | 3.5991 | 0 | 19.5668 | 0 | 0 | 0 | 0 | 0 | 0 | 0 | 0 | 0 | 0 | 0 | 0 | 0 | 0.45131 | 0 | 0.71279 | 4.9938 | 0 | 0 | 0.315 | 0.82573 | 0 | 0 | 0 | 0 | 7.2986 | 0 | 0 | 0 | 0 | 0 | 0 | 0 | 0 | 0 | 0 | 0 | 0 | 0
1 | 29 | 12 | 1 | 1.7931 | 0 | 13.5789 | 0 | 0 | 0 | 0.0012057 | 0.47799 | 0 | 0 | 3.9589 | 0 | 19.8101 | 0 | 0 | 0 | 0 | 0 | 0 | 0 | 0 | 0 | 0 | 0 | 0 | 0 | 0.45131 | 0 | 0.54519 | 4.1635 | 0 | 0 | 0.3675 | 0.82125 | 0 | 0 | 0 | 0 | 6.3488 | 0 | 0 | 0 | 0 | 0 | 0 | 0 | 0 | 0 | 0 | 0 | 0 | 0
1 | 29 | 13 | 1 | 1.7931 | 0 | 8.6313 | 0 | 0 | 0 | 0.0012057 | 0.45437 | 0 | 0 | 3.9589 | 0 | 14.8389 | 0 | 0 | 0 | 0 | 0 | 0 | 0 | 0 | 0 | 0 | 0 | 0 | 0 | 0.45131 | 0 | 0.54519 | 3.9801 | 0 | 0 | 0.42 | 0.82274 | 0 | 0 | 0 | 0 | 6.2193 | 0 | 0 | 0 | 0 | 0 | 0 | 0 | 0 | 0 | 0 | 0 | 0 | 0
1 | 29 | 14 | 1 | 1.7931 | 0 | 13.5789 | 0 | 0 | 0 | 0.0012057 | 0.39813 | 0 | 0 | 3.9589 | 0 | 19.7302 | 0 | 0 | 0 | 0 | 0 | 0 | 0 | 0 | 0 | 0 | 0 | 0 | 0 | 0.45131 | 0 | 0.54519 | 3.7976 | 0 | 0 | 0.3675 | 0.83006 | 0 | 0 | 0 | 0 | 5.9917 | 0 | 0 | 0 | 0 | 0 | 0 | 0 | 0 | 0 | 0 | 0 | 0 | 0
1 | 29 | 15 | 1 | 1.7931 | 0 | 13.5789 | 0 | 0 | 0 | 0.0012057 | 0.40722 | 0 | 0 | 3.9589 | 0 | 19.7393 | 0 | 0 | 0 | 0 | 0 | 0 | 0 | 0 | 0 | 0 | 0 | 0 | 0 | 0.45131 | 0 | 0.54519 | 3.8439 | 0 | 0 | 0.3675 | 0.8404 | 0 | 0 | 0 | 0 | 6.0484 | 0 | 0 | 0 | 0 | 0 | 0 | 0 | 0 | 0 | 0 | 0 | 0 | 0
1 | 29 | 16 | 1 | 1.7931 | 0 | 13.5789 | 0 | 0 | 0 | 0.0012057 | 0.4385 | 0 | 0 | 5.0768 | 0 | 20.8885 | 0 | 0 | 0 | 0 | 0 | 0 | 0 | 0 | 0 | 0 | 0 | 0 | 0 | 0.45131 | 0 | 0.54519 | 4.0952 | 0 | 0 | 0.315 | 0.84205 | 0 | 0 | 0 | 0 | 6.2487 | 0 | 0 | 0 | 0 | 0 | 0 | 0 | 0 | 0 | 0 | 0 | 0 | 0
1 | 29 | 17 | 1 | 1.7931 | 0 | 13.5789 | 0 | 0 | 0 | 0.0012057 | 0.53136 | 0 | 0 | 3.5991 | 0 | 19.5037 | 0 | 0 | 0 | 0 | 0 | 0 | 0 | 0 | 0 | 0 | 0 | 0 | 0 | 0.45131 | 0 | 0.54519 | 5.016 | 0 | 0 | 0.315 | 0.84832 | 0 | 0 | 0 | 0 | 7.1758 | 0 | 0 | 0 | 0 | 0 | 0 | 0 | 0 | 0 | 0 | 0 | 0 | 0
1 | 29 | 18 | 1 | 1.7931 | 0 | 13.5789 | 0 | 0 | 0 | 0.0012057 | 0.61737 | 0 | 0 | 5.9707 | 0 | 21.9613 | 0 | 0 | 0 | 0 | 0 | 0 | 0 | 0 | 0 | 0 | 0 | 0 | 0 | 0.45131 | 0 | 0.54519 | 5.6345 | 0 | 0 | 0.525 | 0.85287 | 0 | 0 | 0 | 0 | 8.0089 | 0 | 0 | 0 | 0 | 0 | 0 | 0 | 0 | 0 | 0 | 0 | 0 | 0
1 | 29 | 19 | 1 | 1.7931 | 0 | 9.8682 | 0 | 0 | 0 | 0.0012057 | 0.68629 | 0 | 0 | 5.9707 | 0 | 18.3196 | 0 | 0 | 0 | 0 | 0 | 0 | 0 | 0 | 0 | 0 | 0 | 0 | 0 | 0.45131 | 0 | 0.54519 | 5.9621 | 0 | 0 | 0.525 | 0.85134 | 0 | 0 | 0 | 0 | 8.3349 | 0 | 0 | 0 | 0 | 0 | 0 | 0 | 0 | 0 | 0 | 0 | 0 | 0
1 | 29 | 20 | 1 | 1.7931 | 0 | 2.4469 | 0 | 0 | 0 | 0.0012057 | 0.83451 | 0 | 0 | 3.9589 | 0 | 9.0346 | 0 | 0 | 0 | 0 | 0 | 0 | 0 | 0 | 0 | 0 | 0 | 0 | 0 | 0.45131 | 0 | 0.88038 | 7.6957 | 0 | 0 | 0.42 | 0.84951 | 0 | 0.87705 | 0 | 0 | 11.174 | 0 | 0 | 0 | 0 | 0 | 0 | 0 | 0 | 0 | 0 | 0 | 0 | 0
1 | 29 | 21 | 1 | 1.7931 | 0 | 2.4469 | 0 | 0 | 0 | 0.0012057 | 0.82708 | 0 | 0 | 3.9589 | 0 | 9.0272 | 0 | 0 | 0 | 0 | 0 | 0 | 0 | 0 | 0 | 0 | 0 | 0 | 0 | 0.45131 | 0 | 1.1038 | 6.5896 | 0 | 0 | 0.3675 | 0.8374 | 0 | 0 | 0 | 0 | 9.3497 | 0 | 0 | 0 | 0 | 0 | 0 | 0 | 0 | 0 | 0 | 0 | 0 | 0
1 | 29 | 22 | 1 | 1.7931 | 0 | 2.4469 | 0 | 0 | 0 | 0.0012057 | 0.81963 | 0 | 0 | 6.412 | 0 | 11.4728 | 0 | 0 | 0 | 0 | 0 | 0 | 0 | 0 | 0 | 0 | 0 | 0 | 0 | 0.45131 | 0 | 1.2156 | 6.4835 | 0 | 0 | 0.4725 | 0.83167 | 0 | 0 | 0 | 0 | 9.4545 | 0 | 0 | 0 | 0 | 0 | 0 | 0 | 0 | 0 | 0 | 0 | 0 | 0
1 | 29 | 23 | 1 | 1.7931 | 0 | 2.4469 | 0 | 0 | 0 | 0.0012057 | 0.82986 | 0 | 0 | 3.6019 | 0 | 8.673 | 0 | 0 | 0 | 0 | 0 | 0 | 0 | 0 | 0 | 0 | 0 | 0 | 0 | 0.45131 | 0 | 1.1038 | 6.4388 | 0 | 0 | 0.315 | 0.83407 | 0 | 0 | 0 | 0 | 9.143 | 0 | 0 | 0 | 0 | 0 | 0 | 0 | 0 | 0 | 0 | 0 | 0 | 0
1 | 29 | 24 | 1 | 1.7931 | 0 | 2.4469 | 0 | 0 | 0 | 0.0012057 | 0.35555 | 0 | 0 | 0.63454 | 0 | 5.2313 | 0 | 0 | 0 | 0 | 0 | 0 | 0 | 0 | 0 | 0 | 0 | 0 | 0 | 0.45131 | 0 | 0.88038 | 4.2283 | 0 | 0 | 0.0525 | 0.83559 | 0 | 0 | 0 | 0 | 6.4481 | 0 | 0 | 0 | 0 | 0 | 0 | 0 | 0 | 0 | 0 | 0 | 0 | 0
1 | 30 | 1 | 2 | 1.7931 | 0 | 2.4469 | 0 | 0 | 0 | 0.0012057 | 0.50477 | 0 | 0 | 0.63455 | 0 | 5.3805 | 0 | 0 | 0 | 0 | 0 | 0 | 0 | 0 | 0 | 0 | 0 | 0 | 0 | 0.45131 | 0 | 0.54519 | 5.4085 | 0 | 0 | 0.0525 | 0.84642 | 0 | 0 | 0 | 0 | 7.3039 | 0 | 0 | 0 | 0 | 0 | 0 | 0 | 0 | 0 | 0 | 0 | 0 | 0
1 | 30 | 2 | 2 | 1.7931 | 0 | 2.4469 | 0 | 0 | 0 | 0.0012057 | 0.56705 | 0 | 0 | 0.63458 | 0 | 5.4428 | 0 | 0 | 0 | 0 | 0 | 0 | 0 | 0 | 0 | 0 | 0 | 0 | 0 | 0.45131 | 0 | 0.32173 | 5.9441 | 0 | 0 | 0.0525 | 0.85452 | 0 | 0 | 0 | 0 | 7.6242 | 0 | 0 | 0 | 0 | 0 | 0 | 0 | 0 | 0 | 0 | 0 | 0 | 0
1 | 30 | 3 | 2 | 1.7931 | 0 | 2.4469 | 0 | 0 | 0 | 0.0012057 | 0.60726 | 0 | 0 | 0.6346 | 0 | 5.4831 | 0 | 0 | 0 | 0 | 0 | 0 | 0 | 0 | 0 | 0 | 0 | 0 | 0 | 0.45131 | 0 | 0.32173 | 6.2202 | 0 | 0 | 0.0525 | 0.85757 | 0 | 0 | 0 | 0 | 7.9033 | 0 | 0 | 0 | 0 | 0 | 0 | 0 | 0 | 0 | 0 | 0 | 0 | 0
1 | 30 | 4 | 2 | 1.7931 | 0 | 2.4469 | 0 | 0 | 0 | 0.0012057 | 0.6289 | 0 | 0 | 0.63461 | 0 | 5.5047 | 0 | 0 | 0 | 0 | 0 | 0 | 0 | 0 | 0 | 0 | 0 | 0 | 0 | 0.45131 | 0 | 0.32173 | 6.4228 | 0 | 0 | 0.0525 | 0.85839 | 0 | 0 | 0 | 0 | 8.1067 | 0 | 0 | 0 | 0 | 0 | 0 | 0 | 0 | 0 | 0 | 0 | 0 | 0
1 | 30 | 5 | 2 | 1.7931 | 0 | 2.4469 | 0 | 0 | 0 | 0.0012057 | 0.62303 | 0 | 0 | 0.63461 | 0 | 5.4989 | 0 | 0 | 0 | 0 | 0 | 0 | 0 | 0 | 0 | 0 | 0 | 0 | 0 | 0.45131 | 0 | 0.32173 | 6.2965 | 0 | 0 | 0.0525 | 0.85465 | 0 | 0 | 0 | 0 | 7.9767 | 0 | 0 | 0 | 0 | 0 | 0 | 0 | 0 | 0 | 0 | 0 | 0 | 0
1 | 30 | 6 | 2 | 1.7931 | 0 | 2.4469 | 0 | 0 | 0 | 0.0012057 | 0.65613 | 0 | 0 | 0.6346 | 0 | 5.532 | 0 | 0 | 0 | 0 | 0 | 0 | 0 | 0 | 0 | 0 | 0 | 0 | 0 | 0.45131 | 0 | 0.32173 | 6.5805 | 0 | 0 | 0.0525 | 0.85872 | 0 | 0 | 0 | 0 | 8.2648 | 0 | 0 | 0 | 0 | 0 | 0 | 0 | 0 | 0 | 0 | 0 | 0 | 0
1 | 30 | 7 | 2 | 1.7931 | 0 | 2.4469 | 0 | 0 | 0 | 0.0012057 | 0.69278 | 0 | 0 | 3.5991 | 0 | 8.5331 | 0 | 0 | 0 | 0 | 0 | 0 | 0 | 0 | 0 | 0 | 0 | 0 | 0 | 0.45131 | 0 | 0.54519 | 6.7866 | 0 | 0 | 0.315 | 0.85652 | 0 | 0 | 0 | 0 | 8.9546 | 0 | 0 | 0 | 0 | 0 | 0 | 0 | 0 | 0 | 0 | 0 | 0 | 0
1 | 30 | 8 | 2 | 1.7931 | 0 | 2.4469 | 0 | 0 | 0 | 0.0012057 | 1.098 | 0 | 0 | 5.9707 | 0 | 11.3099 | 0 | 0 | 0 | 0 | 0 | 0 | 0 | 0 | 0 | 0 | 0 | 0 | 0 | 0.45131 | 0 | 0.71279 | 8.7294 | 0 | 0 | 0.525 | 0.84615 | 0 | 0 | 0 | 0 | 11.2647 | 0 | 0 | 0 | 0 | 0 | 0 | 0 | 0 | 0 | 0 | 0 | 0 | 0
1 | 30 | 9 | 2 | 1.7931 | 0 | 13.5789 | 0 | 0 | 0 | 0.0012057 | 0.86488 | 0 | 0 | 3.9589 | 0 | 20.197 | 0 | 0 | 0 | 0 | 0 | 0 | 0 | 0 | 0 | 0 | 0 | 0 | 0 | 0.45131 | 0 | 0.71279 | 7.028 | 0 | 0 | 0.42 | 0.84231 | 0 | 0 | 0 | 0 | 9.4544 | 0 | 0 | 0 | 0 | 0 | 0 | 0 | 0 | 0 | 0 | 0 | 0 | 0
1 | 30 | 10 | 2 | 1.7931 | 0 | 13.5789 | 0 | 0 | 0 | 0.0012057 | 0.76965 | 0 | 0 | 4.4154 | 0 | 20.5582 | 0 | 0 | 0 | 0 | 0 | 0 | 0 | 0 | 0 | 0 | 0 | 0 | 0 | 0.45131 | 0 | 0.71279 | 6.0435 | 0 | 0 | 0.315 | 0.8369 | 0 | 0 | 0 | 0 | 8.3595 | 0 | 0 | 0 | 0 | 0 | 0 | 0 | 0 | 0 | 0 | 0 | 0 | 0
1 | 30 | 11 | 2 | 1.7931 | 0 | 13.5789 | 0 | 0 | 0 | 0.0012057 | 0.54051 | 0 | 0 | 3.5991 | 0 | 19.5128 | 0 | 0 | 0 | 0 | 0 | 0 | 0 | 0 | 0 | 0 | 0 | 0 | 0 | 0.45131 | 0 | 0.71279 | 4.2072 | 0 | 0 | 0.315 | 0.8089 | 0 | 0 | 0 | 0 | 6.4952 | 0 | 0 | 0 | 0 | 0 | 0 | 0 | 0 | 0 | 0 | 0 | 0 | 0
1 | 30 | 12 | 2 | 1.7931 | 0 | 13.5789 | 0 | 0 | 0 | 0.0012057 | 0.40067 | 0 | 0 | 3.9589 | 0 | 19.7327 | 0 | 0 | 0 | 0 | 0 | 0 | 0 | 0 | 0 | 0 | 0 | 0 | 0 | 0.45131 | 0 | 0.54519 | 3.0159 | 0 | 0 | 0.3675 | 0.80946 | 0 | 0 | 0 | 0 | 5.1893 | 0 | 0 | 0 | 0 | 0 | 0 | 0 | 0 | 0 | 0 | 0 | 0 | 0
1 | 30 | 13 | 2 | 1.7931 | 0 | 8.6313 | 0 | 0 | 0 | 0.0012057 | 0.46135 | 0 | 0 | 3.9589 | 0 | 14.8459 | 0 | 0 | 0 | 0 | 0 | 0 | 0 | 0 | 0 | 0 | 0 | 0 | 0 | 0.45131 | 0 | 0.54519 | 3.3094 | 0 | 0 | 0.42 | 0.80989 | 0 | 0 | 0 | 0 | 5.5358 | 0 | 0 | 0 | 0 | 0 | 0 | 0 | 0 | 0 | 0 | 0 | 0 | 0
1 | 30 | 14 | 2 | 1.7931 | 0 | 13.5789 | 0 | 0 | 0 | 0.0012057 | 0.50374 | 0 | 0 | 3.9589 | 0 | 19.8358 | 0 | 0 | 0 | 0 | 0 | 0 | 0 | 0 | 0 | 0 | 0 | 0 | 0 | 0.45131 | 0 | 0.54519 | 4.0688 | 0 | 0 | 0.3675 | 0.82196 | 0 | 0 | 0 | 0 | 6.2548 | 0 | 0 | 0 | 0 | 0 | 0 | 0 | 0 | 0 | 0 | 0 | 0 | 0
1 | 30 | 15 | 2 | 1.7931 | 0 | 13.5789 | 0 | 0 | 0 | 0.0012057 | 0.53642 | 0 | 0 | 3.9589 | 0 | 19.8685 | 0 | 0 | 0 | 0 | 0 | 0 | 0 | 0 | 0 | 0 | 0 | 0 | 0 | 0.45131 | 0 | 0.54519 | 4.2203 | 0 | 0 | 0.3675 | 0.82338 | 0 | 0 | 0 | 0 | 6.4077 | 0 | 0 | 0 | 0 | 0 | 0 | 0 | 0 | 0 | 0 | 0 | 0 | 0
1 | 30 | 16 | 2 | 1.7931 | 0 | 13.5789 | 0 | 0 | 0 | 0.0012057 | 0.58029 | 0 | 0 | 5.0766 | 0 | 21.0301 | 0 | 0 | 0 | 0 | 0 | 0 | 0 | 0 | 0 | 0 | 0 | 0 | 0 | 0.45131 | 0 | 0.54519 | 4.4275 | 0 | 0 | 0.315 | 0.82738 | 0 | 0 | 0 | 0 | 6.5664 | 0 | 0 | 0 | 0 | 0 | 0 | 0 | 0 | 0 | 0 | 0 | 0 | 0
1 | 30 | 17 | 2 | 1.7931 | 0 | 13.5789 | 0 | 0 | 0 | 0.0012057 | 0.59407 | 0 | 0 | 3.5991 | 0 | 19.5663 | 0 | 0 | 0 | 0 | 0 | 0 | 0 | 0 | 0 | 0 | 0 | 0 | 0 | 0.45131 | 0 | 0.54519 | 4.6325 | 0 | 0 | 0.315 | 0.82971 | 0 | 0 | 0 | 0 | 6.7737 | 0 | 0 | 0 | 0 | 0 | 0 | 0 | 0 | 0 | 0 | 0 | 0 | 0
1 | 30 | 18 | 2 | 1.7931 | 0 | 13.5789 | 0 | 0 | 0 | 0.0012057 | 0.5661 | 0 | 0 | 5.9707 | 0 | 21.91 | 0 | 0 | 0 | 0 | 0 | 0 | 0 | 0 | 0 | 0 | 0 | 0 | 0 | 0.45131 | 0 | 0.54519 | 4.2961 | 0 | 0 | 0.525 | 0.82893 | 0 | 0 | 0 | 0 | 6.6465 | 0 | 0 | 0 | 0 | 0 | 0 | 0 | 0 | 0 | 0 | 0 | 0 | 0
1 | 30 | 19 | 2 | 1.7931 | 0 | 9.8682 | 0 | 0 | 0 | 0.0012057 | 0.6075 | 0 | 0 | 5.9707 | 0 | 18.2407 | 0 | 0 | 0 | 0 | 0 | 0 | 0 | 0 | 0 | 0 | 0 | 0 | 0 | 0.45131 | 0 | 0.54519 | 4.5558 | 0 | 0 | 0.525 | 0.82862 | 0 | 0 | 0 | 0 | 6.9059 | 0 | 0 | 0 | 0 | 0 | 0 | 0 | 0 | 0 | 0 | 0 | 0 | 0
1 | 30 | 20 | 2 | 1.7931 | 0 | 2.4469 | 0 | 0 | 0 | 0.0012057 | 0.70801 | 0 | 0 | 3.9589 | 0 | 8.9081 | 0 | 0 | 0 | 0 | 0 | 0 | 0 | 0 | 0 | 0 | 0 | 0 | 0 | 0.45131 | 0 | 0.88038 | 4.921 | 0 | 0 | 0.42 | 0.82039 | 0 | 0 | 0 | 0 | 7.4931 | 0 | 0 | 0 | 0 | 0 | 0 | 0 | 0 | 0 | 0 | 0 | 0 | 0
1 | 30 | 21 | 2 | 1.7931 | 0 | 2.4469 | 0 | 0 | 0 | 0.0012057 | 0.73747 | 0 | 0 | 3.9589 | 0 | 8.9376 | 0 | 0 | 0 | 0 | 0 | 0 | 0 | 0 | 0 | 0 | 0 | 0 | 0 | 0.45131 | 0 | 1.1038 | 5.586 | 0 | 0 | 0.3675 | 0.81615 | 0 | 0 | 0 | 0 | 8.3248 | 0 | 0 | 0 | 0 | 0 | 0 | 0 | 0 | 0 | 0 | 0 | 0 | 0
1 | 30 | 22 | 2 | 1.7931 | 0 | 2.4469 | 0 | 0 | 0 | 0.0012057 | 0.76741 | 0 | 0 | 6.4119 | 0 | 11.4205 | 0 | 0 | 0 | 0 | 0 | 0 | 0 | 0 | 0 | 0 | 0 | 0 | 0 | 0.45131 | 0 | 1.2156 | 5.607 | 0 | 0 | 0.4725 | 0.81657 | 0 | 0 | 0 | 0 | 8.5629 | 0 | 0 | 0 | 0 | 0 | 0 | 0 | 0 | 0 | 0 | 0 | 0 | 0
1 | 30 | 23 | 2 | 1.7931 | 0 | 2.4469 | 0 | 0 | 0 | 0.0012057 | 0.74703 | 0 | 0 | 3.6018 | 0 | 8.59 | 0 | 0 | 0 | 0 | 0 | 0 | 0 | 0 | 0 | 0 | 0 | 0 | 0 | 0.45131 | 0 | 1.1038 | 5.5243 | 0 | 0 | 0.315 | 0.81427 | 0 | 0 | 0 | 0 | 8.2087 | 0 | 0 | 0 | 0 | 0 | 0 | 0 | 0 | 0 | 0 | 0 | 0 | 0
1 | 30 | 24 | 2 | 1.7931 | 0 | 2.4469 | 0 | 0 | 0 | 0.0012057 | 0.28971 | 0 | 0 | 0.63447 | 0 | 5.1654 | 0 | 0 | 0 | 0 | 0 | 0 | 0 | 0 | 0 | 0 | 0 | 0 | 0 | 0.45131 | 0 | 0.88038 | 3.5681 | 0 | 0 | 0.0525 | 0.81961 | 0 | 0 | 0 | 0 | 5.7719 | 0 | 0 | 0 | 0 | 0 | 0 | 0 | 0 | 0 | 0 | 0 | 0 | 0
1 | 31 | 1 | 3 | 1.7931 | 0 | 2.4469 | 0 | 0 | 0 | 0.0012057 | 0.5006 | 0 | 0 | 0.63449 | 0 | 5.3763 | 0 | 0 | 0 | 0 | 0 | 0 | 0 | 0 | 0 | 0 | 0 | 0 | 0 | 0.45131 | 0 | 0.54519 | 4.9128 | 0 | 0 | 0.0525 | 0.84072 | 0 | 0 | 0 | 0 | 6.8026 | 0 | 0 | 0 | 0 | 0 | 0 | 0 | 0 | 0 | 0 | 0 | 0 | 0
1 | 31 | 2 | 3 | 1.7931 | 0 | 2.4469 | 0 | 0 | 0 | 0.0012057 | 0.48795 | 0 | 0 | 0.63456 | 0 | 5.3637 | 0 | 0 | 0 | 0 | 0 | 0 | 0 | 0 | 0 | 0 | 0 | 0 | 0 | 0.45131 | 0 | 0.32173 | 4.9601 | 0 | 0 | 0.0525 | 0.8362 | 0 | 0 | 0 | 0 | 6.6219 | 0 | 0 | 0 | 0 | 0 | 0 | 0 | 0 | 0 | 0 | 0 | 0 | 0
1 | 31 | 3 | 3 | 1.7931 | 0 | 2.4469 | 0 | 0 | 0 | 0.0012057 | 0.60818 | 0 | 0 | 0.63455 | 0 | 5.484 | 0 | 0 | 0 | 0 | 0 | 0 | 0 | 0 | 0 | 0 | 0 | 0 | 0 | 0.45131 | 0 | 0.32173 | 5.8072 | 0 | 0 | 0.0525 | 0.85333 | 0 | 0 | 0 | 0 | 7.4861 | 0 | 0 | 0 | 0 | 0 | 0 | 0 | 0 | 0 | 0 | 0 | 0 | 0
1 | 31 | 4 | 3 | 1.7931 | 0 | 2.4469 | 0 | 0 | 0 | 0.0012057 | 0.72548 | 0 | 0 | 0.63459 | 0 | 5.6013 | 0 | 0 | 0 | 0 | 0 | 0 | 0 | 0 | 0 | 0 | 0 | 0 | 0 | 0.45131 | 0 | 0.32173 | 6.7898 | 0 | 0 | 0.0525 | 0.87018 | 0 | 0 | 0 | 0 | 8.4855 | 0 | 0 | 0 | 0 | 0 | 0 | 0 | 0 | 0 | 0 | 0 | 0 | 0
1 | 31 | 5 | 3 | 1.7931 | 0 | 2.4469 | 0 | 0 | 0 | 0.0012057 | 0.79549 | 0 | 0 | 0.63465 | 0 | 5.6714 | 0 | 0 | 0 | 0 | 0 | 0 | 0 | 0 | 0 | 0 | 0 | 0 | 0 | 0.45131 | 0 | 0.32173 | 7.6168 | 0 | 0 | 0.0525 | 0.87942 | 0 | 0 | 0 | 0 | 9.3218 | 0 | 0 | 0 | 0 | 0 | 0 | 0 | 0 | 0 | 0 | 0 | 0 | 0
1 | 31 | 6 | 3 | 1.7931 | 0 | 2.4469 | 0 | 0 | 0 | 0.0012057 | 0.8691 | 0 | 0 | 0.63467 | 0 | 5.745 | 0 | 0 | 0 | 0 | 0 | 0 | 0 | 0 | 0 | 0 | 0 | 0 | 0 | 0.45131 | 0 | 0.32173 | 9.2823 | 0 | 0 | 0.0525 | 0.89231 | 0 | 0.18882 | 0 | 0 | 11.189 | 0 | 0 | 0 | 0 | 0 | 0 | 0 | 0 | 0 | 0 | 0 | 0 | 0
1 | 31 | 7 | 3 | 1.7931 | 0 | 2.4469 | 0 | 0 | 0 | 0.0012057 | 0.88311 | 0 | 0 | 3.5992 | 0 | 8.7235 | 0 | 0 | 0 | 0 | 0 | 0 | 0 | 0 | 0 | 0 | 0 | 0 | 0 | 0.45131 | 0 | 0.54519 | 9.5118 | 0 | 0 | 0.315 | 0.88671 | 0 | 0.00072336 | 0 | 0 | 11.7108 | 0 | 0 | 0 | 0 | 0 | 0 | 0 | 0 | 0 | 0 | 0 | 0 | 0
1 | 31 | 8 | 3 | 1.7931 | 0 | 2.4469 | 0 | 0 | 0 | 0.0012057 | 1.2093 | 0 | 0 | 5.9708 | 0 | 11.4213 | 0 | 0 | 0 | 0 | 0 | 0 | 0 | 0 | 0 | 0 | 0 | 0 | 0 | 0.45131 | 0 | 0.71279 | 11.5933 | 0 | 0 | 0.525 | 0.87015 | 0 | 0.00091929 | 0 | 0 | 14.1534 | 0 | 0 | 0 | 0 | 0 | 0 | 0 | 0 | 0 | 0 | 0 | 0 | 0
1 | 31 | 9 | 3 | 1.7931 | 0 | 13.5789 | 0 | 0 | 0 | 0.0012057 | 0.95971 | 0 | 0 | 3.9589 | 0 | 20.2918 | 0 | 0 | 0 | 0 | 0 | 0 | 0 | 0 | 0 | 0 | 0 | 0 | 0 | 0.45131 | 0 | 0.71279 | 9.1584 | 0 | 0 | 0.42 | 0.86065 | 0 | 0.00071963 | 0 | 0 | 11.6039 | 0 | 0 | 0 | 0 | 0 | 0 | 0 | 0 | 0 | 0 | 0 | 0 | 0
1 | 31 | 10 | 3 | 1.7931 | 0 | 13.5789 | 0 | 0 | 0 | 0.0012057 | 0.90333 | 0 | 0 | 4.4154 | 0 | 20.6919 | 0 | 0 | 0 | 0 | 0 | 0 | 0 | 0 | 0 | 0 | 0 | 0 | 0 | 0.45131 | 0 | 0.71279 | 8.4961 | 0 | 0 | 0.315 | 0.85988 | 0 | 0.00066787 | 0 | 0 | 10.8357 | 0 | 0 | 0 | 0 | 0 | 0 | 0 | 0 | 0 | 0 | 0 | 0 | 0
1 | 31 | 11 | 3 | 1.7931 | 0 | 13.5789 | 0 | 0 | 0 | 0.0012057 | 0.99216 | 0 | 0 | 3.5991 | 0 | 19.9645 | 0 | 0 | 0 | 0 | 0 | 0 | 0 | 0 | 0 | 0 | 0 | 0 | 0 | 0.45131 | 0 | 0.71279 | 9.1144 | 0 | 0 | 0.315 | 0.87616 | 0 | 0.065325 | 0 | 0 | 11.5349 | 0 | 0 | 0 | 0 | 0 | 0 | 0 | 0 | 0 | 0 | 0 | 0 | 0
1 | 31 | 12 | 3 | 1.7931 | 0 | 13.5789 | 0 | 0 | 0 | 0.0012057 | 0.81615 | 0 | 0 | 3.9589 | 0 | 20.1483 | 0 | 0 | 0 | 0 | 0 | 0 | 0 | 0 | 0 | 0 | 0 | 0 | 0 | 0.45131 | 0 | 0.54519 | 8.0697 | 0 | 0 | 0.3675 | 0.87341 | 0 | 0.00061997 | 0 | 0 | 10.3077 | 0 | 0 | 0 | 0 | 0 | 0 | 0 | 0 | 0 | 0 | 0 | 0 | 0
1 | 31 | 13 | 3 | 1.7931 | 0 | 8.6313 | 0 | 0 | 0 | 0.0012057 | 0.82473 | 0 | 0 | 3.9589 | 0 | 15.2093 | 0 | 0 | 0 | 0 | 0 | 0 | 0 | 0 | 0 | 0 | 0 | 0 | 0 | 0.45131 | 0 | 0.54519 | 8.2469 | 0 | 0 | 0.42 | 0.87658 | 0 | 0.00063094 | 0 | 0 | 10.5406 | 0 | 0 | 0 | 0 | 0 | 0 | 0 | 0 | 0 | 0 | 0 | 0 | 0
1 | 31 | 14 | 3 | 1.7931 | 0 | 13.5789 | 0 | 0 | 0 | 0.0012057 | 0.81432 | 0 | 0 | 3.9589 | 0 | 20.1465 | 0 | 0 | 0 | 0 | 0 | 0 | 0 | 0 | 0 | 0 | 0 | 0 | 0 | 0.45131 | 0 | 0.54519 | 8.5058 | 0 | 0 | 0.3675 | 0.88565 | 0 | 0.00064466 | 0 | 0 | 10.756 | 0 | 0 | 0 | 0 | 0 | 0 | 0 | 0 | 0 | 0 | 0 | 0 | 0
1 | 31 | 15 | 3 | 1.7931 | 0 | 13.5789 | 0 | 0 | 0 | 0.0012057 | 0.90478 | 0 | 0 | 3.959 | 0 | 20.2369 | 0 | 0 | 0 | 0 | 0 | 0 | 0 | 0 | 0 | 0 | 0 | 0 | 0 | 0.45131 | 0 | 0.54519 | 9.0689 | 0 | 0 | 0.3675 | 0.89048 | 0 | 0.00070056 | 0 | 0 | 11.324 | 0 | 0 | 0 | 0 | 0 | 0 | 0 | 0 | 0 | 0 | 0 | 0 | 0
1 | 31 | 16 | 3 | 1.7931 | 0 | 13.5789 | 0 | 0 | 0 | 0.0012057 | 0.87343 | 0 | 0 | 5.077 | 0 | 21.3236 | 0 | 0 | 0 | 0 | 0 | 0 | 0 | 0 | 0 | 0 | 0 | 0 | 0 | 0.45131 | 0 | 0.54519 | 8.7634 | 0 | 0 | 0.315 | 0.87944 | 0 | 0.00067635 | 0 | 0 | 10.955 | 0 | 0 | 0 | 0 | 0 | 0 | 0 | 0 | 0 | 0 | 0 | 0 | 0
1 | 31 | 17 | 3 | 1.7931 | 0 | 13.5789 | 0 | 0 | 0 | 0.0012057 | 0.93759 | 0 | 0 | 3.5991 | 0 | 19.91 | 0 | 0 | 0 | 0 | 0 | 0 | 0 | 0 | 0 | 0 | 0 | 0 | 0 | 0.45131 | 0 | 0.54519 | 9.3484 | 0 | 0 | 0.315 | 0.88494 | 0 | 0.00072834 | 0 | 0 | 11.5455 | 0 | 0 | 0 | 0 | 0 | 0 | 0 | 0 | 0 | 0 | 0 | 0 | 0
1 | 31 | 18 | 3 | 1.7931 | 0 | 13.5789 | 0 | 0 | 0 | 0.0012057 | 0.95794 | 0 | 0 | 5.9708 | 0 | 22.3019 | 0 | 0 | 0 | 0 | 0 | 0 | 0 | 0 | 0 | 0 | 0 | 0 | 0 | 0.45131 | 0 | 0.54519 | 9.528 | 0 | 0 | 0.525 | 0.88619 | 0 | 0.00074429 | 0 | 0 | 11.9364 | 0 | 0 | 0 | 0 | 0 | 0 | 0 | 0 | 0 | 0 | 0 | 0 | 0
1 | 31 | 19 | 3 | 1.7931 | 0 | 9.8682 | 0 | 0 | 0 | 0.0012057 | 1.0552 | 0 | 0 | 5.9708 | 0 | 18.6885 | 0 | 0 | 0 | 0 | 0 | 0 | 0 | 0 | 0 | 0 | 0 | 0 | 0 | 0.45131 | 0 | 0.54519 | 10.4314 | 0 | 0 | 0.525 | 0.89399 | 0 | 0.00082162 | 0 | 0 | 12.8478 | 0 | 0 | 0 | 0 | 0 | 0 | 0 | 0 | 0 | 0 | 0 | 0 | 0
1 | 31 | 20 | 3 | 1.7931 | 0 | 2.4469 | 0 | 0 | 0 | 0.0012057 | 1.1837 | 0 | 0 | 3.9589 | 0 | 9.3839 | 0 | 0 | 0 | 0 | 0 | 0 | 0 | 0 | 0 | 0 | 0 | 0 | 0 | 0.45131 | 0 | 0.88038 | 11.6197 | 0 | 0 | 0.42 | 0.89487 | 0 | 0.013313 | 0 | 0 | 14.2796 | 0 | 0 | 0 | 0 | 0 | 0 | 0 | 0 | 0 | 0 | 0 | 0 | 0
1 | 31 | 21 | 3 | 1.7931 | 0 | 2.4469 | 0 | 0 | 0 | 0.0012057 | 1.2315 | 0 | 0 | 3.9589 | 0 | 9.4316 | 0 | 0 | 0 | 0 | 0 | 0 | 0 | 0 | 0 | 0 | 0 | 0 | 0 | 0.45131 | 0 | 1.1038 | 12.1611 | 0 | 0 | 0.3675 | 0.89741 | 0 | 0.00097413 | 0 | 0 | 14.9822 | 0 | 0 | 0 | 0 | 0 | 0 | 0 | 0 | 0 | 0 | 0 | 0 | 0
1 | 31 | 22 | 3 | 1.7931 | 0 | 2.4469 | 0 | 0 | 0 | 0.0012057 | 1.2277 | 0 | 0 | 6.412 | 0 | 11.881 | 0 | 0 | 0 | 0 | 0 | 0 | 0 | 0 | 0 | 0 | 0 | 0 | 0 | 0.45131 | 0 | 1.2156 | 12.0604 | 0 | 0 | 0.4725 | 0.88988 | 0 | 0.00096366 | 0 | 0 | 15.0906 | 0 | 0 | 0 | 0 | 0 | 0 | 0 | 0 | 0 | 0 | 0 | 0 | 0
1 | 31 | 23 | 3 | 1.7931 | 0 | 2.4469 | 0 | 0 | 0 | 0.0012057 | 1.2143 | 0 | 0 | 3.6021 | 0 | 9.0576 | 0 | 0 | 0 | 0 | 0 | 0 | 0 | 0 | 0 | 0 | 0 | 0 | 0 | 0.45131 | 0 | 1.1038 | 11.8354 | 0 | 0 | 0.315 | 0.88512 | 0 | 0.00094195 | 0 | 0 | 14.5917 | 0 | 0 | 0 | 0 | 0 | 0 | 0 | 0 | 0 | 0 | 0 | 0 | 0
1 | 31 | 24 | 3 | 1.7931 | 0 | 2.4469 | 0 | 0 | 0 | 0.0012057 | 0.777 | 0 | 0 | 0.63459 | 0 | 5.6528 | 0 | 0 | 0 | 0 | 0 | 0 | 0 | 0 | 0 | 0 | 0 | 0 | 0 | 0.45131 | 0 | 0.88038 | 8.6835 | 0 | 0 | 0.0525 | 0.88385 | 0 | 0.00065649 | 0 | 0 | 10.9522 | 0 | 0 | 0 | 0 | 0 | 0 | 0 | 0 | 0 | 0 | 0 | 0 | 0
2 | 1 | 1 | 4 | 1.7931 | 0 | 2.4469 | 0 | 0 | 0 | 0.0012057 | 0.88286 | 0 | 0 | 0.66439 | 0 | 5.7885 | 0 | 0 | 0 | 0 | 0 | 0 | 0 | 0 | 0 | 0 | 0 | 0 | 0 | 0.45131 | 0 | 0.54519 | 9.6482 | 0 | 0 | 0.0525 | 0.89452 | 0 | 0.00073178 | 0 | 0 | 11.5924 | 0 | 0 | 0 | 0 | 0 | 0 | 0 | 0 | 0 | 0 | 0 | 0 | 0
2 | 1 | 2 | 4 | 1.7931 | 0 | 2.4469 | 0 | 0 | 0 | 0.0012057 | 0.89731 | 0 | 0 | 0.66446 | 0 | 5.803 | 0 | 0 | 0 | 0 | 0 | 0 | 0 | 0 | 0 | 0 | 0 | 0 | 0 | 0.45131 | 0 | 0.32173 | 9.7313 | 0 | 0 | 0.0525 | 0.89628 | 0 | 0.00073842 | 0 | 0 | 11.4538 | 0 | 0 | 0 | 0 | 0 | 0 | 0 | 0 | 0 | 0 | 0 | 0 | 0
2 | 1 | 3 | 4 | 1.7931 | 0 | 2.4469 | 0 | 0 | 0 | 0.0012057 | 0.90626 | 0 | 0 | 0.66448 | 0 | 5.812 | 0 | 0 | 0 | 0 | 0 | 0 | 0 | 0 | 0 | 0 | 0 | 0 | 0 | 0.45131 | 0 | 0.32173 | 9.7232 | 0 | 0 | 0.0525 | 0.89448 | 0 | 0.00074005 | 0 | 0 | 11.444 | 0 | 0 | 0 | 0 | 0 | 0 | 0 | 0 | 0 | 0 | 0 | 0 | 0
2 | 1 | 4 | 4 | 1.7931 | 0 | 2.4469 | 0 | 0 | 0 | 0.0012057 | 0.89981 | 0 | 0 | 0.66448 | 0 | 5.8055 | 0 | 0 | 0 | 0 | 0 | 0 | 0 | 0 | 0 | 0 | 0 | 0 | 0 | 0.45131 | 0 | 0.32173 | 9.5631 | 0 | 0 | 0.0525 | 0.8904 | 0 | 0.046739 | 0 | 0 | 11.3258 | 0 | 0 | 0 | 0 | 0 | 0 | 0 | 0 | 0 | 0 | 0 | 0 | 0
2 | 1 | 5 | 4 | 1.7931 | 0 | 2.4469 | 0 | 0 | 0 | 0.0012057 | 0.9122 | 0 | 0 | 0.66448 | 0 | 5.8179 | 0 | 0 | 0 | 0 | 0 | 0 | 0 | 0 | 0 | 0 | 0 | 0 | 0 | 0.45131 | 0 | 0.32173 | 9.7391 | 0 | 0 | 0.0525 | 0.89122 | 0 | 0.11099 | 0 | 0 | 11.5669 | 0 | 0 | 0 | 0 | 0 | 0 | 0 | 0 | 0 | 0 | 0 | 0 | 0
2 | 1 | 6 | 4 | 1.7931 | 0 | 2.4469 | 0 | 0 | 0 | 0.0012057 | 0.94302 | 0 | 0 | 0.66448 | 0 | 5.8487 | 0 | 0 | 0 | 0 | 0 | 0 | 0 | 0 | 0 | 0 | 0 | 0 | 0 | 0.45131 | 0 | 0.32173 | 10.1169 | 0 | 0 | 0.0525 | 0.89632 | 0 | 0.17819 | 0 | 0 | 12.0169 | 0 | 0 | 0 | 0 | 0 | 0 | 0 | 0 | 0 | 0 | 0 | 0 | 0
2 | 1 | 7 | 4 | 1.7931 | 0 | 2.4469 | 0 | 0 | 0 | 0.0012057 | 0.98285 | 0 | 0 | 3.778 | 0 | 9.0021 | 0 | 0 | 0 | 0 | 0 | 0 | 0 | 0 | 0 | 0 | 0 | 0 | 0 | 0.45131 | 0 | 0.54519 | 10.3614 | 0 | 0 | 0.315 | 0.89559 | 0 | 0.19589 | 0 | 0 | 12.7644 | 0 | 0 | 0 | 0 | 0 | 0 | 0 | 0 | 0 | 0 | 0 | 0 | 0
2 | 1 | 8 | 4 | 1.7931 | 0 | 2.4469 | 0 | 0 | 0 | 0.0012057 | 1.3107 | 0 | 0 | 6.2689 | 0 | 11.8207 | 0 | 0 | 0 | 0 | 0 | 0 | 0 | 0 | 0 | 0 | 0 | 0 | 0 | 0.45131 | 0 | 0.71279 | 12.343 | 0 | 0 | 0.525 | 0.88842 | 0 | 0.16944 | 0 | 0 | 15.0899 | 0 | 0 | 0 | 0 | 0 | 0 | 0 | 0 | 0 | 0 | 0 | 0 | 0
2 | 1 | 9 | 4 | 1.7931 | 0 | 13.5789 | 0 | 0 | 0 | 0.0012057 | 1.115 | 0 | 0 | 3.9589 | 0 | 20.4472 | 0 | 0 | 0 | 0 | 0 | 0 | 0 | 0 | 0 | 0 | 0 | 0 | 0 | 0.45131 | 0 | 0.71279 | 10.1888 | 0 | 0 | 0.42 | 0.88201 | 0 | 0.15074 | 0 | 0 | 12.8056 | 0 | 0 | 0 | 0 | 0 | 0 | 0 | 0 | 0 | 0 | 0 | 0 | 0
2 | 1 | 10 | 4 | 1.7931 | 0 | 13.5789 | 0 | 0 | 0 | 0.0012057 | 0.97412 | 0 | 0 | 4.83 | 0 | 21.1773 | 0 | 0 | 0 | 0 | 0 | 0 | 0 | 0 | 0 | 0 | 0 | 0 | 0 | 0.45131 | 0 | 0.71279 | 8.1501 | 0 | 0 | 0.315 | 0.87094 | 0 | 0 | 0 | 0 | 10.5001 | 0 | 0 | 0 | 0 | 0 | 0 | 0 | 0 | 0 | 0 | 0 | 0 | 0
2 | 1 | 11 | 4 | 1.7931 | 0 | 13.5789 | 0 | 0 | 0 | 0.0012057 | 0.83039 | 0 | 0 | 3.778 | 0 | 19.9816 | 0 | 0 | 0 | 0 | 0 | 0 | 0 | 0 | 0 | 0 | 0 | 0 | 0 | 0.45131 | 0 | 0.71279 | 6.8234 | 0 | 0 | 0.315 | 0.85415 | 0 | 0 | 0 | 0 | 9.1567 | 0 | 0 | 0 | 0 | 0 | 0 | 0 | 0 | 0 | 0 | 0 | 0 | 0
2 | 1 | 12 | 4 | 1.7931 | 0 | 13.5789 | 0 | 0 | 0 | 0.0012057 | 0.85198 | 0 | 0 | 3.9589 | 0 | 20.1841 | 0 | 0 | 0 | 0 | 0 | 0 | 0 | 0 | 0 | 0 | 0 | 0 | 0 | 0.45131 | 0 | 0.54519 | 6.8339 | 0 | 0 | 0.3675 | 0.8642 | 0 | 0 | 0 | 0 | 9.0621 | 0 | 0 | 0 | 0 | 0 | 0 | 0 | 0 | 0 | 0 | 0 | 0 | 0
2 | 1 | 13 | 4 | 1.7931 | 0 | 8.6313 | 0 | 0 | 0 | 0.0012057 | 0.84119 | 0 | 0 | 3.9589 | 0 | 15.2258 | 0 | 0 | 0 | 0 | 0 | 0 | 0 | 0 | 0 | 0 | 0 | 0 | 0 | 0.45131 | 0 | 0.54519 | 6.6372 | 0 | 0 | 0.42 | 0.862 | 0 | 0 | 0 | 0 | 8.9157 | 0 | 0 | 0 | 0 | 0 | 0 | 0 | 0 | 0 | 0 | 0 | 0 | 0
2 | 1 | 14 | 4 | 1.7931 | 0 | 13.5789 | 0 | 0 | 0 | 0.0012057 | 0.69615 | 0 | 0 | 5.8842 | 0 | 21.9535 | 0 | 0 | 0 | 0 | 0 | 0 | 0 | 0 | 0 | 0 | 0 | 0 | 0 | 0.45131 | 0 | 0.54519 | 5.917 | 0 | 0 | 0.3675 | 0.86159 | 0 | 0 | 0 | 0 | 8.1426 | 0 | 0 | 0 | 0 | 0 | 0 | 0 | 0 | 0 | 0 | 0 | 0 | 0
2 | 1 | 15 | 4 | 1.7931 | 0 | 13.5789 | 0 | 0 | 0 | 0.0012057 | 0.751 | 0 | 0 | 3.9589 | 0 | 20.0832 | 0 | 0 | 0 | 0 | 0 | 0 | 0 | 0 | 0 | 0 | 0 | 0 | 0 | 0.45131 | 0 | 0.54519 | 5.9742 | 0 | 0 | 0.3675 | 0.85901 | 0 | 0 | 0 | 0 | 8.1973 | 0 | 0 | 0 | 0 | 0 | 0 | 0 | 0 | 0 | 0 | 0 | 0 | 0
2 | 1 | 16 | 4 | 1.7931 | 0 | 13.5789 | 0 | 0 | 0 | 0.0012057 | 0.82833 | 0 | 0 | 4.2146 | 0 | 20.4162 | 0 | 0 | 0 | 0 | 0 | 0 | 0 | 0 | 0 | 0 | 0 | 0 | 0 | 0.45131 | 0 | 0.54519 | 6.5132 | 0 | 0 | 0.315 | 0.86476 | 0 | 0 | 0 | 0 | 8.6894 | 0 | 0 | 0 | 0 | 0 | 0 | 0 | 0 | 0 | 0 | 0 | 0 | 0
2 | 1 | 17 | 4 | 1.7931 | 0 | 13.5789 | 0 | 0 | 0 | 0.0012057 | 0.87012 | 0 | 0 | 3.778 | 0 | 20.0214 | 0 | 0 | 0 | 0 | 0 | 0 | 0 | 0 | 0 | 0 | 0 | 0 | 0 | 0.45131 | 0 | 0.54519 | 6.9361 | 0 | 0 | 0.315 | 0.86803 | 0 | 0 | 0 | 0 | 9.1156 | 0 | 0 | 0 | 0 | 0 | 0 | 0 | 0 | 0 | 0 | 0 | 0 | 0
2 | 1 | 18 | 4 | 1.7931 | 0 | 13.5789 | 0 | 0 | 0 | 0.0012057 | 0.89832 | 0 | 0 | 6.2689 | 0 | 22.5404 | 0 | 0 | 0 | 0 | 0 | 0 | 0 | 0 | 0 | 0 | 0 | 0 | 0 | 0.45131 | 0 | 0.54519 | 7.1659 | 0 | 0 | 0.525 | 0.87461 | 0 | 0 | 0 | 0 | 9.562 | 0 | 0 | 0 | 0 | 0 | 0 | 0 | 0 | 0 | 0 | 0 | 0 | 0
2 | 1 | 19 | 4 | 1.7931 | 0 | 9.8682 | 0 | 0 | 0 | 0.0012057 | 0.93436 | 0 | 0 | 6.2689 | 0 | 18.8658 | 0 | 0 | 0 | 0 | 0 | 0 | 0 | 0 | 0 | 0 | 0 | 0 | 0 | 0.45131 | 0 | 0.54519 | 7.4832 | 0 | 0 | 0.525 | 0.87354 | 0 | 0 | 0 | 0 | 9.8783 | 0 | 0 | 0 | 0 | 0 | 0 | 0 | 0 | 0 | 0 | 0 | 0 | 0
2 | 1 | 20 | 4 | 1.7931 | 0 | 2.4469 | 0 | 0 | 0 | 0.0012057 | 1.054 | 0 | 0 | 3.959 | 0 | 9.2542 | 0 | 0 | 0 | 0 | 0 | 0 | 0 | 0 | 0 | 0 | 0 | 0 | 0 | 0.45131 | 0 | 0.88038 | 8.1155 | 0 | 0 | 0.42 | 0.87093 | 0 | 0 | 0 | 0 | 10.7381 | 0 | 0 | 0 | 0 | 0 | 0 | 0 | 0 | 0 | 0 | 0 | 0 | 0
2 | 1 | 21 | 4 | 1.7931 | 0 | 2.4469 | 0 | 0 | 0 | 0.0012057 | 1.0677 | 0 | 0 | 3.959 | 0 | 9.2679 | 0 | 0 | 0 | 0 | 0 | 0 | 0 | 0 | 0 | 0 | 0 | 0 | 0 | 0.45131 | 0 | 1.1038 | 8.212 | 0 | 0 | 0.3675 | 0.86556 | 0 | 0 | 0 | 0 | 11.0002 | 0 | 0 | 0 | 0 | 0 | 0 | 0 | 0 | 0 | 0 | 0 | 0 | 0
2 | 1 | 22 | 4 | 1.7931 | 0 | 2.4469 | 0 | 0 | 0 | 0.0012057 | 1.0642 | 0 | 0 | 6.6203 | 0 | 11.9257 | 0 | 0 | 0 | 0 | 0 | 0 | 0 | 0 | 0 | 0 | 0 | 0 | 0 | 0.45131 | 0 | 1.2156 | 8.1521 | 0 | 0 | 0.4725 | 0.86139 | 0 | 0 | 0 | 0 | 11.1529 | 0 | 0 | 0 | 0 | 0 | 0 | 0 | 0 | 0 | 0 | 0 | 0 | 0
2 | 1 | 23 | 4 | 1.7931 | 0 | 2.4469 | 0 | 0 | 0 | 0.0012057 | 1.0496 | 0 | 0 | 4.2742 | 0 | 9.565 | 0 | 0 | 0 | 0 | 0 | 0 | 0 | 0 | 0 | 0 | 0 | 0 | 0 | 0.45131 | 0 | 1.1038 | 8.181 | 0 | 0 | 0.315 | 0.86055 | 0 | 0 | 0 | 0 | 10.9117 | 0 | 0 | 0 | 0 | 0 | 0 | 0 | 0 | 0 | 0 | 0 | 0 | 0
2 | 1 | 24 | 4 | 1.7931 | 0 | 2.4469 | 0 | 0 | 0 | 0.0012057 | 0.62376 | 0 | 0 | 0.66445 | 0 | 5.5294 | 0 | 0 | 0 | 0 | 0 | 0 | 0 | 0 | 0 | 0 | 0 | 0 | 0 | 0.45131 | 0 | 0.88038 | 6.1525 | 0 | 0 | 0.0525 | 0.86965 | 0 | 0 | 0 | 0 | 8.4064 | 0 | 0 | 0 | 0 | 0 | 0 | 0 | 0 | 0 | 0 | 0 | 0 | 0
2 | 2 | 1 | 5 | 1.7931 | 0 | 2.4469 | 0 | 0 | 0 | 0.0012057 | 0.73965 | 0 | 0 | 0.66448 | 0 | 5.6454 | 0 | 0 | 0 | 0 | 0 | 0 | 0 | 0 | 0 | 0 | 0 | 0 | 0 | 0.45131 | 0 | 0.54519 | 7.1841 | 0 | 0 | 0.0525 | 0.87744 | 0 | 0 | 0 | 0 | 9.1106 | 0 | 0 | 0 | 0 | 0 | 0 | 0 | 0 | 0 | 0 | 0 | 0 | 0
2 | 2 | 2 | 5 | 1.7931 | 0 | 2.4469 | 0 | 0 | 0 | 0.0012057 | 0.8033 | 0 | 0 | 0.66451 | 0 | 5.709 | 0 | 0 | 0 | 0 | 0 | 0 | 0 | 0 | 0 | 0 | 0 | 0 | 0 | 0.45131 | 0 | 0.32173 | 7.7228 | 0 | 0 | 0.0525 | 0.88775 | 0 | 0 | 0 | 0 | 9.4361 | 0 | 0 | 0 | 0 | 0 | 0 | 0 | 0 | 0 | 0 | 0 | 0 | 0
2 | 2 | 3 | 5 | 1.7931 | 0 | 2.4469 | 0 | 0 | 0 | 0.0012057 | 0.81998 | 0 | 0 | 0.66454 | 0 | 5.7257 | 0 | 0 | 0 | 0 | 0 | 0 | 0 | 0 | 0 | 0 | 0 | 0 | 0 | 0.45131 | 0 | 0.32173 | 7.8557 | 0 | 0 | 0.0525 | 0.88778 | 0 | 0 | 0 | 0 | 9.5691 | 0 | 0 | 0 | 0 | 0 | 0 | 0 | 0 | 0 | 0 | 0 | 0 | 0
2 | 2 | 4 | 5 | 1.7931 | 0 | 2.4469 | 0 | 0 | 0 | 0.0012057 | 0.81735 | 0 | 0 | 0.66454 | 0 | 5.7231 | 0 | 0 | 0 | 0 | 0 | 0 | 0 | 0 | 0 | 0 | 0 | 0 | 0 | 0.45131 | 0 | 0.32173 | 7.9136 | 0 | 0 | 0.0525 | 0.88559 | 0 | 0 | 0 | 0 | 9.6247 | 0 | 0 | 0 | 0 | 0 | 0 | 0 | 0 | 0 | 0 | 0 | 0 | 0
2 | 2 | 5 | 5 | 1.7931 | 0 | 2.4469 | 0 | 0 | 0 | 0.0012057 | 0.87561 | 0 | 0 | 0.66453 | 0 | 5.7814 | 0 | 0 | 0 | 0 | 0 | 0 | 0 | 0 | 0 | 0 | 0 | 0 | 0 | 0.45131 | 0 | 0.32173 | 8.361 | 0 | 0 | 0.0525 | 0.8945 | 0 | 0 | 0 | 0 | 10.0811 | 0 | 0 | 0 | 0 | 0 | 0 | 0 | 0 | 0 | 0 | 0 | 0 | 0
2 | 2 | 6 | 5 | 1.7931 | 0 | 2.4469 | 0 | 0 | 0 | 0.0012057 | 0.90234 | 0 | 0 | 0.66456 | 0 | 5.8081 | 0 | 0 | 0 | 0 | 0 | 0 | 0 | 0 | 0 | 0 | 0 | 0 | 0 | 0.45131 | 0 | 0.32173 | 9.4297 | 0 | 0 | 0.0525 | 0.89995 | 0 | 0.20365 | 0 | 0 | 11.3588 | 0 | 0 | 0 | 0 | 0 | 0 | 0 | 0 | 0 | 0 | 0 | 0 | 0
2 | 2 | 7 | 5 | 1.7931 | 0 | 2.4469 | 0 | 0 | 0 | 0.0012057 | 0.91919 | 0 | 0 | 3.7781 | 0 | 8.9385 | 0 | 0 | 0 | 0 | 0 | 0 | 0 | 0 | 0 | 0 | 0 | 0 | 0 | 0.45131 | 0 | 0.54519 | 9.6806 | 0 | 0 | 0.315 | 0.89516 | 0 | 0.19989 | 0 | 0 | 12.0871 | 0 | 0 | 0 | 0 | 0 | 0 | 0 | 0 | 0 | 0 | 0 | 0 | 0
2 | 2 | 8 | 5 | 1.7931 | 0 | 2.4469 | 0 | 0 | 0 | 0.0012057 | 1.2953 | 0 | 0 | 6.2689 | 0 | 11.8054 | 0 | 0 | 0 | 0 | 0 | 0 | 0 | 0 | 0 | 0 | 0 | 0 | 0 | 0.45131 | 0 | 0.71279 | 12.3388 | 0 | 0 | 0.525 | 0.89724 | 0 | 0.27122 | 0 | 0 | 15.1964 | 0 | 0 | 0 | 0 | 0 | 0 | 0 | 0 | 0 | 0 | 0 | 0 | 0
2 | 2 | 9 | 5 | 1.7931 | 0 | 13.5789 | 0 | 0 | 0 | 0.0012057 | 1.0904 | 0 | 0 | 3.959 | 0 | 20.4226 | 0 | 0 | 0 | 0 | 0 | 0 | 0 | 0 | 0 | 0 | 0 | 0 | 0 | 0.45131 | 0 | 0.71279 | 10.3704 | 0 | 0 | 0.42 | 0.89196 | 0 | 0.14809 | 0 | 0 | 12.9946 | 0 | 0 | 0 | 0 | 0 | 0 | 0 | 0 | 0 | 0 | 0 | 0 | 0
2 | 2 | 10 | 5 | 1.7931 | 0 | 13.5789 | 0 | 0 | 0 | 0.0012057 | 0.92125 | 0 | 0 | 4.8301 | 0 | 21.1246 | 0 | 0 | 0 | 0 | 0 | 0 | 0 | 0 | 0 | 0 | 0 | 0 | 0 | 0.45131 | 0 | 0.71279 | 8.7463 | 0 | 0 | 0.315 | 0.88284 | 0 | 0.00069178 | 0 | 0 | 11.1089 | 0 | 0 | 0 | 0 | 0 | 0 | 0 | 0 | 0 | 0 | 0 | 0 | 0
2 | 2 | 11 | 5 | 1.7931 | 0 | 13.5789 | 0 | 0 | 0 | 0.0012057 | 0.87299 | 0 | 0 | 3.7781 | 0 | 20.0243 | 0 | 0 | 0 | 0 | 0 | 0 | 0 | 0 | 0 | 0 | 0 | 0 | 0 | 0.45131 | 0 | 0.71279 | 8.2822 | 0 | 0 | 0.315 | 0.87664 | 0 | 0.00065193 | 0 | 0 | 10.6386 | 0 | 0 | 0 | 0 | 0 | 0 | 0 | 0 | 0 | 0 | 0 | 0 | 0
2 | 2 | 12 | 5 | 1.7931 | 0 | 13.5789 | 0 | 0 | 0 | 0.0012057 | 0.71006 | 0 | 0 | 3.959 | 0 | 20.0422 | 0 | 0 | 0 | 0 | 0 | 0 | 0 | 0 | 0 | 0 | 0 | 0 | 0 | 0.45131 | 0 | 0.54519 | 6.3493 | 0 | 0 | 0.3675 | 0.8696 | 0 | 0 | 0 | 0 | 8.5829 | 0 | 0 | 0 | 0 | 0 | 0 | 0 | 0 | 0 | 0 | 0 | 0 | 0
2 | 2 | 13 | 5 | 1.7931 | 0 | 8.6313 | 0 | 0 | 0 | 0.0012057 | 0.6892 | 0 | 0 | 3.959 | 0 | 15.0738 | 0 | 0 | 0 | 0 | 0 | 0 | 0 | 0 | 0 | 0 | 0 | 0 | 0 | 0.45131 | 0 | 0.54519 | 6.1736 | 0 | 0 | 0.42 | 0.86866 | 0 | 0 | 0 | 0 | 8.4587 | 0 | 0 | 0 | 0 | 0 | 0 | 0 | 0 | 0 | 0 | 0 | 0 | 0
2 | 2 | 14 | 5 | 1.7931 | 0 | 13.5789 | 0 | 0 | 0 | 0.0012057 | 0.57352 | 0 | 0 | 5.8843 | 0 | 21.8311 | 0 | 0 | 0 | 0 | 0 | 0 | 0 | 0 | 0 | 0 | 0 | 0 | 0 | 0.45131 | 0 | 0.54519 | 5.5703 | 0 | 0 | 0.3675 | 0.87093 | 0 | 0 | 0 | 0 | 7.8053 | 0 | 0 | 0 | 0 | 0 | 0 | 0 | 0 | 0 | 0 | 0 | 0 | 0
2 | 2 | 15 | 5 | 1.7931 | 0 | 13.5789 | 0 | 0 | 0 | 0.0012057 | 0.60759 | 0 | 0 | 3.959 | 0 | 19.9398 | 0 | 0 | 0 | 0 | 0 | 0 | 0 | 0 | 0 | 0 | 0 | 0 | 0 | 0.45131 | 0 | 0.54519 | 6.5278 | 0 | 0 | 0.3675 | 0.88315 | 0 | 0.0004876 | 0 | 0 | 8.7755 | 0 | 0 | 0 | 0 | 0 | 0 | 0 | 0 | 0 | 0 | 0 | 0 | 0
2 | 2 | 16 | 5 | 1.7931 | 0 | 13.5789 | 0 | 0 | 0 | 0.0012057 | 0.60747 | 0 | 0 | 4.2147 | 0 | 20.1954 | 0 | 0 | 0 | 0 | 0 | 0 | 0 | 0 | 0 | 0 | 0 | 0 | 0 | 0.45131 | 0 | 0.54519 | 6.6208 | 0 | 0 | 0.315 | 0.8817 | 0 | 0.00049021 | 0 | 0 | 8.8145 | 0 | 0 | 0 | 0 | 0 | 0 | 0 | 0 | 0 | 0 | 0 | 0 | 0
2 | 2 | 17 | 5 | 1.7931 | 0 | 13.5789 | 0 | 0 | 0 | 0.0012057 | 0.73084 | 0 | 0 | 3.7781 | 0 | 19.8821 | 0 | 0 | 0 | 0 | 0 | 0 | 0 | 0 | 0 | 0 | 0 | 0 | 0 | 0.45131 | 0 | 0.54519 | 7.7251 | 0 | 0 | 0.315 | 0.88966 | 0 | 0.00057586 | 0 | 0 | 9.9269 | 0 | 0 | 0 | 0 | 0 | 0 | 0 | 0 | 0 | 0 | 0 | 0 | 0
2 | 2 | 18 | 5 | 1.7931 | 0 | 13.5789 | 0 | 0 | 0 | 0.0012057 | 0.8298 | 0 | 0 | 6.2689 | 0 | 22.4719 | 0 | 0 | 0 | 0 | 0 | 0 | 0 | 0 | 0 | 0 | 0 | 0 | 0 | 0.45131 | 0 | 0.54519 | 8.4801 | 0 | 0 | 0.525 | 0.89109 | 0 | 0.00064632 | 0 | 0 | 10.8934 | 0 | 0 | 0 | 0 | 0 | 0 | 0 | 0 | 0 | 0 | 0 | 0 | 0
2 | 2 | 19 | 5 | 1.7931 | 0 | 9.8682 | 0 | 0 | 0 | 0.0012057 | 0.96885 | 0 | 0 | 6.2689 | 0 | 18.9003 | 0 | 0 | 0 | 0 | 0 | 0 | 0 | 0 | 0 | 0 | 0 | 0 | 0 | 0.45131 | 0 | 0.54519 | 9.6478 | 0 | 0 | 0.525 | 0.90042 | 0 | 0.00074789 | 0 | 0 | 12.0705 | 0 | 0 | 0 | 0 | 0 | 0 | 0 | 0 | 0 | 0 | 0 | 0 | 0
2 | 2 | 20 | 5 | 1.7931 | 0 | 2.4469 | 0 | 0 | 0 | 0.0012057 | 1.065 | 0 | 0 | 3.959 | 0 | 9.2652 | 0 | 0 | 0 | 0 | 0 | 0 | 0 | 0 | 0 | 0 | 0 | 0 | 0 | 0.45131 | 0 | 0.88038 | 10.3761 | 0 | 0 | 0.42 | 0.88997 | 0 | 0.00081677 | 0 | 0 | 13.0186 | 0 | 0 | 0 | 0 | 0 | 0 | 0 | 0 | 0 | 0 | 0 | 0 | 0
2 | 2 | 21 | 5 | 1.7931 | 0 | 2.4469 | 0 | 0 | 0 | 0.0012057 | 1.1869 | 0 | 0 | 3.959 | 0 | 9.3871 | 0 | 0 | 0 | 0 | 0 | 0 | 0 | 0 | 0 | 0 | 0 | 0 | 0 | 0.45131 | 0 | 1.1038 | 11.6883 | 0 | 0 | 0.3675 | 0.90607 | 0 | 0.0009271 | 0 | 0 | 14.5179 | 0 | 0 | 0 | 0 | 0 | 0 | 0 | 0 | 0 | 0 | 0 | 0 | 0
2 | 2 | 22 | 5 | 1.7931 | 0 | 2.4469 | 0 | 0 | 0 | 0.0012057 | 1.1962 | 0 | 0 | 6.6203 | 0 | 12.0577 | 0 | 0 | 0 | 0 | 0 | 0 | 0 | 0 | 0 | 0 | 0 | 0 | 0 | 0.45131 | 0 | 1.2156 | 11.8727 | 0 | 0 | 0.4725 | 0.90335 | 0 | 0.00094592 | 0 | 0 | 14.9163 | 0 | 0 | 0 | 0 | 0 | 0 | 0 | 0 | 0 | 0 | 0 | 0 | 0
2 | 2 | 23 | 5 | 1.7931 | 0 | 2.4469 | 0 | 0 | 0 | 0.0012057 | 1.1736 | 0 | 0 | 4.2743 | 0 | 9.6892 | 0 | 0 | 0 | 0 | 0 | 0 | 0 | 0 | 0 | 0 | 0 | 0 | 0 | 0.45131 | 0 | 1.1038 | 11.6812 | 0 | 0 | 0.315 | 0.89963 | 0 | 0.00094148 | 0 | 0 | 14.4519 | 0 | 0 | 0 | 0 | 0 | 0 | 0 | 0 | 0 | 0 | 0 | 0 | 0
2 | 2 | 24 | 5 | 1.7931 | 0 | 2.4469 | 0 | 0 | 0 | 0.0012057 | 0.82592 | 0 | 0 | 0.6645 | 0 | 5.7317 | 0 | 0 | 0 | 0 | 0 | 0 | 0 | 0 | 0 | 0 | 0 | 0 | 0 | 0.45131 | 0 | 0.88038 | 9.4745 | 0 | 0 | 0.0525 | 0.91889 | 0 | 0.00074518 | 0 | 0 | 11.7783 | 0 | 0 | 0 | 0 | 0 | 0 | 0 | 0 | 0 | 0 | 0 | 0 | 0
2 | 3 | 1 | 6 | 1.7931 | 0 | 2.4469 | 0 | 0 | 0 | 0.0012057 | 0.92454 | 0 | 0 | 0.66455 | 0 | 5.8303 | 0 | 0 | 0 | 0 | 0 | 0 | 0 | 0 | 0 | 0 | 0 | 0 | 0 | 0.45131 | 0 | 0.54519 | 10.6411 | 0 | 0 | 0.0525 | 0.92507 | 0 | 0.036637 | 0 | 0 | 12.6518 | 0 | 0 | 0 | 0 | 0 | 0 | 0 | 0 | 0 | 0 | 0 | 0 | 0
2 | 3 | 2 | 6 | 1.7931 | 0 | 2.4469 | 0 | 0 | 0 | 0.0012057 | 1.0671 | 0 | 0 | 0.66456 | 0 | 5.9729 | 0 | 0 | 0 | 0 | 0 | 0 | 0 | 0 | 0 | 0 | 0 | 0 | 0 | 0.45131 | 0 | 0.32173 | 12.3756 | 0 | 0 | 0.0525 | 0.95985 | 0 | 0.097704 | 0 | 0 | 14.2587 | 0 | 0 | 0 | 0 | 0 | 0 | 0 | 0 | 0 | 0 | 0 | 0 | 0
2 | 3 | 3 | 6 | 1.7931 | 0 | 2.4469 | 0 | 0 | 0 | 0.0012057 | 1.0852 | 0 | 0 | 0.66464 | 0 | 5.991 | 0 | 0 | 0 | 0 | 0 | 0 | 0 | 0 | 0 | 0 | 0 | 0 | 0 | 0.45131 | 0 | 0.32173 | 12.5665 | 0 | 0 | 0.0525 | 0.96116 | 0 | 0.048405 | 0 | 0 | 14.4016 | 0 | 0 | 0 | 0 | 0 | 0 | 0 | 0 | 0 | 0 | 0 | 0 | 0
2 | 3 | 4 | 6 | 1.7931 | 0 | 2.4469 | 0 | 0 | 0 | 0.0012057 | 1.1408 | 0 | 0 | 0.66463 | 0 | 6.0466 | 0 | 0 | 0 | 0 | 0 | 0 | 0 | 0 | 0 | 0 | 0 | 0 | 0 | 0.45131 | 0 | 0.32173 | 13.217 | 0 | 0 | 0.0525 | 0.97454 | 0 | 0.10293 | 0 | 0 | 15.1201 | 0 | 0 | 0 | 0 | 0 | 0 | 0 | 0 | 0 | 0 | 0 | 0 | 0
2 | 3 | 5 | 6 | 1.7931 | 0 | 2.4469 | 0 | 0 | 0 | 0.0012057 | 1.1626 | 0 | 0 | 0.66465 | 0 | 6.0685 | 0 | 0 | 0 | 0 | 0 | 0 | 0 | 0 | 0 | 0 | 0 | 0 | 0 | 0.45131 | 0 | 0.32173 | 13.4607 | 0 | 0 | 0.0525 | 0.97992 | 0 | 0.17715 | 0 | 0 | 15.4433 | 0 | 0 | 0 | 0 | 0 | 0 | 0 | 0 | 0 | 0 | 0 | 0 | 0
2 | 3 | 6 | 6 | 1.7931 | 0 | 2.4469 | 0 | 0 | 0 | 0.0012057 | 1.1454 | 0 | 0 | 0.66465 | 0 | 6.0513 | 0 | 0 | 0 | 0 | 0 | 0 | 0 | 0 | 0 | 0 | 0 | 0 | 0 | 0.45131 | 0 | 0.32173 | 13.1973 | 0 | 0 | 0.0525 | 0.97537 | 0 | 0.097846 | 0 | 0 | 15.0961 | 0 | 0 | 0 | 0 | 0 | 0 | 0 | 0 | 0 | 0 | 0 | 0 | 0
2 | 3 | 7 | 6 | 1.7931 | 0 | 2.4469 | 0 | 0 | 0 | 0.0012057 | 1.1819 | 0 | 0 | 3.7782 | 0 | 9.2012 | 0 | 0 | 0 | 0 | 0 | 0 | 0 | 0 | 0 | 0 | 0 | 0 | 0 | 0.45131 | 0 | 0.54519 | 13.5526 | 0 | 0 | 0.315 | 0.97741 | 0 | 0.10051 | 0 | 0 | 15.942 | 0 | 0 | 0 | 0 | 0 | 0 | 0 | 0 | 0 | 0 | 0 | 0 | 0
2 | 3 | 8 | 6 | 1.7931 | 0 | 2.4469 | 0 | 0 | 0 | 0.0012057 | 1.3788 | 0 | 0 | 6.269 | 0 | 11.889 | 0 | 0 | 0 | 0 | 0 | 0 | 0 | 0 | 0 | 0 | 0 | 0 | 0 | 0.45131 | 0 | 0.71279 | 14.9524 | 0 | 0 | 0.525 | 0.95673 | 0 | 0.18037 | 0 | 0 | 17.7786 | 0 | 0 | 0 | 0 | 0 | 0 | 0 | 0 | 0 | 0 | 0 | 0 | 0
2 | 3 | 9 | 6 | 1.7931 | 0 | 13.5789 | 0 | 0 | 0 | 0.0012057 | 1.2127 | 0 | 0 | 3.959 | 0 | 20.5449 | 0 | 0 | 0 | 0 | 0 | 0 | 0 | 0 | 0 | 0 | 0 | 0 | 0 | 0.45131 | 0 | 0.71279 | 13.0374 | 0 | 0 | 0.42 | 0.95005 | 0 | 0.0010924 | 0 | 0 | 15.5727 | 0 | 0 | 0 | 0 | 0 | 0 | 0 | 0 | 0 | 0 | 0 | 0 | 0
2 | 3 | 10 | 6 | 1.7931 | 0 | 13.5789 | 0 | 0 | 0 | 0.0012057 | 1.0364 | 0 | 0 | 4.8302 | 0 | 21.2397 | 0 | 0 | 0 | 0 | 0 | 0 | 0 | 0 | 0 | 0 | 0 | 0 | 0 | 0.45131 | 0 | 0.71279 | 11.26 | 0 | 0 | 0.315 | 0.92488 | 0 | 0.00090158 | 0 | 0 | 13.6649 | 0 | 0 | 0 | 0 | 0 | 0 | 0 | 0 | 0 | 0 | 0 | 0 | 0
2 | 3 | 11 | 6 | 1.7931 | 0 | 13.5789 | 0 | 0 | 0 | 0.0012057 | 0.87936 | 0 | 0 | 3.7781 | 0 | 20.0307 | 0 | 0 | 0 | 0 | 0 | 0 | 0 | 0 | 0 | 0 | 0 | 0 | 0 | 0.45131 | 0 | 0.71279 | 9.1634 | 0 | 0 | 0.315 | 0.87178 | 0 | 0.0007473 | 0 | 0 | 11.515 | 0 | 0 | 0 | 0 | 0 | 0 | 0 | 0 | 0 | 0 | 0 | 0 | 0
2 | 3 | 12 | 6 | 1.7931 | 0 | 13.5789 | 0 | 0 | 0 | 0.0012057 | 0.74082 | 0 | 0 | 3.959 | 0 | 20.073 | 0 | 0 | 0 | 0 | 0 | 0 | 0 | 0 | 0 | 0 | 0 | 0 | 0 | 0.45131 | 0 | 0.54519 | 7.7515 | 0 | 0 | 0.3675 | 0.85845 | 0 | 0.00064844 | 0 | 0 | 9.9746 | 0 | 0 | 0 | 0 | 0 | 0 | 0 | 0 | 0 | 0 | 0 | 0 | 0
2 | 3 | 13 | 6 | 1.7931 | 0 | 8.6313 | 0 | 0 | 0 | 0.0012057 | 0.68259 | 0 | 0 | 3.959 | 0 | 15.0672 | 0 | 0 | 0 | 0 | 0 | 0 | 0 | 0 | 0 | 0 | 0 | 0 | 0 | 0.45131 | 0 | 0.54519 | 7.1466 | 0 | 0 | 0.42 | 0.85313 | 0 | 0.00061291 | 0 | 0 | 9.4168 | 0 | 0 | 0 | 0 | 0 | 0 | 0 | 0 | 0 | 0 | 0 | 0 | 0
2 | 3 | 14 | 6 | 1.7931 | 0 | 13.5789 | 0 | 0 | 0 | 0.0012057 | 0.58548 | 0 | 0 | 5.8842 | 0 | 21.8429 | 0 | 0 | 0 | 0 | 0 | 0 | 0 | 0 | 0 | 0 | 0 | 0 | 0 | 0.45131 | 0 | 0.54519 | 6.5482 | 0 | 0 | 0.3675 | 0.86375 | 0 | 0.00057299 | 0 | 0 | 8.7765 | 0 | 0 | 0 | 0 | 0 | 0 | 0 | 0 | 0 | 0 | 0 | 0 | 0
2 | 3 | 15 | 6 | 1.7931 | 0 | 13.5789 | 0 | 0 | 0 | 0.0012057 | 0.58549 | 0 | 0 | 3.959 | 0 | 19.9177 | 0 | 0 | 0 | 0 | 0 | 0 | 0 | 0 | 0 | 0 | 0 | 0 | 0 | 0.45131 | 0 | 0.54519 | 6.6733 | 0 | 0 | 0.3675 | 0.87763 | 0 | 0.00054502 | 0 | 0 | 8.9155 | 0 | 0 | 0 | 0 | 0 | 0 | 0 | 0 | 0 | 0 | 0 | 0 | 0
2 | 3 | 16 | 6 | 1.7931 | 0 | 13.5789 | 0 | 0 | 0 | 0.0012057 | 0.67419 | 0 | 0 | 4.2147 | 0 | 20.2621 | 0 | 0 | 0 | 0 | 0 | 0 | 0 | 0 | 0 | 0 | 0 | 0 | 0 | 0.45131 | 0 | 0.54519 | 7.4885 | 0 | 0 | 0.315 | 0.88795 | 0 | 0.00058635 | 0 | 0 | 9.6885 | 0 | 0 | 0 | 0 | 0 | 0 | 0 | 0 | 0 | 0 | 0 | 0 | 0
2 | 3 | 17 | 6 | 1.7931 | 0 | 13.5789 | 0 | 0 | 0 | 0.0012057 | 0.79949 | 0 | 0 | 3.7781 | 0 | 19.9508 | 0 | 0 | 0 | 0 | 0 | 0 | 0 | 0 | 0 | 0 | 0 | 0 | 0 | 0.45131 | 0 | 0.54519 | 8.6408 | 0 | 0 | 0.315 | 0.89403 | 0 | 0.00075457 | 0 | 0 | 10.8471 | 0 | 0 | 0 | 0 | 0 | 0 | 0 | 0 | 0 | 0 | 0 | 0 | 0
2 | 3 | 18 | 6 | 1.7931 | 0 | 13.5789 | 0 | 0 | 0 | 0.0012057 | 0.94972 | 0 | 0 | 6.2689 | 0 | 22.5918 | 0 | 0 | 0 | 0 | 0 | 0 | 0 | 0 | 0 | 0 | 0 | 0 | 0 | 0.45131 | 0 | 0.54519 | 9.8584 | 0 | 0 | 0.525 | 0.90599 | 0 | 0.00082141 | 0 | 0 | 12.2867 | 0 | 0 | 0 | 0 | 0 | 0 | 0 | 0 | 0 | 0 | 0 | 0 | 0
2 | 3 | 19 | 6 | 1.7931 | 0 | 9.8682 | 0 | 0 | 0 | 0.0012057 | 1.0845 | 0 | 0 | 6.2689 | 0 | 19.016 | 0 | 0 | 0 | 0 | 0 | 0 | 0 | 0 | 0 | 0 | 0 | 0 | 0 | 0.45131 | 0 | 0.54519 | 11.1141 | 0 | 0 | 0.525 | 0.91705 | 0 | 0.00087419 | 0 | 0 | 13.5535 | 0 | 0 | 0 | 0 | 0 | 0 | 0 | 0 | 0 | 0 | 0 | 0 | 0
2 | 3 | 20 | 6 | 1.7931 | 0 | 2.4469 | 0 | 0 | 0 | 0.0012057 | 1.1892 | 0 | 0 | 3.959 | 0 | 9.3894 | 0 | 0 | 0 | 0 | 0 | 0 | 0 | 0 | 0 | 0 | 0 | 0 | 0 | 0.45131 | 0 | 0.88038 | 11.9193 | 0 | 0 | 0.42 | 0.91136 | 0 | 0.05836 | 0 | 0 | 14.6407 | 0 | 0 | 0 | 0 | 0 | 0 | 0 | 0 | 0 | 0 | 0 | 0 | 0
2 | 3 | 21 | 6 | 1.7931 | 0 | 2.4469 | 0 | 0 | 0 | 0.0012057 | 1.2036 | 0 | 0 | 3.959 | 0 | 9.4038 | 0 | 0 | 0 | 0 | 0 | 0 | 0 | 0 | 0 | 0 | 0 | 0 | 0 | 0.45131 | 0 | 1.1038 | 11.9837 | 0 | 0 | 0.3675 | 0.9034 | 0 | 0.0009497 | 0 | 0 | 14.8107 | 0 | 0 | 0 | 0 | 0 | 0 | 0 | 0 | 0 | 0 | 0 | 0 | 0
2 | 3 | 22 | 6 | 1.7931 | 0 | 2.4469 | 0 | 0 | 0 | 0.0012057 | 1.2316 | 0 | 0 | 6.6203 | 0 | 12.0931 | 0 | 0 | 0 | 0 | 0 | 0 | 0 | 0 | 0 | 0 | 0 | 0 | 0 | 0.45131 | 0 | 1.2156 | 12.2665 | 0 | 0 | 0.4725 | 0.9058 | 0 | 0.095006 | 0 | 0 | 15.4067 | 0 | 0 | 0 | 0 | 0 | 0 | 0 | 0 | 0 | 0 | 0 | 0 | 0
2 | 3 | 23 | 6 | 1.7931 | 0 | 2.4469 | 0 | 0 | 0 | 0.0012057 | 1.2202 | 0 | 0 | 4.2744 | 0 | 9.7358 | 0 | 0 | 0 | 0 | 0 | 0 | 0 | 0 | 0 | 0 | 0 | 0 | 0 | 0.45131 | 0 | 1.1038 | 12.1618 | 0 | 0 | 0.315 | 0.90219 | 0 | 0.21918 | 0 | 0 | 15.1533 | 0 | 0 | 0 | 0 | 0 | 0 | 0 | 0 | 0 | 0 | 0 | 0 | 0
2 | 3 | 24 | 6 | 1.7931 | 0 | 2.4469 | 0 | 0 | 0 | 0.0012057 | 0.79977 | 0 | 0 | 0.66454 | 0 | 5.7055 | 0 | 0 | 0 | 0 | 0 | 0 | 0 | 0 | 0 | 0 | 0 | 0 | 0 | 0.45131 | 0 | 0.88038 | 9.1842 | 0 | 0 | 0.0525 | 0.89953 | 0 | 0.30763 | 0 | 0 | 11.7756 | 0 | 0 | 0 | 0 | 0 | 0 | 0 | 0 | 0 | 0 | 0 | 0 | 0
2 | 4 | 1 | 7 | 1.7931 | 0 | 2.4469 | 0 | 0 | 0 | 0.0012057 | 0.93126 | 0 | 0 | 0.66454 | 0 | 5.837 | 0 | 0 | 0 | 0 | 0 | 0 | 0 | 0 | 0 | 0 | 0 | 0 | 0 | 0.45131 | 0 | 0.54519 | 10.7746 | 0 | 0 | 0.0525 | 0.91704 | 0 | 0.8875 | 0 | 0 | 13.6282 | 0 | 0 | 0 | 0 | 0 | 0 | 0 | 0 | 0 | 0 | 0 | 0 | 0
2 | 4 | 2 | 7 | 1.7931 | 0 | 2.4469 | 0 | 0 | 0 | 0.0012057 | 0.99385 | 0 | 0 | 0.66458 | 0 | 5.8997 | 0 | 0 | 0 | 0 | 0 | 0 | 0 | 0 | 0 | 0 | 0 | 0 | 0 | 0.45131 | 0 | 0.32173 | 11.6079 | 0 | 0 | 0.0525 | 0.92878 | 0 | 1.1655 | 0 | 0 | 14.5277 | 0 | 0 | 0 | 0 | 0 | 0 | 0 | 0 | 0 | 0 | 0 | 0 | 0
2 | 4 | 3 | 7 | 1.7931 | 0 | 2.4469 | 0 | 0 | 0 | 0.0012057 | 0.96837 | 0 | 0 | 0.66462 | 0 | 5.8742 | 0 | 0 | 0 | 0 | 0 | 0 | 0 | 0 | 0 | 0 | 0 | 0 | 0 | 0.45131 | 0 | 0.32173 | 11.2847 | 0 | 0 | 0.0525 | 0.91874 | 0 | 1.4468 | 0 | 0 | 14.4758 | 0 | 0 | 0 | 0 | 0 | 0 | 0 | 0 | 0 | 0 | 0 | 0 | 0
2 | 4 | 4 | 7 | 1.7931 | 0 | 2.4469 | 0 | 0 | 0 | 0.0012057 | 1.0414 | 0 | 0 | 0.66459 | 0 | 5.9473 | 0 | 0 | 0 | 0 | 0 | 0 | 0 | 0 | 0 | 0 | 0 | 0 | 0 | 0.45131 | 0 | 0.32173 | 12.034 | 0 | 0 | 0.0525 | 0.93251 | 0 | 1.2951 | 0 | 0 | 15.0871 | 0 | 0 | 0 | 0 | 0 | 0 | 0 | 0 | 0 | 0 | 0 | 0 | 0
2 | 4 | 5 | 7 | 1.7931 | 0 | 2.4469 | 0 | 0 | 0 | 0.0012057 | 1.0791 | 0 | 0 | 0.66463 | 0 | 5.9849 | 0 | 0 | 0 | 0 | 0 | 0 | 0 | 0 | 0 | 0 | 0 | 0 | 0 | 0.45131 | 0 | 0.32173 | 12.491 | 0 | 0 | 0.0525 | 0.93809 | 0 | 1.5067 | 0 | 0 | 15.7614 | 0 | 0 | 0 | 0 | 0 | 0 | 0 | 0 | 0 | 0 | 0 | 0 | 0
2 | 4 | 6 | 7 | 1.7931 | 0 | 2.4469 | 0 | 0 | 0 | 0.0012057 | 1.0914 | 0 | 0 | 0.66465 | 0 | 5.9973 | 0 | 0 | 0 | 0 | 0 | 0 | 0 | 0 | 0 | 0 | 0 | 0 | 0 | 0.45131 | 0 | 0.32173 | 12.5408 | 0 | 0 | 0.0525 | 0.93828 | 0 | 1.5278 | 0 | 0 | 15.8325 | 0 | 0 | 0 | 0 | 0 | 0 | 0 | 0 | 0 | 0 | 0 | 0 | 0
2 | 4 | 7 | 7 | 1.7931 | 0 | 2.4469 | 0 | 0 | 0 | 0.0012057 | 1.0974 | 0 | 0 | 3.7782 | 0 | 9.1168 | 0 | 0 | 0 | 0 | 0 | 0 | 0 | 0 | 0 | 0 | 0 | 0 | 0 | 0.45131 | 0 | 0.54519 | 12.4749 | 0 | 0 | 0.315 | 0.93284 | 0 | 1.6124 | 0 | 0 | 16.3316 | 0 | 0 | 0 | 0 | 0 | 0 | 0 | 0 | 0 | 0 | 0 | 0 | 0
2 | 4 | 8 | 7 | 1.7931 | 0 | 2.4469 | 0 | 0 | 0 | 0.0012057 | 1.3841 | 0 | 0 | 6.269 | 0 | 11.8943 | 0 | 0 | 0 | 0 | 0 | 0 | 0 | 0 | 0 | 0 | 0 | 0 | 0 | 0.45131 | 0 | 0.71279 | 14.6562 | 0 | 0 | 0.525 | 0.93453 | 0 | 1.9156 | 0 | 0 | 19.1955 | 0 | 0 | 0 | 0 | 0 | 0 | 0 | 0 | 0 | 0 | 0 | 0 | 0
2 | 4 | 9 | 7 | 1.7931 | 0 | 13.5789 | 0 | 0 | 0 | 0.0012057 | 1.3084 | 0 | 0 | 3.959 | 0 | 20.6406 | 0 | 0 | 0 | 0 | 0 | 0 | 0 | 0 | 0 | 0 | 0 | 0 | 0 | 0.45131 | 0 | 0.71279 | 13.6349 | 0 | 0 | 0.42 | 0.93875 | 0 | 1.7872 | 0 | 0 | 17.9449 | 0 | 0 | 0 | 0 | 0 | 0 | 0 | 0 | 0 | 0 | 0 | 0 | 0
2 | 4 | 10 | 7 | 1.7931 | 0 | 13.5789 | 0 | 0 | 0 | 0.0012057 | 1.3265 | 0 | 0 | 4.8303 | 0 | 21.53 | 0 | 0 | 0 | 0 | 0 | 0 | 0 | 0 | 0 | 0 | 0 | 0 | 0 | 0.45131 | 0 | 0.71279 | 13.6036 | 0 | 0 | 0.315 | 0.95434 | 0 | 2.0229 | 0 | 0 | 18.0599 | 0 | 0 | 0 | 0 | 0 | 0 | 0 | 0 | 0 | 0 | 0 | 0 | 0
2 | 4 | 11 | 7 | 1.7931 | 0 | 13.5789 | 0 | 0 | 0 | 0.0012057 | 1.3334 | 0 | 0 | 3.7783 | 0 | 20.4849 | 0 | 0 | 0 | 0 | 0 | 0 | 0 | 0 | 0 | 0 | 0 | 0 | 0 | 0.45131 | 0 | 0.71279 | 13.6119 | 0 | 0 | 0.315 | 0.96068 | 0 | 1.8018 | 0 | 0 | 17.8536 | 0 | 0 | 0 | 0 | 0 | 0 | 0 | 0 | 0 | 0 | 0 | 0 | 0
2 | 4 | 12 | 7 | 1.7931 | 0 | 13.5789 | 0 | 0 | 0 | 0.0012057 | 1.2804 | 0 | 0 | 3.9591 | 0 | 20.6127 | 0 | 0 | 0 | 0 | 0 | 0 | 0 | 0 | 0 | 0 | 0 | 0 | 0 | 0.45131 | 0 | 0.54519 | 12.9173 | 0 | 0 | 0.3675 | 0.94976 | 0 | 1.7569 | 0 | 0 | 16.9879 | 0 | 0 | 0 | 0 | 0 | 0 | 0 | 0 | 0 | 0 | 0 | 0 | 0
2 | 4 | 13 | 7 | 1.7931 | 0 | 8.6313 | 0 | 0 | 0 | 0.0012057 | 1.2695 | 0 | 0 | 3.9591 | 0 | 15.6543 | 0 | 0 | 0 | 0 | 0 | 0 | 0 | 0 | 0 | 0 | 0 | 0 | 0 | 0.45131 | 0 | 0.54519 | 12.5559 | 0 | 0 | 0.42 | 0.93766 | 0 | 1.7091 | 0 | 0 | 16.6191 | 0 | 0 | 0 | 0 | 0 | 0 | 0 | 0 | 0 | 0 | 0 | 0 | 0
2 | 4 | 14 | 7 | 1.7931 | 0 | 13.5789 | 0 | 0 | 0 | 0.0012057 | 1.221 | 0 | 0 | 5.8847 | 0 | 22.4789 | 0 | 0 | 0 | 0 | 0 | 0 | 0 | 0 | 0 | 0 | 0 | 0 | 0 | 0.45131 | 0 | 0.54519 | 11.8861 | 0 | 0 | 0.3675 | 0.93332 | 0 | 1.3425 | 0 | 0 | 15.5259 | 0 | 0 | 0 | 0 | 0 | 0 | 0 | 0 | 0 | 0 | 0 | 0 | 0
2 | 4 | 15 | 7 | 1.7931 | 0 | 13.5789 | 0 | 0 | 0 | 0.0012057 | 1.2404 | 0 | 0 | 3.959 | 0 | 20.5726 | 0 | 0 | 0 | 0 | 0 | 0 | 0 | 0 | 0 | 0 | 0 | 0 | 0 | 0.45131 | 0 | 0.54519 | 12.435 | 0 | 0 | 0.3675 | 0.94489 | 0 | 1.5702 | 0 | 0 | 16.3141 | 0 | 0 | 0 | 0 | 0 | 0 | 0 | 0 | 0 | 0 | 0 | 0 | 0
2 | 4 | 16 | 7 | 1.7931 | 0 | 13.5789 | 0 | 0 | 0 | 0.0012057 | 1.2529 | 0 | 0 | 4.215 | 0 | 20.841 | 0 | 0 | 0 | 0 | 0 | 0 | 0 | 0 | 0 | 0 | 0 | 0 | 0 | 0.45131 | 0 | 0.54519 | 12.6061 | 0 | 0 | 0.315 | 0.95122 | 0 | 0.42631 | 0 | 0 | 15.2951 | 0 | 0 | 0 | 0 | 0 | 0 | 0 | 0 | 0 | 0 | 0 | 0 | 0
2 | 4 | 17 | 7 | 1.7931 | 0 | 13.5789 | 0 | 0 | 0 | 0.0012057 | 1.2481 | 0 | 0 | 3.7783 | 0 | 20.3996 | 0 | 0 | 0 | 0 | 0 | 0 | 0 | 0 | 0 | 0 | 0 | 0 | 0 | 0.45131 | 0 | 0.54519 | 12.8157 | 0 | 0 | 0.315 | 0.9499 | 0 | 1.1891 | 0 | 0 | 16.2662 | 0 | 0 | 0 | 0 | 0 | 0 | 0 | 0 | 0 | 0 | 0 | 0 | 0
2 | 4 | 18 | 7 | 1.7931 | 0 | 13.5789 | 0 | 0 | 0 | 0.0012057 | 1.2844 | 0 | 0 | 6.2691 | 0 | 22.9267 | 0 | 0 | 0 | 0 | 0 | 0 | 0 | 0 | 0 | 0 | 0 | 0 | 0 | 0.45131 | 0 | 0.54519 | 13.2181 | 0 | 0 | 0.525 | 0.96132 | 0 | 1.1535 | 0 | 0 | 16.8544 | 0 | 0 | 0 | 0 | 0 | 0 | 0 | 0 | 0 | 0 | 0 | 0 | 0
2 | 4 | 19 | 7 | 1.7931 | 0 | 9.8682 | 0 | 0 | 0 | 0.0012057 | 1.2947 | 0 | 0 | 6.2691 | 0 | 19.2264 | 0 | 0 | 0 | 0 | 0 | 0 | 0 | 0 | 0 | 0 | 0 | 0 | 0 | 0.45131 | 0 | 0.54519 | 13.2654 | 0 | 0 | 0.525 | 0.95531 | 0 | 0.97441 | 0 | 0 | 16.7166 | 0 | 0 | 0 | 0 | 0 | 0 | 0 | 0 | 0 | 0 | 0 | 0 | 0
2 | 4 | 20 | 7 | 1.7931 | 0 | 2.4469 | 0 | 0 | 0 | 0.0012057 | 1.3687 | 0 | 0 | 3.9591 | 0 | 9.569 | 0 | 0 | 0 | 0 | 0 | 0 | 0 | 0 | 0 | 0 | 0 | 0 | 0 | 0.45131 | 0 | 0.88038 | 13.8596 | 0 | 0 | 0.42 | 0.95283 | 0 | 0.92882 | 0 | 0 | 17.493 | 0 | 0 | 0 | 0 | 0 | 0 | 0 | 0 | 0 | 0 | 0 | 0 | 0
2 | 4 | 21 | 7 | 1.7931 | 0 | 2.4469 | 0 | 0 | 0 | 0.0012057 | 1.4016 | 0 | 0 | 3.9591 | 0 | 9.6019 | 0 | 0 | 0 | 0 | 0 | 0 | 0 | 0 | 0 | 0 | 0 | 0 | 0 | 0.45131 | 0 | 1.1038 | 14.3467 | 0 | 0 | 0.3675 | 0.95643 | 0 | 0.63915 | 0 | 0 | 17.8649 | 0 | 0 | 0 | 0 | 0 | 0 | 0 | 0 | 0 | 0 | 0 | 0 | 0
2 | 4 | 22 | 7 | 1.7931 | 0 | 2.4469 | 0 | 0 | 0 | 0.0012057 | 1.4043 | 0 | 0 | 6.6205 | 0 | 12.266 | 0 | 0 | 0 | 0 | 0 | 0 | 0 | 0 | 0 | 0 | 0 | 0 | 0 | 0.45131 | 0 | 1.2156 | 14.4378 | 0 | 0 | 0.4725 | 0.95275 | 0 | 0.54725 | 0 | 0 | 18.0772 | 0 | 0 | 0 | 0 | 0 | 0 | 0 | 0 | 0 | 0 | 0 | 0 | 0
2 | 4 | 23 | 7 | 1.7931 | 0 | 2.4469 | 0 | 0 | 0 | 0.0012057 | 1.4246 | 0 | 0 | 4.2748 | 0 | 9.9406 | 0 | 0 | 0 | 0 | 0 | 0 | 0 | 0 | 0 | 0 | 0 | 0 | 0 | 0.45131 | 0 | 1.1038 | 14.8522 | 0 | 0 | 0.315 | 0.96252 | 0 | 0.53148 | 0 | 0 | 18.2164 | 0 | 0 | 0 | 0 | 0 | 0 | 0 | 0 | 0 | 0 | 0 | 0 | 0
2 | 4 | 24 | 7 | 1.7931 | 0 | 2.4469 | 0 | 0 | 0 | 0.0012057 | 1.1719 | 0 | 0 | 0.66473 | 0 | 6.0779 | 0 | 0 | 0 | 0 | 0 | 0 | 0 | 0 | 0 | 0 | 0 | 0 | 0 | 0.45131 | 0 | 0.88038 | 13.1803 | 0 | 0 | 0.0525 | 0.96478 | 0 | 0.3416 | 0 | 0 | 15.8708 | 0 | 0 | 0 | 0 | 0 | 0 | 0 | 0 | 0 | 0 | 0 | 0 | 0
2 | 5 | 1 | 1 | 1.7931 | 0 | 2.4469 | 0 | 0 | 0 | 0.0012057 | 1.2419 | 0 | 0 | 0.66474 | 0 | 6.1478 | 0 | 0 | 0 | 0 | 0 | 0 | 0 | 0 | 0 | 0 | 0 | 0 | 0 | 0.45131 | 0 | 0.54519 | 14.2739 | 0 | 0 | 0.0525 | 0.98236 | 0 | 0.26494 | 0 | 0 | 16.5702 | 0 | 0 | 0 | 0 | 0 | 0 | 0 | 0 | 0 | 0 | 0 | 0 | 0
2 | 5 | 2 | 1 | 1.7931 | 0 | 2.4469 | 0 | 0 | 0 | 0.0012057 | 1.2657 | 0 | 0 | 0.66479 | 0 | 6.1717 | 0 | 0 | 0 | 0 | 0 | 0 | 0 | 0 | 0 | 0 | 0 | 0 | 0 | 0.45131 | 0 | 0.32173 | 14.6704 | 0 | 0 | 0.0525 | 0.98772 | 0 | 0.30229 | 0 | 0 | 16.7859 | 0 | 0 | 0 | 0 | 0 | 0 | 0 | 0 | 0 | 0 | 0 | 0 | 0
2 | 5 | 3 | 1 | 1.7931 | 0 | 2.4469 | 0 | 0 | 0 | 0.0012057 | 1.2683 | 0 | 0 | 0.66481 | 0 | 6.1743 | 0 | 0 | 0 | 0 | 0 | 0 | 0 | 0 | 0 | 0 | 0 | 0 | 0 | 0.45131 | 0 | 0.32173 | 14.6507 | 0 | 0 | 0.0525 | 0.98471 | 0 | 0.054194 | 0 | 0 | 16.5152 | 0 | 0 | 0 | 0 | 0 | 0 | 0 | 0 | 0 | 0 | 0 | 0 | 0
2 | 5 | 4 | 1 | 1.7931 | 0 | 2.4469 | 0 | 0 | 0 | 0.0012057 | 1.2957 | 0 | 0 | 0.6648 | 0 | 6.2017 | 0 | 0 | 0 | 0 | 0 | 0 | 0 | 0 | 0 | 0 | 0 | 0 | 0 | 0.45131 | 0 | 0.32173 | 15.1107 | 0 | 0 | 0.0525 | 0.99252 | 0 | 0.18439 | 0 | 0 | 17.1131 | 0 | 0 | 0 | 0 | 0 | 0 | 0 | 0 | 0 | 0 | 0 | 0 | 0
2 | 5 | 5 | 1 | 1.7931 | 0 | 2.4469 | 0 | 0 | 0 | 0.0012057 | 1.3139 | 0 | 0 | 0.66482 | 0 | 6.22 | 0 | 0 | 0 | 0 | 0 | 0 | 0 | 0 | 0 | 0 | 0 | 0 | 0 | 0.45131 | 0 | 0.32173 | 15.3811 | 0 | 0 | 0.0525 | 0.99769 | 0 | 0.06189 | 0 | 0 | 17.2662 | 0 | 0 | 0 | 0 | 0 | 0 | 0 | 0 | 0 | 0 | 0 | 0 | 0
2 | 5 | 6 | 1 | 1.7931 | 0 | 2.4469 | 0 | 0 | 0 | 0.0012057 | 1.3306 | 0 | 0 | 0.66482 | 0 | 6.2367 | 0 | 0 | 0 | 0 | 0 | 0 | 0 | 0 | 0 | 0 | 0 | 0 | 0 | 0.45131 | 0 | 0.32173 | 15.6434 | 0 | 0 | 0.0525 | 1.0028 | 0 | 0.092801 | 0 | 0 | 17.5645 | 0 | 0 | 0 | 0 | 0 | 0 | 0 | 0 | 0 | 0 | 0 | 0 | 0
2 | 5 | 7 | 1 | 1.7931 | 0 | 2.4469 | 0 | 0 | 0 | 0.0012057 | 1.3646 | 0 | 0 | 3.7784 | 0 | 9.3842 | 0 | 0 | 0 | 0 | 0 | 0 | 0 | 0 | 0 | 0 | 0 | 0 | 0 | 0.45131 | 0 | 0.54519 | 16.0929 | 0 | 0 | 0.315 | 1.0115 | 0 | 0.15432 | 0 | 0 | 18.5703 | 0 | 0 | 0 | 0 | 0 | 0 | 0 | 0 | 0 | 0 | 0 | 0 | 0
2 | 5 | 8 | 1 | 1.7931 | 0 | 2.4469 | 0 | 0 | 0 | 0.0012057 | 1.4773 | 0 | 0 | 6.2692 | 0 | 11.9877 | 0 | 0 | 0 | 0 | 0 | 0 | 0 | 0 | 0 | 0 | 0 | 0 | 0 | 0.45131 | 0 | 0.71279 | 17.0359 | 0 | 0 | 0.525 | 1.0123 | 0 | 0.16545 | 0 | 0 | 19.9028 | 0 | 0 | 0 | 0 | 0 | 0 | 0 | 0 | 0 | 0 | 0 | 0 | 0
2 | 5 | 9 | 1 | 1.7931 | 0 | 13.5789 | 0 | 0 | 0 | 0.0012057 | 1.4541 | 0 | 0 | 3.9591 | 0 | 20.7864 | 0 | 0 | 0 | 0 | 0 | 0 | 0 | 0 | 0 | 0 | 0 | 0 | 0 | 0.45131 | 0 | 0.71279 | 16.7588 | 0 | 0 | 0.42 | 1.0275 | 0 | 0.25899 | 0 | 0 | 19.6294 | 0 | 0 | 0 | 0 | 0 | 0 | 0 | 0 | 0 | 0 | 0 | 0 | 0
2 | 5 | 10 | 1 | 1.7931 | 0 | 13.5789 | 0 | 0 | 0 | 0.0012057 | 1.3631 | 0 | 0 | 4.8306 | 0 | 21.5668 | 0 | 0 | 0 | 0 | 0 | 0 | 0 | 0 | 0 | 0 | 0 | 0 | 0 | 0.45131 | 0 | 0.71279 | 15.3747 | 0 | 0 | 0.315 | 1.0018 | 0 | 0.1662 | 0 | 0 | 18.0218 | 0 | 0 | 0 | 0 | 0 | 0 | 0 | 0 | 0 | 0 | 0 | 0 | 0
2 | 5 | 11 | 1 | 1.7931 | 0 | 13.5789 | 0 | 0 | 0 | 0.0012057 | 1.3031 | 0 | 0 | 3.7783 | 0 | 20.4546 | 0 | 0 | 0 | 0 | 0 | 0 | 0 | 0 | 0 | 0 | 0 | 0 | 0 | 0.45131 | 0 | 0.71279 | 14.4228 | 0 | 0 | 0.315 | 0.98406 | 0 | 0.16873 | 0 | 0 | 17.0547 | 0 | 0 | 0 | 0 | 0 | 0 | 0 | 0 | 0 | 0 | 0 | 0 | 0
2 | 5 | 12 | 1 | 1.7931 | 0 | 13.5789 | 0 | 0 | 0 | 0.0012057 | 1.2276 | 0 | 0 | 3.9591 | 0 | 20.5599 | 0 | 0 | 0 | 0 | 0 | 0 | 0 | 0 | 0 | 0 | 0 | 0 | 0 | 0.45131 | 0 | 0.54519 | 13.6575 | 0 | 0 | 0.3675 | 0.98286 | 0 | 0.20683 | 0 | 0 | 16.2112 | 0 | 0 | 0 | 0 | 0 | 0 | 0 | 0 | 0 | 0 | 0 | 0 | 0
2 | 5 | 13 | 1 | 1.7931 | 0 | 8.6313 | 0 | 0 | 0 | 0.0012057 | 1.2222 | 0 | 0 | 3.9591 | 0 | 15.607 | 0 | 0 | 0 | 0 | 0 | 0 | 0 | 0 | 0 | 0 | 0 | 0 | 0 | 0.45131 | 0 | 0.54519 | 13.5054 | 0 | 0 | 0.42 | 0.98354 | 0 | 0.19745 | 0 | 0 | 16.1029 | 0 | 0 | 0 | 0 | 0 | 0 | 0 | 0 | 0 | 0 | 0 | 0 | 0
2 | 5 | 14 | 1 | 1.7931 | 0 | 13.5789 | 0 | 0 | 0 | 0.0012057 | 1.1748 | 0 | 0 | 5.8849 | 0 | 22.4329 | 0 | 0 | 0 | 0 | 0 | 0 | 0 | 0 | 0 | 0 | 0 | 0 | 0 | 0.45131 | 0 | 0.54519 | 13.0765 | 0 | 0 | 0.3675 | 0.98621 | 0 | 0.18501 | 0 | 0 | 15.6117 | 0 | 0 | 0 | 0 | 0 | 0 | 0 | 0 | 0 | 0 | 0 | 0 | 0
2 | 5 | 15 | 1 | 1.7931 | 0 | 13.5789 | 0 | 0 | 0 | 0.0012057 | 1.2358 | 0 | 0 | 3.9591 | 0 | 20.5681 | 0 | 0 | 0 | 0 | 0 | 0 | 0 | 0 | 0 | 0 | 0 | 0 | 0 | 0.45131 | 0 | 0.54519 | 13.6247 | 0 | 0 | 0.3675 | 1.0036 | 0 | 0.236 | 0 | 0 | 16.2283 | 0 | 0 | 0 | 0 | 0 | 0 | 0 | 0 | 0 | 0 | 0 | 0 | 0
2 | 5 | 16 | 1 | 1.7931 | 0 | 13.5789 | 0 | 0 | 0 | 0.0012057 | 1.273 | 0 | 0 | 4.2152 | 0 | 20.8613 | 0 | 0 | 0 | 0 | 0 | 0 | 0 | 0 | 0 | 0 | 0 | 0 | 0 | 0.45131 | 0 | 0.54519 | 13.9063 | 0 | 0 | 0.315 | 1.0045 | 0 | 0.22303 | 0 | 0 | 16.4454 | 0 | 0 | 0 | 0 | 0 | 0 | 0 | 0 | 0 | 0 | 0 | 0 | 0
2 | 5 | 17 | 1 | 1.7931 | 0 | 13.5789 | 0 | 0 | 0 | 0.0012057 | 1.3548 | 0 | 0 | 3.7784 | 0 | 20.5064 | 0 | 0 | 0 | 0 | 0 | 0 | 0 | 0 | 0 | 0 | 0 | 0 | 0 | 0.45131 | 0 | 0.54519 | 14.8773 | 0 | 0 | 0.315 | 1.0238 | 0 | 0.30726 | 0 | 0 | 17.5199 | 0 | 0 | 0 | 0 | 0 | 0 | 0 | 0 | 0 | 0 | 0 | 0 | 0
2 | 5 | 18 | 1 | 1.7931 | 0 | 13.5789 | 0 | 0 | 0 | 0.0012057 | 1.404 | 0 | 0 | 6.2692 | 0 | 23.0464 | 0 | 0 | 0 | 0 | 0 | 0 | 0 | 0 | 0 | 0 | 0 | 0 | 0 | 0.45131 | 0 | 0.54519 | 15.4765 | 0 | 0 | 0.525 | 1.035 | 0 | 0.43109 | 0 | 0 | 18.464 | 0 | 0 | 0 | 0 | 0 | 0 | 0 | 0 | 0 | 0 | 0 | 0 | 0
2 | 5 | 19 | 1 | 1.7931 | 0 | 9.8682 | 0 | 0 | 0 | 0.0012057 | 1.459 | 0 | 0 | 6.2692 | 0 | 19.3907 | 0 | 0 | 0 | 0 | 0 | 0 | 0 | 0 | 0 | 0 | 0 | 0 | 0 | 0.45131 | 0 | 0.54519 | 16.0228 | 0 | 0 | 0.525 | 1.0595 | 0 | 1.0976 | 0 | 0 | 19.7013 | 0 | 0 | 0 | 0 | 0 | 0 | 0 | 0 | 0 | 0 | 0 | 0 | 0
2 | 5 | 20 | 1 | 1.7931 | 0 | 2.4469 | 0 | 0 | 0 | 0.0012057 | 1.4675 | 0 | 0 | 3.9592 | 0 | 9.6678 | 0 | 0 | 0 | 0 | 0 | 0 | 0 | 0 | 0 | 0 | 0 | 0 | 0 | 0.45131 | 0 | 0.88038 | 15.9184 | 0 | 0 | 0.42 | 1.0519 | 0 | 0.99108 | 0 | 0 | 19.7131 | 0 | 0 | 0 | 0 | 0 | 0 | 0 | 0 | 0 | 0 | 0 | 0 | 0
2 | 5 | 21 | 1 | 1.7931 | 0 | 2.4469 | 0 | 0 | 0 | 0.0012057 | 1.4747 | 0 | 0 | 3.9591 | 0 | 9.6751 | 0 | 0 | 0 | 0 | 0 | 0 | 0 | 0 | 0 | 0 | 0 | 0 | 0 | 0.45131 | 0 | 1.1038 | 15.9382 | 0 | 0 | 0.3675 | 1.0548 | 0 | 1.337 | 0 | 0 | 20.2527 | 0 | 0 | 0 | 0 | 0 | 0 | 0 | 0 | 0 | 0 | 0 | 0 | 0
2 | 5 | 22 | 1 | 1.7931 | 0 | 2.4469 | 0 | 0 | 0 | 0.0012057 | 1.4819 | 0 | 0 | 6.6205 | 0 | 12.3437 | 0 | 0 | 0 | 0 | 0 | 0 | 0 | 0 | 0 | 0 | 0 | 0 | 0 | 0.45131 | 0 | 1.2156 | 15.7315 | 0 | 0 | 0.4725 | 1.0668 | 0 | 2.9208 | 0 | 0 | 21.8585 | 0 | 0 | 0 | 0 | 0 | 0 | 0 | 0 | 0 | 0 | 0 | 0 | 0
2 | 5 | 23 | 1 | 1.7931 | 0 | 2.4469 | 0 | 0 | 0 | 0.0012057 | 1.4819 | 0 | 0 | 4.2751 | 0 | 9.9983 | 0 | 0 | 0 | 0 | 0 | 0 | 0 | 0 | 0 | 0 | 0 | 0 | 0 | 0.45131 | 0 | 1.1038 | 14.8768 | 0 | 0 | 0.315 | 1.0702 | 0 | 5.4276 | 0 | 0 | 23.2447 | 0 | 0 | 0 | 0 | 0 | 0 | 0 | 0 | 0 | 0 | 0 | 0 | 0
2 | 5 | 24 | 1 | 1.7931 | 0 | 2.4469 | 0 | 0 | 0 | 0.0012057 | 1.4405 | 0 | 0 | 0.66492 | 0 | 6.3467 | 0 | 0 | 0 | 0 | 0 | 0 | 0 | 0 | 0 | 0 | 0 | 0 | 0 | 0.45131 | 0 | 0.88038 | 14.116 | 0 | 0 | 0.0525 | 1.0699 | 0 | 6.1268 | 0 | 0 | 22.6969 | 0 | 0 | 0 | 0 | 0 | 0 | 0 | 0 | 0 | 0 | 0 | 0 | 0
2 | 6 | 1 | 2 | 1.7931 | 0 | 2.4469 | 0 | 0 | 0 | 0.0012057 | 1.4443 | 0 | 0 | 0.66489 | 0 | 6.3504 | 0 | 0 | 0 | 0 | 0 | 0 | 0 | 0 | 0 | 0 | 0 | 0 | 0 | 0.45131 | 0 | 0.54519 | 14.1863 | 0 | 0 | 0.0525 | 1.0704 | 0 | 6.2708 | 0 | 0 | 22.5765 | 0 | 0 | 0 | 0 | 0 | 0 | 0 | 0 | 0 | 0 | 0 | 0 | 0
2 | 6 | 2 | 2 | 1.7931 | 0 | 2.4469 | 0 | 0 | 0 | 0.0012057 | 1.4599 | 0 | 0 | 0.6649 | 0 | 6.3661 | 0 | 0 | 0 | 0 | 0 | 0 | 0 | 0 | 0 | 0 | 0 | 0 | 0 | 0.45131 | 0 | 0.32173 | 13.8118 | 0 | 0 | 0.0525 | 1.0723 | 0 | 7.8882 | 0 | 0 | 23.5978 | 0 | 0 | 0 | 0 | 0 | 0 | 0 | 0 | 0 | 0 | 0 | 0 | 0
2 | 6 | 3 | 2 | 1.7931 | 0 | 2.4469 | 0 | 0 | 0 | 0.0012057 | 1.4568 | 0 | 0 | 0.66497 | 0 | 6.363 | 0 | 0 | 0 | 0 | 0 | 0 | 0 | 0 | 0 | 0 | 0 | 0 | 0 | 0.45131 | 0 | 0.32173 | 14.2475 | 0 | 0 | 0.0525 | 1.0718 | 0 | 7.2227 | 0 | 0 | 23.3676 | 0 | 0 | 0 | 0 | 0 | 0 | 0 | 0 | 0 | 0 | 0 | 0 | 0
2 | 6 | 4 | 2 | 1.7931 | 0 | 2.4469 | 0 | 0 | 0 | 0.0012057 | 1.4564 | 0 | 0 | 0.66494 | 0 | 6.3626 | 0 | 0 | 0 | 0 | 0 | 0 | 0 | 0 | 0 | 0 | 0 | 0 | 0 | 0.45131 | 0 | 0.32173 | 13.7429 | 0 | 0 | 0.0525 | 1.0716 | 0 | 8.026 | 0 | 0 | 23.666 | 0 | 0 | 0 | 0 | 0 | 0 | 0 | 0 | 0 | 0 | 0 | 0 | 0
2 | 6 | 5 | 2 | 1.7931 | 0 | 2.4469 | 0 | 0 | 0 | 0.0012057 | 1.4645 | 0 | 0 | 0.66492 | 0 | 6.3707 | 0 | 0 | 0 | 0 | 0 | 0 | 0 | 0 | 0 | 0 | 0 | 0 | 0 | 0.45131 | 0 | 0.32173 | 13.7826 | 0 | 0 | 0.0525 | 1.072 | 0 | 8.3901 | 0 | 0 | 24.0702 | 0 | 0 | 0 | 0 | 0 | 0 | 0 | 0 | 0 | 0 | 0 | 0 | 0
2 | 6 | 6 | 2 | 1.7931 | 0 | 2.4469 | 0 | 0 | 0 | 0.0012057 | 1.4739 | 0 | 0 | 0.66493 | 0 | 6.38 | 0 | 0 | 0 | 0 | 0 | 0 | 0 | 0 | 0 | 0 | 0 | 0 | 0 | 0.45131 | 0 | 0.32173 | 14.3129 | 0 | 0 | 0.0525 | 1.0734 | 0 | 8.4366 | 0 | 0 | 24.6485 | 0 | 0 | 0 | 0 | 0 | 0 | 0 | 0 | 0 | 0 | 0 | 0 | 0
2 | 6 | 7 | 2 | 1.7931 | 0 | 2.4469 | 0 | 0 | 0 | 0.0012057 | 1.4759 | 0 | 0 | 3.7786 | 0 | 9.4957 | 0 | 0 | 0 | 0 | 0 | 0 | 0 | 0 | 0 | 0 | 0 | 0 | 0 | 0.45131 | 0 | 0.54519 | 14.2686 | 0 | 0 | 0.315 | 1.0736 | 0 | 8.9045 | 0 | 0 | 25.5582 | 0 | 0 | 0 | 0 | 0 | 0 | 0 | 0 | 0 | 0 | 0 | 0 | 0
2 | 6 | 8 | 2 | 1.7931 | 0 | 2.4469 | 0 | 0 | 0 | 0.0012057 | 1.4819 | 0 | 0 | 6.2694 | 0 | 11.9926 | 0 | 0 | 0 | 0 | 0 | 0 | 0 | 0 | 0 | 0 | 0 | 0 | 0 | 0.45131 | 0 | 0.71279 | 14.7576 | 0 | 0 | 0.525 | 1.0728 | 0 | 8.2347 | 0 | 0 | 25.7542 | 0 | 0 | 0 | 0 | 0 | 0 | 0 | 0 | 0 | 0 | 0 | 0 | 0
2 | 6 | 9 | 2 | 1.7931 | 0 | 13.5789 | 0 | 0 | 0 | 0.0012057 | 1.4645 | 0 | 0 | 3.9592 | 0 | 20.7969 | 0 | 0 | 0 | 0 | 0 | 0 | 0 | 0 | 0 | 0 | 0 | 0 | 0 | 0.45131 | 0 | 0.71279 | 15.4872 | 0 | 0 | 0.42 | 1.0707 | 0 | 5.9983 | 0 | 0 | 24.1403 | 0 | 0 | 0 | 0 | 0 | 0 | 0 | 0 | 0 | 0 | 0 | 0 | 0
2 | 6 | 10 | 2 | 1.7931 | 0 | 13.5789 | 0 | 0 | 0 | 0.0012057 | 1.4218 | 0 | 0 | 4.8307 | 0 | 21.6258 | 0 | 0 | 0 | 0 | 0 | 0 | 0 | 0 | 0 | 0 | 0 | 0 | 0 | 0.45131 | 0 | 0.71279 | 15.6421 | 0 | 0 | 0.315 | 1.0667 | 0 | 3.7752 | 0 | 0 | 21.9631 | 0 | 0 | 0 | 0 | 0 | 0 | 0 | 0 | 0 | 0 | 0 | 0 | 0
2 | 6 | 11 | 2 | 1.7931 | 0 | 13.5789 | 0 | 0 | 0 | 0.0012057 | 1.3615 | 0 | 0 | 3.7784 | 0 | 20.5132 | 0 | 0 | 0 | 0 | 0 | 0 | 0 | 0 | 0 | 0 | 0 | 0 | 0 | 0.45131 | 0 | 0.71279 | 15.7827 | 0 | 0 | 0.315 | 1.0415 | 0 | 1.263 | 0 | 0 | 19.5663 | 0 | 0 | 0 | 0 | 0 | 0 | 0 | 0 | 0 | 0 | 0 | 0 | 0
2 | 6 | 12 | 2 | 1.7931 | 0 | 13.5789 | 0 | 0 | 0 | 0.0012057 | 1.3956 | 0 | 0 | 3.9592 | 0 | 20.7279 | 0 | 0 | 0 | 0 | 0 | 0 | 0 | 0 | 0 | 0 | 0 | 0 | 0 | 0.45131 | 0 | 0.54519 | 16.0822 | 0 | 0 | 0.3675 | 1.0503 | 0 | 1.2783 | 0 | 0 | 19.7748 | 0 | 0 | 0 | 0 | 0 | 0 | 0 | 0 | 0 | 0 | 0 | 0 | 0
2 | 6 | 13 | 2 | 1.7931 | 0 | 8.6313 | 0 | 0 | 0 | 0.0012057 | 1.4272 | 0 | 0 | 3.9592 | 0 | 15.812 | 0 | 0 | 0 | 0 | 0 | 0 | 0 | 0 | 0 | 0 | 0 | 0 | 0 | 0.45131 | 0 | 0.54519 | 16.5278 | 0 | 0 | 0.42 | 1.0545 | 0 | 1.2217 | 0 | 0 | 20.2205 | 0 | 0 | 0 | 0 | 0 | 0 | 0 | 0 | 0 | 0 | 0 | 0 | 0
2 | 6 | 14 | 2 | 1.7931 | 0 | 13.5789 | 0 | 0 | 0 | 0.0012057 | 1.4092 | 0 | 0 | 5.8851 | 0 | 22.6674 | 0 | 0 | 0 | 0 | 0 | 0 | 0 | 0 | 0 | 0 | 0 | 0 | 0 | 0.45131 | 0 | 0.54519 | 16.4961 | 0 | 0 | 0.3675 | 1.0489 | 0 | 0.91019 | 0 | 0 | 19.8192 | 0 | 0 | 0 | 0 | 0 | 0 | 0 | 0 | 0 | 0 | 0 | 0 | 0
2 | 6 | 15 | 2 | 1.7931 | 0 | 13.5789 | 0 | 0 | 0 | 0.0012057 | 1.4385 | 0 | 0 | 3.9592 | 0 | 20.7709 | 0 | 0 | 0 | 0 | 0 | 0 | 0 | 0 | 0 | 0 | 0 | 0 | 0 | 0.45131 | 0 | 0.54519 | 16.881 | 0 | 0 | 0.3675 | 1.0431 | 0 | 0.66631 | 0 | 0 | 19.9545 | 0 | 0 | 0 | 0 | 0 | 0 | 0 | 0 | 0 | 0 | 0 | 0 | 0
2 | 6 | 16 | 2 | 1.7931 | 0 | 13.5789 | 0 | 0 | 0 | 0.0012057 | 1.4557 | 0 | 0 | 4.2153 | 0 | 21.0442 | 0 | 0 | 0 | 0 | 0 | 0 | 0 | 0 | 0 | 0 | 0 | 0 | 0 | 0.45131 | 0 | 0.54519 | 17.1161 | 0 | 0 | 0.315 | 1.0455 | 0 | 0.70746 | 0 | 0 | 20.1806 | 0 | 0 | 0 | 0 | 0 | 0 | 0 | 0 | 0 | 0 | 0 | 0 | 0
2 | 6 | 17 | 2 | 1.7931 | 0 | 13.5789 | 0 | 0 | 0 | 0.0012057 | 1.4715 | 0 | 0 | 3.7785 | 0 | 20.6232 | 0 | 0 | 0 | 0 | 0 | 0 | 0 | 0 | 0 | 0 | 0 | 0 | 0 | 0.45131 | 0 | 0.54519 | 17.6096 | 0 | 0 | 0.315 | 1.0562 | 0 | 1.0337 | 0 | 0 | 21.0111 | 0 | 0 | 0 | 0 | 0 | 0 | 0 | 0 | 0 | 0 | 0 | 0 | 0
2 | 6 | 18 | 2 | 1.7931 | 0 | 13.5789 | 0 | 0 | 0 | 0.0012057 | 1.4622 | 0 | 0 | 6.2694 | 0 | 23.1048 | 0 | 0 | 0 | 0 | 0 | 0 | 0 | 0 | 0 | 0 | 0 | 0 | 0 | 0.45131 | 0 | 0.54519 | 17.2025 | 0 | 0 | 0.525 | 1.054 | 0 | 2.9984 | 0 | 0 | 22.7764 | 0 | 0 | 0 | 0 | 0 | 0 | 0 | 0 | 0 | 0 | 0 | 0 | 0
2 | 6 | 19 | 2 | 1.7931 | 0 | 9.8682 | 0 | 0 | 0 | 0.0012057 | 1.4605 | 0 | 0 | 6.2693 | 0 | 19.3924 | 0 | 0 | 0 | 0 | 0 | 0 | 0 | 0 | 0 | 0 | 0 | 0 | 0 | 0.45131 | 0 | 0.54519 | 17.0887 | 0 | 0 | 0.525 | 1.0455 | 0 | 1.7453 | 0 | 0 | 21.401 | 0 | 0 | 0 | 0 | 0 | 0 | 0 | 0 | 0 | 0 | 0 | 0 | 0
2 | 6 | 20 | 2 | 1.7931 | 0 | 2.4469 | 0 | 0 | 0 | 0.0012057 | 1.4795 | 0 | 0 | 3.9592 | 0 | 9.6799 | 0 | 0 | 0 | 0 | 0 | 0 | 0 | 0 | 0 | 0 | 0 | 0 | 0 | 0.45131 | 0 | 0.88038 | 17.417 | 0 | 0 | 0.42 | 1.0511 | 0 | 1.2242 | 0 | 0 | 21.444 | 0 | 0 | 0 | 0 | 0 | 0 | 0 | 0 | 0 | 0 | 0 | 0 | 0
2 | 6 | 21 | 2 | 1.7931 | 0 | 2.4469 | 0 | 0 | 0 | 0.0012057 | 1.4778 | 0 | 0 | 3.9592 | 0 | 9.6782 | 0 | 0 | 0 | 0 | 0 | 0 | 0 | 0 | 0 | 0 | 0 | 0 | 0 | 0.45131 | 0 | 1.1038 | 17.6293 | 0 | 0 | 0.3675 | 1.0442 | 0 | 1.126 | 0 | 0 | 21.7221 | 0 | 0 | 0 | 0 | 0 | 0 | 0 | 0 | 0 | 0 | 0 | 0 | 0
2 | 6 | 22 | 2 | 1.7931 | 0 | 2.4469 | 0 | 0 | 0 | 0.0012057 | 1.4811 | 0 | 0 | 6.6206 | 0 | 12.3429 | 0 | 0 | 0 | 0 | 0 | 0 | 0 | 0 | 0 | 0 | 0 | 0 | 0 | 0.45131 | 0 | 1.2156 | 17.5476 | 0 | 0 | 0.4725 | 1.0495 | 0 | 1.4601 | 0 | 0 | 22.1966 | 0 | 0 | 0 | 0 | 0 | 0 | 0 | 0 | 0 | 0 | 0 | 0 | 0
2 | 6 | 23 | 2 | 1.7931 | 0 | 2.4469 | 0 | 0 | 0 | 0.0012057 | 1.4819 | 0 | 0 | 4.2751 | 0 | 9.9983 | 0 | 0 | 0 | 0 | 0 | 0 | 0 | 0 | 0 | 0 | 0 | 0 | 0 | 0.45131 | 0 | 1.1038 | 17.7052 | 0 | 0 | 0.315 | 1.0592 | 0 | 1.9301 | 0 | 0 | 22.5647 | 0 | 0 | 0 | 0 | 0 | 0 | 0 | 0 | 0 | 0 | 0 | 0 | 0
2 | 6 | 24 | 2 | 1.7931 | 0 | 2.4469 | 0 | 0 | 0 | 0.0012057 | 1.4499 | 0 | 0 | 0.66492 | 0 | 6.356 | 0 | 0 | 0 | 0 | 0 | 0 | 0 | 0 | 0 | 0 | 0 | 0 | 0 | 0.45131 | 0 | 0.88038 | 17.5715 | 0 | 0 | 0.0525 | 1.0648 | 0 | 2.2463 | 0 | 0 | 22.2669 | 0 | 0 | 0 | 0 | 0 | 0 | 0 | 0 | 0 | 0 | 0 | 0 | 0
2 | 7 | 1 | 3 | 1.7931 | 0 | 2.4469 | 0 | 0 | 0 | 0.0012057 | 1.4599 | 0 | 0 | 0.66496 | 0 | 6.366 | 0 | 0 | 0 | 0 | 0 | 0 | 0 | 0 | 0 | 0 | 0 | 0 | 0 | 0.45131 | 0 | 0.54519 | 17.5331 | 0 | 0 | 0.0525 | 1.0673 | 0 | 3.0786 | 0 | 0 | 22.7281 | 0 | 0 | 0 | 0 | 0 | 0 | 0 | 0 | 0 | 0 | 0 | 0 | 0
2 | 7 | 2 | 3 | 1.7931 | 0 | 2.4469 | 0 | 0 | 0 | 0.0012057 | 1.4466 | 0 | 0 | 0.66511 | 0 | 6.3529 | 0 | 0 | 0 | 0 | 0 | 0 | 0 | 0 | 0 | 0 | 0 | 0 | 0 | 0.45131 | 0 | 0.32173 | 17.415 | 0 | 0 | 0.0525 | 1.0665 | 0 | 2.884 | 0 | 0 | 22.191 | 0 | 0 | 0 | 0 | 0 | 0 | 0 | 0 | 0 | 0 | 0 | 0 | 0
2 | 7 | 3 | 3 | 1.7931 | 0 | 2.4469 | 0 | 0 | 0 | 0.0012057 | 1.4483 | 0 | 0 | 0.66506 | 0 | 6.3546 | 0 | 0 | 0 | 0 | 0 | 0 | 0 | 0 | 0 | 0 | 0 | 0 | 0 | 0.45131 | 0 | 0.32173 | 17.3949 | 0 | 0 | 0.0525 | 1.0662 | 0 | 2.7393 | 0 | 0 | 22.026 | 0 | 0 | 0 | 0 | 0 | 0 | 0 | 0 | 0 | 0 | 0 | 0 | 0
2 | 7 | 4 | 3 | 1.7931 | 0 | 2.4469 | 0 | 0 | 0 | 0.0012057 | 1.4502 | 0 | 0 | 0.66505 | 0 | 6.3564 | 0 | 0 | 0 | 0 | 0 | 0 | 0 | 0 | 0 | 0 | 0 | 0 | 0 | 0.45131 | 0 | 0.32173 | 17.3799 | 0 | 0 | 0.0525 | 1.0662 | 0 | 3.1452 | 0 | 0 | 22.4168 | 0 | 0 | 0 | 0 | 0 | 0 | 0 | 0 | 0 | 0 | 0 | 0 | 0
2 | 7 | 5 | 3 | 1.7931 | 0 | 2.4469 | 0 | 0 | 0 | 0.0012057 | 1.4487 | 0 | 0 | 0.66506 | 0 | 6.355 | 0 | 0 | 0 | 0 | 0 | 0 | 0 | 0 | 0 | 0 | 0 | 0 | 0 | 0.45131 | 0 | 0.32173 | 17.3898 | 0 | 0 | 0.0525 | 1.066 | 0 | 3.1797 | 0 | 0 | 22.461 | 0 | 0 | 0 | 0 | 0 | 0 | 0 | 0 | 0 | 0 | 0 | 0 | 0
2 | 7 | 6 | 3 | 1.7931 | 0 | 2.4469 | 0 | 0 | 0 | 0.0012057 | 1.444 | 0 | 0 | 0.66504 | 0 | 6.3503 | 0 | 0 | 0 | 0 | 0 | 0 | 0 | 0 | 0 | 0 | 0 | 0 | 0 | 0.45131 | 0 | 0.32173 | 17.3289 | 0 | 0 | 0.0525 | 1.0654 | 0 | 2.9964 | 0 | 0 | 22.2163 | 0 | 0 | 0 | 0 | 0 | 0 | 0 | 0 | 0 | 0 | 0 | 0 | 0
2 | 7 | 7 | 3 | 1.7931 | 0 | 2.4469 | 0 | 0 | 0 | 0.0012057 | 1.4539 | 0 | 0 | 3.7785 | 0 | 9.4737 | 0 | 0 | 0 | 0 | 0 | 0 | 0 | 0 | 0 | 0 | 0 | 0 | 0 | 0.45131 | 0 | 0.54519 | 17.3367 | 0 | 0 | 0.315 | 1.0655 | 0 | 3.7716 | 0 | 0 | 23.4853 | 0 | 0 | 0 | 0 | 0 | 0 | 0 | 0 | 0 | 0 | 0 | 0 | 0
2 | 7 | 8 | 3 | 1.7931 | 0 | 2.4469 | 0 | 0 | 0 | 0.0012057 | 1.4813 | 0 | 0 | 6.2693 | 0 | 11.9919 | 0 | 0 | 0 | 0 | 0 | 0 | 0 | 0 | 0 | 0 | 0 | 0 | 0 | 0.45131 | 0 | 0.71279 | 18.0839 | 0 | 0 | 0.525 | 1.0472 | 0 | 1.7581 | 0 | 0 | 22.5784 | 0 | 0 | 0 | 0 | 0 | 0 | 0 | 0 | 0 | 0 | 0 | 0 | 0
2 | 7 | 9 | 3 | 1.7931 | 0 | 13.5789 | 0 | 0 | 0 | 0.0012057 | 1.457 | 0 | 0 | 3.9592 | 0 | 20.7894 | 0 | 0 | 0 | 0 | 0 | 0 | 0 | 0 | 0 | 0 | 0 | 0 | 0 | 0.45131 | 0 | 0.71279 | 17.9486 | 0 | 0 | 0.42 | 1.0524 | 0 | 1.2836 | 0 | 0 | 21.8687 | 0 | 0 | 0 | 0 | 0 | 0 | 0 | 0 | 0 | 0 | 0 | 0 | 0
2 | 7 | 10 | 3 | 1.7931 | 0 | 13.5789 | 0 | 0 | 0 | 0.0012057 | 1.4065 | 0 | 0 | 4.8307 | 0 | 21.6104 | 0 | 0 | 0 | 0 | 0 | 0 | 0 | 0 | 0 | 0 | 0 | 0 | 0 | 0.45131 | 0 | 0.71279 | 17.306 | 0 | 0 | 0.315 | 1.0411 | 0 | 0.67429 | 0 | 0 | 20.5005 | 0 | 0 | 0 | 0 | 0 | 0 | 0 | 0 | 0 | 0 | 0 | 0 | 0
2 | 7 | 11 | 3 | 1.7931 | 0 | 13.5789 | 0 | 0 | 0 | 0.0012057 | 1.3542 | 0 | 0 | 3.7785 | 0 | 20.5059 | 0 | 0 | 0 | 0 | 0 | 0 | 0 | 0 | 0 | 0 | 0 | 0 | 0 | 0.45131 | 0 | 0.71279 | 16.4126 | 0 | 0 | 0.315 | 1.0133 | 0 | 0.36886 | 0 | 0 | 19.2739 | 0 | 0 | 0 | 0 | 0 | 0 | 0 | 0 | 0 | 0 | 0 | 0 | 0
2 | 7 | 12 | 3 | 1.7931 | 0 | 13.5789 | 0 | 0 | 0 | 0.0012057 | 1.2821 | 0 | 0 | 3.9592 | 0 | 20.6145 | 0 | 0 | 0 | 0 | 0 | 0 | 0 | 0 | 0 | 0 | 0 | 0 | 0 | 0.45131 | 0 | 0.54519 | 15.1988 | 0 | 0 | 0.3675 | 0.98765 | 0 | 0.33353 | 0 | 0 | 17.884 | 0 | 0 | 0 | 0 | 0 | 0 | 0 | 0 | 0 | 0 | 0 | 0 | 0
2 | 7 | 13 | 3 | 1.7931 | 0 | 8.6313 | 0 | 0 | 0 | 0.0012057 | 1.3388 | 0 | 0 | 3.9592 | 0 | 15.7236 | 0 | 0 | 0 | 0 | 0 | 0 | 0 | 0 | 0 | 0 | 0 | 0 | 0 | 0.45131 | 0 | 0.54519 | 15.5628 | 0 | 0 | 0.42 | 0.99713 | 0 | 0.3317 | 0 | 0 | 18.3081 | 0 | 0 | 0 | 0 | 0 | 0 | 0 | 0 | 0 | 0 | 0 | 0 | 0
2 | 7 | 14 | 3 | 1.7931 | 0 | 13.5789 | 0 | 0 | 0 | 0.0012057 | 1.3432 | 0 | 0 | 5.885 | 0 | 22.6015 | 0 | 0 | 0 | 0 | 0 | 0 | 0 | 0 | 0 | 0 | 0 | 0 | 0 | 0.45131 | 0 | 0.54519 | 15.6619 | 0 | 0 | 0.3675 | 1.0054 | 0 | 0.33753 | 0 | 0 | 18.3688 | 0 | 0 | 0 | 0 | 0 | 0 | 0 | 0 | 0 | 0 | 0 | 0 | 0
2 | 7 | 15 | 3 | 1.7931 | 0 | 13.5789 | 0 | 0 | 0 | 0.0012057 | 1.2921 | 0 | 0 | 3.9592 | 0 | 20.6244 | 0 | 0 | 0 | 0 | 0 | 0 | 0 | 0 | 0 | 0 | 0 | 0 | 0 | 0.45131 | 0 | 0.54519 | 15.0566 | 0 | 0 | 0.3675 | 1.0038 | 0 | 0.28229 | 0 | 0 | 17.7066 | 0 | 0 | 0 | 0 | 0 | 0 | 0 | 0 | 0 | 0 | 0 | 0 | 0
2 | 7 | 16 | 3 | 1.7931 | 0 | 13.5789 | 0 | 0 | 0 | 0.0012057 | 1.3199 | 0 | 0 | 4.2153 | 0 | 20.9084 | 0 | 0 | 0 | 0 | 0 | 0 | 0 | 0 | 0 | 0 | 0 | 0 | 0 | 0.45131 | 0 | 0.54519 | 15.1725 | 0 | 0 | 0.315 | 1.0051 | 0 | 0.28203 | 0 | 0 | 17.7712 | 0 | 0 | 0 | 0 | 0 | 0 | 0 | 0 | 0 | 0 | 0 | 0 | 0
2 | 7 | 17 | 3 | 1.7931 | 0 | 13.5789 | 0 | 0 | 0 | 0.0012057 | 1.3604 | 0 | 0 | 3.7785 | 0 | 20.5121 | 0 | 0 | 0 | 0 | 0 | 0 | 0 | 0 | 0 | 0 | 0 | 0 | 0 | 0.45131 | 0 | 0.54519 | 15.6009 | 0 | 0 | 0.315 | 1.0099 | 0 | 0.3043 | 0 | 0 | 18.2266 | 0 | 0 | 0 | 0 | 0 | 0 | 0 | 0 | 0 | 0 | 0 | 0 | 0
2 | 7 | 18 | 3 | 1.7931 | 0 | 13.5789 | 0 | 0 | 0 | 0.0012057 | 1.3886 | 0 | 0 | 6.2693 | 0 | 23.0311 | 0 | 0 | 0 | 0 | 0 | 0 | 0 | 0 | 0 | 0 | 0 | 0 | 0 | 0.45131 | 0 | 0.54519 | 15.9981 | 0 | 0 | 0.525 | 1.0156 | 0 | 0.33096 | 0 | 0 | 18.8662 | 0 | 0 | 0 | 0 | 0 | 0 | 0 | 0 | 0 | 0 | 0 | 0 | 0
2 | 7 | 19 | 3 | 1.7931 | 0 | 9.8682 | 0 | 0 | 0 | 0.0012057 | 1.4198 | 0 | 0 | 6.2693 | 0 | 19.3517 | 0 | 0 | 0 | 0 | 0 | 0 | 0 | 0 | 0 | 0 | 0 | 0 | 0 | 0.45131 | 0 | 0.54519 | 16.3614 | 0 | 0 | 0.525 | 1.0193 | 0 | 0.34558 | 0 | 0 | 19.2478 | 0 | 0 | 0 | 0 | 0 | 0 | 0 | 0 | 0 | 0 | 0 | 0 | 0
2 | 7 | 20 | 3 | 1.7931 | 0 | 2.4469 | 0 | 0 | 0 | 0.0012057 | 1.4475 | 0 | 0 | 3.9592 | 0 | 9.6479 | 0 | 0 | 0 | 0 | 0 | 0 | 0 | 0 | 0 | 0 | 0 | 0 | 0 | 0.45131 | 0 | 0.88038 | 16.6841 | 0 | 0 | 0.42 | 1.0124 | 0 | 0.29552 | 0 | 0 | 19.7437 | 0 | 0 | 0 | 0 | 0 | 0 | 0 | 0 | 0 | 0 | 0 | 0 | 0
2 | 7 | 21 | 3 | 1.7931 | 0 | 2.4469 | 0 | 0 | 0 | 0.0012057 | 1.4634 | 0 | 0 | 3.9592 | 0 | 9.6638 | 0 | 0 | 0 | 0 | 0 | 0 | 0 | 0 | 0 | 0 | 0 | 0 | 0 | 0.45131 | 0 | 1.1038 | 17.1564 | 0 | 0 | 0.3675 | 1.0225 | 0 | 0.33392 | 0 | 0 | 20.4355 | 0 | 0 | 0 | 0 | 0 | 0 | 0 | 0 | 0 | 0 | 0 | 0 | 0
2 | 7 | 22 | 3 | 1.7931 | 0 | 2.4469 | 0 | 0 | 0 | 0.0012057 | 1.459 | 0 | 0 | 6.6206 | 0 | 12.3208 | 0 | 0 | 0 | 0 | 0 | 0 | 0 | 0 | 0 | 0 | 0 | 0 | 0 | 0.45131 | 0 | 1.2156 | 17.1467 | 0 | 0 | 0.4725 | 1.0138 | 0 | 0.2858 | 0 | 0 | 20.5857 | 0 | 0 | 0 | 0 | 0 | 0 | 0 | 0 | 0 | 0 | 0 | 0 | 0
2 | 7 | 23 | 3 | 1.7931 | 0 | 2.4469 | 0 | 0 | 0 | 0.0012057 | 1.4512 | 0 | 0 | 4.2751 | 0 | 9.9676 | 0 | 0 | 0 | 0 | 0 | 0 | 0 | 0 | 0 | 0 | 0 | 0 | 0 | 0.45131 | 0 | 1.1038 | 16.9909 | 0 | 0 | 0.315 | 1.0063 | 0 | 0.23963 | 0 | 0 | 20.1069 | 0 | 0 | 0 | 0 | 0 | 0 | 0 | 0 | 0 | 0 | 0 | 0 | 0
2 | 7 | 24 | 3 | 1.7931 | 0 | 2.4469 | 0 | 0 | 0 | 0.0012057 | 1.2907 | 0 | 0 | 0.66487 | 0 | 6.1968 | 0 | 0 | 0 | 0 | 0 | 0 | 0 | 0 | 0 | 0 | 0 | 0 | 0 | 0.45131 | 0 | 0.88038 | 15.6356 | 0 | 0 | 0.0525 | 1.0021 | 0 | 0.22286 | 0 | 0 | 18.2448 | 0 | 0 | 0 | 0 | 0 | 0 | 0 | 0 | 0 | 0 | 0 | 0 | 0
2 | 8 | 1 | 4 | 1.7931 | 0 | 2.4469 | 0 | 0 | 0 | 0.0012057 | 1.2994 | 0 | 0 | 0.66486 | 0 | 6.2055 | 0 | 0 | 0 | 0 | 0 | 0 | 0 | 0 | 0 | 0 | 0 | 0 | 0 | 0.45131 | 0 | 0.54519 | 15.8948 | 0 | 0 | 0.0525 | 1.0082 | 0 | 0.25871 | 0 | 0 | 18.2107 | 0 | 0 | 0 | 0 | 0 | 0 | 0 | 0 | 0 | 0 | 0 | 0 | 0
2 | 8 | 2 | 4 | 1.7931 | 0 | 2.4469 | 0 | 0 | 0 | 0.0012057 | 1.2924 | 0 | 0 | 0.66488 | 0 | 6.1985 | 0 | 0 | 0 | 0 | 0 | 0 | 0 | 0 | 0 | 0 | 0 | 0 | 0 | 0.45131 | 0 | 0.32173 | 15.8356 | 0 | 0 | 0.0525 | 1.0052 | 0 | 0.24203 | 0 | 0 | 17.9083 | 0 | 0 | 0 | 0 | 0 | 0 | 0 | 0 | 0 | 0 | 0 | 0 | 0
2 | 8 | 3 | 4 | 1.7931 | 0 | 2.4469 | 0 | 0 | 0 | 0.0012057 | 1.2846 | 0 | 0 | 0.66488 | 0 | 6.1907 | 0 | 0 | 0 | 0 | 0 | 0 | 0 | 0 | 0 | 0 | 0 | 0 | 0 | 0.45131 | 0 | 0.32173 | 15.6741 | 0 | 0 | 0.0525 | 1.0059 | 0 | 0.26373 | 0 | 0 | 17.7693 | 0 | 0 | 0 | 0 | 0 | 0 | 0 | 0 | 0 | 0 | 0 | 0 | 0
2 | 8 | 4 | 4 | 1.7931 | 0 | 2.4469 | 0 | 0 | 0 | 0.0012057 | 1.33 | 0 | 0 | 0.66487 | 0 | 6.2361 | 0 | 0 | 0 | 0 | 0 | 0 | 0 | 0 | 0 | 0 | 0 | 0 | 0 | 0.45131 | 0 | 0.32173 | 16.1978 | 0 | 0 | 0.0525 | 1.0204 | 0 | 0.32787 | 0 | 0 | 18.3716 | 0 | 0 | 0 | 0 | 0 | 0 | 0 | 0 | 0 | 0 | 0 | 0 | 0
2 | 8 | 5 | 4 | 1.7931 | 0 | 2.4469 | 0 | 0 | 0 | 0.0012057 | 1.3223 | 0 | 0 | 0.66491 | 0 | 6.2284 | 0 | 0 | 0 | 0 | 0 | 0 | 0 | 0 | 0 | 0 | 0 | 0 | 0 | 0.45131 | 0 | 0.32173 | 16.1923 | 0 | 0 | 0.0525 | 1.0182 | 0 | 0.32692 | 0 | 0 | 18.363 | 0 | 0 | 0 | 0 | 0 | 0 | 0 | 0 | 0 | 0 | 0 | 0 | 0
2 | 8 | 6 | 4 | 1.7931 | 0 | 2.4469 | 0 | 0 | 0 | 0.0012057 | 1.335 | 0 | 0 | 0.66489 | 0 | 6.2411 | 0 | 0 | 0 | 0 | 0 | 0 | 0 | 0 | 0 | 0 | 0 | 0 | 0 | 0.45131 | 0 | 0.32173 | 16.2873 | 0 | 0 | 0.0525 | 1.0247 | 0 | 0.35901 | 0 | 0 | 18.4966 | 0 | 0 | 0 | 0 | 0 | 0 | 0 | 0 | 0 | 0 | 0 | 0 | 0
2 | 8 | 7 | 4 | 1.7931 | 0 | 2.4469 | 0 | 0 | 0 | 0.0012057 | 1.3629 | 0 | 0 | 3.7784 | 0 | 9.3826 | 0 | 0 | 0 | 0 | 0 | 0 | 0 | 0 | 0 | 0 | 0 | 0 | 0 | 0.45131 | 0 | 0.54519 | 16.5264 | 0 | 0 | 0.315 | 1.0299 | 0 | 0.41306 | 0 | 0 | 19.2809 | 0 | 0 | 0 | 0 | 0 | 0 | 0 | 0 | 0 | 0 | 0 | 0 | 0
2 | 8 | 8 | 4 | 1.7931 | 0 | 2.4469 | 0 | 0 | 0 | 0.0012057 | 1.4706 | 0 | 0 | 6.2693 | 0 | 11.9811 | 0 | 0 | 0 | 0 | 0 | 0 | 0 | 0 | 0 | 0 | 0 | 0 | 0 | 0.45131 | 0 | 0.71279 | 17.5302 | 0 | 0 | 0.525 | 1.0253 | 0 | 0.3611 | 0 | 0 | 20.6057 | 0 | 0 | 0 | 0 | 0 | 0 | 0 | 0 | 0 | 0 | 0 | 0 | 0
2 | 8 | 9 | 4 | 1.7931 | 0 | 13.5789 | 0 | 0 | 0 | 0.0012057 | 1.4108 | 0 | 0 | 3.9592 | 0 | 20.7431 | 0 | 0 | 0 | 0 | 0 | 0 | 0 | 0 | 0 | 0 | 0 | 0 | 0 | 0.45131 | 0 | 0.71279 | 16.7375 | 0 | 0 | 0.42 | 1.0243 | 0 | 0.37218 | 0 | 0 | 19.7181 | 0 | 0 | 0 | 0 | 0 | 0 | 0 | 0 | 0 | 0 | 0 | 0 | 0
2 | 8 | 10 | 4 | 1.7931 | 0 | 13.5789 | 0 | 0 | 0 | 0.0012057 | 1.3337 | 0 | 0 | 4.8306 | 0 | 21.5375 | 0 | 0 | 0 | 0 | 0 | 0 | 0 | 0 | 0 | 0 | 0 | 0 | 0 | 0.45131 | 0 | 0.71279 | 15.6307 | 0 | 0 | 0.315 | 1.0117 | 0 | 0.33315 | 0 | 0 | 18.4547 | 0 | 0 | 0 | 0 | 0 | 0 | 0 | 0 | 0 | 0 | 0 | 0 | 0
2 | 8 | 11 | 4 | 1.7931 | 0 | 13.5789 | 0 | 0 | 0 | 0.0012057 | 1.2347 | 0 | 0 | 3.7784 | 0 | 20.3863 | 0 | 0 | 0 | 0 | 0 | 0 | 0 | 0 | 0 | 0 | 0 | 0 | 0 | 0.45131 | 0 | 0.71279 | 14.2584 | 0 | 0 | 0.315 | 0.98586 | 0 | 0.27504 | 0 | 0 | 16.9984 | 0 | 0 | 0 | 0 | 0 | 0 | 0 | 0 | 0 | 0 | 0 | 0 | 0
2 | 8 | 12 | 4 | 1.7931 | 0 | 13.5789 | 0 | 0 | 0 | 0.0012057 | 1.1652 | 0 | 0 | 3.9591 | 0 | 20.4975 | 0 | 0 | 0 | 0 | 0 | 0 | 0 | 0 | 0 | 0 | 0 | 0 | 0 | 0.45131 | 0 | 0.54519 | 13.4462 | 0 | 0 | 0.3675 | 0.97678 | 0 | 0.27325 | 0 | 0 | 16.0603 | 0 | 0 | 0 | 0 | 0 | 0 | 0 | 0 | 0 | 0 | 0 | 0 | 0
2 | 8 | 13 | 4 | 1.7931 | 0 | 8.6313 | 0 | 0 | 0 | 0.0012057 | 1.1711 | 0 | 0 | 3.9592 | 0 | 15.5559 | 0 | 0 | 0 | 0 | 0 | 0 | 0 | 0 | 0 | 0 | 0 | 0 | 0 | 0.45131 | 0 | 0.54519 | 13.4674 | 0 | 0 | 0.42 | 0.98444 | 0 | 0.29814 | 0 | 0 | 16.1664 | 0 | 0 | 0 | 0 | 0 | 0 | 0 | 0 | 0 | 0 | 0 | 0 | 0
2 | 8 | 14 | 4 | 1.7931 | 0 | 13.5789 | 0 | 0 | 0 | 0.0012057 | 1.142 | 0 | 0 | 5.8851 | 0 | 22.4003 | 0 | 0 | 0 | 0 | 0 | 0 | 0 | 0 | 0 | 0 | 0 | 0 | 0 | 0.45131 | 0 | 0.54519 | 13.3798 | 0 | 0 | 0.3675 | 0.99772 | 0 | 0.32481 | 0 | 0 | 16.0663 | 0 | 0 | 0 | 0 | 0 | 0 | 0 | 0 | 0 | 0 | 0 | 0 | 0
2 | 8 | 15 | 4 | 1.7931 | 0 | 13.5789 | 0 | 0 | 0 | 0.0012057 | 1.1438 | 0 | 0 | 3.9592 | 0 | 20.4762 | 0 | 0 | 0 | 0 | 0 | 0 | 0 | 0 | 0 | 0 | 0 | 0 | 0 | 0.45131 | 0 | 0.54519 | 13.4728 | 0 | 0 | 0.3675 | 1.0077 | 0 | 0.31234 | 0 | 0 | 16.1568 | 0 | 0 | 0 | 0 | 0 | 0 | 0 | 0 | 0 | 0 | 0 | 0 | 0
2 | 8 | 16 | 4 | 1.7931 | 0 | 13.5789 | 0 | 0 | 0 | 0.0012057 | 1.1827 | 0 | 0 | 4.2155 | 0 | 20.7714 | 0 | 0 | 0 | 0 | 0 | 0 | 0 | 0 | 0 | 0 | 0 | 0 | 0 | 0.45131 | 0 | 0.54519 | 13.8791 | 0 | 0 | 0.315 | 1.0108 | 0 | 0.31495 | 0 | 0 | 16.5163 | 0 | 0 | 0 | 0 | 0 | 0 | 0 | 0 | 0 | 0 | 0 | 0 | 0
2 | 8 | 17 | 4 | 1.7931 | 0 | 13.5789 | 0 | 0 | 0 | 0.0012057 | 1.2834 | 0 | 0 | 3.7786 | 0 | 20.4352 | 0 | 0 | 0 | 0 | 0 | 0 | 0 | 0 | 0 | 0 | 0 | 0 | 0 | 0.45131 | 0 | 0.54519 | 14.8548 | 0 | 0 | 0.315 | 1.0203 | 0 | 0.33792 | 0 | 0 | 17.5245 | 0 | 0 | 0 | 0 | 0 | 0 | 0 | 0 | 0 | 0 | 0 | 0 | 0
2 | 8 | 18 | 4 | 1.7931 | 0 | 13.5789 | 0 | 0 | 0 | 0.0012057 | 1.3228 | 0 | 0 | 6.2695 | 0 | 22.9655 | 0 | 0 | 0 | 0 | 0 | 0 | 0 | 0 | 0 | 0 | 0 | 0 | 0 | 0.45131 | 0 | 0.54519 | 15.1321 | 0 | 0 | 0.525 | 1.0141 | 0 | 0.37505 | 0 | 0 | 18.0428 | 0 | 0 | 0 | 0 | 0 | 0 | 0 | 0 | 0 | 0 | 0 | 0 | 0
2 | 8 | 19 | 4 | 1.7931 | 0 | 9.8682 | 0 | 0 | 0 | 0.0012057 | 1.3757 | 0 | 0 | 6.2694 | 0 | 19.3076 | 0 | 0 | 0 | 0 | 0 | 0 | 0 | 0 | 0 | 0 | 0 | 0 | 0 | 0.45131 | 0 | 0.54519 | 15.5962 | 0 | 0 | 0.525 | 1.0169 | 0 | 0.36473 | 0 | 0 | 18.4993 | 0 | 0 | 0 | 0 | 0 | 0 | 0 | 0 | 0 | 0 | 0 | 0 | 0
2 | 8 | 20 | 4 | 1.7931 | 0 | 2.4469 | 0 | 0 | 0 | 0.0012057 | 1.4188 | 0 | 0 | 3.9592 | 0 | 9.6192 | 0 | 0 | 0 | 0 | 0 | 0 | 0 | 0 | 0 | 0 | 0 | 0 | 0 | 0.45131 | 0 | 0.88038 | 16.0039 | 0 | 0 | 0.42 | 1.0119 | 0 | 0.32613 | 0 | 0 | 19.0937 | 0 | 0 | 0 | 0 | 0 | 0 | 0 | 0 | 0 | 0 | 0 | 0 | 0
2 | 8 | 21 | 4 | 1.7931 | 0 | 2.4469 | 0 | 0 | 0 | 0.0012057 | 1.4449 | 0 | 0 | 3.9592 | 0 | 9.6453 | 0 | 0 | 0 | 0 | 0 | 0 | 0 | 0 | 0 | 0 | 0 | 0 | 0 | 0.45131 | 0 | 1.1038 | 16.5414 | 0 | 0 | 0.3675 | 1.0222 | 0 | 0.35856 | 0 | 0 | 19.8448 | 0 | 0 | 0 | 0 | 0 | 0 | 0 | 0 | 0 | 0 | 0 | 0 | 0
2 | 8 | 22 | 4 | 1.7931 | 0 | 2.4469 | 0 | 0 | 0 | 0.0012057 | 1.4561 | 0 | 0 | 6.6206 | 0 | 12.3179 | 0 | 0 | 0 | 0 | 0 | 0 | 0 | 0 | 0 | 0 | 0 | 0 | 0 | 0.45131 | 0 | 1.2156 | 16.9095 | 0 | 0 | 0.4725 | 1.0284 | 0 | 0.38918 | 0 | 0 | 20.4665 | 0 | 0 | 0 | 0 | 0 | 0 | 0 | 0 | 0 | 0 | 0 | 0 | 0
2 | 8 | 23 | 4 | 1.7931 | 0 | 2.4469 | 0 | 0 | 0 | 0.0012057 | 1.4693 | 0 | 0 | 4.2752 | 0 | 9.9857 | 0 | 0 | 0 | 0 | 0 | 0 | 0 | 0 | 0 | 0 | 0 | 0 | 0 | 0.45131 | 0 | 1.1038 | 17.1409 | 0 | 0 | 0.315 | 1.0488 | 0 | 0.8907 | 0 | 0 | 20.9505 | 0 | 0 | 0 | 0 | 0 | 0 | 0 | 0 | 0 | 0 | 0 | 0 | 0
2 | 8 | 24 | 4 | 1.7931 | 0 | 2.4469 | 0 | 0 | 0 | 0.0012057 | 1.3195 | 0 | 0 | 0.66497 | 0 | 6.2257 | 0 | 0 | 0 | 0 | 0 | 0 | 0 | 0 | 0 | 0 | 0 | 0 | 0 | 0.45131 | 0 | 0.88038 | 16.0481 | 0 | 0 | 0.0525 | 1.0382 | 0 | 0.55243 | 0 | 0 | 19.023 | 0 | 0 | 0 | 0 | 0 | 0 | 0 | 0 | 0 | 0 | 0 | 0 | 0
2 | 9 | 1 | 5 | 1.7931 | 0 | 2.4469 | 0 | 0 | 0 | 0.0012057 | 1.3426 | 0 | 0 | 0.66492 | 0 | 6.2488 | 0 | 0 | 0 | 0 | 0 | 0 | 0 | 0 | 0 | 0 | 0 | 0 | 0 | 0.45131 | 0 | 0.54519 | 16.2867 | 0 | 0 | 0.0525 | 1.0509 | 0 | 0.86687 | 0 | 0 | 19.2534 | 0 | 0 | 0 | 0 | 0 | 0 | 0 | 0 | 0 | 0 | 0 | 0 | 0
2 | 9 | 2 | 5 | 1.7931 | 0 | 2.4469 | 0 | 0 | 0 | 0.0012057 | 1.3567 | 0 | 0 | 0.66495 | 0 | 6.2629 | 0 | 0 | 0 | 0 | 0 | 0 | 0 | 0 | 0 | 0 | 0 | 0 | 0 | 0.45131 | 0 | 0.32173 | 16.345 | 0 | 0 | 0.0525 | 1.0586 | 0 | 1.1579 | 0 | 0 | 19.3871 | 0 | 0 | 0 | 0 | 0 | 0 | 0 | 0 | 0 | 0 | 0 | 0 | 0
2 | 9 | 3 | 5 | 1.7931 | 0 | 2.4469 | 0 | 0 | 0 | 0.0012057 | 1.3669 | 0 | 0 | 0.665 | 0 | 6.2731 | 0 | 0 | 0 | 0 | 0 | 0 | 0 | 0 | 0 | 0 | 0 | 0 | 0 | 0.45131 | 0 | 0.32173 | 16.4727 | 0 | 0 | 0.0525 | 1.0591 | 0 | 1.1685 | 0 | 0 | 19.5258 | 0 | 0 | 0 | 0 | 0 | 0 | 0 | 0 | 0 | 0 | 0 | 0 | 0
2 | 9 | 4 | 5 | 1.7931 | 0 | 2.4469 | 0 | 0 | 0 | 0.0012057 | 1.3811 | 0 | 0 | 0.66501 | 0 | 6.2873 | 0 | 0 | 0 | 0 | 0 | 0 | 0 | 0 | 0 | 0 | 0 | 0 | 0 | 0.45131 | 0 | 0.32173 | 16.6497 | 0 | 0 | 0.0525 | 1.0624 | 0 | 1.2465 | 0 | 0 | 19.7842 | 0 | 0 | 0 | 0 | 0 | 0 | 0 | 0 | 0 | 0 | 0 | 0 | 0
2 | 9 | 5 | 5 | 1.7931 | 0 | 2.4469 | 0 | 0 | 0 | 0.0012057 | 1.3733 | 0 | 0 | 0.66504 | 0 | 6.2796 | 0 | 0 | 0 | 0 | 0 | 0 | 0 | 0 | 0 | 0 | 0 | 0 | 0 | 0.45131 | 0 | 0.32173 | 16.7348 | 0 | 0 | 0.0525 | 1.0521 | 0 | 0.90176 | 0 | 0 | 19.5142 | 0 | 0 | 0 | 0 | 0 | 0 | 0 | 0 | 0 | 0 | 0 | 0 | 0
2 | 9 | 6 | 5 | 1.7931 | 0 | 2.4469 | 0 | 0 | 0 | 0.0012057 | 1.3841 | 0 | 0 | 0.66499 | 0 | 6.2903 | 0 | 0 | 0 | 0 | 0 | 0 | 0 | 0 | 0 | 0 | 0 | 0 | 0 | 0.45131 | 0 | 0.32173 | 16.8423 | 0 | 0 | 0.0525 | 1.0552 | 0 | 1.1405 | 0 | 0 | 19.8636 | 0 | 0 | 0 | 0 | 0 | 0 | 0 | 0 | 0 | 0 | 0 | 0 | 0
2 | 9 | 7 | 5 | 1.7931 | 0 | 2.4469 | 0 | 0 | 0 | 0.0012057 | 1.3934 | 0 | 0 | 3.7785 | 0 | 9.4132 | 0 | 0 | 0 | 0 | 0 | 0 | 0 | 0 | 0 | 0 | 0 | 0 | 0 | 0.45131 | 0 | 0.54519 | 16.8064 | 0 | 0 | 0.315 | 1.0542 | 0 | 1.2901 | 0 | 0 | 20.4622 | 0 | 0 | 0 | 0 | 0 | 0 | 0 | 0 | 0 | 0 | 0 | 0 | 0
2 | 9 | 8 | 5 | 1.7931 | 0 | 2.4469 | 0 | 0 | 0 | 0.0012057 | 1.4779 | 0 | 0 | 6.2693 | 0 | 11.9884 | 0 | 0 | 0 | 0 | 0 | 0 | 0 | 0 | 0 | 0 | 0 | 0 | 0 | 0.45131 | 0 | 0.71279 | 17.724 | 0 | 0 | 0.525 | 1.0505 | 0 | 1.1257 | 0 | 0 | 21.5893 | 0 | 0 | 0 | 0 | 0 | 0 | 0 | 0 | 0 | 0 | 0 | 0 | 0
2 | 9 | 9 | 5 | 1.7931 | 0 | 13.5789 | 0 | 0 | 0 | 0.0012057 | 1.4216 | 0 | 0 | 3.9592 | 0 | 20.754 | 0 | 0 | 0 | 0 | 0 | 0 | 0 | 0 | 0 | 0 | 0 | 0 | 0 | 0.45131 | 0 | 0.71279 | 17.1098 | 0 | 0 | 0.42 | 1.0456 | 0 | 0.73892 | 0 | 0 | 20.4785 | 0 | 0 | 0 | 0 | 0 | 0 | 0 | 0 | 0 | 0 | 0 | 0 | 0
2 | 9 | 10 | 5 | 1.7931 | 0 | 13.5789 | 0 | 0 | 0 | 0.0012057 | 1.3406 | 0 | 0 | 4.8307 | 0 | 21.5445 | 0 | 0 | 0 | 0 | 0 | 0 | 0 | 0 | 0 | 0 | 0 | 0 | 0 | 0.45131 | 0 | 0.71279 | 16.1536 | 0 | 0 | 0.315 | 1.0287 | 0 | 0.41906 | 0 | 0 | 19.0805 | 0 | 0 | 0 | 0 | 0 | 0 | 0 | 0 | 0 | 0 | 0 | 0 | 0
2 | 9 | 11 | 5 | 1.7931 | 0 | 13.5789 | 0 | 0 | 0 | 0.0012057 | 1.2478 | 0 | 0 | 3.7785 | 0 | 20.3994 | 0 | 0 | 0 | 0 | 0 | 0 | 0 | 0 | 0 | 0 | 0 | 0 | 0 | 0.45131 | 0 | 0.71279 | 14.9091 | 0 | 0 | 0.315 | 1.0003 | 0 | 0.33088 | 0 | 0 | 17.7194 | 0 | 0 | 0 | 0 | 0 | 0 | 0 | 0 | 0 | 0 | 0 | 0 | 0
2 | 9 | 12 | 5 | 1.7931 | 0 | 13.5789 | 0 | 0 | 0 | 0.0012057 | 1.1405 | 0 | 0 | 3.9592 | 0 | 20.4729 | 0 | 0 | 0 | 0 | 0 | 0 | 0 | 0 | 0 | 0 | 0 | 0 | 0 | 0.45131 | 0 | 0.54519 | 13.393 | 0 | 0 | 0.3675 | 0.96929 | 0 | 0.23364 | 0 | 0 | 15.9599 | 0 | 0 | 0 | 0 | 0 | 0 | 0 | 0 | 0 | 0 | 0 | 0 | 0
2 | 9 | 13 | 5 | 1.7931 | 0 | 8.6313 | 0 | 0 | 0 | 0.0012057 | 1.168 | 0 | 0 | 3.9592 | 0 | 15.5528 | 0 | 0 | 0 | 0 | 0 | 0 | 0 | 0 | 0 | 0 | 0 | 0 | 0 | 0.45131 | 0 | 0.54519 | 13.211 | 0 | 0 | 0.42 | 0.96935 | 0 | 0.18225 | 0 | 0 | 15.7791 | 0 | 0 | 0 | 0 | 0 | 0 | 0 | 0 | 0 | 0 | 0 | 0 | 0
2 | 9 | 14 | 5 | 1.7931 | 0 | 13.5789 | 0 | 0 | 0 | 0.0012057 | 1.1942 | 0 | 0 | 5.885 | 0 | 22.4524 | 0 | 0 | 0 | 0 | 0 | 0 | 0 | 0 | 0 | 0 | 0 | 0 | 0 | 0.45131 | 0 | 0.54519 | 13.2916 | 0 | 0 | 0.3675 | 0.97276 | 0 | 0.14839 | 0 | 0 | 15.7767 | 0 | 0 | 0 | 0 | 0 | 0 | 0 | 0 | 0 | 0 | 0 | 0 | 0
2 | 9 | 15 | 5 | 1.7931 | 0 | 13.5789 | 0 | 0 | 0 | 0.0012057 | 1.2252 | 0 | 0 | 3.9591 | 0 | 20.5575 | 0 | 0 | 0 | 0 | 0 | 0 | 0 | 0 | 0 | 0 | 0 | 0 | 0 | 0.45131 | 0 | 0.54519 | 13.6058 | 0 | 0 | 0.3675 | 0.9862 | 0 | 0.18162 | 0 | 0 | 16.1376 | 0 | 0 | 0 | 0 | 0 | 0 | 0 | 0 | 0 | 0 | 0 | 0 | 0
2 | 9 | 16 | 5 | 1.7931 | 0 | 13.5789 | 0 | 0 | 0 | 0.0012057 | 1.226 | 0 | 0 | 4.2153 | 0 | 20.8144 | 0 | 0 | 0 | 0 | 0 | 0 | 0 | 0 | 0 | 0 | 0 | 0 | 0 | 0.45131 | 0 | 0.54519 | 13.5934 | 0 | 0 | 0.315 | 0.98117 | 0 | 0.1432 | 0 | 0 | 16.0293 | 0 | 0 | 0 | 0 | 0 | 0 | 0 | 0 | 0 | 0 | 0 | 0 | 0
2 | 9 | 17 | 5 | 1.7931 | 0 | 13.5789 | 0 | 0 | 0 | 0.0012057 | 1.2697 | 0 | 0 | 3.7784 | 0 | 20.4213 | 0 | 0 | 0 | 0 | 0 | 0 | 0 | 0 | 0 | 0 | 0 | 0 | 0 | 0.45131 | 0 | 0.54519 | 14.1207 | 0 | 0 | 0.315 | 0.98921 | 0 | 0.18854 | 0 | 0 | 16.61 | 0 | 0 | 0 | 0 | 0 | 0 | 0 | 0 | 0 | 0 | 0 | 0 | 0
2 | 9 | 18 | 5 | 1.7931 | 0 | 13.5789 | 0 | 0 | 0 | 0.0012057 | 1.3421 | 0 | 0 | 6.2693 | 0 | 22.9846 | 0 | 0 | 0 | 0 | 0 | 0 | 0 | 0 | 0 | 0 | 0 | 0 | 0 | 0.45131 | 0 | 0.54519 | 14.994 | 0 | 0 | 0.525 | 1.0037 | 0 | 0.24312 | 0 | 0 | 17.7623 | 0 | 0 | 0 | 0 | 0 | 0 | 0 | 0 | 0 | 0 | 0 | 0 | 0
2 | 9 | 19 | 5 | 1.7931 | 0 | 9.8682 | 0 | 0 | 0 | 0.0012057 | 1.3776 | 0 | 0 | 6.2693 | 0 | 19.3094 | 0 | 0 | 0 | 0 | 0 | 0 | 0 | 0 | 0 | 0 | 0 | 0 | 0 | 0.45131 | 0 | 0.54519 | 15.4022 | 0 | 0 | 0.525 | 1.0046 | 0 | 0.24278 | 0 | 0 | 18.171 | 0 | 0 | 0 | 0 | 0 | 0 | 0 | 0 | 0 | 0 | 0 | 0 | 0
2 | 9 | 20 | 5 | 1.7931 | 0 | 2.4469 | 0 | 0 | 0 | 0.0012057 | 1.4027 | 0 | 0 | 3.9592 | 0 | 9.6031 | 0 | 0 | 0 | 0 | 0 | 0 | 0 | 0 | 0 | 0 | 0 | 0 | 0 | 0.45131 | 0 | 0.88038 | 15.4728 | 0 | 0 | 0.42 | 0.98692 | 0 | 0.13902 | 0 | 0 | 18.3504 | 0 | 0 | 0 | 0 | 0 | 0 | 0 | 0 | 0 | 0 | 0 | 0 | 0
2 | 9 | 21 | 5 | 1.7931 | 0 | 2.4469 | 0 | 0 | 0 | 0.0012057 | 1.4008 | 0 | 0 | 3.9591 | 0 | 9.6012 | 0 | 0 | 0 | 0 | 0 | 0 | 0 | 0 | 0 | 0 | 0 | 0 | 0 | 0.45131 | 0 | 1.1038 | 15.4239 | 0 | 0 | 0.3675 | 0.97733 | 0 | 0.076688 | 0 | 0 | 18.4006 | 0 | 0 | 0 | 0 | 0 | 0 | 0 | 0 | 0 | 0 | 0 | 0 | 0
2 | 9 | 22 | 5 | 1.7931 | 0 | 2.4469 | 0 | 0 | 0 | 0.0012057 | 1.4234 | 0 | 0 | 6.6205 | 0 | 12.2852 | 0 | 0 | 0 | 0 | 0 | 0 | 0 | 0 | 0 | 0 | 0 | 0 | 0 | 0.45131 | 0 | 1.2156 | 15.6799 | 0 | 0 | 0.4725 | 0.98411 | 0 | 0.090116 | 0 | 0 | 18.8936 | 0 | 0 | 0 | 0 | 0 | 0 | 0 | 0 | 0 | 0 | 0 | 0 | 0
2 | 9 | 23 | 5 | 1.7931 | 0 | 2.4469 | 0 | 0 | 0 | 0.0012057 | 1.4265 | 0 | 0 | 4.2751 | 0 | 9.9428 | 0 | 0 | 0 | 0 | 0 | 0 | 0 | 0 | 0 | 0 | 0 | 0 | 0 | 0.45131 | 0 | 1.1038 | 15.8038 | 0 | 0 | 0.315 | 0.98596 | 0 | 0.095506 | 0 | 0 | 18.7555 | 0 | 0 | 0 | 0 | 0 | 0 | 0 | 0 | 0 | 0 | 0 | 0 | 0
2 | 9 | 24 | 5 | 1.7931 | 0 | 2.4469 | 0 | 0 | 0 | 0.0012057 | 1.192 | 0 | 0 | 0.66486 | 0 | 6.098 | 0 | 0 | 0 | 0 | 0 | 0 | 0 | 0 | 0 | 0 | 0 | 0 | 0 | 0.45131 | 0 | 0.88038 | 14.1204 | 0 | 0 | 0.0525 | 0.98264 | 0 | 0.093553 | 0 | 0 | 16.5808 | 0 | 0 | 0 | 0 | 0 | 0 | 0 | 0 | 0 | 0 | 0 | 0 | 0
2 | 10 | 1 | 6 | 1.7931 | 0 | 2.4469 | 0 | 0 | 0 | 0.0012057 | 1.2356 | 0 | 0 | 0.66485 | 0 | 6.1417 | 0 | 0 | 0 | 0 | 0 | 0 | 0 | 0 | 0 | 0 | 0 | 0 | 0 | 0.45131 | 0 | 0.54519 | 14.8164 | 0 | 0 | 0.0525 | 0.9945 | 0 | 0.14602 | 0 | 0 | 17.006 | 0 | 0 | 0 | 0 | 0 | 0 | 0 | 0 | 0 | 0 | 0 | 0 | 0
2 | 10 | 2 | 6 | 1.7931 | 0 | 2.4469 | 0 | 0 | 0 | 0.0012057 | 1.2605 | 0 | 0 | 0.66488 | 0 | 6.1666 | 0 | 0 | 0 | 0 | 0 | 0 | 0 | 0 | 0 | 0 | 0 | 0 | 0 | 0.45131 | 0 | 0.32173 | 15.3168 | 0 | 0 | 0.0525 | 1.0038 | 0 | 0.20466 | 0 | 0 | 17.3508 | 0 | 0 | 0 | 0 | 0 | 0 | 0 | 0 | 0 | 0 | 0 | 0 | 0
2 | 10 | 3 | 6 | 1.7931 | 0 | 2.4469 | 0 | 0 | 0 | 0.0012057 | 1.261 | 0 | 0 | 0.6649 | 0 | 6.1671 | 0 | 0 | 0 | 0 | 0 | 0 | 0 | 0 | 0 | 0 | 0 | 0 | 0 | 0.45131 | 0 | 0.32173 | 15.2561 | 0 | 0 | 0.0525 | 0.99877 | 0 | 0.17609 | 0 | 0 | 17.2565 | 0 | 0 | 0 | 0 | 0 | 0 | 0 | 0 | 0 | 0 | 0 | 0 | 0
2 | 10 | 4 | 6 | 1.7931 | 0 | 2.4469 | 0 | 0 | 0 | 0.0012057 | 1.2723 | 0 | 0 | 0.66489 | 0 | 6.1784 | 0 | 0 | 0 | 0 | 0 | 0 | 0 | 0 | 0 | 0 | 0 | 0 | 0 | 0.45131 | 0 | 0.32173 | 15.385 | 0 | 0 | 0.0525 | 1.0009 | 0 | 0.18263 | 0 | 0 | 17.3941 | 0 | 0 | 0 | 0 | 0 | 0 | 0 | 0 | 0 | 0 | 0 | 0 | 0
2 | 10 | 5 | 6 | 1.7931 | 0 | 2.4469 | 0 | 0 | 0 | 0.0012057 | 1.2661 | 0 | 0 | 0.6649 | 0 | 6.1723 | 0 | 0 | 0 | 0 | 0 | 0 | 0 | 0 | 0 | 0 | 0 | 0 | 0 | 0.45131 | 0 | 0.32173 | 15.2923 | 0 | 0 | 0.0525 | 0.99639 | 0 | 0.19513 | 0 | 0 | 17.3094 | 0 | 0 | 0 | 0 | 0 | 0 | 0 | 0 | 0 | 0 | 0 | 0 | 0
2 | 10 | 6 | 6 | 1.7931 | 0 | 2.4469 | 0 | 0 | 0 | 0.0012057 | 1.2729 | 0 | 0 | 0.66488 | 0 | 6.179 | 0 | 0 | 0 | 0 | 0 | 0 | 0 | 0 | 0 | 0 | 0 | 0 | 0 | 0.45131 | 0 | 0.32173 | 15.4195 | 0 | 0 | 0.0525 | 0.99884 | 0 | 0.42775 | 0 | 0 | 17.6716 | 0 | 0 | 0 | 0 | 0 | 0 | 0 | 0 | 0 | 0 | 0 | 0 | 0
2 | 10 | 7 | 6 | 1.7931 | 0 | 2.4469 | 0 | 0 | 0 | 0.0012057 | 1.2481 | 0 | 0 | 3.7784 | 0 | 9.2678 | 0 | 0 | 0 | 0 | 0 | 0 | 0 | 0 | 0 | 0 | 0 | 0 | 0 | 0.45131 | 0 | 0.54519 | 14.9439 | 0 | 0 | 0.315 | 0.98163 | 0 | 0.24514 | 0 | 0 | 17.4821 | 0 | 0 | 0 | 0 | 0 | 0 | 0 | 0 | 0 | 0 | 0 | 0 | 0
2 | 10 | 8 | 6 | 1.7931 | 0 | 2.4469 | 0 | 0 | 0 | 0.0012057 | 1.4363 | 0 | 0 | 6.2692 | 0 | 11.9467 | 0 | 0 | 0 | 0 | 0 | 0 | 0 | 0 | 0 | 0 | 0 | 0 | 0 | 0.45131 | 0 | 0.71279 | 16.2731 | 0 | 0 | 0.525 | 0.97878 | 0 | 0.37921 | 0 | 0 | 19.3202 | 0 | 0 | 0 | 0 | 0 | 0 | 0 | 0 | 0 | 0 | 0 | 0 | 0
2 | 10 | 9 | 6 | 1.7931 | 0 | 13.5789 | 0 | 0 | 0 | 0.0012057 | 1.3063 | 0 | 0 | 3.9591 | 0 | 20.6386 | 0 | 0 | 0 | 0 | 0 | 0 | 0 | 0 | 0 | 0 | 0 | 0 | 0 | 0.45131 | 0 | 0.71279 | 14.3737 | 0 | 0 | 0.42 | 0.96014 | 0 | 0.0011448 | 0 | 0 | 16.9191 | 0 | 0 | 0 | 0 | 0 | 0 | 0 | 0 | 0 | 0 | 0 | 0 | 0
2 | 10 | 10 | 6 | 1.7931 | 0 | 13.5789 | 0 | 0 | 0 | 0.0012057 | 1.1805 | 0 | 0 | 4.8305 | 0 | 21.3842 | 0 | 0 | 0 | 0 | 0 | 0 | 0 | 0 | 0 | 0 | 0 | 0 | 0 | 0.45131 | 0 | 0.71279 | 12.3914 | 0 | 0 | 0.315 | 0.94416 | 0 | 0.0010504 | 0 | 0 | 14.8157 | 0 | 0 | 0 | 0 | 0 | 0 | 0 | 0 | 0 | 0 | 0 | 0 | 0
2 | 10 | 11 | 6 | 1.7931 | 0 | 13.5789 | 0 | 0 | 0 | 0.0012057 | 1.1787 | 0 | 0 | 3.7783 | 0 | 20.3302 | 0 | 0 | 0 | 0 | 0 | 0 | 0 | 0 | 0 | 0 | 0 | 0 | 0 | 0.45131 | 0 | 0.71279 | 11.998 | 0 | 0 | 0.315 | 0.93977 | 0 | 0.00099227 | 0 | 0 | 14.4178 | 0 | 0 | 0 | 0 | 0 | 0 | 0 | 0 | 0 | 0 | 0 | 0 | 0
2 | 10 | 12 | 6 | 1.7931 | 0 | 13.5789 | 0 | 0 | 0 | 0.0012057 | 1.0525 | 0 | 0 | 3.9591 | 0 | 20.3848 | 0 | 0 | 0 | 0 | 0 | 0 | 0 | 0 | 0 | 0 | 0 | 0 | 0 | 0.45131 | 0 | 0.54519 | 10.6419 | 0 | 0 | 0.3675 | 0.92884 | 0 | 0.00084141 | 0 | 0 | 12.9355 | 0 | 0 | 0 | 0 | 0 | 0 | 0 | 0 | 0 | 0 | 0 | 0 | 0
2 | 10 | 13 | 6 | 1.7931 | 0 | 8.6313 | 0 | 0 | 0 | 0.0012057 | 1.0089 | 0 | 0 | 3.9591 | 0 | 15.3937 | 0 | 0 | 0 | 0 | 0 | 0 | 0 | 0 | 0 | 0 | 0 | 0 | 0 | 0.45131 | 0 | 0.54519 | 9.1873 | 0 | 0 | 0.42 | 0.93511 | 0 | 0 | 0 | 0 | 11.5389 | 0 | 0 | 0 | 0 | 0 | 0 | 0 | 0 | 0 | 0 | 0 | 0 | 0
2 | 10 | 14 | 6 | 1.7931 | 0 | 13.5789 | 0 | 0 | 0 | 0.0012057 | 0.90646 | 0 | 0 | 5.8848 | 0 | 22.1645 | 0 | 0 | 0 | 0 | 0 | 0 | 0 | 0 | 0 | 0 | 0 | 0 | 0 | 0.45131 | 0 | 0.54519 | 9.7251 | 0 | 0 | 0.3675 | 0.9382 | 0 | 0.00073682 | 0 | 0 | 12.0281 | 0 | 0 | 0 | 0 | 0 | 0 | 0 | 0 | 0 | 0 | 0 | 0 | 0
2 | 10 | 15 | 6 | 1.7931 | 0 | 13.5789 | 0 | 0 | 0 | 0.0012057 | 1.0076 | 0 | 0 | 3.9591 | 0 | 20.3399 | 0 | 0 | 0 | 0 | 0 | 0 | 0 | 0 | 0 | 0 | 0 | 0 | 0 | 0.45131 | 0 | 0.54519 | 10.2643 | 0 | 0 | 0.3675 | 0.94532 | 0 | 0.00079833 | 0 | 0 | 12.5745 | 0 | 0 | 0 | 0 | 0 | 0 | 0 | 0 | 0 | 0 | 0 | 0 | 0
2 | 10 | 16 | 6 | 1.7931 | 0 | 13.5789 | 0 | 0 | 0 | 0.0012057 | 1.1026 | 0 | 0 | 4.2151 | 0 | 20.6909 | 0 | 0 | 0 | 0 | 0 | 0 | 0 | 0 | 0 | 0 | 0 | 0 | 0 | 0.45131 | 0 | 0.54519 | 11.0928 | 0 | 0 | 0.315 | 0.95052 | 0 | 0.077038 | 0 | 0 | 13.4318 | 0 | 0 | 0 | 0 | 0 | 0 | 0 | 0 | 0 | 0 | 0 | 0 | 0
2 | 10 | 17 | 6 | 1.7931 | 0 | 13.5789 | 0 | 0 | 0 | 0.0012057 | 1.1326 | 0 | 0 | 3.7784 | 0 | 20.2842 | 0 | 0 | 0 | 0 | 0 | 0 | 0 | 0 | 0 | 0 | 0 | 0 | 0 | 0.45131 | 0 | 0.54519 | 11.5134 | 0 | 0 | 0.315 | 0.95389 | 0 | 0.16066 | 0 | 0 | 13.9394 | 0 | 0 | 0 | 0 | 0 | 0 | 0 | 0 | 0 | 0 | 0 | 0 | 0
2 | 10 | 18 | 6 | 1.7931 | 0 | 13.5789 | 0 | 0 | 0 | 0.0012057 | 1.1583 | 0 | 0 | 6.2692 | 0 | 22.8007 | 0 | 0 | 0 | 0 | 0 | 0 | 0 | 0 | 0 | 0 | 0 | 0 | 0 | 0.45131 | 0 | 0.54519 | 11.8722 | 0 | 0 | 0.525 | 0.9541 | 0 | 0.71779 | 0 | 0 | 15.0656 | 0 | 0 | 0 | 0 | 0 | 0 | 0 | 0 | 0 | 0 | 0 | 0 | 0
2 | 10 | 19 | 6 | 1.7931 | 0 | 9.8682 | 0 | 0 | 0 | 0.0012057 | 1.1828 | 0 | 0 | 6.2692 | 0 | 19.1145 | 0 | 0 | 0 | 0 | 0 | 0 | 0 | 0 | 0 | 0 | 0 | 0 | 0 | 0.45131 | 0 | 0.54519 | 11.8389 | 0 | 0 | 0.525 | 0.94903 | 0 | 0.25738 | 0 | 0 | 14.5668 | 0 | 0 | 0 | 0 | 0 | 0 | 0 | 0 | 0 | 0 | 0 | 0 | 0
2 | 10 | 20 | 6 | 1.7931 | 0 | 2.4469 | 0 | 0 | 0 | 0.0012057 | 1.23 | 0 | 0 | 3.9591 | 0 | 9.4304 | 0 | 0 | 0 | 0 | 0 | 0 | 0 | 0 | 0 | 0 | 0 | 0 | 0 | 0.45131 | 0 | 0.88038 | 11.894 | 0 | 0 | 0.42 | 0.93653 | 0 | 0.00094226 | 0 | 0 | 14.5832 | 0 | 0 | 0 | 0 | 0 | 0 | 0 | 0 | 0 | 0 | 0 | 0 | 0
2 | 10 | 21 | 6 | 1.7931 | 0 | 2.4469 | 0 | 0 | 0 | 0.0012057 | 1.2533 | 0 | 0 | 3.9591 | 0 | 9.4536 | 0 | 0 | 0 | 0 | 0 | 0 | 0 | 0 | 0 | 0 | 0 | 0 | 0 | 0.45131 | 0 | 1.1038 | 12.2393 | 0 | 0 | 0.3675 | 0.93553 | 0 | 0.00096432 | 0 | 0 | 15.0985 | 0 | 0 | 0 | 0 | 0 | 0 | 0 | 0 | 0 | 0 | 0 | 0 | 0
2 | 10 | 22 | 6 | 1.7931 | 0 | 2.4469 | 0 | 0 | 0 | 0.0012057 | 1.2461 | 0 | 0 | 6.6205 | 0 | 12.1078 | 0 | 0 | 0 | 0 | 0 | 0 | 0 | 0 | 0 | 0 | 0 | 0 | 0 | 0.45131 | 0 | 1.2156 | 12.2856 | 0 | 0 | 0.4725 | 0.92905 | 0 | 0.25694 | 0 | 0 | 15.611 | 0 | 0 | 0 | 0 | 0 | 0 | 0 | 0 | 0 | 0 | 0 | 0 | 0
2 | 10 | 23 | 6 | 1.7931 | 0 | 2.4469 | 0 | 0 | 0 | 0.0012057 | 1.2443 | 0 | 0 | 4.2748 | 0 | 9.7603 | 0 | 0 | 0 | 0 | 0 | 0 | 0 | 0 | 0 | 0 | 0 | 0 | 0 | 0.45131 | 0 | 1.1038 | 12.2517 | 0 | 0 | 0.315 | 0.92928 | 0 | 0.34863 | 0 | 0 | 15.3998 | 0 | 0 | 0 | 0 | 0 | 0 | 0 | 0 | 0 | 0 | 0 | 0 | 0
2 | 10 | 24 | 6 | 1.7931 | 0 | 2.4469 | 0 | 0 | 0 | 0.0012057 | 0.8763 | 0 | 0 | 0.66472 | 0 | 5.7822 | 0 | 0 | 0 | 0 | 0 | 0 | 0 | 0 | 0 | 0 | 0 | 0 | 0 | 0.45131 | 0 | 0.88038 | 9.8813 | 0 | 0 | 0.0525 | 0.93029 | 0 | 0.27061 | 0 | 0 | 12.4664 | 0 | 0 | 0 | 0 | 0 | 0 | 0 | 0 | 0 | 0 | 0 | 0 | 0
2 | 11 | 1 | 7 | 1.7931 | 0 | 2.4469 | 0 | 0 | 0 | 0.0012057 | 0.99148 | 0 | 0 | 0.66472 | 0 | 5.8974 | 0 | 0 | 0 | 0 | 0 | 0 | 0 | 0 | 0 | 0 | 0 | 0 | 0 | 0.45131 | 0 | 0.54519 | 11.033 | 0 | 0 | 0.0525 | 0.94316 | 0 | 0.23036 | 0 | 0 | 13.2555 | 0 | 0 | 0 | 0 | 0 | 0 | 0 | 0 | 0 | 0 | 0 | 0 | 0
2 | 11 | 2 | 7 | 1.7931 | 0 | 2.4469 | 0 | 0 | 0 | 0.0012057 | 0.9905 | 0 | 0 | 0.66477 | 0 | 5.8965 | 0 | 0 | 0 | 0 | 0 | 0 | 0 | 0 | 0 | 0 | 0 | 0 | 0 | 0.45131 | 0 | 0.32173 | 11.2237 | 0 | 0 | 0.0525 | 0.9418 | 0 | 0.31561 | 0 | 0 | 13.3067 | 0 | 0 | 0 | 0 | 0 | 0 | 0 | 0 | 0 | 0 | 0 | 0 | 0
2 | 11 | 3 | 7 | 1.7931 | 0 | 2.4469 | 0 | 0 | 0 | 0.0012057 | 1.0335 | 0 | 0 | 0.66476 | 0 | 5.9395 | 0 | 0 | 0 | 0 | 0 | 0 | 0 | 0 | 0 | 0 | 0 | 0 | 0 | 0.45131 | 0 | 0.32173 | 11.7311 | 0 | 0 | 0.0525 | 0.94846 | 0 | 0.38975 | 0 | 0 | 13.8949 | 0 | 0 | 0 | 0 | 0 | 0 | 0 | 0 | 0 | 0 | 0 | 0 | 0
2 | 11 | 4 | 7 | 1.7931 | 0 | 2.4469 | 0 | 0 | 0 | 0.0012057 | 1.0455 | 0 | 0 | 0.66477 | 0 | 5.9515 | 0 | 0 | 0 | 0 | 0 | 0 | 0 | 0 | 0 | 0 | 0 | 0 | 0 | 0.45131 | 0 | 0.32173 | 11.9734 | 0 | 0 | 0.0525 | 0.94918 | 0 | 0.467 | 0 | 0 | 14.2152 | 0 | 0 | 0 | 0 | 0 | 0 | 0 | 0 | 0 | 0 | 0 | 0 | 0
2 | 11 | 5 | 7 | 1.7931 | 0 | 2.4469 | 0 | 0 | 0 | 0.0012057 | 1.0468 | 0 | 0 | 0.66477 | 0 | 5.9528 | 0 | 0 | 0 | 0 | 0 | 0 | 0 | 0 | 0 | 0 | 0 | 0 | 0 | 0.45131 | 0 | 0.32173 | 11.8592 | 0 | 0 | 0.0525 | 0.94703 | 0 | 0.39478 | 0 | 0 | 14.0266 | 0 | 0 | 0 | 0 | 0 | 0 | 0 | 0 | 0 | 0 | 0 | 0 | 0
2 | 11 | 6 | 7 | 1.7931 | 0 | 2.4469 | 0 | 0 | 0 | 0.0012057 | 1.0666 | 0 | 0 | 0.66476 | 0 | 5.9726 | 0 | 0 | 0 | 0 | 0 | 0 | 0 | 0 | 0 | 0 | 0 | 0 | 0 | 0.45131 | 0 | 0.32173 | 12.1611 | 0 | 0 | 0.0525 | 0.95004 | 0 | 0.55869 | 0 | 0 | 14.4953 | 0 | 0 | 0 | 0 | 0 | 0 | 0 | 0 | 0 | 0 | 0 | 0 | 0
2 | 11 | 7 | 7 | 1.7931 | 0 | 2.4469 | 0 | 0 | 0 | 0.0012057 | 1.0961 | 0 | 0 | 3.7783 | 0 | 9.1156 | 0 | 0 | 0 | 0 | 0 | 0 | 0 | 0 | 0 | 0 | 0 | 0 | 0 | 0.45131 | 0 | 0.54519 | 12.5258 | 0 | 0 | 0.315 | 0.95169 | 0 | 0.64381 | 0 | 0 | 15.4328 | 0 | 0 | 0 | 0 | 0 | 0 | 0 | 0 | 0 | 0 | 0 | 0 | 0
2 | 11 | 8 | 7 | 1.7931 | 0 | 2.4469 | 0 | 0 | 0 | 0.0012057 | 1.3313 | 0 | 0 | 6.2691 | 0 | 11.8416 | 0 | 0 | 0 | 0 | 0 | 0 | 0 | 0 | 0 | 0 | 0 | 0 | 0 | 0.45131 | 0 | 0.71279 | 13.6309 | 0 | 0 | 0.525 | 0.93518 | 0 | 0.67646 | 0 | 0 | 16.9317 | 0 | 0 | 0 | 0 | 0 | 0 | 0 | 0 | 0 | 0 | 0 | 0 | 0
2 | 11 | 9 | 7 | 1.7931 | 0 | 13.5789 | 0 | 0 | 0 | 0.0012057 | 1.1219 | 0 | 0 | 3.9591 | 0 | 20.4542 | 0 | 0 | 0 | 0 | 0 | 0 | 0 | 0 | 0 | 0 | 0 | 0 | 0 | 0.45131 | 0 | 0.71279 | 11.0976 | 0 | 0 | 0.42 | 0.92876 | 0 | 0.17678 | 0 | 0 | 13.7872 | 0 | 0 | 0 | 0 | 0 | 0 | 0 | 0 | 0 | 0 | 0 | 0 | 0
2 | 11 | 10 | 7 | 1.7931 | 0 | 13.5789 | 0 | 0 | 0 | 0.0012057 | 0.8921 | 0 | 0 | 4.8304 | 0 | 21.0957 | 0 | 0 | 0 | 0 | 0 | 0 | 0 | 0 | 0 | 0 | 0 | 0 | 0 | 0.45131 | 0 | 0.71279 | 8.0758 | 0 | 0 | 0.315 | 0.90802 | 0 | 0 | 0 | 0 | 10.4629 | 0 | 0 | 0 | 0 | 0 | 0 | 0 | 0 | 0 | 0 | 0 | 0 | 0
2 | 11 | 11 | 7 | 1.7931 | 0 | 13.5789 | 0 | 0 | 0 | 0.0012057 | 0.85094 | 0 | 0 | 3.7782 | 0 | 20.0024 | 0 | 0 | 0 | 0 | 0 | 0 | 0 | 0 | 0 | 0 | 0 | 0 | 0 | 0.45131 | 0 | 0.71279 | 7.7454 | 0 | 0 | 0.315 | 0.90425 | 0 | 0 | 0 | 0 | 10.1287 | 0 | 0 | 0 | 0 | 0 | 0 | 0 | 0 | 0 | 0 | 0 | 0 | 0
2 | 11 | 12 | 7 | 1.7931 | 0 | 13.5789 | 0 | 0 | 0 | 0.0012057 | 0.75674 | 0 | 0 | 3.959 | 0 | 20.089 | 0 | 0 | 0 | 0 | 0 | 0 | 0 | 0 | 0 | 0 | 0 | 0 | 0 | 0.45131 | 0 | 0.54519 | 6.7461 | 0 | 0 | 0.3675 | 0.89737 | 0 | 0 | 0 | 0 | 9.0075 | 0 | 0 | 0 | 0 | 0 | 0 | 0 | 0 | 0 | 0 | 0 | 0 | 0
2 | 11 | 13 | 7 | 1.7931 | 0 | 8.6313 | 0 | 0 | 0 | 0.0012057 | 0.71155 | 0 | 0 | 3.9591 | 0 | 15.0963 | 0 | 0 | 0 | 0 | 0 | 0 | 0 | 0 | 0 | 0 | 0 | 0 | 0 | 0.45131 | 0 | 0.54519 | 6.351 | 0 | 0 | 0.42 | 0.89839 | 0 | 0 | 0 | 0 | 8.6659 | 0 | 0 | 0 | 0 | 0 | 0 | 0 | 0 | 0 | 0 | 0 | 0 | 0
2 | 11 | 14 | 7 | 1.7931 | 0 | 13.5789 | 0 | 0 | 0 | 0.0012057 | 0.63002 | 0 | 0 | 5.8847 | 0 | 21.8879 | 0 | 0 | 0 | 0 | 0 | 0 | 0 | 0 | 0 | 0 | 0 | 0 | 0 | 0.45131 | 0 | 0.54519 | 5.9655 | 0 | 0 | 0.3675 | 0.9025 | 0 | 0 | 0 | 0 | 8.232 | 0 | 0 | 0 | 0 | 0 | 0 | 0 | 0 | 0 | 0 | 0 | 0 | 0
2 | 11 | 15 | 7 | 1.7931 | 0 | 13.5789 | 0 | 0 | 0 | 0.0012057 | 0.62905 | 0 | 0 | 3.9591 | 0 | 19.9613 | 0 | 0 | 0 | 0 | 0 | 0 | 0 | 0 | 0 | 0 | 0 | 0 | 0 | 0.45131 | 0 | 0.54519 | 5.872 | 0 | 0 | 0.3675 | 0.9044 | 0 | 0 | 0 | 0 | 8.1404 | 0 | 0 | 0 | 0 | 0 | 0 | 0 | 0 | 0 | 0 | 0 | 0 | 0
2 | 11 | 16 | 7 | 1.7931 | 0 | 13.5789 | 0 | 0 | 0 | 0.0012057 | 0.66463 | 0 | 0 | 4.215 | 0 | 20.2528 | 0 | 0 | 0 | 0 | 0 | 0 | 0 | 0 | 0 | 0 | 0 | 0 | 0 | 0.45131 | 0 | 0.54519 | 6.3661 | 0 | 0 | 0.315 | 0.90619 | 0 | 0 | 0 | 0 | 8.5838 | 0 | 0 | 0 | 0 | 0 | 0 | 0 | 0 | 0 | 0 | 0 | 0 | 0
2 | 11 | 17 | 7 | 1.7931 | 0 | 13.5789 | 0 | 0 | 0 | 0.0012057 | 0.70994 | 0 | 0 | 3.7782 | 0 | 19.8614 | 0 | 0 | 0 | 0 | 0 | 0 | 0 | 0 | 0 | 0 | 0 | 0 | 0 | 0.45131 | 0 | 0.54519 | 6.6639 | 0 | 0 | 0.315 | 0.90755 | 0 | 0 | 0 | 0 | 8.8829 | 0 | 0 | 0 | 0 | 0 | 0 | 0 | 0 | 0 | 0 | 0 | 0 | 0
2 | 11 | 18 | 7 | 1.7931 | 0 | 13.5789 | 0 | 0 | 0 | 0.0012057 | 0.82603 | 0 | 0 | 6.2691 | 0 | 22.4683 | 0 | 0 | 0 | 0 | 0 | 0 | 0 | 0 | 0 | 0 | 0 | 0 | 0 | 0.45131 | 0 | 0.54519 | 7.4525 | 0 | 0 | 0.525 | 0.90944 | 0 | 0 | 0 | 0 | 9.8834 | 0 | 0 | 0 | 0 | 0 | 0 | 0 | 0 | 0 | 0 | 0 | 0 | 0
2 | 11 | 19 | 7 | 1.7931 | 0 | 9.8682 | 0 | 0 | 0 | 0.0012057 | 0.94484 | 0 | 0 | 6.2691 | 0 | 18.8765 | 0 | 0 | 0 | 0 | 0 | 0 | 0 | 0 | 0 | 0 | 0 | 0 | 0 | 0.45131 | 0 | 0.54519 | 8.262 | 0 | 0 | 0.525 | 0.9142 | 0 | 0 | 0 | 0 | 10.6977 | 0 | 0 | 0 | 0 | 0 | 0 | 0 | 0 | 0 | 0 | 0 | 0 | 0
2 | 11 | 20 | 7 | 1.7931 | 0 | 2.4469 | 0 | 0 | 0 | 0.0012057 | 1.1009 | 0 | 0 | 3.959 | 0 | 9.3011 | 0 | 0 | 0 | 0 | 0 | 0 | 0 | 0 | 0 | 0 | 0 | 0 | 0 | 0.45131 | 0 | 0.88038 | 10.271 | 0 | 0 | 0.42 | 0.91641 | 0 | 0.00082378 | 0 | 0 | 12.9399 | 0 | 0 | 0 | 0 | 0 | 0 | 0 | 0 | 0 | 0 | 0 | 0 | 0
2 | 11 | 21 | 7 | 1.7931 | 0 | 2.4469 | 0 | 0 | 0 | 0.0012057 | 1.1406 | 0 | 0 | 3.959 | 0 | 9.3409 | 0 | 0 | 0 | 0 | 0 | 0 | 0 | 0 | 0 | 0 | 0 | 0 | 0 | 0.45131 | 0 | 1.1038 | 10.7635 | 0 | 0 | 0.3675 | 0.91419 | 0 | 0.00085907 | 0 | 0 | 13.6012 | 0 | 0 | 0 | 0 | 0 | 0 | 0 | 0 | 0 | 0 | 0 | 0 | 0
2 | 11 | 22 | 7 | 1.7931 | 0 | 2.4469 | 0 | 0 | 0 | 0.0012057 | 1.2042 | 0 | 0 | 6.6204 | 0 | 12.0659 | 0 | 0 | 0 | 0 | 0 | 0 | 0 | 0 | 0 | 0 | 0 | 0 | 0 | 0.45131 | 0 | 1.2156 | 11.7085 | 0 | 0 | 0.4725 | 0.924 | 0 | 0.00092022 | 0 | 0 | 14.7728 | 0 | 0 | 0 | 0 | 0 | 0 | 0 | 0 | 0 | 0 | 0 | 0 | 0
2 | 11 | 23 | 7 | 1.7931 | 0 | 2.4469 | 0 | 0 | 0 | 0.0012057 | 1.2475 | 0 | 0 | 4.2747 | 0 | 9.7634 | 0 | 0 | 0 | 0 | 0 | 0 | 0 | 0 | 0 | 0 | 0 | 0 | 0 | 0.45131 | 0 | 1.1038 | 12.5362 | 0 | 0 | 0.315 | 0.93569 | 0 | 0.00097635 | 0 | 0 | 15.343 | 0 | 0 | 0 | 0 | 0 | 0 | 0 | 0 | 0 | 0 | 0 | 0 | 0
2 | 11 | 24 | 7 | 1.7931 | 0 | 2.4469 | 0 | 0 | 0 | 0.0012057 | 0.89079 | 0 | 0 | 0.66472 | 0 | 5.7967 | 0 | 0 | 0 | 0 | 0 | 0 | 0 | 0 | 0 | 0 | 0 | 0 | 0 | 0.45131 | 0 | 0.88038 | 10.3507 | 0 | 0 | 0.0525 | 0.94179 | 0 | 0.00077099 | 0 | 0 | 12.6774 | 0 | 0 | 0 | 0 | 0 | 0 | 0 | 0 | 0 | 0 | 0 | 0 | 0
2 | 12 | 1 | 1 | 1.7931 | 0 | 2.4469 | 0 | 0 | 0 | 0.0012057 | 0.98134 | 0 | 0 | 0.66473 | 0 | 5.8873 | 0 | 0 | 0 | 0 | 0 | 0 | 0 | 0 | 0 | 0 | 0 | 0 | 0 | 0.45131 | 0 | 0.54519 | 11.532 | 0 | 0 | 0.0525 | 0.94942 | 0 | 0.00087296 | 0 | 0 | 13.5313 | 0 | 0 | 0 | 0 | 0 | 0 | 0 | 0 | 0 | 0 | 0 | 0 | 0
2 | 12 | 2 | 1 | 1.7931 | 0 | 2.4469 | 0 | 0 | 0 | 0.0012057 | 1.0919 | 0 | 0 | 0.66474 | 0 | 5.9978 | 0 | 0 | 0 | 0 | 0 | 0 | 0 | 0 | 0 | 0 | 0 | 0 | 0 | 0.45131 | 0 | 0.32173 | 12.9243 | 0 | 0 | 0.0525 | 0.97508 | 0 | 0.049692 | 0 | 0 | 14.7746 | 0 | 0 | 0 | 0 | 0 | 0 | 0 | 0 | 0 | 0 | 0 | 0 | 0
2 | 12 | 3 | 1 | 1.7931 | 0 | 2.4469 | 0 | 0 | 0 | 0.0012057 | 1.1137 | 0 | 0 | 0.66479 | 0 | 6.0197 | 0 | 0 | 0 | 0 | 0 | 0 | 0 | 0 | 0 | 0 | 0 | 0 | 0 | 0.45131 | 0 | 0.32173 | 13.1969 | 0 | 0 | 0.0525 | 0.9774 | 0 | 0.077255 | 0 | 0 | 15.0771 | 0 | 0 | 0 | 0 | 0 | 0 | 0 | 0 | 0 | 0 | 0 | 0 | 0
2 | 12 | 4 | 1 | 1.7931 | 0 | 2.4469 | 0 | 0 | 0 | 0.0012057 | 1.1664 | 0 | 0 | 0.66478 | 0 | 6.0724 | 0 | 0 | 0 | 0 | 0 | 0 | 0 | 0 | 0 | 0 | 0 | 0 | 0 | 0.45131 | 0 | 0.32173 | 13.7937 | 0 | 0 | 0.0525 | 0.99211 | 0 | 0.14675 | 0 | 0 | 15.7581 | 0 | 0 | 0 | 0 | 0 | 0 | 0 | 0 | 0 | 0 | 0 | 0 | 0
2 | 12 | 5 | 1 | 1.7931 | 0 | 2.4469 | 0 | 0 | 0 | 0.0012057 | 1.211 | 0 | 0 | 0.6648 | 0 | 6.117 | 0 | 0 | 0 | 0 | 0 | 0 | 0 | 0 | 0 | 0 | 0 | 0 | 0 | 0.45131 | 0 | 0.32173 | 14.2693 | 0 | 0 | 0.0525 | 1.0098 | 0 | 0.23412 | 0 | 0 | 16.3388 | 0 | 0 | 0 | 0 | 0 | 0 | 0 | 0 | 0 | 0 | 0 | 0 | 0
2 | 12 | 6 | 1 | 1.7931 | 0 | 2.4469 | 0 | 0 | 0 | 0.0012057 | 1.2774 | 0 | 0 | 0.66482 | 0 | 6.1834 | 0 | 0 | 0 | 0 | 0 | 0 | 0 | 0 | 0 | 0 | 0 | 0 | 0 | 0.45131 | 0 | 0.32173 | 15.0489 | 0 | 0 | 0.0525 | 1.0355 | 0 | 0.37391 | 0 | 0 | 17.2839 | 0 | 0 | 0 | 0 | 0 | 0 | 0 | 0 | 0 | 0 | 0 | 0 | 0
2 | 12 | 7 | 1 | 1.7931 | 0 | 2.4469 | 0 | 0 | 0 | 0.0012057 | 1.3609 | 0 | 0 | 3.7784 | 0 | 9.3805 | 0 | 0 | 0 | 0 | 0 | 0 | 0 | 0 | 0 | 0 | 0 | 0 | 0 | 0.45131 | 0 | 0.54519 | 15.467 | 0 | 0 | 0.315 | 1.0662 | 0 | 1.3063 | 0 | 0 | 19.1511 | 0 | 0 | 0 | 0 | 0 | 0 | 0 | 0 | 0 | 0 | 0 | 0 | 0
2 | 12 | 8 | 1 | 1.7931 | 0 | 2.4469 | 0 | 0 | 0 | 0.0012057 | 1.4736 | 0 | 0 | 6.2693 | 0 | 11.9841 | 0 | 0 | 0 | 0 | 0 | 0 | 0 | 0 | 0 | 0 | 0 | 0 | 0 | 0.45131 | 0 | 0.71279 | 16.045 | 0 | 0 | 0.525 | 1.0642 | 0 | 1.6261 | 0 | 0 | 20.4243 | 0 | 0 | 0 | 0 | 0 | 0 | 0 | 0 | 0 | 0 | 0 | 0 | 0
2 | 12 | 9 | 1 | 1.7931 | 0 | 13.5789 | 0 | 0 | 0 | 0.0012057 | 1.3825 | 0 | 0 | 3.9591 | 0 | 20.7149 | 0 | 0 | 0 | 0 | 0 | 0 | 0 | 0 | 0 | 0 | 0 | 0 | 0 | 0.45131 | 0 | 0.71279 | 14.9645 | 0 | 0 | 0.42 | 1.0497 | 0 | 0.9639 | 0 | 0 | 18.5622 | 0 | 0 | 0 | 0 | 0 | 0 | 0 | 0 | 0 | 0 | 0 | 0 | 0
2 | 12 | 10 | 1 | 1.7931 | 0 | 13.5789 | 0 | 0 | 0 | 0.0012057 | 1.283 | 0 | 0 | 4.8305 | 0 | 21.4867 | 0 | 0 | 0 | 0 | 0 | 0 | 0 | 0 | 0 | 0 | 0 | 0 | 0 | 0.45131 | 0 | 0.71279 | 14.0147 | 0 | 0 | 0.315 | 1.036 | 0 | 0.49572 | 0 | 0 | 17.0256 | 0 | 0 | 0 | 0 | 0 | 0 | 0 | 0 | 0 | 0 | 0 | 0 | 0
2 | 12 | 11 | 1 | 1.7931 | 0 | 13.5789 | 0 | 0 | 0 | 0.0012057 | 1.1341 | 0 | 0 | 3.7783 | 0 | 20.2857 | 0 | 0 | 0 | 0 | 0 | 0 | 0 | 0 | 0 | 0 | 0 | 0 | 0 | 0.45131 | 0 | 0.71279 | 12.4406 | 0 | 0 | 0.315 | 0.99183 | 0 | 0.26614 | 0 | 0 | 15.1776 | 0 | 0 | 0 | 0 | 0 | 0 | 0 | 0 | 0 | 0 | 0 | 0 | 0
2 | 12 | 12 | 1 | 1.7931 | 0 | 13.5789 | 0 | 0 | 0 | 0.0012057 | 1.0386 | 0 | 0 | 3.9591 | 0 | 20.3708 | 0 | 0 | 0 | 0 | 0 | 0 | 0 | 0 | 0 | 0 | 0 | 0 | 0 | 0.45131 | 0 | 0.54519 | 11.4464 | 0 | 0 | 0.3675 | 0.96782 | 0 | 0.2194 | 0 | 0 | 13.9977 | 0 | 0 | 0 | 0 | 0 | 0 | 0 | 0 | 0 | 0 | 0 | 0 | 0
2 | 12 | 13 | 1 | 1.7931 | 0 | 8.6313 | 0 | 0 | 0 | 0.0012057 | 1.0439 | 0 | 0 | 3.9591 | 0 | 15.4286 | 0 | 0 | 0 | 0 | 0 | 0 | 0 | 0 | 0 | 0 | 0 | 0 | 0 | 0.45131 | 0 | 0.54519 | 11.6659 | 0 | 0 | 0.42 | 0.96834 | 0 | 0.19821 | 0 | 0 | 14.249 | 0 | 0 | 0 | 0 | 0 | 0 | 0 | 0 | 0 | 0 | 0 | 0 | 0
2 | 12 | 14 | 1 | 1.7931 | 0 | 13.5789 | 0 | 0 | 0 | 0.0012057 | 0.97692 | 0 | 0 | 5.8847 | 0 | 22.2349 | 0 | 0 | 0 | 0 | 0 | 0 | 0 | 0 | 0 | 0 | 0 | 0 | 0 | 0.45131 | 0 | 0.54519 | 11.2161 | 0 | 0 | 0.3675 | 0.97167 | 0 | 0.16797 | 0 | 0 | 13.7197 | 0 | 0 | 0 | 0 | 0 | 0 | 0 | 0 | 0 | 0 | 0 | 0 | 0
2 | 12 | 15 | 1 | 1.7931 | 0 | 13.5789 | 0 | 0 | 0 | 0.0012057 | 0.98578 | 0 | 0 | 3.9591 | 0 | 20.3181 | 0 | 0 | 0 | 0 | 0 | 0 | 0 | 0 | 0 | 0 | 0 | 0 | 0 | 0.45131 | 0 | 0.54519 | 11.3297 | 0 | 0 | 0.3675 | 0.98145 | 0 | 0.16837 | 0 | 0 | 13.8435 | 0 | 0 | 0 | 0 | 0 | 0 | 0 | 0 | 0 | 0 | 0 | 0 | 0
2 | 12 | 16 | 1 | 1.7931 | 0 | 13.5789 | 0 | 0 | 0 | 0.0012057 | 1.0194 | 0 | 0 | 4.215 | 0 | 20.6076 | 0 | 0 | 0 | 0 | 0 | 0 | 0 | 0 | 0 | 0 | 0 | 0 | 0 | 0.45131 | 0 | 0.54519 | 11.6687 | 0 | 0 | 0.315 | 0.97657 | 0 | 0.11721 | 0 | 0 | 14.0739 | 0 | 0 | 0 | 0 | 0 | 0 | 0 | 0 | 0 | 0 | 0 | 0 | 0
2 | 12 | 17 | 1 | 1.7931 | 0 | 13.5789 | 0 | 0 | 0 | 0.0012057 | 1.1307 | 0 | 0 | 3.7783 | 0 | 20.2822 | 0 | 0 | 0 | 0 | 0 | 0 | 0 | 0 | 0 | 0 | 0 | 0 | 0 | 0.45131 | 0 | 0.54519 | 12.6376 | 0 | 0 | 0.315 | 0.98035 | 0 | 0.11754 | 0 | 0 | 15.0469 | 0 | 0 | 0 | 0 | 0 | 0 | 0 | 0 | 0 | 0 | 0 | 0 | 0
2 | 12 | 18 | 1 | 1.7931 | 0 | 13.5789 | 0 | 0 | 0 | 0.0012057 | 1.2338 | 0 | 0 | 6.2691 | 0 | 22.8762 | 0 | 0 | 0 | 0 | 0 | 0 | 0 | 0 | 0 | 0 | 0 | 0 | 0 | 0.45131 | 0 | 0.54519 | 13.6124 | 0 | 0 | 0.525 | 0.99072 | 0 | 0.1446 | 0 | 0 | 16.2692 | 0 | 0 | 0 | 0 | 0 | 0 | 0 | 0 | 0 | 0 | 0 | 0 | 0
2 | 12 | 19 | 1 | 1.7931 | 0 | 9.8682 | 0 | 0 | 0 | 0.0012057 | 1.3008 | 0 | 0 | 6.2691 | 0 | 19.2325 | 0 | 0 | 0 | 0 | 0 | 0 | 0 | 0 | 0 | 0 | 0 | 0 | 0 | 0.45131 | 0 | 0.54519 | 14.1915 | 0 | 0 | 0.525 | 0.99208 | 0 | 0.14098 | 0 | 0 | 16.8461 | 0 | 0 | 0 | 0 | 0 | 0 | 0 | 0 | 0 | 0 | 0 | 0 | 0
2 | 12 | 20 | 1 | 1.7931 | 0 | 2.4469 | 0 | 0 | 0 | 0.0012057 | 1.3609 | 0 | 0 | 3.9591 | 0 | 9.5612 | 0 | 0 | 0 | 0 | 0 | 0 | 0 | 0 | 0 | 0 | 0 | 0 | 0 | 0.45131 | 0 | 0.88038 | 14.6485 | 0 | 0 | 0.42 | 0.98371 | 0 | 0.091167 | 0 | 0 | 17.4751 | 0 | 0 | 0 | 0 | 0 | 0 | 0 | 0 | 0 | 0 | 0 | 0 | 0
2 | 12 | 21 | 1 | 1.7931 | 0 | 2.4469 | 0 | 0 | 0 | 0.0012057 | 1.3996 | 0 | 0 | 3.9591 | 0 | 9.5999 | 0 | 0 | 0 | 0 | 0 | 0 | 0 | 0 | 0 | 0 | 0 | 0 | 0 | 0.45131 | 0 | 1.1038 | 15.1564 | 0 | 0 | 0.3675 | 0.99173 | 0 | 0.11111 | 0 | 0 | 18.1819 | 0 | 0 | 0 | 0 | 0 | 0 | 0 | 0 | 0 | 0 | 0 | 0 | 0
2 | 12 | 22 | 1 | 1.7931 | 0 | 2.4469 | 0 | 0 | 0 | 0.0012057 | 1.4008 | 0 | 0 | 6.6205 | 0 | 12.2625 | 0 | 0 | 0 | 0 | 0 | 0 | 0 | 0 | 0 | 0 | 0 | 0 | 0 | 0.45131 | 0 | 1.2156 | 15.2508 | 0 | 0 | 0.4725 | 0.98547 | 0 | 0.079493 | 0 | 0 | 18.4552 | 0 | 0 | 0 | 0 | 0 | 0 | 0 | 0 | 0 | 0 | 0 | 0 | 0
2 | 12 | 23 | 1 | 1.7931 | 0 | 2.4469 | 0 | 0 | 0 | 0.0012057 | 1.3996 | 0 | 0 | 4.2747 | 0 | 9.9156 | 0 | 0 | 0 | 0 | 0 | 0 | 0 | 0 | 0 | 0 | 0 | 0 | 0 | 0.45131 | 0 | 1.1038 | 15.2007 | 0 | 0 | 0.315 | 0.98788 | 0 | 0.090835 | 0 | 0 | 18.1495 | 0 | 0 | 0 | 0 | 0 | 0 | 0 | 0 | 0 | 0 | 0 | 0 | 0
2 | 12 | 24 | 1 | 1.7931 | 0 | 2.4469 | 0 | 0 | 0 | 0.0012057 | 1.1729 | 0 | 0 | 0.66468 | 0 | 6.0788 | 0 | 0 | 0 | 0 | 0 | 0 | 0 | 0 | 0 | 0 | 0 | 0 | 0 | 0.45131 | 0 | 0.88038 | 13.5361 | 0 | 0 | 0.0525 | 0.99352 | 0 | 0.11825 | 0 | 0 | 16.032 | 0 | 0 | 0 | 0 | 0 | 0 | 0 | 0 | 0 | 0 | 0 | 0 | 0
2 | 13 | 1 | 2 | 1.7931 | 0 | 2.4469 | 0 | 0 | 0 | 0.0012057 | 1.2448 | 0 | 0 | 0.6647 | 0 | 6.1507 | 0 | 0 | 0 | 0 | 0 | 0 | 0 | 0 | 0 | 0 | 0 | 0 | 0 | 0.45131 | 0 | 0.54519 | 14.5953 | 0 | 0 | 0.0525 | 1.0164 | 0 | 0.22399 | 0 | 0 | 16.8846 | 0 | 0 | 0 | 0 | 0 | 0 | 0 | 0 | 0 | 0 | 0 | 0 | 0
2 | 13 | 2 | 2 | 1.7931 | 0 | 2.4469 | 0 | 0 | 0 | 0.0012057 | 1.2695 | 0 | 0 | 0.66475 | 0 | 6.1754 | 0 | 0 | 0 | 0 | 0 | 0 | 0 | 0 | 0 | 0 | 0 | 0 | 0 | 0.45131 | 0 | 0.32173 | 14.9907 | 0 | 0 | 0.0525 | 1.021 | 0 | 0.28935 | 0 | 0 | 17.1266 | 0 | 0 | 0 | 0 | 0 | 0 | 0 | 0 | 0 | 0 | 0 | 0 | 0
2 | 13 | 3 | 2 | 1.7931 | 0 | 2.4469 | 0 | 0 | 0 | 0.0012057 | 1.3067 | 0 | 0 | 0.66477 | 0 | 6.2127 | 0 | 0 | 0 | 0 | 0 | 0 | 0 | 0 | 0 | 0 | 0 | 0 | 0 | 0.45131 | 0 | 0.32173 | 15.4411 | 0 | 0 | 0.0525 | 1.0346 | 0 | 0.46899 | 0 | 0 | 17.7702 | 0 | 0 | 0 | 0 | 0 | 0 | 0 | 0 | 0 | 0 | 0 | 0 | 0
2 | 13 | 4 | 2 | 1.7931 | 0 | 2.4469 | 0 | 0 | 0 | 0.0012057 | 1.3384 | 0 | 0 | 0.66479 | 0 | 6.2444 | 0 | 0 | 0 | 0 | 0 | 0 | 0 | 0 | 0 | 0 | 0 | 0 | 0 | 0.45131 | 0 | 0.32173 | 15.8074 | 0 | 0 | 0.0525 | 1.0452 | 0 | 0.61218 | 0 | 0 | 18.2903 | 0 | 0 | 0 | 0 | 0 | 0 | 0 | 0 | 0 | 0 | 0 | 0 | 0
2 | 13 | 5 | 2 | 1.7931 | 0 | 2.4469 | 0 | 0 | 0 | 0.0012057 | 1.3393 | 0 | 0 | 0.66481 | 0 | 6.2453 | 0 | 0 | 0 | 0 | 0 | 0 | 0 | 0 | 0 | 0 | 0 | 0 | 0 | 0.45131 | 0 | 0.32173 | 15.8397 | 0 | 0 | 0.0525 | 1.0418 | 0 | 0.58488 | 0 | 0 | 18.2919 | 0 | 0 | 0 | 0 | 0 | 0 | 0 | 0 | 0 | 0 | 0 | 0 | 0
2 | 13 | 6 | 2 | 1.7931 | 0 | 2.4469 | 0 | 0 | 0 | 0.0012057 | 1.3128 | 0 | 0 | 0.6648 | 0 | 6.2188 | 0 | 0 | 0 | 0 | 0 | 0 | 0 | 0 | 0 | 0 | 0 | 0 | 0 | 0.45131 | 0 | 0.32173 | 15.3229 | 0 | 0 | 0.0525 | 1.0336 | 0 | 0.54912 | 0 | 0 | 17.7311 | 0 | 0 | 0 | 0 | 0 | 0 | 0 | 0 | 0 | 0 | 0 | 0 | 0
2 | 13 | 7 | 2 | 1.7931 | 0 | 2.4469 | 0 | 0 | 0 | 0.0012057 | 1.358 | 0 | 0 | 3.7783 | 0 | 9.3775 | 0 | 0 | 0 | 0 | 0 | 0 | 0 | 0 | 0 | 0 | 0 | 0 | 0 | 0.45131 | 0 | 0.54519 | 15.7788 | 0 | 0 | 0.315 | 1.0399 | 0 | 0.62701 | 0 | 0 | 18.7573 | 0 | 0 | 0 | 0 | 0 | 0 | 0 | 0 | 0 | 0 | 0 | 0 | 0
2 | 13 | 8 | 2 | 1.7931 | 0 | 2.4469 | 0 | 0 | 0 | 0.0012057 | 1.4713 | 0 | 0 | 6.2691 | 0 | 11.9817 | 0 | 0 | 0 | 0 | 0 | 0 | 0 | 0 | 0 | 0 | 0 | 0 | 0 | 0.45131 | 0 | 0.71279 | 16.878 | 0 | 0 | 0.525 | 1.0347 | 0 | 0.69223 | 0 | 0 | 20.294 | 0 | 0 | 0 | 0 | 0 | 0 | 0 | 0 | 0 | 0 | 0 | 0 | 0
2 | 13 | 9 | 2 | 1.7931 | 0 | 13.5789 | 0 | 0 | 0 | 0.0012057 | 1.4155 | 0 | 0 | 3.9591 | 0 | 20.7478 | 0 | 0 | 0 | 0 | 0 | 0 | 0 | 0 | 0 | 0 | 0 | 0 | 0 | 0.45131 | 0 | 0.71279 | 16.4426 | 0 | 0 | 0.42 | 1.0291 | 0 | 0.43208 | 0 | 0 | 19.4879 | 0 | 0 | 0 | 0 | 0 | 0 | 0 | 0 | 0 | 0 | 0 | 0 | 0
2 | 13 | 10 | 2 | 1.7931 | 0 | 13.5789 | 0 | 0 | 0 | 0.0012057 | 1.3561 | 0 | 0 | 4.8305 | 0 | 21.5597 | 0 | 0 | 0 | 0 | 0 | 0 | 0 | 0 | 0 | 0 | 0 | 0 | 0 | 0.45131 | 0 | 0.71279 | 15.5547 | 0 | 0 | 0.315 | 1.0129 | 0 | 0.26286 | 0 | 0 | 18.3096 | 0 | 0 | 0 | 0 | 0 | 0 | 0 | 0 | 0 | 0 | 0 | 0 | 0
2 | 13 | 11 | 2 | 1.7931 | 0 | 13.5789 | 0 | 0 | 0 | 0.0012057 | 1.2711 | 0 | 0 | 3.7783 | 0 | 20.4226 | 0 | 0 | 0 | 0 | 0 | 0 | 0 | 0 | 0 | 0 | 0 | 0 | 0 | 0.45131 | 0 | 0.71279 | 14.3998 | 0 | 0 | 0.315 | 0.99175 | 0 | 0.21724 | 0 | 0 | 17.0879 | 0 | 0 | 0 | 0 | 0 | 0 | 0 | 0 | 0 | 0 | 0 | 0 | 0
2 | 13 | 12 | 2 | 1.7931 | 0 | 13.5789 | 0 | 0 | 0 | 0.0012057 | 1.2031 | 0 | 0 | 3.9591 | 0 | 20.5354 | 0 | 0 | 0 | 0 | 0 | 0 | 0 | 0 | 0 | 0 | 0 | 0 | 0 | 0.45131 | 0 | 0.54519 | 13.5978 | 0 | 0 | 0.3675 | 0.97569 | 0 | 0.19715 | 0 | 0 | 16.1346 | 0 | 0 | 0 | 0 | 0 | 0 | 0 | 0 | 0 | 0 | 0 | 0 | 0
2 | 13 | 13 | 2 | 1.7931 | 0 | 8.6313 | 0 | 0 | 0 | 0.0012057 | 1.1644 | 0 | 0 | 3.9591 | 0 | 15.5492 | 0 | 0 | 0 | 0 | 0 | 0 | 0 | 0 | 0 | 0 | 0 | 0 | 0 | 0.45131 | 0 | 0.54519 | 13.0587 | 0 | 0 | 0.42 | 0.968 | 0 | 0.16504 | 0 | 0 | 15.6083 | 0 | 0 | 0 | 0 | 0 | 0 | 0 | 0 | 0 | 0 | 0 | 0 | 0
2 | 13 | 14 | 2 | 1.7931 | 0 | 13.5789 | 0 | 0 | 0 | 0.0012057 | 1.0723 | 0 | 0 | 5.8848 | 0 | 22.3303 | 0 | 0 | 0 | 0 | 0 | 0 | 0 | 0 | 0 | 0 | 0 | 0 | 0 | 0.45131 | 0 | 0.54519 | 12.1842 | 0 | 0 | 0.3675 | 0.96097 | 0 | 0.096522 | 0 | 0 | 14.6057 | 0 | 0 | 0 | 0 | 0 | 0 | 0 | 0 | 0 | 0 | 0 | 0 | 0
2 | 13 | 15 | 2 | 1.7931 | 0 | 13.5789 | 0 | 0 | 0 | 0.0012057 | 1.0604 | 0 | 0 | 3.9591 | 0 | 20.3927 | 0 | 0 | 0 | 0 | 0 | 0 | 0 | 0 | 0 | 0 | 0 | 0 | 0 | 0.45131 | 0 | 0.54519 | 12.1894 | 0 | 0 | 0.3675 | 0.97243 | 0 | 0.10312 | 0 | 0 | 14.629 | 0 | 0 | 0 | 0 | 0 | 0 | 0 | 0 | 0 | 0 | 0 | 0 | 0
2 | 13 | 16 | 2 | 1.7931 | 0 | 13.5789 | 0 | 0 | 0 | 0.0012057 | 1.0735 | 0 | 0 | 4.2151 | 0 | 20.6617 | 0 | 0 | 0 | 0 | 0 | 0 | 0 | 0 | 0 | 0 | 0 | 0 | 0 | 0.45131 | 0 | 0.54519 | 12.354 | 0 | 0 | 0.315 | 0.97199 | 0 | 0.083056 | 0 | 0 | 14.7206 | 0 | 0 | 0 | 0 | 0 | 0 | 0 | 0 | 0 | 0 | 0 | 0 | 0
2 | 13 | 17 | 2 | 1.7931 | 0 | 13.5789 | 0 | 0 | 0 | 0.0012057 | 1.1252 | 0 | 0 | 3.7783 | 0 | 20.2767 | 0 | 0 | 0 | 0 | 0 | 0 | 0 | 0 | 0 | 0 | 0 | 0 | 0 | 0.45131 | 0 | 0.54519 | 12.6969 | 0 | 0 | 0.315 | 0.96853 | 0 | 0.065988 | 0 | 0 | 15.0429 | 0 | 0 | 0 | 0 | 0 | 0 | 0 | 0 | 0 | 0 | 0 | 0 | 0
2 | 13 | 18 | 2 | 1.7931 | 0 | 13.5789 | 0 | 0 | 0 | 0.0012057 | 1.2685 | 0 | 0 | 6.2691 | 0 | 22.9109 | 0 | 0 | 0 | 0 | 0 | 0 | 0 | 0 | 0 | 0 | 0 | 0 | 0 | 0.45131 | 0 | 0.54519 | 14.1155 | 0 | 0 | 0.525 | 0.98822 | 0 | 0.14902 | 0 | 0 | 16.7743 | 0 | 0 | 0 | 0 | 0 | 0 | 0 | 0 | 0 | 0 | 0 | 0 | 0
2 | 13 | 19 | 2 | 1.7931 | 0 | 9.8682 | 0 | 0 | 0 | 0.0012057 | 1.3427 | 0 | 0 | 6.2692 | 0 | 19.2745 | 0 | 0 | 0 | 0 | 0 | 0 | 0 | 0 | 0 | 0 | 0 | 0 | 0 | 0.45131 | 0 | 0.54519 | 14.9228 | 0 | 0 | 0.525 | 0.99164 | 0 | 0.15522 | 0 | 0 | 17.5912 | 0 | 0 | 0 | 0 | 0 | 0 | 0 | 0 | 0 | 0 | 0 | 0 | 0
2 | 13 | 20 | 2 | 1.7931 | 0 | 2.4469 | 0 | 0 | 0 | 0.0012057 | 1.4123 | 0 | 0 | 3.9591 | 0 | 9.6127 | 0 | 0 | 0 | 0 | 0 | 0 | 0 | 0 | 0 | 0 | 0 | 0 | 0 | 0.45131 | 0 | 0.88038 | 15.6756 | 0 | 0 | 0.42 | 0.98999 | 0 | 0.13343 | 0 | 0 | 18.5507 | 0 | 0 | 0 | 0 | 0 | 0 | 0 | 0 | 0 | 0 | 0 | 0 | 0
2 | 13 | 21 | 2 | 1.7931 | 0 | 2.4469 | 0 | 0 | 0 | 0.0012057 | 1.3937 | 0 | 0 | 3.9591 | 0 | 9.594 | 0 | 0 | 0 | 0 | 0 | 0 | 0 | 0 | 0 | 0 | 0 | 0 | 0 | 0.45131 | 0 | 1.1038 | 15.45 | 0 | 0 | 0.3675 | 0.96916 | 0 | 0.027459 | 0 | 0 | 18.3692 | 0 | 0 | 0 | 0 | 0 | 0 | 0 | 0 | 0 | 0 | 0 | 0 | 0
2 | 13 | 22 | 2 | 1.7931 | 0 | 2.4469 | 0 | 0 | 0 | 0.0012057 | 1.4211 | 0 | 0 | 6.6205 | 0 | 12.2828 | 0 | 0 | 0 | 0 | 0 | 0 | 0 | 0 | 0 | 0 | 0 | 0 | 0 | 0.45131 | 0 | 1.2156 | 15.7633 | 0 | 0 | 0.4725 | 0.97856 | 0 | 0.05543 | 0 | 0 | 18.9367 | 0 | 0 | 0 | 0 | 0 | 0 | 0 | 0 | 0 | 0 | 0 | 0 | 0
2 | 13 | 23 | 2 | 1.7931 | 0 | 2.4469 | 0 | 0 | 0 | 0.0012057 | 1.423 | 0 | 0 | 4.2748 | 0 | 9.9391 | 0 | 0 | 0 | 0 | 0 | 0 | 0 | 0 | 0 | 0 | 0 | 0 | 0 | 0.45131 | 0 | 1.1038 | 15.9123 | 0 | 0 | 0.315 | 0.97852 | 0 | 0.052352 | 0 | 0 | 18.8133 | 0 | 0 | 0 | 0 | 0 | 0 | 0 | 0 | 0 | 0 | 0 | 0 | 0
2 | 13 | 24 | 2 | 1.7931 | 0 | 2.4469 | 0 | 0 | 0 | 0.0012057 | 1.1771 | 0 | 0 | 0.66477 | 0 | 6.0831 | 0 | 0 | 0 | 0 | 0 | 0 | 0 | 0 | 0 | 0 | 0 | 0 | 0 | 0.45131 | 0 | 0.88038 | 13.9616 | 0 | 0 | 0.0525 | 0.9713 | 0 | 0.026312 | 0 | 0 | 16.3434 | 0 | 0 | 0 | 0 | 0 | 0 | 0 | 0 | 0 | 0 | 0 | 0 | 0
2 | 14 | 1 | 3 | 1.7931 | 0 | 2.4469 | 0 | 0 | 0 | 0.0012057 | 1.2513 | 0 | 0 | 0.66475 | 0 | 6.1573 | 0 | 0 | 0 | 0 | 0 | 0 | 0 | 0 | 0 | 0 | 0 | 0 | 0 | 0.45131 | 0 | 0.54519 | 15.0768 | 0 | 0 | 0.0525 | 0.99443 | 0 | 0.12925 | 0 | 0 | 17.2494 | 0 | 0 | 0 | 0 | 0 | 0 | 0 | 0 | 0 | 0 | 0 | 0 | 0
2 | 14 | 2 | 3 | 1.7931 | 0 | 2.4469 | 0 | 0 | 0 | 0.0012057 | 1.2587 | 0 | 0 | 0.66481 | 0 | 6.1647 | 0 | 0 | 0 | 0 | 0 | 0 | 0 | 0 | 0 | 0 | 0 | 0 | 0 | 0.45131 | 0 | 0.32173 | 15.2946 | 0 | 0 | 0.0525 | 0.99461 | 0 | 0.14197 | 0 | 0 | 17.2567 | 0 | 0 | 0 | 0 | 0 | 0 | 0 | 0 | 0 | 0 | 0 | 0 | 0
2 | 14 | 3 | 3 | 1.7931 | 0 | 2.4469 | 0 | 0 | 0 | 0.0012057 | 1.282 | 0 | 0 | 0.66482 | 0 | 6.188 | 0 | 0 | 0 | 0 | 0 | 0 | 0 | 0 | 0 | 0 | 0 | 0 | 0 | 0.45131 | 0 | 0.32173 | 15.591 | 0 | 0 | 0.0525 | 1.0005 | 0 | 0.1684 | 0 | 0 | 17.5854 | 0 | 0 | 0 | 0 | 0 | 0 | 0 | 0 | 0 | 0 | 0 | 0 | 0
2 | 14 | 4 | 3 | 1.7931 | 0 | 2.4469 | 0 | 0 | 0 | 0.0012057 | 1.2973 | 0 | 0 | 0.66483 | 0 | 6.2034 | 0 | 0 | 0 | 0 | 0 | 0 | 0 | 0 | 0 | 0 | 0 | 0 | 0 | 0.45131 | 0 | 0.32173 | 15.8327 | 0 | 0 | 0.0525 | 1.0058 | 0 | 0.19836 | 0 | 0 | 17.8624 | 0 | 0 | 0 | 0 | 0 | 0 | 0 | 0 | 0 | 0 | 0 | 0 | 0
2 | 14 | 5 | 3 | 1.7931 | 0 | 2.4469 | 0 | 0 | 0 | 0.0012057 | 1.3018 | 0 | 0 | 0.66484 | 0 | 6.2078 | 0 | 0 | 0 | 0 | 0 | 0 | 0 | 0 | 0 | 0 | 0 | 0 | 0 | 0.45131 | 0 | 0.32173 | 15.8926 | 0 | 0 | 0.0525 | 1.0025 | 0 | 0.17927 | 0 | 0 | 17.8999 | 0 | 0 | 0 | 0 | 0 | 0 | 0 | 0 | 0 | 0 | 0 | 0 | 0
2 | 14 | 6 | 3 | 1.7931 | 0 | 2.4469 | 0 | 0 | 0 | 0.0012057 | 1.3064 | 0 | 0 | 0.66484 | 0 | 6.2124 | 0 | 0 | 0 | 0 | 0 | 0 | 0 | 0 | 0 | 0 | 0 | 0 | 0 | 0.45131 | 0 | 0.32173 | 16.0066 | 0 | 0 | 0.0525 | 1.0032 | 0 | 0.18341 | 0 | 0 | 18.0188 | 0 | 0 | 0 | 0 | 0 | 0 | 0 | 0 | 0 | 0 | 0 | 0 | 0
2 | 14 | 7 | 3 | 1.7931 | 0 | 2.4469 | 0 | 0 | 0 | 0.0012057 | 1.3227 | 0 | 0 | 3.7784 | 0 | 9.3423 | 0 | 0 | 0 | 0 | 0 | 0 | 0 | 0 | 0 | 0 | 0 | 0 | 0 | 0.45131 | 0 | 0.54519 | 16.1451 | 0 | 0 | 0.315 | 1.0034 | 0 | 0.1819 | 0 | 0 | 18.642 | 0 | 0 | 0 | 0 | 0 | 0 | 0 | 0 | 0 | 0 | 0 | 0 | 0
2 | 14 | 8 | 3 | 1.7931 | 0 | 2.4469 | 0 | 0 | 0 | 0.0012057 | 1.4619 | 0 | 0 | 6.2692 | 0 | 11.9723 | 0 | 0 | 0 | 0 | 0 | 0 | 0 | 0 | 0 | 0 | 0 | 0 | 0 | 0.45131 | 0 | 0.71279 | 17.1631 | 0 | 0 | 0.525 | 0.99231 | 0 | 0.13587 | 0 | 0 | 19.9804 | 0 | 0 | 0 | 0 | 0 | 0 | 0 | 0 | 0 | 0 | 0 | 0 | 0
2 | 14 | 9 | 3 | 1.7931 | 0 | 13.5789 | 0 | 0 | 0 | 0.0012057 | 1.3659 | 0 | 0 | 3.9591 | 0 | 20.6982 | 0 | 0 | 0 | 0 | 0 | 0 | 0 | 0 | 0 | 0 | 0 | 0 | 0 | 0.45131 | 0 | 0.71279 | 15.673 | 0 | 0 | 0.42 | 0.9743 | 0 | 0.065068 | 0 | 0 | 18.2964 | 0 | 0 | 0 | 0 | 0 | 0 | 0 | 0 | 0 | 0 | 0 | 0 | 0
2 | 14 | 10 | 3 | 1.7931 | 0 | 13.5789 | 0 | 0 | 0 | 0.0012057 | 1.3628 | 0 | 0 | 4.8305 | 0 | 21.5665 | 0 | 0 | 0 | 0 | 0 | 0 | 0 | 0 | 0 | 0 | 0 | 0 | 0 | 0.45131 | 0 | 0.71279 | 15.2772 | 0 | 0 | 0.315 | 0.98036 | 0 | 0.099066 | 0 | 0 | 17.8357 | 0 | 0 | 0 | 0 | 0 | 0 | 0 | 0 | 0 | 0 | 0 | 0 | 0
2 | 14 | 11 | 3 | 1.7931 | 0 | 13.5789 | 0 | 0 | 0 | 0.0012057 | 1.3412 | 0 | 0 | 3.7783 | 0 | 20.4927 | 0 | 0 | 0 | 0 | 0 | 0 | 0 | 0 | 0 | 0 | 0 | 0 | 0 | 0.45131 | 0 | 0.71279 | 15.019 | 0 | 0 | 0.315 | 0.97851 | 0 | 0.10618 | 0 | 0 | 17.5827 | 0 | 0 | 0 | 0 | 0 | 0 | 0 | 0 | 0 | 0 | 0 | 0 | 0
2 | 14 | 12 | 3 | 1.7931 | 0 | 13.5789 | 0 | 0 | 0 | 0.0012057 | 1.1699 | 0 | 0 | 3.9591 | 0 | 20.5022 | 0 | 0 | 0 | 0 | 0 | 0 | 0 | 0 | 0 | 0 | 0 | 0 | 0 | 0.45131 | 0 | 0.54519 | 13.0911 | 0 | 0 | 0.3675 | 0.95101 | 0 | 0.054803 | 0 | 0 | 15.4609 | 0 | 0 | 0 | 0 | 0 | 0 | 0 | 0 | 0 | 0 | 0 | 0 | 0
2 | 14 | 13 | 3 | 1.7931 | 0 | 8.6313 | 0 | 0 | 0 | 0.0012057 | 1.1072 | 0 | 0 | 3.9591 | 0 | 15.4919 | 0 | 0 | 0 | 0 | 0 | 0 | 0 | 0 | 0 | 0 | 0 | 0 | 0 | 0.45131 | 0 | 0.54519 | 12.2033 | 0 | 0 | 0.42 | 0.94446 | 0 | 0.016069 | 0 | 0 | 14.5804 | 0 | 0 | 0 | 0 | 0 | 0 | 0 | 0 | 0 | 0 | 0 | 0 | 0
2 | 14 | 14 | 3 | 1.7931 | 0 | 13.5789 | 0 | 0 | 0 | 0.0012057 | 1.0023 | 0 | 0 | 5.8848 | 0 | 22.2604 | 0 | 0 | 0 | 0 | 0 | 0 | 0 | 0 | 0 | 0 | 0 | 0 | 0 | 0.45131 | 0 | 0.54519 | 11.3484 | 0 | 0 | 0.3675 | 0.94517 | 0 | 0.00085388 | 0 | 0 | 13.6585 | 0 | 0 | 0 | 0 | 0 | 0 | 0 | 0 | 0 | 0 | 0 | 0 | 0
2 | 14 | 15 | 3 | 1.7931 | 0 | 13.5789 | 0 | 0 | 0 | 0.0012057 | 0.97436 | 0 | 0 | 3.9591 | 0 | 20.3067 | 0 | 0 | 0 | 0 | 0 | 0 | 0 | 0 | 0 | 0 | 0 | 0 | 0 | 0.45131 | 0 | 0.54519 | 11.0491 | 0 | 0 | 0.3675 | 0.95205 | 0 | 0.00082393 | 0 | 0 | 13.366 | 0 | 0 | 0 | 0 | 0 | 0 | 0 | 0 | 0 | 0 | 0 | 0 | 0
2 | 14 | 16 | 3 | 1.7931 | 0 | 13.5789 | 0 | 0 | 0 | 0.0012057 | 0.97809 | 0 | 0 | 4.2151 | 0 | 20.5664 | 0 | 0 | 0 | 0 | 0 | 0 | 0 | 0 | 0 | 0 | 0 | 0 | 0 | 0.45131 | 0 | 0.54519 | 11.0253 | 0 | 0 | 0.315 | 0.94909 | 0 | 0.00082421 | 0 | 0 | 13.2867 | 0 | 0 | 0 | 0 | 0 | 0 | 0 | 0 | 0 | 0 | 0 | 0 | 0
2 | 14 | 17 | 3 | 1.7931 | 0 | 13.5789 | 0 | 0 | 0 | 0.0012057 | 1.0191 | 0 | 0 | 3.7783 | 0 | 20.1706 | 0 | 0 | 0 | 0 | 0 | 0 | 0 | 0 | 0 | 0 | 0 | 0 | 0 | 0.45131 | 0 | 0.54519 | 11.2237 | 0 | 0 | 0.315 | 0.94418 | 0 | 0.00084788 | 0 | 0 | 13.4802 | 0 | 0 | 0 | 0 | 0 | 0 | 0 | 0 | 0 | 0 | 0 | 0 | 0
2 | 14 | 18 | 3 | 1.7931 | 0 | 13.5789 | 0 | 0 | 0 | 0.0012057 | 1.1463 | 0 | 0 | 6.2691 | 0 | 22.7886 | 0 | 0 | 0 | 0 | 0 | 0 | 0 | 0 | 0 | 0 | 0 | 0 | 0 | 0.45131 | 0 | 0.54519 | 12.4136 | 0 | 0 | 0.525 | 0.95703 | 0 | 0.00094995 | 0 | 0 | 14.8931 | 0 | 0 | 0 | 0 | 0 | 0 | 0 | 0 | 0 | 0 | 0 | 0 | 0
2 | 14 | 19 | 3 | 1.7931 | 0 | 9.8682 | 0 | 0 | 0 | 0.0012057 | 1.193 | 0 | 0 | 6.2691 | 0 | 19.1247 | 0 | 0 | 0 | 0 | 0 | 0 | 0 | 0 | 0 | 0 | 0 | 0 | 0 | 0.45131 | 0 | 0.54519 | 12.8513 | 0 | 0 | 0.525 | 0.95236 | 0 | 0.0010126 | 0 | 0 | 15.3261 | 0 | 0 | 0 | 0 | 0 | 0 | 0 | 0 | 0 | 0 | 0 | 0 | 0
2 | 14 | 20 | 3 | 1.7931 | 0 | 2.4469 | 0 | 0 | 0 | 0.0012057 | 1.2782 | 0 | 0 | 3.9591 | 0 | 9.4785 | 0 | 0 | 0 | 0 | 0 | 0 | 0 | 0 | 0 | 0 | 0 | 0 | 0 | 0.45131 | 0 | 0.88038 | 13.4794 | 0 | 0 | 0.42 | 0.9478 | 0 | 0.0010451 | 0 | 0 | 16.18 | 0 | 0 | 0 | 0 | 0 | 0 | 0 | 0 | 0 | 0 | 0 | 0 | 0
2 | 14 | 21 | 3 | 1.7931 | 0 | 2.4469 | 0 | 0 | 0 | 0.0012057 | 1.2798 | 0 | 0 | 3.9591 | 0 | 9.4801 | 0 | 0 | 0 | 0 | 0 | 0 | 0 | 0 | 0 | 0 | 0 | 0 | 0 | 0.45131 | 0 | 1.1038 | 13.5779 | 0 | 0 | 0.3675 | 0.93918 | 0 | 0.0010651 | 0 | 0 | 16.4408 | 0 | 0 | 0 | 0 | 0 | 0 | 0 | 0 | 0 | 0 | 0 | 0 | 0
2 | 14 | 22 | 3 | 1.7931 | 0 | 2.4469 | 0 | 0 | 0 | 0.0012057 | 1.2878 | 0 | 0 | 6.6204 | 0 | 12.1494 | 0 | 0 | 0 | 0 | 0 | 0 | 0 | 0 | 0 | 0 | 0 | 0 | 0 | 0.45131 | 0 | 1.2156 | 13.6392 | 0 | 0 | 0.4725 | 0.93796 | 0 | 0.0010754 | 0 | 0 | 16.7176 | 0 | 0 | 0 | 0 | 0 | 0 | 0 | 0 | 0 | 0 | 0 | 0 | 0
2 | 14 | 23 | 3 | 1.7931 | 0 | 2.4469 | 0 | 0 | 0 | 0.0012057 | 1.2782 | 0 | 0 | 4.2747 | 0 | 9.7942 | 0 | 0 | 0 | 0 | 0 | 0 | 0 | 0 | 0 | 0 | 0 | 0 | 0 | 0.45131 | 0 | 1.1038 | 13.6053 | 0 | 0 | 0.315 | 0.93642 | 0 | 0.0012155 | 0 | 0 | 16.4131 | 0 | 0 | 0 | 0 | 0 | 0 | 0 | 0 | 0 | 0 | 0 | 0 | 0
2 | 14 | 24 | 3 | 1.7931 | 0 | 2.4469 | 0 | 0 | 0 | 0.0012057 | 0.95421 | 0 | 0 | 0.66467 | 0 | 5.8601 | 0 | 0 | 0 | 0 | 0 | 0 | 0 | 0 | 0 | 0 | 0 | 0 | 0 | 0.45131 | 0 | 0.88038 | 11.2467 | 0 | 0 | 0.0525 | 0.93985 | 0 | 0.00096303 | 0 | 0 | 13.5717 | 0 | 0 | 0 | 0 | 0 | 0 | 0 | 0 | 0 | 0 | 0 | 0 | 0
2 | 15 | 1 | 4 | 1.7931 | 0 | 2.4469 | 0 | 0 | 0 | 0.0012057 | 1.0604 | 0 | 0 | 0.66468 | 0 | 5.9663 | 0 | 0 | 0 | 0 | 0 | 0 | 0 | 0 | 0 | 0 | 0 | 0 | 0 | 0.45131 | 0 | 0.54519 | 12.5705 | 0 | 0 | 0.0525 | 0.95351 | 0 | 0.00097575 | 0 | 0 | 14.574 | 0 | 0 | 0 | 0 | 0 | 0 | 0 | 0 | 0 | 0 | 0 | 0 | 0
2 | 15 | 2 | 4 | 1.7931 | 0 | 2.4469 | 0 | 0 | 0 | 0.0012057 | 1.141 | 0 | 0 | 0.66472 | 0 | 6.0469 | 0 | 0 | 0 | 0 | 0 | 0 | 0 | 0 | 0 | 0 | 0 | 0 | 0 | 0.45131 | 0 | 0.32173 | 13.6529 | 0 | 0 | 0.0525 | 0.97443 | 0 | 0.071126 | 0 | 0 | 15.524 | 0 | 0 | 0 | 0 | 0 | 0 | 0 | 0 | 0 | 0 | 0 | 0 | 0
2 | 15 | 3 | 4 | 1.7931 | 0 | 2.4469 | 0 | 0 | 0 | 0.0012057 | 1.1336 | 0 | 0 | 0.66477 | 0 | 6.0396 | 0 | 0 | 0 | 0 | 0 | 0 | 0 | 0 | 0 | 0 | 0 | 0 | 0 | 0.45131 | 0 | 0.32173 | 13.6774 | 0 | 0 | 0.0525 | 0.97432 | 0 | 0.10305 | 0 | 0 | 15.5803 | 0 | 0 | 0 | 0 | 0 | 0 | 0 | 0 | 0 | 0 | 0 | 0 | 0
2 | 15 | 4 | 4 | 1.7931 | 0 | 2.4469 | 0 | 0 | 0 | 0.0012057 | 1.1534 | 0 | 0 | 0.66475 | 0 | 6.0593 | 0 | 0 | 0 | 0 | 0 | 0 | 0 | 0 | 0 | 0 | 0 | 0 | 0 | 0.45131 | 0 | 0.32173 | 13.8891 | 0 | 0 | 0.0525 | 0.97685 | 0 | 0.35308 | 0 | 0 | 16.0445 | 0 | 0 | 0 | 0 | 0 | 0 | 0 | 0 | 0 | 0 | 0 | 0 | 0
2 | 15 | 5 | 4 | 1.7931 | 0 | 2.4469 | 0 | 0 | 0 | 0.0012057 | 1.1639 | 0 | 0 | 0.66475 | 0 | 6.0698 | 0 | 0 | 0 | 0 | 0 | 0 | 0 | 0 | 0 | 0 | 0 | 0 | 0 | 0.45131 | 0 | 0.32173 | 14.0384 | 0 | 0 | 0.0525 | 0.97725 | 0 | 0.47516 | 0 | 0 | 16.3164 | 0 | 0 | 0 | 0 | 0 | 0 | 0 | 0 | 0 | 0 | 0 | 0 | 0
2 | 15 | 6 | 4 | 1.7931 | 0 | 2.4469 | 0 | 0 | 0 | 0.0012057 | 1.1877 | 0 | 0 | 0.66475 | 0 | 6.0936 | 0 | 0 | 0 | 0 | 0 | 0 | 0 | 0 | 0 | 0 | 0 | 0 | 0 | 0.45131 | 0 | 0.32173 | 14.3079 | 0 | 0 | 0.0525 | 0.98466 | 0 | 0.69678 | 0 | 0 | 16.8149 | 0 | 0 | 0 | 0 | 0 | 0 | 0 | 0 | 0 | 0 | 0 | 0 | 0
2 | 15 | 7 | 4 | 1.7931 | 0 | 2.4469 | 0 | 0 | 0 | 0.0012057 | 1.196 | 0 | 0 | 3.7783 | 0 | 9.2155 | 0 | 0 | 0 | 0 | 0 | 0 | 0 | 0 | 0 | 0 | 0 | 0 | 0 | 0.45131 | 0 | 0.54519 | 14.2854 | 0 | 0 | 0.315 | 0.9771 | 0 | 0.53473 | 0 | 0 | 17.1087 | 0 | 0 | 0 | 0 | 0 | 0 | 0 | 0 | 0 | 0 | 0 | 0 | 0
2 | 15 | 8 | 4 | 1.7931 | 0 | 2.4469 | 0 | 0 | 0 | 0.0012057 | 1.427 | 0 | 0 | 6.2691 | 0 | 11.9373 | 0 | 0 | 0 | 0 | 0 | 0 | 0 | 0 | 0 | 0 | 0 | 0 | 0 | 0.45131 | 0 | 0.71279 | 16.0856 | 0 | 0 | 0.525 | 0.96767 | 0 | 0.29394 | 0 | 0 | 19.0363 | 0 | 0 | 0 | 0 | 0 | 0 | 0 | 0 | 0 | 0 | 0 | 0 | 0
2 | 15 | 9 | 4 | 1.7931 | 0 | 13.5789 | 0 | 0 | 0 | 0.0012057 | 1.2946 | 0 | 0 | 3.9591 | 0 | 20.6269 | 0 | 0 | 0 | 0 | 0 | 0 | 0 | 0 | 0 | 0 | 0 | 0 | 0 | 0.45131 | 0 | 0.71279 | 14.2998 | 0 | 0 | 0.42 | 0.95125 | 0 | 0.19995 | 0 | 0 | 17.0351 | 0 | 0 | 0 | 0 | 0 | 0 | 0 | 0 | 0 | 0 | 0 | 0 | 0
2 | 15 | 10 | 4 | 1.7931 | 0 | 13.5789 | 0 | 0 | 0 | 0.0012057 | 1.2277 | 0 | 0 | 4.8304 | 0 | 21.4313 | 0 | 0 | 0 | 0 | 0 | 0 | 0 | 0 | 0 | 0 | 0 | 0 | 0 | 0.45131 | 0 | 0.71279 | 13.1294 | 0 | 0 | 0.315 | 0.94261 | 0 | 0.087101 | 0 | 0 | 15.6382 | 0 | 0 | 0 | 0 | 0 | 0 | 0 | 0 | 0 | 0 | 0 | 0 | 0
2 | 15 | 11 | 4 | 1.7931 | 0 | 13.5789 | 0 | 0 | 0 | 0.0012057 | 1.1648 | 0 | 0 | 3.7782 | 0 | 20.3163 | 0 | 0 | 0 | 0 | 0 | 0 | 0 | 0 | 0 | 0 | 0 | 0 | 0 | 0.45131 | 0 | 0.71279 | 12.3458 | 0 | 0 | 0.315 | 0.93476 | 0 | 0.10962 | 0 | 0 | 14.8692 | 0 | 0 | 0 | 0 | 0 | 0 | 0 | 0 | 0 | 0 | 0 | 0 | 0
2 | 15 | 12 | 4 | 1.7931 | 0 | 13.5789 | 0 | 0 | 0 | 0.0012057 | 1.2179 | 0 | 0 | 3.959 | 0 | 20.5502 | 0 | 0 | 0 | 0 | 0 | 0 | 0 | 0 | 0 | 0 | 0 | 0 | 0 | 0.45131 | 0 | 0.54519 | 12.7101 | 0 | 0 | 0.3675 | 0.94928 | 0 | 0.37189 | 0 | 0 | 15.3953 | 0 | 0 | 0 | 0 | 0 | 0 | 0 | 0 | 0 | 0 | 0 | 0 | 0
2 | 15 | 13 | 4 | 1.7931 | 0 | 8.6313 | 0 | 0 | 0 | 0.0012057 | 1.218 | 0 | 0 | 3.9591 | 0 | 15.6028 | 0 | 0 | 0 | 0 | 0 | 0 | 0 | 0 | 0 | 0 | 0 | 0 | 0 | 0.45131 | 0 | 0.54519 | 12.4038 | 0 | 0 | 0.42 | 0.94003 | 0 | 0.48122 | 0 | 0 | 15.2415 | 0 | 0 | 0 | 0 | 0 | 0 | 0 | 0 | 0 | 0 | 0 | 0 | 0
2 | 15 | 14 | 4 | 1.7931 | 0 | 13.5789 | 0 | 0 | 0 | 0.0012057 | 1.1774 | 0 | 0 | 5.8847 | 0 | 22.4353 | 0 | 0 | 0 | 0 | 0 | 0 | 0 | 0 | 0 | 0 | 0 | 0 | 0 | 0.45131 | 0 | 0.54519 | 12.2444 | 0 | 0 | 0.3675 | 0.93823 | 0 | 1.1283 | 0 | 0 | 15.6749 | 0 | 0 | 0 | 0 | 0 | 0 | 0 | 0 | 0 | 0 | 0 | 0 | 0
2 | 15 | 15 | 4 | 1.7931 | 0 | 13.5789 | 0 | 0 | 0 | 0.0012057 | 1.1679 | 0 | 0 | 3.9591 | 0 | 20.5002 | 0 | 0 | 0 | 0 | 0 | 0 | 0 | 0 | 0 | 0 | 0 | 0 | 0 | 0.45131 | 0 | 0.54519 | 12.0711 | 0 | 0 | 0.3675 | 0.93622 | 0 | 1.2741 | 0 | 0 | 15.6454 | 0 | 0 | 0 | 0 | 0 | 0 | 0 | 0 | 0 | 0 | 0 | 0 | 0
2 | 15 | 16 | 4 | 1.7931 | 0 | 13.5789 | 0 | 0 | 0 | 0.0012057 | 1.1565 | 0 | 0 | 4.215 | 0 | 20.7447 | 0 | 0 | 0 | 0 | 0 | 0 | 0 | 0 | 0 | 0 | 0 | 0 | 0 | 0.45131 | 0 | 0.54519 | 11.8908 | 0 | 0 | 0.315 | 0.93305 | 0 | 1.3189 | 0 | 0 | 15.4543 | 0 | 0 | 0 | 0 | 0 | 0 | 0 | 0 | 0 | 0 | 0 | 0 | 0
2 | 15 | 17 | 4 | 1.7931 | 0 | 13.5789 | 0 | 0 | 0 | 0.0012057 | 1.1816 | 0 | 0 | 3.7782 | 0 | 20.3331 | 0 | 0 | 0 | 0 | 0 | 0 | 0 | 0 | 0 | 0 | 0 | 0 | 0 | 0.45131 | 0 | 0.54519 | 12.2614 | 0 | 0 | 0.315 | 0.93918 | 0 | 1.5771 | 0 | 0 | 16.0891 | 0 | 0 | 0 | 0 | 0 | 0 | 0 | 0 | 0 | 0 | 0 | 0 | 0
2 | 15 | 18 | 4 | 1.7931 | 0 | 13.5789 | 0 | 0 | 0 | 0.0012057 | 1.1112 | 0 | 0 | 6.2691 | 0 | 22.7535 | 0 | 0 | 0 | 0 | 0 | 0 | 0 | 0 | 0 | 0 | 0 | 0 | 0 | 0.45131 | 0 | 0.54519 | 11.5369 | 0 | 0 | 0.525 | 0.92736 | 0 | 2.2105 | 0 | 0 | 16.1963 | 0 | 0 | 0 | 0 | 0 | 0 | 0 | 0 | 0 | 0 | 0 | 0 | 0
2 | 15 | 19 | 4 | 1.7931 | 0 | 9.8682 | 0 | 0 | 0 | 0.0012057 | 1.157 | 0 | 0 | 6.2691 | 0 | 19.0886 | 0 | 0 | 0 | 0 | 0 | 0 | 0 | 0 | 0 | 0 | 0 | 0 | 0 | 0.45131 | 0 | 0.54519 | 11.6525 | 0 | 0 | 0.525 | 0.93052 | 0 | 2.5664 | 0 | 0 | 16.6709 | 0 | 0 | 0 | 0 | 0 | 0 | 0 | 0 | 0 | 0 | 0 | 0 | 0
2 | 15 | 20 | 4 | 1.7931 | 0 | 2.4469 | 0 | 0 | 0 | 0.0012057 | 1.2265 | 0 | 0 | 3.959 | 0 | 9.4268 | 0 | 0 | 0 | 0 | 0 | 0 | 0 | 0 | 0 | 0 | 0 | 0 | 0 | 0.45131 | 0 | 0.88038 | 12.2527 | 0 | 0 | 0.42 | 0.9236 | 0 | 2.388 | 0 | 0 | 17.316 | 0 | 0 | 0 | 0 | 0 | 0 | 0 | 0 | 0 | 0 | 0 | 0 | 0
2 | 15 | 21 | 4 | 1.7931 | 0 | 2.4469 | 0 | 0 | 0 | 0.0012057 | 1.2469 | 0 | 0 | 3.959 | 0 | 9.4472 | 0 | 0 | 0 | 0 | 0 | 0 | 0 | 0 | 0 | 0 | 0 | 0 | 0 | 0.45131 | 0 | 1.1038 | 12.5487 | 0 | 0 | 0.3675 | 0.92221 | 0 | 2.3 | 0 | 0 | 17.6936 | 0 | 0 | 0 | 0 | 0 | 0 | 0 | 0 | 0 | 0 | 0 | 0 | 0
2 | 15 | 22 | 4 | 1.7931 | 0 | 2.4469 | 0 | 0 | 0 | 0.0012057 | 1.2402 | 0 | 0 | 6.6204 | 0 | 12.1018 | 0 | 0 | 0 | 0 | 0 | 0 | 0 | 0 | 0 | 0 | 0 | 0 | 0 | 0.45131 | 0 | 1.2156 | 12.4285 | 0 | 0 | 0.4725 | 0.91595 | 0 | 2.4836 | 0 | 0 | 17.9674 | 0 | 0 | 0 | 0 | 0 | 0 | 0 | 0 | 0 | 0 | 0 | 0 | 0
2 | 15 | 23 | 4 | 1.7931 | 0 | 2.4469 | 0 | 0 | 0 | 0.0012057 | 1.2221 | 0 | 0 | 4.2746 | 0 | 9.7379 | 0 | 0 | 0 | 0 | 0 | 0 | 0 | 0 | 0 | 0 | 0 | 0 | 0 | 0.45131 | 0 | 1.1038 | 12.1109 | 0 | 0 | 0.315 | 0.91145 | 0 | 2.6907 | 0 | 0 | 17.5833 | 0 | 0 | 0 | 0 | 0 | 0 | 0 | 0 | 0 | 0 | 0 | 0 | 0
2 | 15 | 24 | 4 | 1.7931 | 0 | 2.4469 | 0 | 0 | 0 | 0.0012057 | 0.8493 | 0 | 0 | 0.66463 | 0 | 5.7552 | 0 | 0 | 0 | 0 | 0 | 0 | 0 | 0 | 0 | 0 | 0 | 0 | 0 | 0.45131 | 0 | 0.88038 | 9.5175 | 0 | 0 | 0.0525 | 0.91527 | 0 | 1.9857 | 0 | 0 | 13.8026 | 0 | 0 | 0 | 0 | 0 | 0 | 0 | 0 | 0 | 0 | 0 | 0 | 0
2 | 16 | 1 | 5 | 1.7931 | 0 | 2.4469 | 0 | 0 | 0 | 0.0012057 | 0.98306 | 0 | 0 | 0.66465 | 0 | 5.8889 | 0 | 0 | 0 | 0 | 0 | 0 | 0 | 0 | 0 | 0 | 0 | 0 | 0 | 0.45131 | 0 | 0.54519 | 10.7635 | 0 | 0 | 0.0525 | 0.9307 | 0 | 1.9694 | 0 | 0 | 14.7127 | 0 | 0 | 0 | 0 | 0 | 0 | 0 | 0 | 0 | 0 | 0 | 0 | 0
2 | 16 | 2 | 5 | 1.7931 | 0 | 2.4469 | 0 | 0 | 0 | 0.0012057 | 1.0568 | 0 | 0 | 0.66471 | 0 | 5.9627 | 0 | 0 | 0 | 0 | 0 | 0 | 0 | 0 | 0 | 0 | 0 | 0 | 0 | 0.45131 | 0 | 0.32173 | 11.7679 | 0 | 0 | 0.0525 | 0.94507 | 0 | 1.9758 | 0 | 0 | 15.5144 | 0 | 0 | 0 | 0 | 0 | 0 | 0 | 0 | 0 | 0 | 0 | 0 | 0
2 | 16 | 3 | 5 | 1.7931 | 0 | 2.4469 | 0 | 0 | 0 | 0.0012057 | 1.0589 | 0 | 0 | 0.66475 | 0 | 5.9649 | 0 | 0 | 0 | 0 | 0 | 0 | 0 | 0 | 0 | 0 | 0 | 0 | 0 | 0.45131 | 0 | 0.32173 | 11.6924 | 0 | 0 | 0.0525 | 0.94175 | 0 | 1.7565 | 0 | 0 | 15.2162 | 0 | 0 | 0 | 0 | 0 | 0 | 0 | 0 | 0 | 0 | 0 | 0 | 0
2 | 16 | 4 | 5 | 1.7931 | 0 | 2.4469 | 0 | 0 | 0 | 0.0012057 | 1.059 | 0 | 0 | 0.66474 | 0 | 5.965 | 0 | 0 | 0 | 0 | 0 | 0 | 0 | 0 | 0 | 0 | 0 | 0 | 0 | 0.45131 | 0 | 0.32173 | 11.8166 | 0 | 0 | 0.0525 | 0.94048 | 0 | 1.7423 | 0 | 0 | 15.3249 | 0 | 0 | 0 | 0 | 0 | 0 | 0 | 0 | 0 | 0 | 0 | 0 | 0
2 | 16 | 5 | 5 | 1.7931 | 0 | 2.4469 | 0 | 0 | 0 | 0.0012057 | 1.0401 | 0 | 0 | 0.66473 | 0 | 5.946 | 0 | 0 | 0 | 0 | 0 | 0 | 0 | 0 | 0 | 0 | 0 | 0 | 0 | 0.45131 | 0 | 0.32173 | 11.5998 | 0 | 0 | 0.0525 | 0.93471 | 0 | 1.5353 | 0 | 0 | 14.8953 | 0 | 0 | 0 | 0 | 0 | 0 | 0 | 0 | 0 | 0 | 0 | 0 | 0
2 | 16 | 6 | 5 | 1.7931 | 0 | 2.4469 | 0 | 0 | 0 | 0.0012057 | 1.0495 | 0 | 0 | 0.66471 | 0 | 5.9554 | 0 | 0 | 0 | 0 | 0 | 0 | 0 | 0 | 0 | 0 | 0 | 0 | 0 | 0.45131 | 0 | 0.32173 | 11.6467 | 0 | 0 | 0.0525 | 0.9363 | 0 | 1.2991 | 0 | 0 | 14.7076 | 0 | 0 | 0 | 0 | 0 | 0 | 0 | 0 | 0 | 0 | 0 | 0 | 0
2 | 16 | 7 | 5 | 1.7931 | 0 | 2.4469 | 0 | 0 | 0 | 0.0012057 | 1.0617 | 0 | 0 | 3.7782 | 0 | 9.0812 | 0 | 0 | 0 | 0 | 0 | 0 | 0 | 0 | 0 | 0 | 0 | 0 | 0 | 0.45131 | 0 | 0.54519 | 11.782 | 0 | 0 | 0.315 | 0.93072 | 0 | 1.2905 | 0 | 0 | 15.3148 | 0 | 0 | 0 | 0 | 0 | 0 | 0 | 0 | 0 | 0 | 0 | 0 | 0
2 | 16 | 8 | 5 | 1.7931 | 0 | 2.4469 | 0 | 0 | 0 | 0.0012057 | 1.3281 | 0 | 0 | 6.2691 | 0 | 11.8384 | 0 | 0 | 0 | 0 | 0 | 0 | 0 | 0 | 0 | 0 | 0 | 0 | 0 | 0.45131 | 0 | 0.71279 | 13.246 | 0 | 0 | 0.525 | 0.92026 | 0 | 1.5876 | 0 | 0 | 17.443 | 0 | 0 | 0 | 0 | 0 | 0 | 0 | 0 | 0 | 0 | 0 | 0 | 0
2 | 16 | 9 | 5 | 1.7931 | 0 | 13.5789 | 0 | 0 | 0 | 0.0012057 | 1.2054 | 0 | 0 | 3.959 | 0 | 20.5376 | 0 | 0 | 0 | 0 | 0 | 0 | 0 | 0 | 0 | 0 | 0 | 0 | 0 | 0.45131 | 0 | 0.71279 | 10.5293 | 0 | 0 | 0.42 | 0.91849 | 0 | 0 | 0 | 0 | 13.0318 | 0 | 0 | 0 | 0 | 0 | 0 | 0 | 0 | 0 | 0 | 0 | 0 | 0
2 | 16 | 10 | 5 | 1.7931 | 0 | 13.5789 | 0 | 0 | 0 | 0.0012057 | 1.1098 | 0 | 0 | 4.8303 | 0 | 21.3133 | 0 | 0 | 0 | 0 | 0 | 0 | 0 | 0 | 0 | 0 | 0 | 0 | 0 | 0.45131 | 0 | 0.71279 | 9.4435 | 0 | 0 | 0.315 | 0.91322 | 0 | 0 | 0 | 0 | 11.8358 | 0 | 0 | 0 | 0 | 0 | 0 | 0 | 0 | 0 | 0 | 0 | 0 | 0
2 | 16 | 11 | 5 | 1.7931 | 0 | 13.5789 | 0 | 0 | 0 | 0.0012057 | 0.99621 | 0 | 0 | 3.7782 | 0 | 20.1476 | 0 | 0 | 0 | 0 | 0 | 0 | 0 | 0 | 0 | 0 | 0 | 0 | 0 | 0.45131 | 0 | 0.71279 | 8.3499 | 0 | 0 | 0.315 | 0.90418 | 0 | 0 | 0 | 0 | 10.7332 | 0 | 0 | 0 | 0 | 0 | 0 | 0 | 0 | 0 | 0 | 0 | 0 | 0
2 | 16 | 12 | 5 | 1.7931 | 0 | 13.5789 | 0 | 0 | 0 | 0.0012057 | 0.91424 | 0 | 0 | 3.959 | 0 | 20.2465 | 0 | 0 | 0 | 0 | 0 | 0 | 0 | 0 | 0 | 0 | 0 | 0 | 0 | 0.45131 | 0 | 0.54519 | 7.6657 | 0 | 0 | 0.3675 | 0.89916 | 0 | 0 | 0 | 0 | 9.9289 | 0 | 0 | 0 | 0 | 0 | 0 | 0 | 0 | 0 | 0 | 0 | 0 | 0
2 | 16 | 13 | 5 | 1.7931 | 0 | 8.6313 | 0 | 0 | 0 | 0.0012057 | 1.0125 | 0 | 0 | 3.959 | 0 | 15.3972 | 0 | 0 | 0 | 0 | 0 | 0 | 0 | 0 | 0 | 0 | 0 | 0 | 0 | 0.45131 | 0 | 0.54519 | 8.4909 | 0 | 0 | 0.42 | 0.90735 | 0 | 0 | 0 | 0 | 10.8147 | 0 | 0 | 0 | 0 | 0 | 0 | 0 | 0 | 0 | 0 | 0 | 0 | 0
2 | 16 | 14 | 5 | 1.7931 | 0 | 13.5789 | 0 | 0 | 0 | 0.0012057 | 0.88575 | 0 | 0 | 5.8846 | 0 | 22.1436 | 0 | 0 | 0 | 0 | 0 | 0 | 0 | 0 | 0 | 0 | 0 | 0 | 0 | 0.45131 | 0 | 0.54519 | 7.7609 | 0 | 0 | 0.3675 | 0.90156 | 0 | 0 | 0 | 0 | 10.0264 | 0 | 0 | 0 | 0 | 0 | 0 | 0 | 0 | 0 | 0 | 0 | 0 | 0
2 | 16 | 15 | 5 | 1.7931 | 0 | 13.5789 | 0 | 0 | 0 | 0.0012057 | 0.86901 | 0 | 0 | 3.959 | 0 | 20.2013 | 0 | 0 | 0 | 0 | 0 | 0 | 0 | 0 | 0 | 0 | 0 | 0 | 0 | 0.45131 | 0 | 0.54519 | 7.7408 | 0 | 0 | 0.3675 | 0.90358 | 0 | 0 | 0 | 0 | 10.0084 | 0 | 0 | 0 | 0 | 0 | 0 | 0 | 0 | 0 | 0 | 0 | 0 | 0
2 | 16 | 16 | 5 | 1.7931 | 0 | 13.5789 | 0 | 0 | 0 | 0.0012057 | 0.92336 | 0 | 0 | 4.2149 | 0 | 20.5115 | 0 | 0 | 0 | 0 | 0 | 0 | 0 | 0 | 0 | 0 | 0 | 0 | 0 | 0.45131 | 0 | 0.54519 | 8.0759 | 0 | 0 | 0.315 | 0.90794 | 0 | 0 | 0 | 0 | 10.2953 | 0 | 0 | 0 | 0 | 0 | 0 | 0 | 0 | 0 | 0 | 0 | 0 | 0
2 | 16 | 17 | 5 | 1.7931 | 0 | 13.5789 | 0 | 0 | 0 | 0.0012057 | 0.92857 | 0 | 0 | 3.7782 | 0 | 20.08 | 0 | 0 | 0 | 0 | 0 | 0 | 0 | 0 | 0 | 0 | 0 | 0 | 0 | 0.45131 | 0 | 0.54519 | 7.9968 | 0 | 0 | 0.315 | 0.90363 | 0 | 0 | 0 | 0 | 10.212 | 0 | 0 | 0 | 0 | 0 | 0 | 0 | 0 | 0 | 0 | 0 | 0 | 0
2 | 16 | 18 | 5 | 1.7931 | 0 | 13.5789 | 0 | 0 | 0 | 0.0012057 | 0.96829 | 0 | 0 | 6.269 | 0 | 22.6105 | 0 | 0 | 0 | 0 | 0 | 0 | 0 | 0 | 0 | 0 | 0 | 0 | 0 | 0.45131 | 0 | 0.54519 | 8.3915 | 0 | 0 | 0.525 | 0.90947 | 0 | 0 | 0 | 0 | 10.8225 | 0 | 0 | 0 | 0 | 0 | 0 | 0 | 0 | 0 | 0 | 0 | 0 | 0
2 | 16 | 19 | 5 | 1.7931 | 0 | 9.8682 | 0 | 0 | 0 | 0.0012057 | 1.0071 | 0 | 0 | 6.269 | 0 | 18.9387 | 0 | 0 | 0 | 0 | 0 | 0 | 0 | 0 | 0 | 0 | 0 | 0 | 0 | 0.45131 | 0 | 0.54519 | 8.6089 | 0 | 0 | 0.525 | 0.90751 | 0 | 0 | 0 | 0 | 11.0379 | 0 | 0 | 0 | 0 | 0 | 0 | 0 | 0 | 0 | 0 | 0 | 0 | 0
2 | 16 | 20 | 5 | 1.7931 | 0 | 2.4469 | 0 | 0 | 0 | 0.0012057 | 1.099 | 0 | 0 | 3.959 | 0 | 9.2993 | 0 | 0 | 0 | 0 | 0 | 0 | 0 | 0 | 0 | 0 | 0 | 0 | 0 | 0.45131 | 0 | 0.88038 | 9.3282 | 0 | 0 | 0.42 | 0.90045 | 0 | 0 | 0 | 0 | 11.9804 | 0 | 0 | 0 | 0 | 0 | 0 | 0 | 0 | 0 | 0 | 0 | 0 | 0
2 | 16 | 21 | 5 | 1.7931 | 0 | 2.4469 | 0 | 0 | 0 | 0.0012057 | 1.1005 | 0 | 0 | 3.959 | 0 | 9.3008 | 0 | 0 | 0 | 0 | 0 | 0 | 0 | 0 | 0 | 0 | 0 | 0 | 0 | 0.45131 | 0 | 1.1038 | 10.4157 | 0 | 0 | 0.3675 | 0.8951 | 0 | 0.52805 | 0 | 0 | 13.7615 | 0 | 0 | 0 | 0 | 0 | 0 | 0 | 0 | 0 | 0 | 0 | 0 | 0
2 | 16 | 22 | 5 | 1.7931 | 0 | 2.4469 | 0 | 0 | 0 | 0.0012057 | 1.1262 | 0 | 0 | 6.6204 | 0 | 11.9878 | 0 | 0 | 0 | 0 | 0 | 0 | 0 | 0 | 0 | 0 | 0 | 0 | 0 | 0.45131 | 0 | 1.2156 | 10.559 | 0 | 0 | 0.4725 | 0.89581 | 0 | 0.27339 | 0 | 0 | 13.8676 | 0 | 0 | 0 | 0 | 0 | 0 | 0 | 0 | 0 | 0 | 0 | 0 | 0
2 | 16 | 23 | 5 | 1.7931 | 0 | 2.4469 | 0 | 0 | 0 | 0.0012057 | 1.1189 | 0 | 0 | 4.2745 | 0 | 9.6346 | 0 | 0 | 0 | 0 | 0 | 0 | 0 | 0 | 0 | 0 | 0 | 0 | 0 | 0.45131 | 0 | 1.1038 | 10.6509 | 0 | 0 | 0.315 | 0.89534 | 0 | 0.26688 | 0 | 0 | 13.6832 | 0 | 0 | 0 | 0 | 0 | 0 | 0 | 0 | 0 | 0 | 0 | 0 | 0
2 | 16 | 24 | 5 | 1.7931 | 0 | 2.4469 | 0 | 0 | 0 | 0.0012057 | 0.71493 | 0 | 0 | 0.66458 | 0 | 5.6207 | 0 | 0 | 0 | 0 | 0 | 0 | 0 | 0 | 0 | 0 | 0 | 0 | 0 | 0.45131 | 0 | 0.88038 | 8.1866 | 0 | 0 | 0.0525 | 0.902 | 0 | 0.19 | 0 | 0 | 10.6628 | 0 | 0 | 0 | 0 | 0 | 0 | 0 | 0 | 0 | 0 | 0 | 0 | 0
2 | 17 | 1 | 6 | 1.7931 | 0 | 2.4469 | 0 | 0 | 0 | 0.0012057 | 0.83131 | 0 | 0 | 0.6646 | 0 | 5.7371 | 0 | 0 | 0 | 0 | 0 | 0 | 0 | 0 | 0 | 0 | 0 | 0 | 0 | 0.45131 | 0 | 0.54519 | 9.3435 | 0 | 0 | 0.0525 | 0.90897 | 0 | 0.15293 | 0 | 0 | 11.4544 | 0 | 0 | 0 | 0 | 0 | 0 | 0 | 0 | 0 | 0 | 0 | 0 | 0
2 | 17 | 2 | 6 | 1.7931 | 0 | 2.4469 | 0 | 0 | 0 | 0.0012057 | 0.8912 | 0 | 0 | 0.66463 | 0 | 5.797 | 0 | 0 | 0 | 0 | 0 | 0 | 0 | 0 | 0 | 0 | 0 | 0 | 0 | 0.45131 | 0 | 0.32173 | 10.0605 | 0 | 0 | 0.0525 | 0.91917 | 0 | 0.081937 | 0 | 0 | 11.8872 | 0 | 0 | 0 | 0 | 0 | 0 | 0 | 0 | 0 | 0 | 0 | 0 | 0
2 | 17 | 3 | 6 | 1.7931 | 0 | 2.4469 | 0 | 0 | 0 | 0.0012057 | 0.88433 | 0 | 0 | 0.66465 | 0 | 5.7902 | 0 | 0 | 0 | 0 | 0 | 0 | 0 | 0 | 0 | 0 | 0 | 0 | 0 | 0.45131 | 0 | 0.32173 | 10.0664 | 0 | 0 | 0.0525 | 0.91466 | 0 | 0.14487 | 0 | 0 | 11.9515 | 0 | 0 | 0 | 0 | 0 | 0 | 0 | 0 | 0 | 0 | 0 | 0 | 0
2 | 17 | 4 | 6 | 1.7931 | 0 | 2.4469 | 0 | 0 | 0 | 0.0012057 | 0.89697 | 0 | 0 | 0.66463 | 0 | 5.8028 | 0 | 0 | 0 | 0 | 0 | 0 | 0 | 0 | 0 | 0 | 0 | 0 | 0 | 0.45131 | 0 | 0.32173 | 10.1371 | 0 | 0 | 0.0525 | 0.91467 | 0 | 0.071355 | 0 | 0 | 11.9487 | 0 | 0 | 0 | 0 | 0 | 0 | 0 | 0 | 0 | 0 | 0 | 0 | 0
2 | 17 | 5 | 6 | 1.7931 | 0 | 2.4469 | 0 | 0 | 0 | 0.0012057 | 0.94039 | 0 | 0 | 0.66463 | 0 | 5.8462 | 0 | 0 | 0 | 0 | 0 | 0 | 0 | 0 | 0 | 0 | 0 | 0 | 0 | 0.45131 | 0 | 0.32173 | 10.6695 | 0 | 0 | 0.0525 | 0.92141 | 0 | 0.066382 | 0 | 0 | 12.4828 | 0 | 0 | 0 | 0 | 0 | 0 | 0 | 0 | 0 | 0 | 0 | 0 | 0
2 | 17 | 6 | 6 | 1.7931 | 0 | 2.4469 | 0 | 0 | 0 | 0.0012057 | 0.93412 | 0 | 0 | 0.66464 | 0 | 5.84 | 0 | 0 | 0 | 0 | 0 | 0 | 0 | 0 | 0 | 0 | 0 | 0 | 0 | 0.45131 | 0 | 0.32173 | 10.6901 | 0 | 0 | 0.0525 | 0.91815 | 0 | 0.12862 | 0 | 0 | 12.5625 | 0 | 0 | 0 | 0 | 0 | 0 | 0 | 0 | 0 | 0 | 0 | 0 | 0
2 | 17 | 7 | 6 | 1.7931 | 0 | 2.4469 | 0 | 0 | 0 | 0.0012057 | 0.94645 | 0 | 0 | 3.7782 | 0 | 8.9658 | 0 | 0 | 0 | 0 | 0 | 0 | 0 | 0 | 0 | 0 | 0 | 0 | 0 | 0.45131 | 0 | 0.54519 | 10.7878 | 0 | 0 | 0.315 | 0.91488 | 0 | 0.19024 | 0 | 0 | 13.2044 | 0 | 0 | 0 | 0 | 0 | 0 | 0 | 0 | 0 | 0 | 0 | 0 | 0
2 | 17 | 8 | 6 | 1.7931 | 0 | 2.4469 | 0 | 0 | 0 | 0.0012057 | 1.254 | 0 | 0 | 6.269 | 0 | 11.7642 | 0 | 0 | 0 | 0 | 0 | 0 | 0 | 0 | 0 | 0 | 0 | 0 | 0 | 0.45131 | 0 | 0.71279 | 12.9506 | 0 | 0 | 0.525 | 0.90759 | 0 | 0.24144 | 0 | 0 | 15.7887 | 0 | 0 | 0 | 0 | 0 | 0 | 0 | 0 | 0 | 0 | 0 | 0 | 0
2 | 17 | 9 | 6 | 1.7931 | 0 | 13.5789 | 0 | 0 | 0 | 0.0012057 | 1.0066 | 0 | 0 | 3.959 | 0 | 20.3388 | 0 | 0 | 0 | 0 | 0 | 0 | 0 | 0 | 0 | 0 | 0 | 0 | 0 | 0.45131 | 0 | 0.71279 | 10.2597 | 0 | 0 | 0.42 | 0.89727 | 0 | 0.10403 | 0 | 0 | 12.8451 | 0 | 0 | 0 | 0 | 0 | 0 | 0 | 0 | 0 | 0 | 0 | 0 | 0
2 | 17 | 10 | 6 | 1.7931 | 0 | 13.5789 | 0 | 0 | 0 | 0.0012057 | 0.83492 | 0 | 0 | 4.8301 | 0 | 21.0383 | 0 | 0 | 0 | 0 | 0 | 0 | 0 | 0 | 0 | 0 | 0 | 0 | 0 | 0.45131 | 0 | 0.71279 | 8.6159 | 0 | 0 | 0.315 | 0.88914 | 0 | 0.00071499 | 0 | 0 | 10.9848 | 0 | 0 | 0 | 0 | 0 | 0 | 0 | 0 | 0 | 0 | 0 | 0 | 0
2 | 17 | 11 | 6 | 1.7931 | 0 | 13.5789 | 0 | 0 | 0 | 0.0012057 | 0.70063 | 0 | 0 | 3.7781 | 0 | 19.8519 | 0 | 0 | 0 | 0 | 0 | 0 | 0 | 0 | 0 | 0 | 0 | 0 | 0 | 0.45131 | 0 | 0.71279 | 7.0788 | 0 | 0 | 0.315 | 0.86662 | 0 | 0.00060414 | 0 | 0 | 9.4251 | 0 | 0 | 0 | 0 | 0 | 0 | 0 | 0 | 0 | 0 | 0 | 0 | 0
2 | 17 | 12 | 6 | 1.7931 | 0 | 13.5789 | 0 | 0 | 0 | 0.0012057 | 0.56213 | 0 | 0 | 3.959 | 0 | 19.8943 | 0 | 0 | 0 | 0 | 0 | 0 | 0 | 0 | 0 | 0 | 0 | 0 | 0 | 0.45131 | 0 | 0.54519 | 5.3122 | 0 | 0 | 0.3675 | 0.84384 | 0 | 0 | 0 | 0 | 7.52 | 0 | 0 | 0 | 0 | 0 | 0 | 0 | 0 | 0 | 0 | 0 | 0 | 0
2 | 17 | 13 | 6 | 1.7931 | 0 | 8.6313 | 0 | 0 | 0 | 0.0012057 | 0.4641 | 0 | 0 | 3.959 | 0 | 14.8487 | 0 | 0 | 0 | 0 | 0 | 0 | 0 | 0 | 0 | 0 | 0 | 0 | 0 | 0.45131 | 0 | 0.54519 | 4.4149 | 0 | 0 | 0.42 | 0.83553 | 0 | 0 | 0 | 0 | 6.6669 | 0 | 0 | 0 | 0 | 0 | 0 | 0 | 0 | 0 | 0 | 0 | 0 | 0
2 | 17 | 14 | 6 | 1.7931 | 0 | 13.5789 | 0 | 0 | 0 | 0.0012057 | 0.3747 | 0 | 0 | 5.8843 | 0 | 21.6322 | 0 | 0 | 0 | 0 | 0 | 0 | 0 | 0 | 0 | 0 | 0 | 0 | 0 | 0.45131 | 0 | 0.54519 | 4.0245 | 0 | 0 | 0.3675 | 0.84226 | 0 | 0 | 0 | 0 | 6.2308 | 0 | 0 | 0 | 0 | 0 | 0 | 0 | 0 | 0 | 0 | 0 | 0 | 0
2 | 17 | 15 | 6 | 1.7931 | 0 | 13.5789 | 0 | 0 | 0 | 0.0012057 | 0.37267 | 0 | 0 | 3.959 | 0 | 19.7048 | 0 | 0 | 0 | 0 | 0 | 0 | 0 | 0 | 0 | 0 | 0 | 0 | 0 | 0.45131 | 0 | 0.54519 | 4.0852 | 0 | 0 | 0.3675 | 0.85402 | 0 | 0 | 0 | 0 | 6.3032 | 0 | 0 | 0 | 0 | 0 | 0 | 0 | 0 | 0 | 0 | 0 | 0 | 0
2 | 17 | 16 | 6 | 1.7931 | 0 | 13.5789 | 0 | 0 | 0 | 0.0012057 | 0.42539 | 0 | 0 | 4.2147 | 0 | 20.0133 | 0 | 0 | 0 | 0 | 0 | 0 | 0 | 0 | 0 | 0 | 0 | 0 | 0 | 0.45131 | 0 | 0.54519 | 4.513 | 0 | 0 | 0.315 | 0.86124 | 0 | 0 | 0 | 0 | 6.6857 | 0 | 0 | 0 | 0 | 0 | 0 | 0 | 0 | 0 | 0 | 0 | 0 | 0
2 | 17 | 17 | 6 | 1.7931 | 0 | 13.5789 | 0 | 0 | 0 | 0.0012057 | 0.47422 | 0 | 0 | 3.7781 | 0 | 19.6255 | 0 | 0 | 0 | 0 | 0 | 0 | 0 | 0 | 0 | 0 | 0 | 0 | 0 | 0.45131 | 0 | 0.54519 | 4.7713 | 0 | 0 | 0.315 | 0.86247 | 0 | 0 | 0 | 0 | 6.9452 | 0 | 0 | 0 | 0 | 0 | 0 | 0 | 0 | 0 | 0 | 0 | 0 | 0
2 | 17 | 18 | 6 | 1.7931 | 0 | 13.5789 | 0 | 0 | 0 | 0.0012057 | 0.53607 | 0 | 0 | 6.2689 | 0 | 22.1782 | 0 | 0 | 0 | 0 | 0 | 0 | 0 | 0 | 0 | 0 | 0 | 0 | 0 | 0.45131 | 0 | 0.54519 | 5.5245 | 0 | 0 | 0.525 | 0.86368 | 0 | 0 | 0 | 0 | 7.9097 | 0 | 0 | 0 | 0 | 0 | 0 | 0 | 0 | 0 | 0 | 0 | 0 | 0
2 | 17 | 19 | 6 | 1.7931 | 0 | 9.8682 | 0 | 0 | 0 | 0.0012057 | 0.66905 | 0 | 0 | 6.2689 | 0 | 18.6005 | 0 | 0 | 0 | 0 | 0 | 0 | 0 | 0 | 0 | 0 | 0 | 0 | 0 | 0.45131 | 0 | 0.54519 | 6.1702 | 0 | 0 | 0.525 | 0.8647 | 0 | 0 | 0 | 0 | 8.5564 | 0 | 0 | 0 | 0 | 0 | 0 | 0 | 0 | 0 | 0 | 0 | 0 | 0
2 | 17 | 20 | 6 | 1.7931 | 0 | 2.4469 | 0 | 0 | 0 | 0.0012057 | 0.78203 | 0 | 0 | 3.959 | 0 | 8.9822 | 0 | 0 | 0 | 0 | 0 | 0 | 0 | 0 | 0 | 0 | 0 | 0 | 0 | 0.45131 | 0 | 0.88038 | 6.7084 | 0 | 0 | 0.42 | 0.85346 | 0 | 0 | 0 | 0 | 9.3136 | 0 | 0 | 0 | 0 | 0 | 0 | 0 | 0 | 0 | 0 | 0 | 0 | 0
2 | 17 | 21 | 6 | 1.7931 | 0 | 2.4469 | 0 | 0 | 0 | 0.0012057 | 0.82012 | 0 | 0 | 3.9589 | 0 | 9.0203 | 0 | 0 | 0 | 0 | 0 | 0 | 0 | 0 | 0 | 0 | 0 | 0 | 0 | 0.45131 | 0 | 1.1038 | 7.0247 | 0 | 0 | 0.3675 | 0.8485 | 0 | 0 | 0 | 0 | 9.7958 | 0 | 0 | 0 | 0 | 0 | 0 | 0 | 0 | 0 | 0 | 0 | 0 | 0
2 | 17 | 22 | 6 | 1.7931 | 0 | 2.4469 | 0 | 0 | 0 | 0.0012057 | 0.84399 | 0 | 0 | 6.6203 | 0 | 11.7055 | 0 | 0 | 0 | 0 | 0 | 0 | 0 | 0 | 0 | 0 | 0 | 0 | 0 | 0.45131 | 0 | 1.2156 | 7.9751 | 0 | 0 | 0.4725 | 0.84798 | 0 | 0.891 | 0 | 0 | 11.8535 | 0 | 0 | 0 | 0 | 0 | 0 | 0 | 0 | 0 | 0 | 0 | 0 | 0
2 | 17 | 23 | 6 | 1.7931 | 0 | 2.4469 | 0 | 0 | 0 | 0.0012057 | 0.85324 | 0 | 0 | 4.2742 | 0 | 9.3686 | 0 | 0 | 0 | 0 | 0 | 0 | 0 | 0 | 0 | 0 | 0 | 0 | 0 | 0.45131 | 0 | 1.1038 | 8.1417 | 0 | 0 | 0.315 | 0.84966 | 0 | 0.89338 | 0 | 0 | 11.7549 | 0 | 0 | 0 | 0 | 0 | 0 | 0 | 0 | 0 | 0 | 0 | 0 | 0
2 | 17 | 24 | 6 | 1.7931 | 0 | 2.4469 | 0 | 0 | 0 | 0.0012057 | 0.39303 | 0 | 0 | 0.66444 | 0 | 5.2987 | 0 | 0 | 0 | 0 | 0 | 0 | 0 | 0 | 0 | 0 | 0 | 0 | 0 | 0.45131 | 0 | 0.88038 | 5.3401 | 0 | 0 | 0.0525 | 0.85191 | 0 | 0.13296 | 0 | 0 | 7.7091 | 0 | 0 | 0 | 0 | 0 | 0 | 0 | 0 | 0 | 0 | 0 | 0 | 0
2 | 18 | 1 | 7 | 1.7931 | 0 | 2.4469 | 0 | 0 | 0 | 0.0012057 | 0.55459 | 0 | 0 | 0.66446 | 0 | 5.4603 | 0 | 0 | 0 | 0 | 0 | 0 | 0 | 0 | 0 | 0 | 0 | 0 | 0 | 0.45131 | 0 | 0.54519 | 6.5971 | 0 | 0 | 0.0525 | 0.86591 | 0 | 0.027936 | 0 | 0 | 8.5399 | 0 | 0 | 0 | 0 | 0 | 0 | 0 | 0 | 0 | 0 | 0 | 0 | 0
2 | 18 | 2 | 7 | 1.7931 | 0 | 2.4469 | 0 | 0 | 0 | 0.0012057 | 0.59215 | 0 | 0 | 0.6645 | 0 | 5.4979 | 0 | 0 | 0 | 0 | 0 | 0 | 0 | 0 | 0 | 0 | 0 | 0 | 0 | 0.45131 | 0 | 0.32173 | 7.2738 | 0 | 0 | 0.0525 | 0.87046 | 0 | 0.97054 | 0 | 0 | 9.9403 | 0 | 0 | 0 | 0 | 0 | 0 | 0 | 0 | 0 | 0 | 0 | 0 | 0
2 | 18 | 3 | 7 | 1.7931 | 0 | 2.4469 | 0 | 0 | 0 | 0.0012057 | 0.61469 | 0 | 0 | 0.66451 | 0 | 5.5204 | 0 | 0 | 0 | 0 | 0 | 0 | 0 | 0 | 0 | 0 | 0 | 0 | 0 | 0.45131 | 0 | 0.32173 | 7.3027 | 0 | 0 | 0.0525 | 0.87043 | 0 | 0.33898 | 0 | 0 | 9.3376 | 0 | 0 | 0 | 0 | 0 | 0 | 0 | 0 | 0 | 0 | 0 | 0 | 0
2 | 18 | 4 | 7 | 1.7931 | 0 | 2.4469 | 0 | 0 | 0 | 0.0012057 | 0.6422 | 0 | 0 | 0.6645 | 0 | 5.5479 | 0 | 0 | 0 | 0 | 0 | 0 | 0 | 0 | 0 | 0 | 0 | 0 | 0 | 0.45131 | 0 | 0.32173 | 7.648 | 0 | 0 | 0.0525 | 0.87267 | 0 | 0.64728 | 0 | 0 | 9.9934 | 0 | 0 | 0 | 0 | 0 | 0 | 0 | 0 | 0 | 0 | 0 | 0 | 0
2 | 18 | 5 | 7 | 1.7931 | 0 | 2.4469 | 0 | 0 | 0 | 0.0012057 | 0.72428 | 0 | 0 | 0.6645 | 0 | 5.63 | 0 | 0 | 0 | 0 | 0 | 0 | 0 | 0 | 0 | 0 | 0 | 0 | 0 | 0.45131 | 0 | 0.32173 | 8.4991 | 0 | 0 | 0.0525 | 0.88639 | 0 | 1.0713 | 0 | 0 | 11.2823 | 0 | 0 | 0 | 0 | 0 | 0 | 0 | 0 | 0 | 0 | 0 | 0 | 0
2 | 18 | 6 | 7 | 1.7931 | 0 | 2.4469 | 0 | 0 | 0 | 0.0012057 | 0.69587 | 0 | 0 | 0.66453 | 0 | 5.6016 | 0 | 0 | 0 | 0 | 0 | 0 | 0 | 0 | 0 | 0 | 0 | 0 | 0 | 0.45131 | 0 | 0.32173 | 8.3827 | 0 | 0 | 0.0525 | 0.87774 | 0 | 1.2305 | 0 | 0 | 11.3165 | 0 | 0 | 0 | 0 | 0 | 0 | 0 | 0 | 0 | 0 | 0 | 0 | 0
2 | 18 | 7 | 7 | 1.7931 | 0 | 2.4469 | 0 | 0 | 0 | 0.0012057 | 0.69861 | 0 | 0 | 3.778 | 0 | 8.7179 | 0 | 0 | 0 | 0 | 0 | 0 | 0 | 0 | 0 | 0 | 0 | 0 | 0 | 0.45131 | 0 | 0.54519 | 8.2108 | 0 | 0 | 0.315 | 0.87178 | 0 | 1.5306 | 0 | 0 | 11.9247 | 0 | 0 | 0 | 0 | 0 | 0 | 0 | 0 | 0 | 0 | 0 | 0 | 0
2 | 18 | 8 | 7 | 1.7931 | 0 | 2.4469 | 0 | 0 | 0 | 0.0012057 | 1.0758 | 0 | 0 | 6.2688 | 0 | 11.5859 | 0 | 0 | 0 | 0 | 0 | 0 | 0 | 0 | 0 | 0 | 0 | 0 | 0 | 0.45131 | 0 | 0.71279 | 10.5095 | 0 | 0 | 0.525 | 0.86064 | 0 | 1.8883 | 0 | 0 | 14.9475 | 0 | 0 | 0 | 0 | 0 | 0 | 0 | 0 | 0 | 0 | 0 | 0 | 0
2 | 18 | 9 | 7 | 1.7931 | 0 | 13.5789 | 0 | 0 | 0 | 0.0012057 | 0.7764 | 0 | 0 | 3.9589 | 0 | 20.1085 | 0 | 0 | 0 | 0 | 0 | 0 | 0 | 0 | 0 | 0 | 0 | 0 | 0 | 0.45131 | 0 | 0.71279 | 7.7158 | 0 | 0 | 0.42 | 0.85111 | 0 | 1.0871 | 0 | 0 | 11.2382 | 0 | 0 | 0 | 0 | 0 | 0 | 0 | 0 | 0 | 0 | 0 | 0 | 0
2 | 18 | 10 | 7 | 1.7931 | 0 | 13.5789 | 0 | 0 | 0 | 0.0012057 | 0.60941 | 0 | 0 | 4.83 | 0 | 20.8126 | 0 | 0 | 0 | 0 | 0 | 0 | 0 | 0 | 0 | 0 | 0 | 0 | 0 | 0.45131 | 0 | 0.71279 | 5.6934 | 0 | 0 | 0.315 | 0.8358 | 0 | 0 | 0 | 0 | 8.0083 | 0 | 0 | 0 | 0 | 0 | 0 | 0 | 0 | 0 | 0 | 0 | 0 | 0
2 | 18 | 11 | 7 | 1.7931 | 0 | 13.5789 | 0 | 0 | 0 | 0.0012057 | 0.56896 | 0 | 0 | 3.778 | 0 | 19.7202 | 0 | 0 | 0 | 0 | 0 | 0 | 0 | 0 | 0 | 0 | 0 | 0 | 0 | 0.45131 | 0 | 0.71279 | 5.1851 | 0 | 0 | 0.315 | 0.84052 | 0 | 0 | 0 | 0 | 7.5048 | 0 | 0 | 0 | 0 | 0 | 0 | 0 | 0 | 0 | 0 | 0 | 0 | 0
2 | 18 | 12 | 7 | 1.7931 | 0 | 13.5789 | 0 | 0 | 0 | 0.0012057 | 0.5081 | 0 | 0 | 3.9589 | 0 | 19.8402 | 0 | 0 | 0 | 0 | 0 | 0 | 0 | 0 | 0 | 0 | 0 | 0 | 0 | 0.45131 | 0 | 0.54519 | 4.7705 | 0 | 0 | 0.3675 | 0.84066 | 0 | 0 | 0 | 0 | 6.9752 | 0 | 0 | 0 | 0 | 0 | 0 | 0 | 0 | 0 | 0 | 0 | 0 | 0
2 | 18 | 13 | 7 | 1.7931 | 0 | 8.6313 | 0 | 0 | 0 | 0.0012057 | 0.47003 | 0 | 0 | 3.9589 | 0 | 14.8546 | 0 | 0 | 0 | 0 | 0 | 0 | 0 | 0 | 0 | 0 | 0 | 0 | 0 | 0.45131 | 0 | 0.54519 | 4.3333 | 0 | 0 | 0.42 | 0.83241 | 0 | 0 | 0 | 0 | 6.5822 | 0 | 0 | 0 | 0 | 0 | 0 | 0 | 0 | 0 | 0 | 0 | 0 | 0
2 | 18 | 14 | 7 | 1.7931 | 0 | 13.5789 | 0 | 0 | 0 | 0.0012057 | 0.34293 | 0 | 0 | 5.8842 | 0 | 21.6003 | 0 | 0 | 0 | 0 | 0 | 0 | 0 | 0 | 0 | 0 | 0 | 0 | 0 | 0.45131 | 0 | 0.54519 | 3.5317 | 0 | 0 | 0.3675 | 0.82692 | 0 | 0 | 0 | 0 | 5.7226 | 0 | 0 | 0 | 0 | 0 | 0 | 0 | 0 | 0 | 0 | 0 | 0 | 0
2 | 18 | 15 | 7 | 1.7931 | 0 | 13.5789 | 0 | 0 | 0 | 0.0012057 | 0.31313 | 0 | 0 | 3.9589 | 0 | 19.6453 | 0 | 0 | 0 | 0 | 0 | 0 | 0 | 0 | 0 | 0 | 0 | 0 | 0 | 0.45131 | 0 | 0.54519 | 3.3213 | 0 | 0 | 0.3675 | 0.83357 | 0 | 0 | 0 | 0 | 5.5189 | 0 | 0 | 0 | 0 | 0 | 0 | 0 | 0 | 0 | 0 | 0 | 0 | 0
2 | 18 | 16 | 7 | 1.7931 | 0 | 13.5789 | 0 | 0 | 0 | 0.0012057 | 0.33903 | 0 | 0 | 4.2146 | 0 | 19.9268 | 0 | 0 | 0 | 0 | 0 | 0 | 0 | 0 | 0 | 0 | 0 | 0 | 0 | 0.45131 | 0 | 0.54519 | 3.5355 | 0 | 0 | 0.315 | 0.84079 | 0 | 0 | 0 | 0 | 5.6878 | 0 | 0 | 0 | 0 | 0 | 0 | 0 | 0 | 0 | 0 | 0 | 0 | 0
2 | 18 | 17 | 7 | 1.7931 | 0 | 13.5789 | 0 | 0 | 0 | 0.0012057 | 0.42371 | 0 | 0 | 3.778 | 0 | 19.5749 | 0 | 0 | 0 | 0 | 0 | 0 | 0 | 0 | 0 | 0 | 0 | 0 | 0 | 0.45131 | 0 | 0.54519 | 4.1923 | 0 | 0 | 0.315 | 0.84945 | 0 | 0 | 0 | 0 | 6.3533 | 0 | 0 | 0 | 0 | 0 | 0 | 0 | 0 | 0 | 0 | 0 | 0 | 0
2 | 18 | 18 | 7 | 1.7931 | 0 | 13.5789 | 0 | 0 | 0 | 0.0012057 | 0.51555 | 0 | 0 | 6.2689 | 0 | 22.1576 | 0 | 0 | 0 | 0 | 0 | 0 | 0 | 0 | 0 | 0 | 0 | 0 | 0 | 0.45131 | 0 | 0.54519 | 5.1901 | 0 | 0 | 0.525 | 0.85574 | 0 | 0 | 0 | 0 | 7.5674 | 0 | 0 | 0 | 0 | 0 | 0 | 0 | 0 | 0 | 0 | 0 | 0 | 0
2 | 18 | 19 | 7 | 1.7931 | 0 | 9.8682 | 0 | 0 | 0 | 0.0012057 | 0.6387 | 0 | 0 | 6.2689 | 0 | 18.5701 | 0 | 0 | 0 | 0 | 0 | 0 | 0 | 0 | 0 | 0 | 0 | 0 | 0 | 0.45131 | 0 | 0.54519 | 6.056 | 0 | 0 | 0.525 | 0.85634 | 0 | 0 | 0 | 0 | 8.4338 | 0 | 0 | 0 | 0 | 0 | 0 | 0 | 0 | 0 | 0 | 0 | 0 | 0
2 | 18 | 20 | 7 | 1.7931 | 0 | 2.4469 | 0 | 0 | 0 | 0.0012057 | 0.76341 | 0 | 0 | 3.9589 | 0 | 8.9636 | 0 | 0 | 0 | 0 | 0 | 0 | 0 | 0 | 0 | 0 | 0 | 0 | 0 | 0.45131 | 0 | 0.88038 | 6.6308 | 0 | 0 | 0.42 | 0.84732 | 0 | 0 | 0 | 0 | 9.2299 | 0 | 0 | 0 | 0 | 0 | 0 | 0 | 0 | 0 | 0 | 0 | 0 | 0
2 | 18 | 21 | 7 | 1.7931 | 0 | 2.4469 | 0 | 0 | 0 | 0.0012057 | 0.80761 | 0 | 0 | 3.9589 | 0 | 9.0077 | 0 | 0 | 0 | 0 | 0 | 0 | 0 | 0 | 0 | 0 | 0 | 0 | 0 | 0.45131 | 0 | 1.1038 | 6.8572 | 0 | 0 | 0.3675 | 0.84392 | 0 | 0 | 0 | 0 | 9.6238 | 0 | 0 | 0 | 0 | 0 | 0 | 0 | 0 | 0 | 0 | 0 | 0 | 0
2 | 18 | 22 | 7 | 1.7931 | 0 | 2.4469 | 0 | 0 | 0 | 0.0012057 | 0.77855 | 0 | 0 | 6.6203 | 0 | 11.64 | 0 | 0 | 0 | 0 | 0 | 0 | 0 | 0 | 0 | 0 | 0 | 0 | 0 | 0.45131 | 0 | 1.2156 | 7.3287 | 0 | 0 | 0.4725 | 0.83471 | 0 | 0.31586 | 0 | 0 | 10.6187 | 0 | 0 | 0 | 0 | 0 | 0 | 0 | 0 | 0 | 0 | 0 | 0 | 0
2 | 18 | 23 | 7 | 1.7931 | 0 | 2.4469 | 0 | 0 | 0 | 0.0012057 | 0.78651 | 0 | 0 | 4.2741 | 0 | 9.3018 | 0 | 0 | 0 | 0 | 0 | 0 | 0 | 0 | 0 | 0 | 0 | 0 | 0 | 0.45131 | 0 | 1.1038 | 7.4788 | 0 | 0 | 0.315 | 0.83629 | 0 | 1.0632 | 0 | 0 | 11.2484 | 0 | 0 | 0 | 0 | 0 | 0 | 0 | 0 | 0 | 0 | 0 | 0 | 0
2 | 18 | 24 | 7 | 1.7931 | 0 | 2.4469 | 0 | 0 | 0 | 0.0012057 | 0.3699 | 0 | 0 | 0.66438 | 0 | 5.2755 | 0 | 0 | 0 | 0 | 0 | 0 | 0 | 0 | 0 | 0 | 0 | 0 | 0 | 0.45131 | 0 | 0.88038 | 5.1511 | 0 | 0 | 0.0525 | 0.84612 | 0 | 0.5727 | 0 | 0 | 7.9541 | 0 | 0 | 0 | 0 | 0 | 0 | 0 | 0 | 0 | 0 | 0 | 0 | 0
2 | 19 | 1 | 8 | 1.7931 | 0 | 2.4469 | 0 | 0 | 0 | 0.0012057 | 0.55411 | 0 | 0 | 0.66441 | 0 | 5.4597 | 0 | 0 | 0 | 0 | 0 | 0 | 0 | 0 | 0 | 0 | 0 | 0 | 0 | 0.45131 | 0 | 0.54519 | 6.8134 | 0 | 0 | 0.0525 | 0.86381 | 0 | 0.81196 | 0 | 0 | 9.5382 | 0 | 0 | 0 | 0 | 0 | 0 | 0 | 0 | 0 | 0 | 0 | 0 | 0
2 | 19 | 2 | 8 | 1.7931 | 0 | 2.4469 | 0 | 0 | 0 | 0.0012057 | 0.62494 | 0 | 0 | 0.66446 | 0 | 5.5306 | 0 | 0 | 0 | 0 | 0 | 0 | 0 | 0 | 0 | 0 | 0 | 0 | 0 | 0.45131 | 0 | 0.32173 | 7.5714 | 0 | 0 | 0.0525 | 0.87414 | 0 | 0.95986 | 0 | 0 | 10.2309 | 0 | 0 | 0 | 0 | 0 | 0 | 0 | 0 | 0 | 0 | 0 | 0 | 0
2 | 19 | 3 | 8 | 1.7931 | 0 | 2.4469 | 0 | 0 | 0 | 0.0012057 | 0.66142 | 0 | 0 | 0.66448 | 0 | 5.5671 | 0 | 0 | 0 | 0 | 0 | 0 | 0 | 0 | 0 | 0 | 0 | 0 | 0 | 0.45131 | 0 | 0.32173 | 7.9864 | 0 | 0 | 0.0525 | 0.87685 | 0 | 1.0338 | 0 | 0 | 10.7226 | 0 | 0 | 0 | 0 | 0 | 0 | 0 | 0 | 0 | 0 | 0 | 0 | 0
2 | 19 | 4 | 8 | 1.7931 | 0 | 2.4469 | 0 | 0 | 0 | 0.0012057 | 0.67671 | 0 | 0 | 0.66448 | 0 | 5.5824 | 0 | 0 | 0 | 0 | 0 | 0 | 0 | 0 | 0 | 0 | 0 | 0 | 0 | 0.45131 | 0 | 0.32173 | 8.0838 | 0 | 0 | 0.0525 | 0.87619 | 0 | 1.1087 | 0 | 0 | 10.8943 | 0 | 0 | 0 | 0 | 0 | 0 | 0 | 0 | 0 | 0 | 0 | 0 | 0
2 | 19 | 5 | 8 | 1.7931 | 0 | 2.4469 | 0 | 0 | 0 | 0.0012057 | 0.70091 | 0 | 0 | 0.66447 | 0 | 5.6066 | 0 | 0 | 0 | 0 | 0 | 0 | 0 | 0 | 0 | 0 | 0 | 0 | 0 | 0.45131 | 0 | 0.32173 | 8.3194 | 0 | 0 | 0.0525 | 0.87823 | 0 | 1.0573 | 0 | 0 | 11.0805 | 0 | 0 | 0 | 0 | 0 | 0 | 0 | 0 | 0 | 0 | 0 | 0 | 0
2 | 19 | 6 | 8 | 1.7931 | 0 | 2.4469 | 0 | 0 | 0 | 0.0012057 | 0.74886 | 0 | 0 | 0.66447 | 0 | 5.6546 | 0 | 0 | 0 | 0 | 0 | 0 | 0 | 0 | 0 | 0 | 0 | 0 | 0 | 0.45131 | 0 | 0.32173 | 8.7421 | 0 | 0 | 0.0525 | 0.88474 | 0 | 1.0397 | 0 | 0 | 11.4921 | 0 | 0 | 0 | 0 | 0 | 0 | 0 | 0 | 0 | 0 | 0 | 0 | 0
2 | 19 | 7 | 8 | 1.7931 | 0 | 2.4469 | 0 | 0 | 0 | 0.0012057 | 0.74189 | 0 | 0 | 3.778 | 0 | 8.7612 | 0 | 0 | 0 | 0 | 0 | 0 | 0 | 0 | 0 | 0 | 0 | 0 | 0 | 0.45131 | 0 | 0.54519 | 8.6547 | 0 | 0 | 0.315 | 0.87619 | 0 | 1.1123 | 0 | 0 | 11.9547 | 0 | 0 | 0 | 0 | 0 | 0 | 0 | 0 | 0 | 0 | 0 | 0 | 0
2 | 19 | 8 | 8 | 1.7931 | 0 | 2.4469 | 0 | 0 | 0 | 0.0012057 | 1.1169 | 0 | 0 | 6.2688 | 0 | 11.6269 | 0 | 0 | 0 | 0 | 0 | 0 | 0 | 0 | 0 | 0 | 0 | 0 | 0 | 0.45131 | 0 | 0.71279 | 11.1128 | 0 | 0 | 0.525 | 0.86636 | 0 | 1.4007 | 0 | 0 | 15.0689 | 0 | 0 | 0 | 0 | 0 | 0 | 0 | 0 | 0 | 0 | 0 | 0 | 0
2 | 19 | 9 | 8 | 1.7931 | 0 | 13.5789 | 0 | 0 | 0 | 0.0012057 | 0.82802 | 0 | 0 | 3.9589 | 0 | 20.1601 | 0 | 0 | 0 | 0 | 0 | 0 | 0 | 0 | 0 | 0 | 0 | 0 | 0 | 0.45131 | 0 | 0.71279 | 8.3096 | 0 | 0 | 0.42 | 0.85959 | 0 | 1.0902 | 0 | 0 | 11.8435 | 0 | 0 | 0 | 0 | 0 | 0 | 0 | 0 | 0 | 0 | 0 | 0 | 0
2 | 19 | 10 | 8 | 1.7931 | 0 | 13.5789 | 0 | 0 | 0 | 0.0012057 | 0.58622 | 0 | 0 | 4.8299 | 0 | 20.7894 | 0 | 0 | 0 | 0 | 0 | 0 | 0 | 0 | 0 | 0 | 0 | 0 | 0 | 0.45131 | 0 | 0.71279 | 6.0056 | 0 | 0 | 0.315 | 0.83717 | 0 | 0.44762 | 0 | 0 | 8.7695 | 0 | 0 | 0 | 0 | 0 | 0 | 0 | 0 | 0 | 0 | 0 | 0 | 0
2 | 19 | 11 | 8 | 1.7931 | 0 | 13.5789 | 0 | 0 | 0 | 0.0012057 | 0.53931 | 0 | 0 | 3.7779 | 0 | 19.6905 | 0 | 0 | 0 | 0 | 0 | 0 | 0 | 0 | 0 | 0 | 0 | 0 | 0 | 0.45131 | 0 | 0.71279 | 4.8216 | 0 | 0 | 0.315 | 0.83024 | 0 | 0 | 0 | 0 | 7.131 | 0 | 0 | 0 | 0 | 0 | 0 | 0 | 0 | 0 | 0 | 0 | 0 | 0
2 | 19 | 12 | 8 | 1.7931 | 0 | 13.5789 | 0 | 0 | 0 | 0.0012057 | 0.46496 | 0 | 0 | 3.9589 | 0 | 19.7971 | 0 | 0 | 0 | 0 | 0 | 0 | 0 | 0 | 0 | 0 | 0 | 0 | 0 | 0.45131 | 0 | 0.54519 | 4.0922 | 0 | 0 | 0.3675 | 0.82854 | 0 | 0 | 0 | 0 | 6.2848 | 0 | 0 | 0 | 0 | 0 | 0 | 0 | 0 | 0 | 0 | 0 | 0 | 0
2 | 19 | 13 | 8 | 1.7931 | 0 | 8.6313 | 0 | 0 | 0 | 0.0012057 | 0.41715 | 0 | 0 | 3.9589 | 0 | 14.8017 | 0 | 0 | 0 | 0 | 0 | 0 | 0 | 0 | 0 | 0 | 0 | 0 | 0 | 0.45131 | 0 | 0.54519 | 3.5473 | 0 | 0 | 0.42 | 0.82201 | 0 | 0 | 0 | 0 | 5.7858 | 0 | 0 | 0 | 0 | 0 | 0 | 0 | 0 | 0 | 0 | 0 | 0 | 0
2 | 19 | 14 | 8 | 1.7931 | 0 | 13.5789 | 0 | 0 | 0 | 0.0012057 | 0.3319 | 0 | 0 | 5.8841 | 0 | 21.5892 | 0 | 0 | 0 | 0 | 0 | 0 | 0 | 0 | 0 | 0 | 0 | 0 | 0 | 0.45131 | 0 | 0.54519 | 3.0853 | 0 | 0 | 0.3675 | 0.82739 | 0 | 0 | 0 | 0 | 5.2767 | 0 | 0 | 0 | 0 | 0 | 0 | 0 | 0 | 0 | 0 | 0 | 0 | 0
2 | 19 | 15 | 8 | 1.7931 | 0 | 13.5789 | 0 | 0 | 0 | 0.0012057 | 0.30411 | 0 | 0 | 3.9589 | 0 | 19.6362 | 0 | 0 | 0 | 0 | 0 | 0 | 0 | 0 | 0 | 0 | 0 | 0 | 0 | 0.45131 | 0 | 0.54519 | 2.8916 | 0 | 0 | 0.3675 | 0.83169 | 0 | 0 | 0 | 0 | 5.0873 | 0 | 0 | 0 | 0 | 0 | 0 | 0 | 0 | 0 | 0 | 0 | 0 | 0
2 | 19 | 16 | 8 | 1.7931 | 0 | 13.5789 | 0 | 0 | 0 | 0.0012057 | 0.31896 | 0 | 0 | 4.2146 | 0 | 19.9067 | 0 | 0 | 0 | 0 | 0 | 0 | 0 | 0 | 0 | 0 | 0 | 0 | 0 | 0.45131 | 0 | 0.54519 | 3.0375 | 0 | 0 | 0.315 | 0.83222 | 0 | 0 | 0 | 0 | 5.1812 | 0 | 0 | 0 | 0 | 0 | 0 | 0 | 0 | 0 | 0 | 0 | 0 | 0
2 | 19 | 17 | 8 | 1.7931 | 0 | 13.5789 | 0 | 0 | 0 | 0.0012057 | 0.37413 | 0 | 0 | 3.778 | 0 | 19.5253 | 0 | 0 | 0 | 0 | 0 | 0 | 0 | 0 | 0 | 0 | 0 | 0 | 0 | 0.45131 | 0 | 0.54519 | 3.4011 | 0 | 0 | 0.315 | 0.83575 | 0 | 0 | 0 | 0 | 5.5484 | 0 | 0 | 0 | 0 | 0 | 0 | 0 | 0 | 0 | 0 | 0 | 0 | 0
2 | 19 | 18 | 8 | 1.7931 | 0 | 13.5789 | 0 | 0 | 0 | 0.0012057 | 0.44952 | 0 | 0 | 6.2688 | 0 | 22.0915 | 0 | 0 | 0 | 0 | 0 | 0 | 0 | 0 | 0 | 0 | 0 | 0 | 0 | 0.45131 | 0 | 0.54519 | 3.9958 | 0 | 0 | 0.525 | 0.84245 | 0 | 0 | 0 | 0 | 6.3597 | 0 | 0 | 0 | 0 | 0 | 0 | 0 | 0 | 0 | 0 | 0 | 0 | 0
2 | 19 | 19 | 8 | 1.7931 | 0 | 9.8682 | 0 | 0 | 0 | 0.0012057 | 0.57168 | 0 | 0 | 6.2688 | 0 | 18.503 | 0 | 0 | 0 | 0 | 0 | 0 | 0 | 0 | 0 | 0 | 0 | 0 | 0 | 0.45131 | 0 | 0.54519 | 4.809 | 0 | 0 | 0.525 | 0.84521 | 0 | 0 | 0 | 0 | 7.1757 | 0 | 0 | 0 | 0 | 0 | 0 | 0 | 0 | 0 | 0 | 0 | 0 | 0
2 | 19 | 20 | 8 | 1.7931 | 0 | 2.4469 | 0 | 0 | 0 | 0.0012057 | 0.7122 | 0 | 0 | 3.9589 | 0 | 8.9123 | 0 | 0 | 0 | 0 | 0 | 0 | 0 | 0 | 0 | 0 | 0 | 0 | 0 | 0.45131 | 0 | 0.88038 | 5.508 | 0 | 0 | 0.42 | 0.83823 | 0 | 0 | 0 | 0 | 8.0979 | 0 | 0 | 0 | 0 | 0 | 0 | 0 | 0 | 0 | 0 | 0 | 0 | 0
2 | 19 | 21 | 8 | 1.7931 | 0 | 2.4469 | 0 | 0 | 0 | 0.0012057 | 0.76339 | 0 | 0 | 3.9589 | 0 | 8.9635 | 0 | 0 | 0 | 0 | 0 | 0 | 0 | 0 | 0 | 0 | 0 | 0 | 0 | 0.45131 | 0 | 1.1038 | 5.7442 | 0 | 0 | 0.3675 | 0.83554 | 0 | 0 | 0 | 0 | 8.5024 | 0 | 0 | 0 | 0 | 0 | 0 | 0 | 0 | 0 | 0 | 0 | 0 | 0
2 | 19 | 22 | 8 | 1.7931 | 0 | 2.4469 | 0 | 0 | 0 | 0.0012057 | 0.79414 | 0 | 0 | 6.6202 | 0 | 11.6556 | 0 | 0 | 0 | 0 | 0 | 0 | 0 | 0 | 0 | 0 | 0 | 0 | 0 | 0.45131 | 0 | 1.2156 | 5.9033 | 0 | 0 | 0.4725 | 0.83505 | 0 | 0 | 0 | 0 | 8.8777 | 0 | 0 | 0 | 0 | 0 | 0 | 0 | 0 | 0 | 0 | 0 | 0 | 0
2 | 19 | 23 | 8 | 1.7931 | 0 | 2.4469 | 0 | 0 | 0 | 0.0012057 | 0.78568 | 0 | 0 | 4.274 | 0 | 9.301 | 0 | 0 | 0 | 0 | 0 | 0 | 0 | 0 | 0 | 0 | 0 | 0 | 0 | 0.45131 | 0 | 1.1038 | 5.9894 | 0 | 0 | 0.315 | 0.83436 | 0 | 0 | 0 | 0 | 8.6939 | 0 | 0 | 0 | 0 | 0 | 0 | 0 | 0 | 0 | 0 | 0 | 0 | 0
2 | 19 | 24 | 8 | 1.7931 | 0 | 2.4469 | 0 | 0 | 0 | 0.0012057 | 0.30491 | 0 | 0 | 0.66439 | 0 | 5.2105 | 0 | 0 | 0 | 0 | 0 | 0 | 0 | 0 | 0 | 0 | 0 | 0 | 0 | 0.45131 | 0 | 0.88038 | 3.9667 | 0 | 0 | 0.0525 | 0.83455 | 0 | 0 | 0 | 0 | 6.1855 | 0 | 0 | 0 | 0 | 0 | 0 | 0 | 0 | 0 | 0 | 0 | 0 | 0
2 | 20 | 1 | 2 | 1.7931 | 0 | 2.4469 | 0 | 0 | 0 | 0.0012057 | 0.47055 | 0 | 0 | 0.66439 | 0 | 5.3762 | 0 | 0 | 0 | 0 | 0 | 0 | 0 | 0 | 0 | 0 | 0 | 0 | 0 | 0.45131 | 0 | 0.54519 | 5.2159 | 0 | 0 | 0.0525 | 0.84791 | 0 | 0 | 0 | 0 | 7.1128 | 0 | 0 | 0 | 0 | 0 | 0 | 0 | 0 | 0 | 0 | 0 | 0 | 0
2 | 20 | 2 | 2 | 1.7931 | 0 | 2.4469 | 0 | 0 | 0 | 0.0012057 | 0.48266 | 0 | 0 | 0.66443 | 0 | 5.3883 | 0 | 0 | 0 | 0 | 0 | 0 | 0 | 0 | 0 | 0 | 0 | 0 | 0 | 0.45131 | 0 | 0.32173 | 5.4264 | 0 | 0 | 0.0525 | 0.84648 | 0 | 0 | 0 | 0 | 7.0985 | 0 | 0 | 0 | 0 | 0 | 0 | 0 | 0 | 0 | 0 | 0 | 0 | 0
2 | 20 | 3 | 2 | 1.7931 | 0 | 2.4469 | 0 | 0 | 0 | 0.0012057 | 0.51456 | 0 | 0 | 0.66443 | 0 | 5.4202 | 0 | 0 | 0 | 0 | 0 | 0 | 0 | 0 | 0 | 0 | 0 | 0 | 0 | 0.45131 | 0 | 0.32173 | 6.0399 | 0 | 0 | 0.0525 | 0.84905 | 0 | 0.58083 | 0 | 0 | 8.2953 | 0 | 0 | 0 | 0 | 0 | 0 | 0 | 0 | 0 | 0 | 0 | 0 | 0
2 | 20 | 4 | 2 | 1.7931 | 0 | 2.4469 | 0 | 0 | 0 | 0.0012057 | 0.58614 | 0 | 0 | 0.66443 | 0 | 5.4918 | 0 | 0 | 0 | 0 | 0 | 0 | 0 | 0 | 0 | 0 | 0 | 0 | 0 | 0.45131 | 0 | 0.32173 | 6.0885 | 0 | 0 | 0.0525 | 0.85784 | 0 | 0 | 0 | 0 | 7.7719 | 0 | 0 | 0 | 0 | 0 | 0 | 0 | 0 | 0 | 0 | 0 | 0 | 0
2 | 20 | 5 | 2 | 1.7931 | 0 | 2.4469 | 0 | 0 | 0 | 0.0012057 | 0.56296 | 0 | 0 | 0.66445 | 0 | 5.4686 | 0 | 0 | 0 | 0 | 0 | 0 | 0 | 0 | 0 | 0 | 0 | 0 | 0 | 0.45131 | 0 | 0.32173 | 6.5349 | 0 | 0 | 0.0525 | 0.85188 | 0 | 0.82715 | 0 | 0 | 9.0395 | 0 | 0 | 0 | 0 | 0 | 0 | 0 | 0 | 0 | 0 | 0 | 0 | 0
2 | 20 | 6 | 2 | 1.7931 | 0 | 2.4469 | 0 | 0 | 0 | 0.0012057 | 0.61268 | 0 | 0 | 0.66443 | 0 | 5.5183 | 0 | 0 | 0 | 0 | 0 | 0 | 0 | 0 | 0 | 0 | 0 | 0 | 0 | 0.45131 | 0 | 0.32173 | 6.9774 | 0 | 0 | 0.0525 | 0.85921 | 0 | 1.014 | 0 | 0 | 9.6762 | 0 | 0 | 0 | 0 | 0 | 0 | 0 | 0 | 0 | 0 | 0 | 0 | 0
2 | 20 | 7 | 2 | 1.7931 | 0 | 2.4469 | 0 | 0 | 0 | 0.0012057 | 0.61243 | 0 | 0 | 3.778 | 0 | 8.6316 | 0 | 0 | 0 | 0 | 0 | 0 | 0 | 0 | 0 | 0 | 0 | 0 | 0 | 0.45131 | 0 | 0.54519 | 6.9443 | 0 | 0 | 0.315 | 0.84969 | 0 | 0.87209 | 0 | 0 | 9.9776 | 0 | 0 | 0 | 0 | 0 | 0 | 0 | 0 | 0 | 0 | 0 | 0 | 0
2 | 20 | 8 | 2 | 1.7931 | 0 | 2.4469 | 0 | 0 | 0 | 0.0012057 | 1.069 | 0 | 0 | 6.2688 | 0 | 11.579 | 0 | 0 | 0 | 0 | 0 | 0 | 0 | 0 | 0 | 0 | 0 | 0 | 0 | 0.45131 | 0 | 0.71279 | 9.466 | 0 | 0 | 0.525 | 0.84862 | 0 | 0.45125 | 0 | 0 | 12.455 | 0 | 0 | 0 | 0 | 0 | 0 | 0 | 0 | 0 | 0 | 0 | 0 | 0
2 | 20 | 9 | 2 | 1.7931 | 0 | 13.5789 | 0 | 0 | 0 | 0.0012057 | 0.82436 | 0 | 0 | 3.9589 | 0 | 20.1565 | 0 | 0 | 0 | 0 | 0 | 0 | 0 | 0 | 0 | 0 | 0 | 0 | 0 | 0.45131 | 0 | 0.71279 | 6.9674 | 0 | 0 | 0.42 | 0.85142 | 0 | 0 | 0 | 0 | 9.4029 | 0 | 0 | 0 | 0 | 0 | 0 | 0 | 0 | 0 | 0 | 0 | 0 | 0
2 | 20 | 10 | 2 | 1.7931 | 0 | 13.5789 | 0 | 0 | 0 | 0.0012057 | 0.74029 | 0 | 0 | 4.8299 | 0 | 20.9434 | 0 | 0 | 0 | 0 | 0 | 0 | 0 | 0 | 0 | 0 | 0 | 0 | 0 | 0.45131 | 0 | 0.71279 | 6.3763 | 0 | 0 | 0.315 | 0.85412 | 0 | 0 | 0 | 0 | 8.7095 | 0 | 0 | 0 | 0 | 0 | 0 | 0 | 0 | 0 | 0 | 0 | 0 | 0
2 | 20 | 11 | 2 | 1.7931 | 0 | 13.5789 | 0 | 0 | 0 | 0.0012057 | 0.69849 | 0 | 0 | 3.778 | 0 | 19.8497 | 0 | 0 | 0 | 0 | 0 | 0 | 0 | 0 | 0 | 0 | 0 | 0 | 0 | 0.45131 | 0 | 0.71279 | 5.9796 | 0 | 0 | 0.315 | 0.84834 | 0 | 0 | 0 | 0 | 8.307 | 0 | 0 | 0 | 0 | 0 | 0 | 0 | 0 | 0 | 0 | 0 | 0 | 0
2 | 20 | 12 | 2 | 1.7931 | 0 | 13.5789 | 0 | 0 | 0 | 0.0012057 | 0.56117 | 0 | 0 | 3.9589 | 0 | 19.8933 | 0 | 0 | 0 | 0 | 0 | 0 | 0 | 0 | 0 | 0 | 0 | 0 | 0 | 0.45131 | 0 | 0.54519 | 5.1387 | 0 | 0 | 0.3675 | 0.84593 | 0 | 0 | 0 | 0 | 7.3486 | 0 | 0 | 0 | 0 | 0 | 0 | 0 | 0 | 0 | 0 | 0 | 0 | 0
2 | 20 | 13 | 2 | 1.7931 | 0 | 8.6313 | 0 | 0 | 0 | 0.0012057 | 0.52579 | 0 | 0 | 3.9589 | 0 | 14.9104 | 0 | 0 | 0 | 0 | 0 | 0 | 0 | 0 | 0 | 0 | 0 | 0 | 0 | 0.45131 | 0 | 0.54519 | 4.694 | 0 | 0 | 0.42 | 0.84267 | 0 | 0 | 0 | 0 | 6.9531 | 0 | 0 | 0 | 0 | 0 | 0 | 0 | 0 | 0 | 0 | 0 | 0 | 0
2 | 20 | 14 | 2 | 1.7931 | 0 | 13.5789 | 0 | 0 | 0 | 0.0012057 | 0.40621 | 0 | 0 | 5.8841 | 0 | 21.6636 | 0 | 0 | 0 | 0 | 0 | 0 | 0 | 0 | 0 | 0 | 0 | 0 | 0 | 0.45131 | 0 | 0.54519 | 4.1715 | 0 | 0 | 0.3675 | 0.84049 | 0 | 0 | 0 | 0 | 6.376 | 0 | 0 | 0 | 0 | 0 | 0 | 0 | 0 | 0 | 0 | 0 | 0 | 0
2 | 20 | 15 | 2 | 1.7931 | 0 | 13.5789 | 0 | 0 | 0 | 0.0012057 | 0.40811 | 0 | 0 | 3.9589 | 0 | 19.7402 | 0 | 0 | 0 | 0 | 0 | 0 | 0 | 0 | 0 | 0 | 0 | 0 | 0 | 0.45131 | 0 | 0.54519 | 4.235 | 0 | 0 | 0.3675 | 0.84732 | 0 | 0 | 0 | 0 | 6.4463 | 0 | 0 | 0 | 0 | 0 | 0 | 0 | 0 | 0 | 0 | 0 | 0 | 0
2 | 20 | 16 | 2 | 1.7931 | 0 | 13.5789 | 0 | 0 | 0 | 0.0012057 | 0.41183 | 0 | 0 | 4.2146 | 0 | 19.9996 | 0 | 0 | 0 | 0 | 0 | 0 | 0 | 0 | 0 | 0 | 0 | 0 | 0 | 0.45131 | 0 | 0.54519 | 4.1946 | 0 | 0 | 0.315 | 0.84733 | 0 | 0 | 0 | 0 | 6.3534 | 0 | 0 | 0 | 0 | 0 | 0 | 0 | 0 | 0 | 0 | 0 | 0 | 0
2 | 20 | 17 | 2 | 1.7931 | 0 | 13.5789 | 0 | 0 | 0 | 0.0012057 | 0.44049 | 0 | 0 | 3.778 | 0 | 19.5917 | 0 | 0 | 0 | 0 | 0 | 0 | 0 | 0 | 0 | 0 | 0 | 0 | 0 | 0.45131 | 0 | 0.54519 | 4.2971 | 0 | 0 | 0.315 | 0.84435 | 0 | 0 | 0 | 0 | 6.453 | 0 | 0 | 0 | 0 | 0 | 0 | 0 | 0 | 0 | 0 | 0 | 0 | 0
2 | 20 | 18 | 2 | 1.7931 | 0 | 13.5789 | 0 | 0 | 0 | 0.0012057 | 0.52449 | 0 | 0 | 6.2688 | 0 | 22.1665 | 0 | 0 | 0 | 0 | 0 | 0 | 0 | 0 | 0 | 0 | 0 | 0 | 0 | 0.45131 | 0 | 0.54519 | 5.311 | 0 | 0 | 0.525 | 0.85266 | 0 | 0 | 0 | 0 | 7.6851 | 0 | 0 | 0 | 0 | 0 | 0 | 0 | 0 | 0 | 0 | 0 | 0 | 0
2 | 20 | 19 | 2 | 1.7931 | 0 | 9.8682 | 0 | 0 | 0 | 0.0012057 | 0.65918 | 0 | 0 | 6.2688 | 0 | 18.5906 | 0 | 0 | 0 | 0 | 0 | 0 | 0 | 0 | 0 | 0 | 0 | 0 | 0 | 0.45131 | 0 | 0.54519 | 6.4867 | 0 | 0 | 0.525 | 0.85496 | 0 | 0.70045 | 0 | 0 | 9.5636 | 0 | 0 | 0 | 0 | 0 | 0 | 0 | 0 | 0 | 0 | 0 | 0 | 0
2 | 20 | 20 | 2 | 1.7931 | 0 | 2.4469 | 0 | 0 | 0 | 0.0012057 | 0.808 | 0 | 0 | 3.9589 | 0 | 9.0081 | 0 | 0 | 0 | 0 | 0 | 0 | 0 | 0 | 0 | 0 | 0 | 0 | 0 | 0.45131 | 0 | 0.88038 | 7.4164 | 0 | 0 | 0.42 | 0.84938 | 0 | 0.82242 | 0 | 0 | 10.8399 | 0 | 0 | 0 | 0 | 0 | 0 | 0 | 0 | 0 | 0 | 0 | 0 | 0
2 | 20 | 21 | 2 | 1.7931 | 0 | 2.4469 | 0 | 0 | 0 | 0.0012057 | 0.85808 | 0 | 0 | 3.9589 | 0 | 9.0582 | 0 | 0 | 0 | 0 | 0 | 0 | 0 | 0 | 0 | 0 | 0 | 0 | 0 | 0.45131 | 0 | 1.1038 | 7.8387 | 0 | 0 | 0.3675 | 0.84649 | 0 | 1.051 | 0 | 0 | 11.6588 | 0 | 0 | 0 | 0 | 0 | 0 | 0 | 0 | 0 | 0 | 0 | 0 | 0
2 | 20 | 22 | 2 | 1.7931 | 0 | 2.4469 | 0 | 0 | 0 | 0.0012057 | 0.85842 | 0 | 0 | 6.6202 | 0 | 11.7199 | 0 | 0 | 0 | 0 | 0 | 0 | 0 | 0 | 0 | 0 | 0 | 0 | 0 | 0.45131 | 0 | 1.2156 | 7.7613 | 0 | 0 | 0.4725 | 0.84084 | 0 | 0.98999 | 0 | 0 | 11.7315 | 0 | 0 | 0 | 0 | 0 | 0 | 0 | 0 | 0 | 0 | 0 | 0 | 0
2 | 20 | 23 | 2 | 1.7931 | 0 | 2.4469 | 0 | 0 | 0 | 0.0012057 | 0.88186 | 0 | 0 | 4.274 | 0 | 9.3971 | 0 | 0 | 0 | 0 | 0 | 0 | 0 | 0 | 0 | 0 | 0 | 0 | 0 | 0.45131 | 0 | 1.1038 | 7.855 | 0 | 0 | 0.315 | 0.84483 | 0 | 0.87906 | 0 | 0 | 11.449 | 0 | 0 | 0 | 0 | 0 | 0 | 0 | 0 | 0 | 0 | 0 | 0 | 0
2 | 20 | 24 | 2 | 1.7931 | 0 | 2.4469 | 0 | 0 | 0 | 0.0012057 | 0.45177 | 0 | 0 | 0.66438 | 0 | 5.3574 | 0 | 0 | 0 | 0 | 0 | 0 | 0 | 0 | 0 | 0 | 0 | 0 | 0 | 0.45131 | 0 | 0.88038 | 5.6206 | 0 | 0 | 0.0525 | 0.85458 | 0 | 0.51825 | 0 | 0 | 8.3776 | 0 | 0 | 0 | 0 | 0 | 0 | 0 | 0 | 0 | 0 | 0 | 0 | 0
2 | 21 | 1 | 3 | 1.7931 | 0 | 2.4469 | 0 | 0 | 0 | 0.0012057 | 0.57309 | 0 | 0 | 0.66441 | 0 | 5.4787 | 0 | 0 | 0 | 0 | 0 | 0 | 0 | 0 | 0 | 0 | 0 | 0 | 0 | 0.45131 | 0 | 0.54519 | 6.6774 | 0 | 0 | 0.0525 | 0.8606 | 0 | 0.74687 | 0 | 0 | 9.3339 | 0 | 0 | 0 | 0 | 0 | 0 | 0 | 0 | 0 | 0 | 0 | 0 | 0
2 | 21 | 2 | 3 | 1.7931 | 0 | 2.4469 | 0 | 0 | 0 | 0.0012057 | 0.65973 | 0 | 0 | 0.66443 | 0 | 5.5654 | 0 | 0 | 0 | 0 | 0 | 0 | 0 | 0 | 0 | 0 | 0 | 0 | 0 | 0.45131 | 0 | 0.32173 | 7.4603 | 0 | 0 | 0.0525 | 0.87383 | 0 | 0.82451 | 0 | 0 | 9.9842 | 0 | 0 | 0 | 0 | 0 | 0 | 0 | 0 | 0 | 0 | 0 | 0 | 0
2 | 21 | 3 | 3 | 1.7931 | 0 | 2.4469 | 0 | 0 | 0 | 0.0012057 | 0.70855 | 0 | 0 | 0.66447 | 0 | 5.6142 | 0 | 0 | 0 | 0 | 0 | 0 | 0 | 0 | 0 | 0 | 0 | 0 | 0 | 0.45131 | 0 | 0.32173 | 7.8968 | 0 | 0 | 0.0525 | 0.87825 | 0 | 0.87198 | 0 | 0 | 10.4725 | 0 | 0 | 0 | 0 | 0 | 0 | 0 | 0 | 0 | 0 | 0 | 0 | 0
2 | 21 | 4 | 3 | 1.7931 | 0 | 2.4469 | 0 | 0 | 0 | 0.0012057 | 0.70864 | 0 | 0 | 0.66448 | 0 | 5.6143 | 0 | 0 | 0 | 0 | 0 | 0 | 0 | 0 | 0 | 0 | 0 | 0 | 0 | 0.45131 | 0 | 0.32173 | 7.8574 | 0 | 0 | 0.0525 | 0.87495 | 0 | 0.92814 | 0 | 0 | 10.486 | 0 | 0 | 0 | 0 | 0 | 0 | 0 | 0 | 0 | 0 | 0 | 0 | 0
2 | 21 | 5 | 3 | 1.7931 | 0 | 2.4469 | 0 | 0 | 0 | 0.0012057 | 0.71665 | 0 | 0 | 0.66447 | 0 | 5.6223 | 0 | 0 | 0 | 0 | 0 | 0 | 0 | 0 | 0 | 0 | 0 | 0 | 0 | 0.45131 | 0 | 0.32173 | 7.8959 | 0 | 0 | 0.0525 | 0.87381 | 0 | 0.97398 | 0 | 0 | 10.5692 | 0 | 0 | 0 | 0 | 0 | 0 | 0 | 0 | 0 | 0 | 0 | 0 | 0
2 | 21 | 6 | 3 | 1.7931 | 0 | 2.4469 | 0 | 0 | 0 | 0.0012057 | 0.72331 | 0 | 0 | 0.66446 | 0 | 5.629 | 0 | 0 | 0 | 0 | 0 | 0 | 0 | 0 | 0 | 0 | 0 | 0 | 0 | 0.45131 | 0 | 0.32173 | 7.9323 | 0 | 0 | 0.0525 | 0.87264 | 0 | 1.0236 | 0 | 0 | 10.6541 | 0 | 0 | 0 | 0 | 0 | 0 | 0 | 0 | 0 | 0 | 0 | 0 | 0
2 | 21 | 7 | 3 | 1.7931 | 0 | 2.4469 | 0 | 0 | 0 | 0.0012057 | 0.75933 | 0 | 0 | 3.778 | 0 | 8.7785 | 0 | 0 | 0 | 0 | 0 | 0 | 0 | 0 | 0 | 0 | 0 | 0 | 0 | 0.45131 | 0 | 0.54519 | 8.1652 | 0 | 0 | 0.315 | 0.8703 | 0 | 0.87004 | 0 | 0 | 11.2171 | 0 | 0 | 0 | 0 | 0 | 0 | 0 | 0 | 0 | 0 | 0 | 0 | 0
2 | 21 | 8 | 3 | 1.7931 | 0 | 2.4469 | 0 | 0 | 0 | 0.0012057 | 1.1975 | 0 | 0 | 6.2688 | 0 | 11.7075 | 0 | 0 | 0 | 0 | 0 | 0 | 0 | 0 | 0 | 0 | 0 | 0 | 0 | 0.45131 | 0 | 0.71279 | 11.2058 | 0 | 0 | 0.525 | 0.87234 | 0 | 1.2532 | 0 | 0 | 15.0205 | 0 | 0 | 0 | 0 | 0 | 0 | 0 | 0 | 0 | 0 | 0 | 0 | 0
2 | 21 | 9 | 3 | 1.7931 | 0 | 13.5789 | 0 | 0 | 0 | 0.0012057 | 1.005 | 0 | 0 | 3.9589 | 0 | 20.3371 | 0 | 0 | 0 | 0 | 0 | 0 | 0 | 0 | 0 | 0 | 0 | 0 | 0 | 0.45131 | 0 | 0.71279 | 9.5845 | 0 | 0 | 0.42 | 0.86594 | 0 | 1.283 | 0 | 0 | 13.3175 | 0 | 0 | 0 | 0 | 0 | 0 | 0 | 0 | 0 | 0 | 0 | 0 | 0
2 | 21 | 10 | 3 | 1.7931 | 0 | 13.5789 | 0 | 0 | 0 | 0.0012057 | 0.96391 | 0 | 0 | 4.8299 | 0 | 21.1671 | 0 | 0 | 0 | 0 | 0 | 0 | 0 | 0 | 0 | 0 | 0 | 0 | 0 | 0.45131 | 0 | 0.71279 | 8.9807 | 0 | 0 | 0.315 | 0.869 | 0 | 1.277 | 0 | 0 | 12.6058 | 0 | 0 | 0 | 0 | 0 | 0 | 0 | 0 | 0 | 0 | 0 | 0 | 0
2 | 21 | 11 | 3 | 1.7931 | 0 | 13.5789 | 0 | 0 | 0 | 0.0012057 | 0.89848 | 0 | 0 | 3.778 | 0 | 20.0497 | 0 | 0 | 0 | 0 | 0 | 0 | 0 | 0 | 0 | 0 | 0 | 0 | 0 | 0.45131 | 0 | 0.71279 | 8.3479 | 0 | 0 | 0.315 | 0.8631 | 0 | 0.98779 | 0 | 0 | 11.6779 | 0 | 0 | 0 | 0 | 0 | 0 | 0 | 0 | 0 | 0 | 0 | 0 | 0
2 | 21 | 12 | 3 | 1.7931 | 0 | 13.5789 | 0 | 0 | 0 | 0.0012057 | 0.83659 | 0 | 0 | 3.9589 | 0 | 20.1687 | 0 | 0 | 0 | 0 | 0 | 0 | 0 | 0 | 0 | 0 | 0 | 0 | 0 | 0.45131 | 0 | 0.54519 | 7.8089 | 0 | 0 | 0.3675 | 0.86028 | 0 | 1.2692 | 0 | 0 | 11.3024 | 0 | 0 | 0 | 0 | 0 | 0 | 0 | 0 | 0 | 0 | 0 | 0 | 0
2 | 21 | 13 | 3 | 1.7931 | 0 | 8.6313 | 0 | 0 | 0 | 0.0012057 | 0.89379 | 0 | 0 | 3.9589 | 0 | 15.2784 | 0 | 0 | 0 | 0 | 0 | 0 | 0 | 0 | 0 | 0 | 0 | 0 | 0 | 0.45131 | 0 | 0.54519 | 8.1368 | 0 | 0 | 0.42 | 0.86138 | 0 | 1.0265 | 0 | 0 | 11.4411 | 0 | 0 | 0 | 0 | 0 | 0 | 0 | 0 | 0 | 0 | 0 | 0 | 0
2 | 21 | 14 | 3 | 1.7931 | 0 | 13.5789 | 0 | 0 | 0 | 0.0012057 | 0.81485 | 0 | 0 | 5.8841 | 0 | 22.0722 | 0 | 0 | 0 | 0 | 0 | 0 | 0 | 0 | 0 | 0 | 0 | 0 | 0 | 0.45131 | 0 | 0.54519 | 7.5395 | 0 | 0 | 0.3675 | 0.85878 | 0 | 0.8284 | 0 | 0 | 10.5907 | 0 | 0 | 0 | 0 | 0 | 0 | 0 | 0 | 0 | 0 | 0 | 0 | 0
2 | 21 | 15 | 3 | 1.7931 | 0 | 13.5789 | 0 | 0 | 0 | 0.0012057 | 0.8163 | 0 | 0 | 3.9589 | 0 | 20.1484 | 0 | 0 | 0 | 0 | 0 | 0 | 0 | 0 | 0 | 0 | 0 | 0 | 0 | 0.45131 | 0 | 0.54519 | 7.6362 | 0 | 0 | 0.3675 | 0.86179 | 0 | 0.7573 | 0 | 0 | 10.6193 | 0 | 0 | 0 | 0 | 0 | 0 | 0 | 0 | 0 | 0 | 0 | 0 | 0
2 | 21 | 16 | 3 | 1.7931 | 0 | 13.5789 | 0 | 0 | 0 | 0.0012057 | 0.81049 | 0 | 0 | 4.2146 | 0 | 20.3983 | 0 | 0 | 0 | 0 | 0 | 0 | 0 | 0 | 0 | 0 | 0 | 0 | 0 | 0.45131 | 0 | 0.54519 | 7.5081 | 0 | 0 | 0.315 | 0.86054 | 0 | 0.82518 | 0 | 0 | 10.5053 | 0 | 0 | 0 | 0 | 0 | 0 | 0 | 0 | 0 | 0 | 0 | 0 | 0
2 | 21 | 17 | 3 | 1.7931 | 0 | 13.5789 | 0 | 0 | 0 | 0.0012057 | 0.79622 | 0 | 0 | 3.778 | 0 | 19.9474 | 0 | 0 | 0 | 0 | 0 | 0 | 0 | 0 | 0 | 0 | 0 | 0 | 0 | 0.45131 | 0 | 0.54519 | 7.407 | 0 | 0 | 0.315 | 0.85836 | 0 | 0.98676 | 0 | 0 | 10.5636 | 0 | 0 | 0 | 0 | 0 | 0 | 0 | 0 | 0 | 0 | 0 | 0 | 0
2 | 21 | 18 | 3 | 1.7931 | 0 | 13.5789 | 0 | 0 | 0 | 0.0012057 | 0.81942 | 0 | 0 | 6.2688 | 0 | 22.4614 | 0 | 0 | 0 | 0 | 0 | 0 | 0 | 0 | 0 | 0 | 0 | 0 | 0 | 0.45131 | 0 | 0.54519 | 6.8968 | 0 | 0 | 0.525 | 0.8636 | 0 | 0 | 0 | 0 | 9.2819 | 0 | 0 | 0 | 0 | 0 | 0 | 0 | 0 | 0 | 0 | 0 | 0 | 0
2 | 21 | 19 | 3 | 1.7931 | 0 | 9.8682 | 0 | 0 | 0 | 0.0012057 | 0.94804 | 0 | 0 | 6.2688 | 0 | 18.8794 | 0 | 0 | 0 | 0 | 0 | 0 | 0 | 0 | 0 | 0 | 0 | 0 | 0 | 0.45131 | 0 | 0.54519 | 7.8533 | 0 | 0 | 0.525 | 0.87635 | 0 | 0 | 0 | 0 | 10.2512 | 0 | 0 | 0 | 0 | 0 | 0 | 0 | 0 | 0 | 0 | 0 | 0 | 0
2 | 21 | 20 | 3 | 1.7931 | 0 | 2.4469 | 0 | 0 | 0 | 0.0012057 | 1.0401 | 0 | 0 | 3.9589 | 0 | 9.2403 | 0 | 0 | 0 | 0 | 0 | 0 | 0 | 0 | 0 | 0 | 0 | 0 | 0 | 0.45131 | 0 | 0.88038 | 9.1962 | 0 | 0 | 0.42 | 0.86952 | 0 | 0.89029 | 0 | 0 | 12.7077 | 0 | 0 | 0 | 0 | 0 | 0 | 0 | 0 | 0 | 0 | 0 | 0 | 0
2 | 21 | 21 | 3 | 1.7931 | 0 | 2.4469 | 0 | 0 | 0 | 0.0012057 | 1.1164 | 0 | 0 | 3.9589 | 0 | 9.3166 | 0 | 0 | 0 | 0 | 0 | 0 | 0 | 0 | 0 | 0 | 0 | 0 | 0 | 0.45131 | 0 | 1.1038 | 9.8043 | 0 | 0 | 0.3675 | 0.87433 | 0 | 0.60426 | 0 | 0 | 13.2055 | 0 | 0 | 0 | 0 | 0 | 0 | 0 | 0 | 0 | 0 | 0 | 0 | 0
2 | 21 | 22 | 3 | 1.7931 | 0 | 2.4469 | 0 | 0 | 0 | 0.0012057 | 1.1268 | 0 | 0 | 6.6203 | 0 | 11.9883 | 0 | 0 | 0 | 0 | 0 | 0 | 0 | 0 | 0 | 0 | 0 | 0 | 0 | 0.45131 | 0 | 1.2156 | 10.0535 | 0 | 0 | 0.4725 | 0.87225 | 0 | 0.46921 | 0 | 0 | 13.5344 | 0 | 0 | 0 | 0 | 0 | 0 | 0 | 0 | 0 | 0 | 0 | 0 | 0
2 | 21 | 23 | 3 | 1.7931 | 0 | 2.4469 | 0 | 0 | 0 | 0.0012057 | 1.1595 | 0 | 0 | 4.2742 | 0 | 9.6749 | 0 | 0 | 0 | 0 | 0 | 0 | 0 | 0 | 0 | 0 | 0 | 0 | 0 | 0.45131 | 0 | 1.1038 | 10.6235 | 0 | 0 | 0.315 | 0.8804 | 0 | 0.55239 | 0 | 0 | 13.9264 | 0 | 0 | 0 | 0 | 0 | 0 | 0 | 0 | 0 | 0 | 0 | 0 | 0
2 | 21 | 24 | 3 | 1.7931 | 0 | 2.4469 | 0 | 0 | 0 | 0.0012057 | 0.72254 | 0 | 0 | 0.66447 | 0 | 5.6282 | 0 | 0 | 0 | 0 | 0 | 0 | 0 | 0 | 0 | 0 | 0 | 0 | 0 | 0.45131 | 0 | 0.88038 | 7.9136 | 0 | 0 | 0.0525 | 0.88487 | 0 | 0.27409 | 0 | 0 | 10.4568 | 0 | 0 | 0 | 0 | 0 | 0 | 0 | 0 | 0 | 0 | 0 | 0 | 0
2 | 22 | 1 | 4 | 1.7931 | 0 | 2.4469 | 0 | 0 | 0 | 0.0012057 | 0.81728 | 0 | 0 | 0.66448 | 0 | 5.723 | 0 | 0 | 0 | 0 | 0 | 0 | 0 | 0 | 0 | 0 | 0 | 0 | 0 | 0.45131 | 0 | 0.54519 | 8.8897 | 0 | 0 | 0.0525 | 0.88921 | 0 | 0.31181 | 0 | 0 | 11.1397 | 0 | 0 | 0 | 0 | 0 | 0 | 0 | 0 | 0 | 0 | 0 | 0 | 0
2 | 22 | 2 | 4 | 1.7931 | 0 | 2.4469 | 0 | 0 | 0 | 0.0012057 | 0.91985 | 0 | 0 | 0.66449 | 0 | 5.8256 | 0 | 0 | 0 | 0 | 0 | 0 | 0 | 0 | 0 | 0 | 0 | 0 | 0 | 0.45131 | 0 | 0.32173 | 10.0183 | 0 | 0 | 0.0525 | 0.9073 | 0 | 0.27131 | 0 | 0 | 12.0224 | 0 | 0 | 0 | 0 | 0 | 0 | 0 | 0 | 0 | 0 | 0 | 0 | 0
2 | 22 | 3 | 4 | 1.7931 | 0 | 2.4469 | 0 | 0 | 0 | 0.0012057 | 0.94461 | 0 | 0 | 0.66455 | 0 | 5.8504 | 0 | 0 | 0 | 0 | 0 | 0 | 0 | 0 | 0 | 0 | 0 | 0 | 0 | 0.45131 | 0 | 0.32173 | 10.4632 | 0 | 0 | 0.0525 | 0.9103 | 0 | 0.25448 | 0 | 0 | 12.4535 | 0 | 0 | 0 | 0 | 0 | 0 | 0 | 0 | 0 | 0 | 0 | 0 | 0
2 | 22 | 4 | 4 | 1.7931 | 0 | 2.4469 | 0 | 0 | 0 | 0.0012057 | 0.99223 | 0 | 0 | 0.66455 | 0 | 5.898 | 0 | 0 | 0 | 0 | 0 | 0 | 0 | 0 | 0 | 0 | 0 | 0 | 0 | 0.45131 | 0 | 0.32173 | 11.074 | 0 | 0 | 0.0525 | 0.91843 | 0 | 0.33634 | 0 | 0 | 13.1544 | 0 | 0 | 0 | 0 | 0 | 0 | 0 | 0 | 0 | 0 | 0 | 0 | 0
2 | 22 | 5 | 4 | 1.7931 | 0 | 2.4469 | 0 | 0 | 0 | 0.0012057 | 1.0035 | 0 | 0 | 0.66456 | 0 | 5.9093 | 0 | 0 | 0 | 0 | 0 | 0 | 0 | 0 | 0 | 0 | 0 | 0 | 0 | 0.45131 | 0 | 0.32173 | 11.2273 | 0 | 0 | 0.0525 | 0.91863 | 0 | 0.15703 | 0 | 0 | 13.1285 | 0 | 0 | 0 | 0 | 0 | 0 | 0 | 0 | 0 | 0 | 0 | 0 | 0
2 | 22 | 6 | 4 | 1.7931 | 0 | 2.4469 | 0 | 0 | 0 | 0.0012057 | 1.0761 | 0 | 0 | 0.66456 | 0 | 5.9819 | 0 | 0 | 0 | 0 | 0 | 0 | 0 | 0 | 0 | 0 | 0 | 0 | 0 | 0.45131 | 0 | 0.32173 | 12.1568 | 0 | 0 | 0.0525 | 0.93364 | 0 | 0.20774 | 0 | 0 | 14.1238 | 0 | 0 | 0 | 0 | 0 | 0 | 0 | 0 | 0 | 0 | 0 | 0 | 0
2 | 22 | 7 | 4 | 1.7931 | 0 | 2.4469 | 0 | 0 | 0 | 0.0012057 | 1.0769 | 0 | 0 | 3.7781 | 0 | 9.0962 | 0 | 0 | 0 | 0 | 0 | 0 | 0 | 0 | 0 | 0 | 0 | 0 | 0 | 0.45131 | 0 | 0.54519 | 12.1243 | 0 | 0 | 0.315 | 0.92478 | 0 | 0.091564 | 0 | 0 | 14.4521 | 0 | 0 | 0 | 0 | 0 | 0 | 0 | 0 | 0 | 0 | 0 | 0 | 0
2 | 22 | 8 | 4 | 1.7931 | 0 | 2.4469 | 0 | 0 | 0 | 0.0012057 | 1.3587 | 0 | 0 | 6.2689 | 0 | 11.8689 | 0 | 0 | 0 | 0 | 0 | 0 | 0 | 0 | 0 | 0 | 0 | 0 | 0 | 0.45131 | 0 | 0.71279 | 14.0814 | 0 | 0 | 0.525 | 0.91559 | 0 | 0.0011082 | 0 | 0 | 16.6872 | 0 | 0 | 0 | 0 | 0 | 0 | 0 | 0 | 0 | 0 | 0 | 0 | 0
2 | 22 | 9 | 4 | 1.7931 | 0 | 13.5789 | 0 | 0 | 0 | 0.0012057 | 1.1677 | 0 | 0 | 3.959 | 0 | 20.4999 | 0 | 0 | 0 | 0 | 0 | 0 | 0 | 0 | 0 | 0 | 0 | 0 | 0 | 0.45131 | 0 | 0.71279 | 11.9483 | 0 | 0 | 0.42 | 0.90834 | 0 | 0.00093681 | 0 | 0 | 14.4417 | 0 | 0 | 0 | 0 | 0 | 0 | 0 | 0 | 0 | 0 | 0 | 0 | 0
2 | 22 | 10 | 4 | 1.7931 | 0 | 13.5789 | 0 | 0 | 0 | 0.0012057 | 1.017 | 0 | 0 | 4.8301 | 0 | 21.2203 | 0 | 0 | 0 | 0 | 0 | 0 | 0 | 0 | 0 | 0 | 0 | 0 | 0 | 0.45131 | 0 | 0.71279 | 10.5903 | 0 | 0 | 0.315 | 0.90453 | 0 | 0.00081816 | 0 | 0 | 12.9747 | 0 | 0 | 0 | 0 | 0 | 0 | 0 | 0 | 0 | 0 | 0 | 0 | 0
2 | 22 | 11 | 4 | 1.7931 | 0 | 13.5789 | 0 | 0 | 0 | 0.0012057 | 0.84436 | 0 | 0 | 3.7781 | 0 | 19.9956 | 0 | 0 | 0 | 0 | 0 | 0 | 0 | 0 | 0 | 0 | 0 | 0 | 0 | 0.45131 | 0 | 0.71279 | 8.744 | 0 | 0 | 0.315 | 0.87594 | 0 | 0.00066421 | 0 | 0 | 11.0997 | 0 | 0 | 0 | 0 | 0 | 0 | 0 | 0 | 0 | 0 | 0 | 0 | 0
2 | 22 | 12 | 4 | 1.7931 | 0 | 13.5789 | 0 | 0 | 0 | 0.0012057 | 0.69618 | 0 | 0 | 3.959 | 0 | 20.0283 | 0 | 0 | 0 | 0 | 0 | 0 | 0 | 0 | 0 | 0 | 0 | 0 | 0 | 0.45131 | 0 | 0.54519 | 7.0901 | 0 | 0 | 0.3675 | 0.85281 | 0 | 0.00054365 | 0 | 0 | 9.3074 | 0 | 0 | 0 | 0 | 0 | 0 | 0 | 0 | 0 | 0 | 0 | 0 | 0
2 | 22 | 13 | 4 | 1.7931 | 0 | 8.6313 | 0 | 0 | 0 | 0.0012057 | 0.62853 | 0 | 0 | 3.9589 | 0 | 15.0131 | 0 | 0 | 0 | 0 | 0 | 0 | 0 | 0 | 0 | 0 | 0 | 0 | 0 | 0.45131 | 0 | 0.54519 | 6.4374 | 0 | 0 | 0.42 | 0.85199 | 0 | 0.00048893 | 0 | 0 | 8.7064 | 0 | 0 | 0 | 0 | 0 | 0 | 0 | 0 | 0 | 0 | 0 | 0 | 0
2 | 22 | 14 | 4 | 1.7931 | 0 | 13.5789 | 0 | 0 | 0 | 0.0012057 | 0.52213 | 0 | 0 | 5.8842 | 0 | 21.7795 | 0 | 0 | 0 | 0 | 0 | 0 | 0 | 0 | 0 | 0 | 0 | 0 | 0 | 0.45131 | 0 | 0.54519 | 5.7297 | 0 | 0 | 0.3675 | 0.85828 | 0 | 0.00042334 | 0 | 0 | 7.9524 | 0 | 0 | 0 | 0 | 0 | 0 | 0 | 0 | 0 | 0 | 0 | 0 | 0
2 | 22 | 15 | 4 | 1.7931 | 0 | 13.5789 | 0 | 0 | 0 | 0.0012057 | 0.51828 | 0 | 0 | 3.9589 | 0 | 19.8504 | 0 | 0 | 0 | 0 | 0 | 0 | 0 | 0 | 0 | 0 | 0 | 0 | 0 | 0.45131 | 0 | 0.54519 | 5.7763 | 0 | 0 | 0.3675 | 0.86428 | 0 | 0.00042425 | 0 | 0 | 8.0051 | 0 | 0 | 0 | 0 | 0 | 0 | 0 | 0 | 0 | 0 | 0 | 0 | 0
2 | 22 | 16 | 4 | 1.7931 | 0 | 13.5789 | 0 | 0 | 0 | 0.0012057 | 0.51403 | 0 | 0 | 4.2146 | 0 | 20.1019 | 0 | 0 | 0 | 0 | 0 | 0 | 0 | 0 | 0 | 0 | 0 | 0 | 0 | 0.45131 | 0 | 0.54519 | 5.6428 | 0 | 0 | 0.315 | 0.86208 | 0 | 0.00041852 | 0 | 0 | 7.8168 | 0 | 0 | 0 | 0 | 0 | 0 | 0 | 0 | 0 | 0 | 0 | 0 | 0
2 | 22 | 17 | 4 | 1.7931 | 0 | 13.5789 | 0 | 0 | 0 | 0.0012057 | 0.58181 | 0 | 0 | 3.778 | 0 | 19.733 | 0 | 0 | 0 | 0 | 0 | 0 | 0 | 0 | 0 | 0 | 0 | 0 | 0 | 0.45131 | 0 | 0.54519 | 6.1513 | 0 | 0 | 0.315 | 0.8662 | 0 | 0.00046481 | 0 | 0 | 8.3294 | 0 | 0 | 0 | 0 | 0 | 0 | 0 | 0 | 0 | 0 | 0 | 0 | 0
2 | 22 | 18 | 4 | 1.7931 | 0 | 13.5789 | 0 | 0 | 0 | 0.0012057 | 0.69202 | 0 | 0 | 6.2688 | 0 | 22.3341 | 0 | 0 | 0 | 0 | 0 | 0 | 0 | 0 | 0 | 0 | 0 | 0 | 0 | 0.45131 | 0 | 0.54519 | 7.2054 | 0 | 0 | 0.525 | 0.87263 | 0 | 0.00060368 | 0 | 0 | 9.6001 | 0 | 0 | 0 | 0 | 0 | 0 | 0 | 0 | 0 | 0 | 0 | 0 | 0
2 | 22 | 19 | 4 | 1.7931 | 0 | 9.8682 | 0 | 0 | 0 | 0.0012057 | 0.81486 | 0 | 0 | 6.2689 | 0 | 18.7463 | 0 | 0 | 0 | 0 | 0 | 0 | 0 | 0 | 0 | 0 | 0 | 0 | 0 | 0.45131 | 0 | 0.54519 | 7.9532 | 0 | 0 | 0.525 | 0.87282 | 0 | 0.0007257 | 0 | 0 | 10.3483 | 0 | 0 | 0 | 0 | 0 | 0 | 0 | 0 | 0 | 0 | 0 | 0 | 0
2 | 22 | 20 | 4 | 1.7931 | 0 | 2.4469 | 0 | 0 | 0 | 0.0012057 | 0.98299 | 0 | 0 | 3.9589 | 0 | 9.1831 | 0 | 0 | 0 | 0 | 0 | 0 | 0 | 0 | 0 | 0 | 0 | 0 | 0 | 0.45131 | 0 | 0.88038 | 9.0687 | 0 | 0 | 0.42 | 0.87231 | 0 | 0.00072507 | 0 | 0 | 11.6934 | 0 | 0 | 0 | 0 | 0 | 0 | 0 | 0 | 0 | 0 | 0 | 0 | 0
2 | 22 | 21 | 4 | 1.7931 | 0 | 2.4469 | 0 | 0 | 0 | 0.0012057 | 1.0028 | 0 | 0 | 3.9589 | 0 | 9.2029 | 0 | 0 | 0 | 0 | 0 | 0 | 0 | 0 | 0 | 0 | 0 | 0 | 0 | 0.45131 | 0 | 1.1038 | 9.3111 | 0 | 0 | 0.3675 | 0.86489 | 0 | 0.00075552 | 0 | 0 | 12.0994 | 0 | 0 | 0 | 0 | 0 | 0 | 0 | 0 | 0 | 0 | 0 | 0 | 0
2 | 22 | 22 | 4 | 1.7931 | 0 | 2.4469 | 0 | 0 | 0 | 0.0012057 | 1.0287 | 0 | 0 | 6.6203 | 0 | 11.8902 | 0 | 0 | 0 | 0 | 0 | 0 | 0 | 0 | 0 | 0 | 0 | 0 | 0 | 0.45131 | 0 | 1.2156 | 9.3802 | 0 | 0 | 0.4725 | 0.86457 | 0 | 0.00075515 | 0 | 0 | 12.3848 | 0 | 0 | 0 | 0 | 0 | 0 | 0 | 0 | 0 | 0 | 0 | 0 | 0
2 | 22 | 23 | 4 | 1.7931 | 0 | 2.4469 | 0 | 0 | 0 | 0.0012057 | 1.0475 | 0 | 0 | 4.2741 | 0 | 9.5629 | 0 | 0 | 0 | 0 | 0 | 0 | 0 | 0 | 0 | 0 | 0 | 0 | 0 | 0.45131 | 0 | 1.1038 | 9.5792 | 0 | 0 | 0.315 | 0.8682 | 0 | 0.00077145 | 0 | 0 | 12.3183 | 0 | 0 | 0 | 0 | 0 | 0 | 0 | 0 | 0 | 0 | 0 | 0 | 0
2 | 22 | 24 | 4 | 1.7931 | 0 | 2.4469 | 0 | 0 | 0 | 0.0012057 | 0.57866 | 0 | 0 | 0.66445 | 0 | 5.4843 | 0 | 0 | 0 | 0 | 0 | 0 | 0 | 0 | 0 | 0 | 0 | 0 | 0 | 0.45131 | 0 | 0.88038 | 6.7236 | 0 | 0 | 0.0525 | 0.8682 | 0 | 0.00048938 | 0 | 0 | 8.9765 | 0 | 0 | 0 | 0 | 0 | 0 | 0 | 0 | 0 | 0 | 0 | 0 | 0
2 | 23 | 1 | 5 | 1.7931 | 0 | 2.4469 | 0 | 0 | 0 | 0.0012057 | 0.70081 | 0 | 0 | 0.66445 | 0 | 5.6065 | 0 | 0 | 0 | 0 | 0 | 0 | 0 | 0 | 0 | 0 | 0 | 0 | 0 | 0.45131 | 0 | 0.54519 | 7.8356 | 0 | 0 | 0.0525 | 0.87675 | 0 | 0.00058813 | 0 | 0 | 9.7619 | 0 | 0 | 0 | 0 | 0 | 0 | 0 | 0 | 0 | 0 | 0 | 0 | 0
2 | 23 | 2 | 5 | 1.7931 | 0 | 2.4469 | 0 | 0 | 0 | 0.0012057 | 0.76727 | 0 | 0 | 0.66448 | 0 | 5.673 | 0 | 0 | 0 | 0 | 0 | 0 | 0 | 0 | 0 | 0 | 0 | 0 | 0 | 0.45131 | 0 | 0.32173 | 8.5588 | 0 | 0 | 0.0525 | 0.88738 | 0 | 0.00064224 | 0 | 0 | 10.2724 | 0 | 0 | 0 | 0 | 0 | 0 | 0 | 0 | 0 | 0 | 0 | 0 | 0
2 | 23 | 3 | 5 | 1.7931 | 0 | 2.4469 | 0 | 0 | 0 | 0.0012057 | 0.8001 | 0 | 0 | 0.66451 | 0 | 5.7058 | 0 | 0 | 0 | 0 | 0 | 0 | 0 | 0 | 0 | 0 | 0 | 0 | 0 | 0.45131 | 0 | 0.32173 | 8.7925 | 0 | 0 | 0.0525 | 0.88985 | 0 | 0.00066539 | 0 | 0 | 10.5086 | 0 | 0 | 0 | 0 | 0 | 0 | 0 | 0 | 0 | 0 | 0 | 0 | 0
2 | 23 | 4 | 5 | 1.7931 | 0 | 2.4469 | 0 | 0 | 0 | 0.0012057 | 0.822 | 0 | 0 | 0.66452 | 0 | 5.7277 | 0 | 0 | 0 | 0 | 0 | 0 | 0 | 0 | 0 | 0 | 0 | 0 | 0 | 0.45131 | 0 | 0.32173 | 8.9697 | 0 | 0 | 0.0525 | 0.89145 | 0 | 0.00068072 | 0 | 0 | 10.6874 | 0 | 0 | 0 | 0 | 0 | 0 | 0 | 0 | 0 | 0 | 0 | 0 | 0
2 | 23 | 5 | 5 | 1.7931 | 0 | 2.4469 | 0 | 0 | 0 | 0.0012057 | 0.84748 | 0 | 0 | 0.66452 | 0 | 5.7532 | 0 | 0 | 0 | 0 | 0 | 0 | 0 | 0 | 0 | 0 | 0 | 0 | 0 | 0.45131 | 0 | 0.32173 | 9.2009 | 0 | 0 | 0.0525 | 0.89415 | 0 | 0.00070029 | 0 | 0 | 10.9213 | 0 | 0 | 0 | 0 | 0 | 0 | 0 | 0 | 0 | 0 | 0 | 0 | 0
2 | 23 | 6 | 5 | 1.7931 | 0 | 2.4469 | 0 | 0 | 0 | 0.0012057 | 0.85572 | 0 | 0 | 0.66453 | 0 | 5.7615 | 0 | 0 | 0 | 0 | 0 | 0 | 0 | 0 | 0 | 0 | 0 | 0 | 0 | 0.45131 | 0 | 0.32173 | 9.1933 | 0 | 0 | 0.0525 | 0.89363 | 0 | 0.00070397 | 0 | 0 | 10.9132 | 0 | 0 | 0 | 0 | 0 | 0 | 0 | 0 | 0 | 0 | 0 | 0 | 0
2 | 23 | 7 | 5 | 1.7931 | 0 | 2.4469 | 0 | 0 | 0 | 0.0012057 | 0.90462 | 0 | 0 | 3.7781 | 0 | 8.9239 | 0 | 0 | 0 | 0 | 0 | 0 | 0 | 0 | 0 | 0 | 0 | 0 | 0 | 0.45131 | 0 | 0.54519 | 9.5852 | 0 | 0 | 0.315 | 0.8948 | 0 | 0.29671 | 0 | 0 | 12.0882 | 0 | 0 | 0 | 0 | 0 | 0 | 0 | 0 | 0 | 0 | 0 | 0 | 0
2 | 23 | 8 | 5 | 1.7931 | 0 | 2.4469 | 0 | 0 | 0 | 0.0012057 | 1.2499 | 0 | 0 | 6.2689 | 0 | 11.76 | 0 | 0 | 0 | 0 | 0 | 0 | 0 | 0 | 0 | 0 | 0 | 0 | 0 | 0.45131 | 0 | 0.71279 | 11.6914 | 0 | 0 | 0.525 | 0.88642 | 0 | 0.47249 | 0 | 0 | 14.7394 | 0 | 0 | 0 | 0 | 0 | 0 | 0 | 0 | 0 | 0 | 0 | 0 | 0
2 | 23 | 9 | 5 | 1.7931 | 0 | 13.5789 | 0 | 0 | 0 | 0.0012057 | 1.0927 | 0 | 0 | 3.959 | 0 | 20.4249 | 0 | 0 | 0 | 0 | 0 | 0 | 0 | 0 | 0 | 0 | 0 | 0 | 0 | 0.45131 | 0 | 0.71279 | 9.1534 | 0 | 0 | 0.42 | 0.87953 | 0 | 0 | 0 | 0 | 11.6171 | 0 | 0 | 0 | 0 | 0 | 0 | 0 | 0 | 0 | 0 | 0 | 0 | 0
2 | 23 | 10 | 5 | 1.7931 | 0 | 13.5789 | 0 | 0 | 0 | 0.0012057 | 0.95382 | 0 | 0 | 4.83 | 0 | 21.1571 | 0 | 0 | 0 | 0 | 0 | 0 | 0 | 0 | 0 | 0 | 0 | 0 | 0 | 0.45131 | 0 | 0.71279 | 7.9335 | 0 | 0 | 0.315 | 0.86677 | 0 | 0 | 0 | 0 | 10.2793 | 0 | 0 | 0 | 0 | 0 | 0 | 0 | 0 | 0 | 0 | 0 | 0 | 0
2 | 23 | 11 | 5 | 1.7931 | 0 | 13.5789 | 0 | 0 | 0 | 0.0012057 | 0.88841 | 0 | 0 | 3.778 | 0 | 20.0396 | 0 | 0 | 0 | 0 | 0 | 0 | 0 | 0 | 0 | 0 | 0 | 0 | 0 | 0.45131 | 0 | 0.71279 | 7.2168 | 0 | 0 | 0.315 | 0.86251 | 0 | 0 | 0 | 0 | 9.5584 | 0 | 0 | 0 | 0 | 0 | 0 | 0 | 0 | 0 | 0 | 0 | 0 | 0
2 | 23 | 12 | 5 | 1.7931 | 0 | 13.5789 | 0 | 0 | 0 | 0.0012057 | 0.86495 | 0 | 0 | 3.9589 | 0 | 20.1971 | 0 | 0 | 0 | 0 | 0 | 0 | 0 | 0 | 0 | 0 | 0 | 0 | 0 | 0.45131 | 0 | 0.54519 | 7.1126 | 0 | 0 | 0.3675 | 0.86716 | 0 | 0 | 0 | 0 | 9.3438 | 0 | 0 | 0 | 0 | 0 | 0 | 0 | 0 | 0 | 0 | 0 | 0 | 0
2 | 23 | 13 | 5 | 1.7931 | 0 | 8.6313 | 0 | 0 | 0 | 0.0012057 | 0.86423 | 0 | 0 | 3.9589 | 0 | 15.2488 | 0 | 0 | 0 | 0 | 0 | 0 | 0 | 0 | 0 | 0 | 0 | 0 | 0 | 0.45131 | 0 | 0.54519 | 6.7968 | 0 | 0 | 0.42 | 0.86181 | 0 | 0 | 0 | 0 | 9.0752 | 0 | 0 | 0 | 0 | 0 | 0 | 0 | 0 | 0 | 0 | 0 | 0 | 0
2 | 23 | 14 | 5 | 1.7931 | 0 | 13.5789 | 0 | 0 | 0 | 0.0012057 | 0.80676 | 0 | 0 | 5.8842 | 0 | 22.0642 | 0 | 0 | 0 | 0 | 0 | 0 | 0 | 0 | 0 | 0 | 0 | 0 | 0 | 0.45131 | 0 | 0.54519 | 6.511 | 0 | 0 | 0.3675 | 0.86225 | 0 | 0 | 0 | 0 | 8.7373 | 0 | 0 | 0 | 0 | 0 | 0 | 0 | 0 | 0 | 0 | 0 | 0 | 0
2 | 23 | 15 | 5 | 1.7931 | 0 | 13.5789 | 0 | 0 | 0 | 0.0012057 | 0.84092 | 0 | 0 | 3.9589 | 0 | 20.1731 | 0 | 0 | 0 | 0 | 0 | 0 | 0 | 0 | 0 | 0 | 0 | 0 | 0 | 0.45131 | 0 | 0.54519 | 6.9473 | 0 | 0 | 0.3675 | 0.86897 | 0 | 0 | 0 | 0 | 9.1803 | 0 | 0 | 0 | 0 | 0 | 0 | 0 | 0 | 0 | 0 | 0 | 0 | 0
2 | 23 | 16 | 5 | 1.7931 | 0 | 13.5789 | 0 | 0 | 0 | 0.0012057 | 0.84499 | 0 | 0 | 4.2146 | 0 | 20.4328 | 0 | 0 | 0 | 0 | 0 | 0 | 0 | 0 | 0 | 0 | 0 | 0 | 0 | 0.45131 | 0 | 0.54519 | 7.1848 | 0 | 0 | 0.315 | 0.86852 | 0 | 0 | 0 | 0 | 9.3648 | 0 | 0 | 0 | 0 | 0 | 0 | 0 | 0 | 0 | 0 | 0 | 0 | 0
2 | 23 | 17 | 5 | 1.7931 | 0 | 13.5789 | 0 | 0 | 0 | 0.0012057 | 0.83109 | 0 | 0 | 3.778 | 0 | 19.9823 | 0 | 0 | 0 | 0 | 0 | 0 | 0 | 0 | 0 | 0 | 0 | 0 | 0 | 0.45131 | 0 | 0.54519 | 7.1111 | 0 | 0 | 0.315 | 0.86659 | 0 | 0 | 0 | 0 | 9.2892 | 0 | 0 | 0 | 0 | 0 | 0 | 0 | 0 | 0 | 0 | 0 | 0 | 0
2 | 23 | 18 | 5 | 1.7931 | 0 | 13.5789 | 0 | 0 | 0 | 0.0012057 | 0.82528 | 0 | 0 | 6.2689 | 0 | 22.4674 | 0 | 0 | 0 | 0 | 0 | 0 | 0 | 0 | 0 | 0 | 0 | 0 | 0 | 0.45131 | 0 | 0.54519 | 7.0758 | 0 | 0 | 0.525 | 0.8693 | 0 | 0 | 0 | 0 | 9.4666 | 0 | 0 | 0 | 0 | 0 | 0 | 0 | 0 | 0 | 0 | 0 | 0 | 0
2 | 23 | 19 | 5 | 1.7931 | 0 | 9.8682 | 0 | 0 | 0 | 0.0012057 | 0.893 | 0 | 0 | 6.2689 | 0 | 18.8244 | 0 | 0 | 0 | 0 | 0 | 0 | 0 | 0 | 0 | 0 | 0 | 0 | 0 | 0.45131 | 0 | 0.54519 | 7.4644 | 0 | 0 | 0.525 | 0.87294 | 0 | 0 | 0 | 0 | 9.8588 | 0 | 0 | 0 | 0 | 0 | 0 | 0 | 0 | 0 | 0 | 0 | 0 | 0
2 | 23 | 20 | 5 | 1.7931 | 0 | 2.4469 | 0 | 0 | 0 | 0.0012057 | 0.98838 | 0 | 0 | 3.959 | 0 | 9.1886 | 0 | 0 | 0 | 0 | 0 | 0 | 0 | 0 | 0 | 0 | 0 | 0 | 0 | 0.45131 | 0 | 0.88038 | 7.9462 | 0 | 0 | 0.42 | 0.8653 | 0 | 0 | 0 | 0 | 10.5632 | 0 | 0 | 0 | 0 | 0 | 0 | 0 | 0 | 0 | 0 | 0 | 0 | 0
2 | 23 | 21 | 5 | 1.7931 | 0 | 2.4469 | 0 | 0 | 0 | 0.0012057 | 0.97435 | 0 | 0 | 3.9589 | 0 | 9.1745 | 0 | 0 | 0 | 0 | 0 | 0 | 0 | 0 | 0 | 0 | 0 | 0 | 0 | 0.45131 | 0 | 1.1038 | 7.7023 | 0 | 0 | 0.3675 | 0.85452 | 0 | 0 | 0 | 0 | 10.4795 | 0 | 0 | 0 | 0 | 0 | 0 | 0 | 0 | 0 | 0 | 0 | 0 | 0
2 | 23 | 22 | 5 | 1.7931 | 0 | 2.4469 | 0 | 0 | 0 | 0.0012057 | 0.98487 | 0 | 0 | 6.6203 | 0 | 11.8464 | 0 | 0 | 0 | 0 | 0 | 0 | 0 | 0 | 0 | 0 | 0 | 0 | 0 | 0.45131 | 0 | 1.2156 | 7.5973 | 0 | 0 | 0.4725 | 0.85265 | 0 | 0 | 0 | 0 | 10.5893 | 0 | 0 | 0 | 0 | 0 | 0 | 0 | 0 | 0 | 0 | 0 | 0 | 0
2 | 23 | 23 | 5 | 1.7931 | 0 | 2.4469 | 0 | 0 | 0 | 0.0012057 | 0.97717 | 0 | 0 | 4.2741 | 0 | 9.4925 | 0 | 0 | 0 | 0 | 0 | 0 | 0 | 0 | 0 | 0 | 0 | 0 | 0 | 0.45131 | 0 | 1.1038 | 7.5722 | 0 | 0 | 0.315 | 0.85256 | 0 | 0 | 0 | 0 | 10.2949 | 0 | 0 | 0 | 0 | 0 | 0 | 0 | 0 | 0 | 0 | 0 | 0 | 0
2 | 23 | 24 | 5 | 1.7931 | 0 | 2.4469 | 0 | 0 | 0 | 0.0012057 | 0.52112 | 0 | 0 | 0.66443 | 0 | 5.4268 | 0 | 0 | 0 | 0 | 0 | 0 | 0 | 0 | 0 | 0 | 0 | 0 | 0 | 0.45131 | 0 | 0.88038 | 5.5572 | 0 | 0 | 0.0525 | 0.85691 | 0 | 0 | 0 | 0 | 7.7983 | 0 | 0 | 0 | 0 | 0 | 0 | 0 | 0 | 0 | 0 | 0 | 0 | 0
2 | 24 | 1 | 6 | 1.7931 | 0 | 2.4469 | 0 | 0 | 0 | 0.0012057 | 0.67256 | 0 | 0 | 0.66444 | 0 | 5.5782 | 0 | 0 | 0 | 0 | 0 | 0 | 0 | 0 | 0 | 0 | 0 | 0 | 0 | 0.45131 | 0 | 0.54519 | 6.6955 | 0 | 0 | 0.0525 | 0.8701 | 0 | 0 | 0 | 0 | 8.6146 | 0 | 0 | 0 | 0 | 0 | 0 | 0 | 0 | 0 | 0 | 0 | 0 | 0
2 | 24 | 2 | 6 | 1.7931 | 0 | 2.4469 | 0 | 0 | 0 | 0.0012057 | 0.68226 | 0 | 0 | 0.66448 | 0 | 5.588 | 0 | 0 | 0 | 0 | 0 | 0 | 0 | 0 | 0 | 0 | 0 | 0 | 0 | 0.45131 | 0 | 0.32173 | 6.6456 | 0 | 0 | 0.0525 | 0.86999 | 0 | 0 | 0 | 0 | 8.3411 | 0 | 0 | 0 | 0 | 0 | 0 | 0 | 0 | 0 | 0 | 0 | 0 | 0
2 | 24 | 3 | 6 | 1.7931 | 0 | 2.4469 | 0 | 0 | 0 | 0.0012057 | 0.67063 | 0 | 0 | 0.66449 | 0 | 5.5763 | 0 | 0 | 0 | 0 | 0 | 0 | 0 | 0 | 0 | 0 | 0 | 0 | 0 | 0.45131 | 0 | 0.32173 | 6.6299 | 0 | 0 | 0.0525 | 0.86486 | 0 | 0 | 0 | 0 | 8.3203 | 0 | 0 | 0 | 0 | 0 | 0 | 0 | 0 | 0 | 0 | 0 | 0 | 0
2 | 24 | 4 | 6 | 1.7931 | 0 | 2.4469 | 0 | 0 | 0 | 0.0012057 | 0.72478 | 0 | 0 | 0.66448 | 0 | 5.6305 | 0 | 0 | 0 | 0 | 0 | 0 | 0 | 0 | 0 | 0 | 0 | 0 | 0 | 0.45131 | 0 | 0.32173 | 7.1213 | 0 | 0 | 0.0525 | 0.87259 | 0 | 0 | 0 | 0 | 8.8195 | 0 | 0 | 0 | 0 | 0 | 0 | 0 | 0 | 0 | 0 | 0 | 0 | 0
2 | 24 | 5 | 6 | 1.7931 | 0 | 2.4469 | 0 | 0 | 0 | 0.0012057 | 0.7584 | 0 | 0 | 0.66449 | 0 | 5.6641 | 0 | 0 | 0 | 0 | 0 | 0 | 0 | 0 | 0 | 0 | 0 | 0 | 0 | 0.45131 | 0 | 0.32173 | 8.0833 | 0 | 0 | 0.0525 | 0.87877 | 0 | 1.8868 | 0 | 0 | 11.6745 | 0 | 0 | 0 | 0 | 0 | 0 | 0 | 0 | 0 | 0 | 0 | 0 | 0
2 | 24 | 6 | 6 | 1.7931 | 0 | 2.4469 | 0 | 0 | 0 | 0.0012057 | 0.85745 | 0 | 0 | 0.6645 | 0 | 5.7632 | 0 | 0 | 0 | 0 | 0 | 0 | 0 | 0 | 0 | 0 | 0 | 0 | 0 | 0.45131 | 0 | 0.32173 | 7.9919 | 0 | 0 | 0.0525 | 0.89237 | 0 | 0 | 0 | 0 | 9.7098 | 0 | 0 | 0 | 0 | 0 | 0 | 0 | 0 | 0 | 0 | 0 | 0 | 0
2 | 24 | 7 | 6 | 1.7931 | 0 | 2.4469 | 0 | 0 | 0 | 0.0012057 | 0.86495 | 0 | 0 | 3.7781 | 0 | 8.8843 | 0 | 0 | 0 | 0 | 0 | 0 | 0 | 0 | 0 | 0 | 0 | 0 | 0 | 0.45131 | 0 | 0.54519 | 8.1771 | 0 | 0 | 0.315 | 0.88755 | 0 | 0 | 0 | 0 | 10.3762 | 0 | 0 | 0 | 0 | 0 | 0 | 0 | 0 | 0 | 0 | 0 | 0 | 0
2 | 24 | 8 | 6 | 1.7931 | 0 | 2.4469 | 0 | 0 | 0 | 0.0012057 | 1.2197 | 0 | 0 | 6.2689 | 0 | 11.7298 | 0 | 0 | 0 | 0 | 0 | 0 | 0 | 0 | 0 | 0 | 0 | 0 | 0 | 0.45131 | 0 | 0.71279 | 9.9632 | 0 | 0 | 0.525 | 0.88237 | 0 | 0 | 0 | 0 | 12.5346 | 0 | 0 | 0 | 0 | 0 | 0 | 0 | 0 | 0 | 0 | 0 | 0 | 0
2 | 24 | 9 | 6 | 1.7931 | 0 | 13.5789 | 0 | 0 | 0 | 0.0012057 | 1.0711 | 0 | 0 | 3.959 | 0 | 20.4033 | 0 | 0 | 0 | 0 | 0 | 0 | 0 | 0 | 0 | 0 | 0 | 0 | 0 | 0.45131 | 0 | 0.71279 | 8.5865 | 0 | 0 | 0.42 | 0.88319 | 0 | 0 | 0 | 0 | 11.0538 | 0 | 0 | 0 | 0 | 0 | 0 | 0 | 0 | 0 | 0 | 0 | 0 | 0
2 | 24 | 10 | 6 | 1.7931 | 0 | 13.5789 | 0 | 0 | 0 | 0.0012057 | 0.95919 | 0 | 0 | 4.8301 | 0 | 21.1625 | 0 | 0 | 0 | 0 | 0 | 0 | 0 | 0 | 0 | 0 | 0 | 0 | 0 | 0.45131 | 0 | 0.71279 | 7.6186 | 0 | 0 | 0.315 | 0.87585 | 0 | 0 | 0 | 0 | 9.9736 | 0 | 0 | 0 | 0 | 0 | 0 | 0 | 0 | 0 | 0 | 0 | 0 | 0
2 | 24 | 11 | 6 | 1.7931 | 0 | 13.5789 | 0 | 0 | 0 | 0.0012057 | 0.85766 | 0 | 0 | 3.778 | 0 | 20.0089 | 0 | 0 | 0 | 0 | 0 | 0 | 0 | 0 | 0 | 0 | 0 | 0 | 0 | 0.45131 | 0 | 0.71279 | 7.33 | 0 | 0 | 0.315 | 0.8752 | 0 | 0 | 0 | 0 | 9.6843 | 0 | 0 | 0 | 0 | 0 | 0 | 0 | 0 | 0 | 0 | 0 | 0 | 0
2 | 24 | 12 | 6 | 1.7931 | 0 | 13.5789 | 0 | 0 | 0 | 0.0012057 | 0.77059 | 0 | 0 | 3.959 | 0 | 20.1028 | 0 | 0 | 0 | 0 | 0 | 0 | 0 | 0 | 0 | 0 | 0 | 0 | 0 | 0.45131 | 0 | 0.54519 | 6.522 | 0 | 0 | 0.3675 | 0.87391 | 0 | 0 | 0 | 0 | 8.7599 | 0 | 0 | 0 | 0 | 0 | 0 | 0 | 0 | 0 | 0 | 0 | 0 | 0
2 | 24 | 13 | 6 | 1.7931 | 0 | 8.6313 | 0 | 0 | 0 | 0.0012057 | 0.714 | 0 | 0 | 3.959 | 0 | 15.0986 | 0 | 0 | 0 | 0 | 0 | 0 | 0 | 0 | 0 | 0 | 0 | 0 | 0 | 0.45131 | 0 | 0.54519 | 6.1036 | 0 | 0 | 0.42 | 0.87175 | 0 | 0 | 0 | 0 | 8.3918 | 0 | 0 | 0 | 0 | 0 | 0 | 0 | 0 | 0 | 0 | 0 | 0 | 0
2 | 24 | 14 | 6 | 1.7931 | 0 | 13.5789 | 0 | 0 | 0 | 0.0012057 | 0.49155 | 0 | 0 | 5.8843 | 0 | 21.7491 | 0 | 0 | 0 | 0 | 0 | 0 | 0 | 0 | 0 | 0 | 0 | 0 | 0 | 0.45131 | 0 | 0.54519 | 4.62 | 0 | 0 | 0.3675 | 0.86276 | 0 | 0 | 0 | 0 | 6.8467 | 0 | 0 | 0 | 0 | 0 | 0 | 0 | 0 | 0 | 0 | 0 | 0 | 0
2 | 24 | 15 | 6 | 1.7931 | 0 | 13.5789 | 0 | 0 | 0 | 0.0012057 | 0.48441 | 0 | 0 | 3.959 | 0 | 19.8166 | 0 | 0 | 0 | 0 | 0 | 0 | 0 | 0 | 0 | 0 | 0 | 0 | 0 | 0.45131 | 0 | 0.54519 | 4.6203 | 0 | 0 | 0.3675 | 0.86787 | 0 | 0 | 0 | 0 | 6.8522 | 0 | 0 | 0 | 0 | 0 | 0 | 0 | 0 | 0 | 0 | 0 | 0 | 0
2 | 24 | 16 | 6 | 1.7931 | 0 | 13.5789 | 0 | 0 | 0 | 0.0012057 | 0.50577 | 0 | 0 | 4.2147 | 0 | 20.0937 | 0 | 0 | 0 | 0 | 0 | 0 | 0 | 0 | 0 | 0 | 0 | 0 | 0 | 0.45131 | 0 | 0.54519 | 4.9391 | 0 | 0 | 0.315 | 0.8716 | 0 | 0 | 0 | 0 | 7.1222 | 0 | 0 | 0 | 0 | 0 | 0 | 0 | 0 | 0 | 0 | 0 | 0 | 0
2 | 24 | 17 | 6 | 1.7931 | 0 | 13.5789 | 0 | 0 | 0 | 0.0012057 | 0.68543 | 0 | 0 | 3.7781 | 0 | 19.8367 | 0 | 0 | 0 | 0 | 0 | 0 | 0 | 0 | 0 | 0 | 0 | 0 | 0 | 0.45131 | 0 | 0.54519 | 6.3813 | 0 | 0 | 0.315 | 0.88038 | 0 | 0 | 0 | 0 | 8.5732 | 0 | 0 | 0 | 0 | 0 | 0 | 0 | 0 | 0 | 0 | 0 | 0 | 0
2 | 24 | 18 | 6 | 1.7931 | 0 | 13.5789 | 0 | 0 | 0 | 0.0012057 | 0.75484 | 0 | 0 | 6.2689 | 0 | 22.397 | 0 | 0 | 0 | 0 | 0 | 0 | 0 | 0 | 0 | 0 | 0 | 0 | 0 | 0.45131 | 0 | 0.54519 | 7.459 | 0 | 0 | 0.525 | 0.88004 | 0 | 0.00057875 | 0 | 0 | 9.8611 | 0 | 0 | 0 | 0 | 0 | 0 | 0 | 0 | 0 | 0 | 0 | 0 | 0
2 | 24 | 19 | 6 | 1.7931 | 0 | 9.8682 | 0 | 0 | 0 | 0.0012057 | 0.91958 | 0 | 0 | 6.2689 | 0 | 18.851 | 0 | 0 | 0 | 0 | 0 | 0 | 0 | 0 | 0 | 0 | 0 | 0 | 0 | 0.45131 | 0 | 0.54519 | 8.8214 | 0 | 0 | 0.525 | 0.8917 | 0 | 0.00069415 | 0 | 0 | 11.2353 | 0 | 0 | 0 | 0 | 0 | 0 | 0 | 0 | 0 | 0 | 0 | 0 | 0
2 | 24 | 20 | 6 | 1.7931 | 0 | 2.4469 | 0 | 0 | 0 | 0.0012057 | 1.0965 | 0 | 0 | 3.959 | 0 | 9.2967 | 0 | 0 | 0 | 0 | 0 | 0 | 0 | 0 | 0 | 0 | 0 | 0 | 0 | 0.45131 | 0 | 0.88038 | 10.4707 | 0 | 0 | 0.42 | 0.89675 | 0 | 0.00082816 | 0 | 0 | 13.12 | 0 | 0 | 0 | 0 | 0 | 0 | 0 | 0 | 0 | 0 | 0 | 0 | 0
2 | 24 | 21 | 6 | 1.7931 | 0 | 2.4469 | 0 | 0 | 0 | 0.0012057 | 1.1136 | 0 | 0 | 3.959 | 0 | 9.3138 | 0 | 0 | 0 | 0 | 0 | 0 | 0 | 0 | 0 | 0 | 0 | 0 | 0 | 0.45131 | 0 | 1.1038 | 10.6867 | 0 | 0 | 0.3675 | 0.88963 | 0 | 0.00084503 | 0 | 0 | 13.4998 | 0 | 0 | 0 | 0 | 0 | 0 | 0 | 0 | 0 | 0 | 0 | 0 | 0
2 | 24 | 22 | 6 | 1.7931 | 0 | 2.4469 | 0 | 0 | 0 | 0.0012057 | 1.1972 | 0 | 0 | 6.6203 | 0 | 12.0587 | 0 | 0 | 0 | 0 | 0 | 0 | 0 | 0 | 0 | 0 | 0 | 0 | 0 | 0.45131 | 0 | 1.2156 | 11.6409 | 0 | 0 | 0.4725 | 0.90281 | 0 | 0.00091986 | 0 | 0 | 14.684 | 0 | 0 | 0 | 0 | 0 | 0 | 0 | 0 | 0 | 0 | 0 | 0 | 0
2 | 24 | 23 | 6 | 1.7931 | 0 | 2.4469 | 0 | 0 | 0 | 0.0012057 | 1.2313 | 0 | 0 | 4.2743 | 0 | 9.7468 | 0 | 0 | 0 | 0 | 0 | 0 | 0 | 0 | 0 | 0 | 0 | 0 | 0 | 0.45131 | 0 | 1.1038 | 12.2822 | 0 | 0 | 0.315 | 0.91215 | 0 | 0.00097051 | 0 | 0 | 15.0655 | 0 | 0 | 0 | 0 | 0 | 0 | 0 | 0 | 0 | 0 | 0 | 0 | 0
2 | 24 | 24 | 6 | 1.7931 | 0 | 2.4469 | 0 | 0 | 0 | 0.0012057 | 0.82151 | 0 | 0 | 0.66456 | 0 | 5.7273 | 0 | 0 | 0 | 0 | 0 | 0 | 0 | 0 | 0 | 0 | 0 | 0 | 0 | 0.45131 | 0 | 0.88038 | 9.5202 | 0 | 0 | 0.0525 | 0.91597 | 0 | 0.00072553 | 0 | 0 | 11.821 | 0 | 0 | 0 | 0 | 0 | 0 | 0 | 0 | 0 | 0 | 0 | 0 | 0
2 | 25 | 1 | 7 | 1.7931 | 0 | 2.4469 | 0 | 0 | 0 | 0.0012057 | 0.90519 | 0 | 0 | 0.66456 | 0 | 5.811 | 0 | 0 | 0 | 0 | 0 | 0 | 0 | 0 | 0 | 0 | 0 | 0 | 0 | 0.45131 | 0 | 0.54519 | 10.4899 | 0 | 0 | 0.0525 | 0.919 | 0 | 0.00080524 | 0 | 0 | 12.4587 | 0 | 0 | 0 | 0 | 0 | 0 | 0 | 0 | 0 | 0 | 0 | 0 | 0
2 | 25 | 2 | 7 | 1.7931 | 0 | 2.4469 | 0 | 0 | 0 | 0.0012057 | 1.0136 | 0 | 0 | 0.66456 | 0 | 5.9194 | 0 | 0 | 0 | 0 | 0 | 0 | 0 | 0 | 0 | 0 | 0 | 0 | 0 | 0.45131 | 0 | 0.32173 | 11.7782 | 0 | 0 | 0.0525 | 0.94278 | 0 | 0.0009129 | 0 | 0 | 13.5474 | 0 | 0 | 0 | 0 | 0 | 0 | 0 | 0 | 0 | 0 | 0 | 0 | 0
2 | 25 | 3 | 7 | 1.7931 | 0 | 2.4469 | 0 | 0 | 0 | 0.0012057 | 1.0397 | 0 | 0 | 0.66462 | 0 | 5.9456 | 0 | 0 | 0 | 0 | 0 | 0 | 0 | 0 | 0 | 0 | 0 | 0 | 0 | 0.45131 | 0 | 0.32173 | 12.0932 | 0 | 0 | 0.0525 | 0.94444 | 0 | 0.00094574 | 0 | 0 | 13.8641 | 0 | 0 | 0 | 0 | 0 | 0 | 0 | 0 | 0 | 0 | 0 | 0 | 0
2 | 25 | 4 | 7 | 1.7931 | 0 | 2.4469 | 0 | 0 | 0 | 0.0012057 | 1.0935 | 0 | 0 | 0.66462 | 0 | 5.9994 | 0 | 0 | 0 | 0 | 0 | 0 | 0 | 0 | 0 | 0 | 0 | 0 | 0 | 0.45131 | 0 | 0.32173 | 12.7613 | 0 | 0 | 0.0525 | 0.95647 | 0 | 0.0010162 | 0 | 0 | 14.5444 | 0 | 0 | 0 | 0 | 0 | 0 | 0 | 0 | 0 | 0 | 0 | 0 | 0
2 | 25 | 5 | 7 | 1.7931 | 0 | 2.4469 | 0 | 0 | 0 | 0.0012057 | 1.0399 | 0 | 0 | 0.66463 | 0 | 5.9458 | 0 | 0 | 0 | 0 | 0 | 0 | 0 | 0 | 0 | 0 | 0 | 0 | 0 | 0.45131 | 0 | 0.32173 | 12.076 | 0 | 0 | 0.0525 | 0.9399 | 0 | 0.00096415 | 0 | 0 | 13.8424 | 0 | 0 | 0 | 0 | 0 | 0 | 0 | 0 | 0 | 0 | 0 | 0 | 0
2 | 25 | 6 | 7 | 1.7931 | 0 | 2.4469 | 0 | 0 | 0 | 0.0012057 | 1.0505 | 0 | 0 | 0.66458 | 0 | 5.9562 | 0 | 0 | 0 | 0 | 0 | 0 | 0 | 0 | 0 | 0 | 0 | 0 | 0 | 0.45131 | 0 | 0.32173 | 12.1361 | 0 | 0 | 0.0525 | 0.93958 | 0 | 0.00096977 | 0 | 0 | 13.9022 | 0 | 0 | 0 | 0 | 0 | 0 | 0 | 0 | 0 | 0 | 0 | 0 | 0
2 | 25 | 7 | 7 | 1.7931 | 0 | 2.4469 | 0 | 0 | 0 | 0.0012057 | 1.0509 | 0 | 0 | 3.7781 | 0 | 9.0702 | 0 | 0 | 0 | 0 | 0 | 0 | 0 | 0 | 0 | 0 | 0 | 0 | 0 | 0.45131 | 0 | 0.54519 | 12.0432 | 0 | 0 | 0.315 | 0.93247 | 0 | 0.0009647 | 0 | 0 | 14.2881 | 0 | 0 | 0 | 0 | 0 | 0 | 0 | 0 | 0 | 0 | 0 | 0 | 0
2 | 25 | 8 | 7 | 1.7931 | 0 | 2.4469 | 0 | 0 | 0 | 0.0012057 | 1.3167 | 0 | 0 | 6.2689 | 0 | 11.8268 | 0 | 0 | 0 | 0 | 0 | 0 | 0 | 0 | 0 | 0 | 0 | 0 | 0 | 0.45131 | 0 | 0.71279 | 13.8405 | 0 | 0 | 0.525 | 0.91569 | 0 | 0.001108 | 0 | 0 | 16.4464 | 0 | 0 | 0 | 0 | 0 | 0 | 0 | 0 | 0 | 0 | 0 | 0 | 0
2 | 25 | 9 | 7 | 1.7931 | 0 | 13.5789 | 0 | 0 | 0 | 0.0012057 | 1.0818 | 0 | 0 | 3.959 | 0 | 20.414 | 0 | 0 | 0 | 0 | 0 | 0 | 0 | 0 | 0 | 0 | 0 | 0 | 0 | 0.45131 | 0 | 0.71279 | 11.3432 | 0 | 0 | 0.42 | 0.90676 | 0 | 0.00089666 | 0 | 0 | 13.8349 | 0 | 0 | 0 | 0 | 0 | 0 | 0 | 0 | 0 | 0 | 0 | 0 | 0
2 | 25 | 10 | 7 | 1.7931 | 0 | 13.5789 | 0 | 0 | 0 | 0.0012057 | 0.98135 | 0 | 0 | 4.8301 | 0 | 21.1846 | 0 | 0 | 0 | 0 | 0 | 0 | 0 | 0 | 0 | 0 | 0 | 0 | 0 | 0.45131 | 0 | 0.71279 | 10.474 | 0 | 0 | 0.315 | 0.91185 | 0 | 0.00080498 | 0 | 0 | 12.8658 | 0 | 0 | 0 | 0 | 0 | 0 | 0 | 0 | 0 | 0 | 0 | 0 | 0
2 | 25 | 11 | 7 | 1.7931 | 0 | 13.5789 | 0 | 0 | 0 | 0.0012057 | 0.83697 | 0 | 0 | 3.7781 | 0 | 19.9883 | 0 | 0 | 0 | 0 | 0 | 0 | 0 | 0 | 0 | 0 | 0 | 0 | 0 | 0.45131 | 0 | 0.71279 | 8.8542 | 0 | 0 | 0.315 | 0.88329 | 0 | 0.00067675 | 0 | 0 | 11.2173 | 0 | 0 | 0 | 0 | 0 | 0 | 0 | 0 | 0 | 0 | 0 | 0 | 0
2 | 25 | 12 | 7 | 1.7931 | 0 | 13.5789 | 0 | 0 | 0 | 0.0012057 | 0.75134 | 0 | 0 | 3.959 | 0 | 20.0835 | 0 | 0 | 0 | 0 | 0 | 0 | 0 | 0 | 0 | 0 | 0 | 0 | 0 | 0.45131 | 0 | 0.54519 | 7.7736 | 0 | 0 | 0.3675 | 0.87357 | 0 | 0.00059842 | 0 | 0 | 10.0118 | 0 | 0 | 0 | 0 | 0 | 0 | 0 | 0 | 0 | 0 | 0 | 0 | 0
2 | 25 | 13 | 7 | 1.7931 | 0 | 8.6313 | 0 | 0 | 0 | 0.0012057 | 0.7141 | 0 | 0 | 3.959 | 0 | 15.0987 | 0 | 0 | 0 | 0 | 0 | 0 | 0 | 0 | 0 | 0 | 0 | 0 | 0 | 0.45131 | 0 | 0.54519 | 7.3731 | 0 | 0 | 0.42 | 0.87459 | 0 | 0.00056676 | 0 | 0 | 9.6648 | 0 | 0 | 0 | 0 | 0 | 0 | 0 | 0 | 0 | 0 | 0 | 0 | 0
2 | 25 | 14 | 7 | 1.7931 | 0 | 13.5789 | 0 | 0 | 0 | 0.0012057 | 0.63392 | 0 | 0 | 5.8843 | 0 | 21.8914 | 0 | 0 | 0 | 0 | 0 | 0 | 0 | 0 | 0 | 0 | 0 | 0 | 0 | 0.45131 | 0 | 0.54519 | 6.7999 | 0 | 0 | 0.3675 | 0.88339 | 0 | 0.00051614 | 0 | 0 | 9.0478 | 0 | 0 | 0 | 0 | 0 | 0 | 0 | 0 | 0 | 0 | 0 | 0 | 0
2 | 25 | 15 | 7 | 1.7931 | 0 | 13.5789 | 0 | 0 | 0 | 0.0012057 | 0.60638 | 0 | 0 | 3.959 | 0 | 19.9386 | 0 | 0 | 0 | 0 | 0 | 0 | 0 | 0 | 0 | 0 | 0 | 0 | 0 | 0.45131 | 0 | 0.54519 | 6.692 | 0 | 0 | 0.3675 | 0.88766 | 0 | 0.00050171 | 0 | 0 | 8.9442 | 0 | 0 | 0 | 0 | 0 | 0 | 0 | 0 | 0 | 0 | 0 | 0 | 0
2 | 25 | 16 | 7 | 1.7931 | 0 | 13.5789 | 0 | 0 | 0 | 0.0012057 | 0.60632 | 0 | 0 | 4.2147 | 0 | 20.1943 | 0 | 0 | 0 | 0 | 0 | 0 | 0 | 0 | 0 | 0 | 0 | 0 | 0 | 0.45131 | 0 | 0.54519 | 6.6501 | 0 | 0 | 0.315 | 0.88784 | 0 | 0.00050032 | 0 | 0 | 8.85 | 0 | 0 | 0 | 0 | 0 | 0 | 0 | 0 | 0 | 0 | 0 | 0 | 0
2 | 25 | 17 | 7 | 1.7931 | 0 | 13.5789 | 0 | 0 | 0 | 0.0012057 | 0.71 | 0 | 0 | 3.7781 | 0 | 19.8613 | 0 | 0 | 0 | 0 | 0 | 0 | 0 | 0 | 0 | 0 | 0 | 0 | 0 | 0.45131 | 0 | 0.54519 | 7.5603 | 0 | 0 | 0.315 | 0.8912 | 0 | 0.00056682 | 0 | 0 | 9.7635 | 0 | 0 | 0 | 0 | 0 | 0 | 0 | 0 | 0 | 0 | 0 | 0 | 0
2 | 25 | 18 | 7 | 1.7931 | 0 | 13.5789 | 0 | 0 | 0 | 0.0012057 | 0.83519 | 0 | 0 | 6.2689 | 0 | 22.4773 | 0 | 0 | 0 | 0 | 0 | 0 | 0 | 0 | 0 | 0 | 0 | 0 | 0 | 0.45131 | 0 | 0.54519 | 8.337 | 0 | 0 | 0.525 | 0.8936 | 0 | 0.00064769 | 0 | 0 | 10.7527 | 0 | 0 | 0 | 0 | 0 | 0 | 0 | 0 | 0 | 0 | 0 | 0 | 0
2 | 25 | 19 | 7 | 1.7931 | 0 | 9.8682 | 0 | 0 | 0 | 0.0012057 | 0.9322 | 0 | 0 | 6.2689 | 0 | 18.8637 | 0 | 0 | 0 | 0 | 0 | 0 | 0 | 0 | 0 | 0 | 0 | 0 | 0 | 0.45131 | 0 | 0.54519 | 8.9613 | 0 | 0 | 0.525 | 0.89212 | 0 | 0.00070978 | 0 | 0 | 11.3756 | 0 | 0 | 0 | 0 | 0 | 0 | 0 | 0 | 0 | 0 | 0 | 0 | 0
2 | 25 | 20 | 7 | 1.7931 | 0 | 2.4469 | 0 | 0 | 0 | 0.0012057 | 1.0726 | 0 | 0 | 3.959 | 0 | 9.2728 | 0 | 0 | 0 | 0 | 0 | 0 | 0 | 0 | 0 | 0 | 0 | 0 | 0 | 0.45131 | 0 | 0.88038 | 9.8873 | 0 | 0 | 0.42 | 0.88821 | 0 | 0.00079749 | 0 | 0 | 12.528 | 0 | 0 | 0 | 0 | 0 | 0 | 0 | 0 | 0 | 0 | 0 | 0 | 0
2 | 25 | 21 | 7 | 1.7931 | 0 | 2.4469 | 0 | 0 | 0 | 0.0012057 | 1.085 | 0 | 0 | 3.959 | 0 | 9.2852 | 0 | 0 | 0 | 0 | 0 | 0 | 0 | 0 | 0 | 0 | 0 | 0 | 0 | 0.45131 | 0 | 1.1038 | 9.9566 | 0 | 0 | 0.3675 | 0.87987 | 0 | 0.00080531 | 0 | 0 | 12.76 | 0 | 0 | 0 | 0 | 0 | 0 | 0 | 0 | 0 | 0 | 0 | 0 | 0
2 | 25 | 22 | 7 | 1.7931 | 0 | 2.4469 | 0 | 0 | 0 | 0.0012057 | 1.0697 | 0 | 0 | 6.6203 | 0 | 11.9313 | 0 | 0 | 0 | 0 | 0 | 0 | 0 | 0 | 0 | 0 | 0 | 0 | 0 | 0.45131 | 0 | 1.2156 | 9.7831 | 0 | 0 | 0.4725 | 0.87185 | 0 | 0.00079271 | 0 | 0 | 12.7951 | 0 | 0 | 0 | 0 | 0 | 0 | 0 | 0 | 0 | 0 | 0 | 0 | 0
2 | 25 | 23 | 7 | 1.7931 | 0 | 2.4469 | 0 | 0 | 0 | 0.0012057 | 1.0939 | 0 | 0 | 4.2742 | 0 | 9.6093 | 0 | 0 | 0 | 0 | 0 | 0 | 0 | 0 | 0 | 0 | 0 | 0 | 0 | 0.45131 | 0 | 1.1038 | 10.0989 | 0 | 0 | 0.315 | 0.87765 | 0 | 0.00081311 | 0 | 0 | 12.8475 | 0 | 0 | 0 | 0 | 0 | 0 | 0 | 0 | 0 | 0 | 0 | 0 | 0
2 | 25 | 24 | 7 | 1.7931 | 0 | 2.4469 | 0 | 0 | 0 | 0.0012057 | 0.63679 | 0 | 0 | 0.66448 | 0 | 5.5425 | 0 | 0 | 0 | 0 | 0 | 0 | 0 | 0 | 0 | 0 | 0 | 0 | 0 | 0.45131 | 0 | 0.88038 | 7.2029 | 0 | 0 | 0.0525 | 0.87767 | 0 | 0.00053166 | 0 | 0 | 9.4653 | 0 | 0 | 0 | 0 | 0 | 0 | 0 | 0 | 0 | 0 | 0 | 0 | 0
2 | 26 | 1 | 1 | 1.7931 | 0 | 2.4469 | 0 | 0 | 0 | 0.0012057 | 0.82319 | 0 | 0 | 0.66449 | 0 | 5.7289 | 0 | 0 | 0 | 0 | 0 | 0 | 0 | 0 | 0 | 0 | 0 | 0 | 0 | 0.45131 | 0 | 0.54519 | 9.5621 | 0 | 0 | 0.0525 | 0.9013 | 0 | 0.24583 | 0 | 0 | 11.7582 | 0 | 0 | 0 | 0 | 0 | 0 | 0 | 0 | 0 | 0 | 0 | 0 | 0
2 | 26 | 2 | 1 | 1.7931 | 0 | 2.4469 | 0 | 0 | 0 | 0.0012057 | 0.9239 | 0 | 0 | 0.66453 | 0 | 5.8297 | 0 | 0 | 0 | 0 | 0 | 0 | 0 | 0 | 0 | 0 | 0 | 0 | 0 | 0.45131 | 0 | 0.32173 | 10.7176 | 0 | 0 | 0.0525 | 0.91973 | 0 | 0.17292 | 0 | 0 | 12.6358 | 0 | 0 | 0 | 0 | 0 | 0 | 0 | 0 | 0 | 0 | 0 | 0 | 0
2 | 26 | 3 | 1 | 1.7931 | 0 | 2.4469 | 0 | 0 | 0 | 0.0012057 | 0.97854 | 0 | 0 | 0.66458 | 0 | 5.8843 | 0 | 0 | 0 | 0 | 0 | 0 | 0 | 0 | 0 | 0 | 0 | 0 | 0 | 0.45131 | 0 | 0.32173 | 11.4134 | 0 | 0 | 0.0525 | 0.92833 | 0 | 0.23829 | 0 | 0 | 13.4055 | 0 | 0 | 0 | 0 | 0 | 0 | 0 | 0 | 0 | 0 | 0 | 0 | 0
2 | 26 | 4 | 1 | 1.7931 | 0 | 2.4469 | 0 | 0 | 0 | 0.0012057 | 0.96652 | 0 | 0 | 0.6646 | 0 | 5.8723 | 0 | 0 | 0 | 0 | 0 | 0 | 0 | 0 | 0 | 0 | 0 | 0 | 0 | 0.45131 | 0 | 0.32173 | 11.3569 | 0 | 0 | 0.0525 | 0.92365 | 0 | 0.53377 | 0 | 0 | 13.6399 | 0 | 0 | 0 | 0 | 0 | 0 | 0 | 0 | 0 | 0 | 0 | 0 | 0
2 | 26 | 5 | 1 | 1.7931 | 0 | 2.4469 | 0 | 0 | 0 | 0.0012057 | 1.0198 | 0 | 0 | 0.66458 | 0 | 5.9256 | 0 | 0 | 0 | 0 | 0 | 0 | 0 | 0 | 0 | 0 | 0 | 0 | 0 | 0.45131 | 0 | 0.32173 | 11.9559 | 0 | 0 | 0.0525 | 0.93583 | 0 | 0.53115 | 0 | 0 | 14.2484 | 0 | 0 | 0 | 0 | 0 | 0 | 0 | 0 | 0 | 0 | 0 | 0 | 0
2 | 26 | 6 | 1 | 1.7931 | 0 | 2.4469 | 0 | 0 | 0 | 0.0012057 | 1.0418 | 0 | 0 | 0.6646 | 0 | 5.9477 | 0 | 0 | 0 | 0 | 0 | 0 | 0 | 0 | 0 | 0 | 0 | 0 | 0 | 0.45131 | 0 | 0.32173 | 12.3069 | 0 | 0 | 0.0525 | 0.94142 | 0 | 0.73997 | 0 | 0 | 14.8138 | 0 | 0 | 0 | 0 | 0 | 0 | 0 | 0 | 0 | 0 | 0 | 0 | 0
2 | 26 | 7 | 1 | 1.7931 | 0 | 2.4469 | 0 | 0 | 0 | 0.0012057 | 1.1106 | 0 | 0 | 3.7781 | 0 | 9.1299 | 0 | 0 | 0 | 0 | 0 | 0 | 0 | 0 | 0 | 0 | 0 | 0 | 0 | 0.45131 | 0 | 0.54519 | 13.0158 | 0 | 0 | 0.315 | 0.95673 | 0 | 0.67134 | 0 | 0 | 15.9553 | 0 | 0 | 0 | 0 | 0 | 0 | 0 | 0 | 0 | 0 | 0 | 0 | 0
2 | 26 | 8 | 1 | 1.7931 | 0 | 2.4469 | 0 | 0 | 0 | 0.0012057 | 1.402 | 0 | 0 | 6.269 | 0 | 11.9122 | 0 | 0 | 0 | 0 | 0 | 0 | 0 | 0 | 0 | 0 | 0 | 0 | 0 | 0.45131 | 0 | 0.71279 | 15.5304 | 0 | 0 | 0.525 | 0.96158 | 0 | 0.75417 | 0 | 0 | 18.9353 | 0 | 0 | 0 | 0 | 0 | 0 | 0 | 0 | 0 | 0 | 0 | 0 | 0
2 | 26 | 9 | 1 | 1.7931 | 0 | 13.5789 | 0 | 0 | 0 | 0.0012057 | 1.3415 | 0 | 0 | 3.959 | 0 | 20.6737 | 0 | 0 | 0 | 0 | 0 | 0 | 0 | 0 | 0 | 0 | 0 | 0 | 0 | 0.45131 | 0 | 0.71279 | 14.7008 | 0 | 0 | 0.42 | 0.97165 | 0 | 0.83922 | 0 | 0 | 18.0957 | 0 | 0 | 0 | 0 | 0 | 0 | 0 | 0 | 0 | 0 | 0 | 0 | 0
2 | 26 | 10 | 1 | 1.7931 | 0 | 13.5789 | 0 | 0 | 0 | 0.0012057 | 1.2873 | 0 | 0 | 4.8302 | 0 | 21.4907 | 0 | 0 | 0 | 0 | 0 | 0 | 0 | 0 | 0 | 0 | 0 | 0 | 0 | 0.45131 | 0 | 0.71279 | 13.8451 | 0 | 0 | 0.315 | 0.96021 | 0 | 0.34925 | 0 | 0 | 16.6336 | 0 | 0 | 0 | 0 | 0 | 0 | 0 | 0 | 0 | 0 | 0 | 0 | 0
2 | 26 | 11 | 1 | 1.7931 | 0 | 13.5789 | 0 | 0 | 0 | 0.0012057 | 1.208 | 0 | 0 | 3.7782 | 0 | 20.3593 | 0 | 0 | 0 | 0 | 0 | 0 | 0 | 0 | 0 | 0 | 0 | 0 | 0 | 0.45131 | 0 | 0.71279 | 12.9551 | 0 | 0 | 0.315 | 0.93914 | 0 | 0.67835 | 0 | 0 | 16.0517 | 0 | 0 | 0 | 0 | 0 | 0 | 0 | 0 | 0 | 0 | 0 | 0 | 0
2 | 26 | 12 | 1 | 1.7931 | 0 | 13.5789 | 0 | 0 | 0 | 0.0012057 | 1.171 | 0 | 0 | 3.959 | 0 | 20.5032 | 0 | 0 | 0 | 0 | 0 | 0 | 0 | 0 | 0 | 0 | 0 | 0 | 0 | 0.45131 | 0 | 0.54519 | 12.4315 | 0 | 0 | 0.3675 | 0.93558 | 0 | 0.4128 | 0 | 0 | 15.1439 | 0 | 0 | 0 | 0 | 0 | 0 | 0 | 0 | 0 | 0 | 0 | 0 | 0
2 | 26 | 13 | 1 | 1.7931 | 0 | 8.6313 | 0 | 0 | 0 | 0.0012057 | 1.2047 | 0 | 0 | 3.959 | 0 | 15.5894 | 0 | 0 | 0 | 0 | 0 | 0 | 0 | 0 | 0 | 0 | 0 | 0 | 0 | 0.45131 | 0 | 0.54519 | 12.5469 | 0 | 0 | 0.42 | 0.92997 | 0 | 0.1127 | 0 | 0 | 15.006 | 0 | 0 | 0 | 0 | 0 | 0 | 0 | 0 | 0 | 0 | 0 | 0 | 0
2 | 26 | 14 | 1 | 1.7931 | 0 | 13.5789 | 0 | 0 | 0 | 0.0012057 | 1.129 | 0 | 0 | 5.8844 | 0 | 22.3866 | 0 | 0 | 0 | 0 | 0 | 0 | 0 | 0 | 0 | 0 | 0 | 0 | 0 | 0.45131 | 0 | 0.54519 | 11.8369 | 0 | 0 | 0.3675 | 0.92206 | 0 | 0.00094315 | 0 | 0 | 14.1239 | 0 | 0 | 0 | 0 | 0 | 0 | 0 | 0 | 0 | 0 | 0 | 0 | 0
2 | 26 | 15 | 1 | 1.7931 | 0 | 13.5789 | 0 | 0 | 0 | 0.0012057 | 0.99907 | 0 | 0 | 3.959 | 0 | 20.3313 | 0 | 0 | 0 | 0 | 0 | 0 | 0 | 0 | 0 | 0 | 0 | 0 | 0 | 0.45131 | 0 | 0.54519 | 10.5696 | 0 | 0 | 0.3675 | 0.90954 | 0 | 0.00083078 | 0 | 0 | 12.844 | 0 | 0 | 0 | 0 | 0 | 0 | 0 | 0 | 0 | 0 | 0 | 0 | 0
2 | 26 | 16 | 1 | 1.7931 | 0 | 13.5789 | 0 | 0 | 0 | 0.0012057 | 1.0265 | 0 | 0 | 4.2147 | 0 | 20.6145 | 0 | 0 | 0 | 0 | 0 | 0 | 0 | 0 | 0 | 0 | 0 | 0 | 0 | 0.45131 | 0 | 0.54519 | 10.6769 | 0 | 0 | 0.315 | 0.90913 | 0 | 0.00083862 | 0 | 0 | 12.8984 | 0 | 0 | 0 | 0 | 0 | 0 | 0 | 0 | 0 | 0 | 0 | 0 | 0
2 | 26 | 17 | 1 | 1.7931 | 0 | 13.5789 | 0 | 0 | 0 | 0.0012057 | 1.0451 | 0 | 0 | 3.7781 | 0 | 20.1964 | 0 | 0 | 0 | 0 | 0 | 0 | 0 | 0 | 0 | 0 | 0 | 0 | 0 | 0.45131 | 0 | 0.54519 | 10.8972 | 0 | 0 | 0.315 | 0.91266 | 0 | 0.00085272 | 0 | 0 | 13.1222 | 0 | 0 | 0 | 0 | 0 | 0 | 0 | 0 | 0 | 0 | 0 | 0 | 0
2 | 26 | 18 | 1 | 1.7931 | 0 | 13.5789 | 0 | 0 | 0 | 0.0012057 | 1.067 | 0 | 0 | 6.2689 | 0 | 22.7091 | 0 | 0 | 0 | 0 | 0 | 0 | 0 | 0 | 0 | 0 | 0 | 0 | 0 | 0.45131 | 0 | 0.54519 | 11.0693 | 0 | 0 | 0.525 | 0.91195 | 0 | 0.00095555 | 0 | 0 | 13.5037 | 0 | 0 | 0 | 0 | 0 | 0 | 0 | 0 | 0 | 0 | 0 | 0 | 0
2 | 26 | 19 | 1 | 1.7931 | 0 | 9.8682 | 0 | 0 | 0 | 0.0012057 | 1.1269 | 0 | 0 | 6.2689 | 0 | 19.0584 | 0 | 0 | 0 | 0 | 0 | 0 | 0 | 0 | 0 | 0 | 0 | 0 | 0 | 0.45131 | 0 | 0.54519 | 11.5296 | 0 | 0 | 0.525 | 0.91407 | 0 | 0.0009309 | 0 | 0 | 13.9661 | 0 | 0 | 0 | 0 | 0 | 0 | 0 | 0 | 0 | 0 | 0 | 0 | 0
2 | 26 | 20 | 1 | 1.7931 | 0 | 2.4469 | 0 | 0 | 0 | 0.0012057 | 1.2301 | 0 | 0 | 3.959 | 0 | 9.4302 | 0 | 0 | 0 | 0 | 0 | 0 | 0 | 0 | 0 | 0 | 0 | 0 | 0 | 0.45131 | 0 | 0.88038 | 12.3612 | 0 | 0 | 0.42 | 0.91135 | 0 | 0.00097661 | 0 | 0 | 15.0252 | 0 | 0 | 0 | 0 | 0 | 0 | 0 | 0 | 0 | 0 | 0 | 0 | 0
2 | 26 | 21 | 1 | 1.7931 | 0 | 2.4469 | 0 | 0 | 0 | 0.0012057 | 1.2499 | 0 | 0 | 3.959 | 0 | 9.4501 | 0 | 0 | 0 | 0 | 0 | 0 | 0 | 0 | 0 | 0 | 0 | 0 | 0 | 0.45131 | 0 | 1.1038 | 12.6128 | 0 | 0 | 0.3675 | 0.90836 | 0 | 0.0009971 | 0 | 0 | 15.4448 | 0 | 0 | 0 | 0 | 0 | 0 | 0 | 0 | 0 | 0 | 0 | 0 | 0
2 | 26 | 22 | 1 | 1.7931 | 0 | 2.4469 | 0 | 0 | 0 | 0.0012057 | 1.263 | 0 | 0 | 6.6203 | 0 | 12.1245 | 0 | 0 | 0 | 0 | 0 | 0 | 0 | 0 | 0 | 0 | 0 | 0 | 0 | 0.45131 | 0 | 1.2156 | 12.6855 | 0 | 0 | 0.4725 | 0.90674 | 0 | 0.0010011 | 0 | 0 | 15.7326 | 0 | 0 | 0 | 0 | 0 | 0 | 0 | 0 | 0 | 0 | 0 | 0 | 0
2 | 26 | 23 | 1 | 1.7931 | 0 | 2.4469 | 0 | 0 | 0 | 0.0012057 | 1.2817 | 0 | 0 | 4.2743 | 0 | 9.7973 | 0 | 0 | 0 | 0 | 0 | 0 | 0 | 0 | 0 | 0 | 0 | 0 | 0 | 0.45131 | 0 | 1.1038 | 13.0205 | 0 | 0 | 0.315 | 0.91395 | 0 | 0.0010252 | 0 | 0 | 15.8057 | 0 | 0 | 0 | 0 | 0 | 0 | 0 | 0 | 0 | 0 | 0 | 0 | 0
2 | 26 | 24 | 1 | 1.7931 | 0 | 2.4469 | 0 | 0 | 0 | 0.0012057 | 0.92011 | 0 | 0 | 0.66454 | 0 | 5.8259 | 0 | 0 | 0 | 0 | 0 | 0 | 0 | 0 | 0 | 0 | 0 | 0 | 0 | 0.45131 | 0 | 0.88038 | 10.5227 | 0 | 0 | 0.0525 | 0.91571 | 0 | 0.00080411 | 0 | 0 | 12.8234 | 0 | 0 | 0 | 0 | 0 | 0 | 0 | 0 | 0 | 0 | 0 | 0 | 0
2 | 27 | 1 | 2 | 1.7931 | 0 | 2.4469 | 0 | 0 | 0 | 0.0012057 | 1.0212 | 0 | 0 | 0.66455 | 0 | 5.927 | 0 | 0 | 0 | 0 | 0 | 0 | 0 | 0 | 0 | 0 | 0 | 0 | 0 | 0.45131 | 0 | 0.54519 | 11.738 | 0 | 0 | 0.0525 | 0.92598 | 0 | 0.0008965 | 0 | 0 | 13.7138 | 0 | 0 | 0 | 0 | 0 | 0 | 0 | 0 | 0 | 0 | 0 | 0 | 0
2 | 27 | 2 | 2 | 1.7931 | 0 | 2.4469 | 0 | 0 | 0 | 0.0012057 | 1.077 | 0 | 0 | 0.66458 | 0 | 5.9828 | 0 | 0 | 0 | 0 | 0 | 0 | 0 | 0 | 0 | 0 | 0 | 0 | 0 | 0.45131 | 0 | 0.32173 | 12.4621 | 0 | 0 | 0.0525 | 0.93804 | 0 | 0.00094893 | 0 | 0 | 14.2267 | 0 | 0 | 0 | 0 | 0 | 0 | 0 | 0 | 0 | 0 | 0 | 0 | 0
2 | 27 | 3 | 2 | 1.7931 | 0 | 2.4469 | 0 | 0 | 0 | 0.0012057 | 1.1249 | 0 | 0 | 0.66462 | 0 | 6.0307 | 0 | 0 | 0 | 0 | 0 | 0 | 0 | 0 | 0 | 0 | 0 | 0 | 0 | 0.45131 | 0 | 0.32173 | 13.1559 | 0 | 0 | 0.0525 | 0.94768 | 0 | 0.25548 | 0 | 0 | 15.1846 | 0 | 0 | 0 | 0 | 0 | 0 | 0 | 0 | 0 | 0 | 0 | 0 | 0
2 | 27 | 4 | 2 | 1.7931 | 0 | 2.4469 | 0 | 0 | 0 | 0.0012057 | 1.1165 | 0 | 0 | 0.66464 | 0 | 6.0224 | 0 | 0 | 0 | 0 | 0 | 0 | 0 | 0 | 0 | 0 | 0 | 0 | 0 | 0.45131 | 0 | 0.32173 | 13.1071 | 0 | 0 | 0.0525 | 0.94262 | 0 | 0.53594 | 0 | 0 | 15.4112 | 0 | 0 | 0 | 0 | 0 | 0 | 0 | 0 | 0 | 0 | 0 | 0 | 0
2 | 27 | 5 | 2 | 1.7931 | 0 | 2.4469 | 0 | 0 | 0 | 0.0012057 | 1.1516 | 0 | 0 | 0.66463 | 0 | 6.0575 | 0 | 0 | 0 | 0 | 0 | 0 | 0 | 0 | 0 | 0 | 0 | 0 | 0 | 0.45131 | 0 | 0.32173 | 13.6414 | 0 | 0 | 0.0525 | 0.95108 | 0 | 0.89781 | 0 | 0 | 16.3158 | 0 | 0 | 0 | 0 | 0 | 0 | 0 | 0 | 0 | 0 | 0 | 0 | 0
2 | 27 | 6 | 2 | 1.7931 | 0 | 2.4469 | 0 | 0 | 0 | 0.0012057 | 1.1733 | 0 | 0 | 0.66464 | 0 | 6.0792 | 0 | 0 | 0 | 0 | 0 | 0 | 0 | 0 | 0 | 0 | 0 | 0 | 0 | 0.45131 | 0 | 0.32173 | 14.0005 | 0 | 0 | 0.0525 | 0.95476 | 0 | 1.1909 | 0 | 0 | 16.9717 | 0 | 0 | 0 | 0 | 0 | 0 | 0 | 0 | 0 | 0 | 0 | 0 | 0
2 | 27 | 7 | 2 | 1.7931 | 0 | 2.4469 | 0 | 0 | 0 | 0.0012057 | 1.1752 | 0 | 0 | 3.7782 | 0 | 9.1946 | 0 | 0 | 0 | 0 | 0 | 0 | 0 | 0 | 0 | 0 | 0 | 0 | 0 | 0.45131 | 0 | 0.54519 | 13.8125 | 0 | 0 | 0.315 | 0.94652 | 0 | 0.81869 | 0 | 0 | 16.8892 | 0 | 0 | 0 | 0 | 0 | 0 | 0 | 0 | 0 | 0 | 0 | 0 | 0
2 | 27 | 8 | 2 | 1.7931 | 0 | 2.4469 | 0 | 0 | 0 | 0.0012057 | 1.4156 | 0 | 0 | 6.269 | 0 | 11.9258 | 0 | 0 | 0 | 0 | 0 | 0 | 0 | 0 | 0 | 0 | 0 | 0 | 0 | 0.45131 | 0 | 0.71279 | 15.588 | 0 | 0 | 0.525 | 0.93991 | 0 | 0.96755 | 0 | 0 | 19.1845 | 0 | 0 | 0 | 0 | 0 | 0 | 0 | 0 | 0 | 0 | 0 | 0 | 0
2 | 27 | 9 | 2 | 1.7931 | 0 | 13.5789 | 0 | 0 | 0 | 0.0012057 | 1.3392 | 0 | 0 | 3.959 | 0 | 20.6714 | 0 | 0 | 0 | 0 | 0 | 0 | 0 | 0 | 0 | 0 | 0 | 0 | 0 | 0.45131 | 0 | 0.71279 | 14.5266 | 0 | 0 | 0.42 | 0.94065 | 0 | 1.2214 | 0 | 0 | 18.2727 | 0 | 0 | 0 | 0 | 0 | 0 | 0 | 0 | 0 | 0 | 0 | 0 | 0
2 | 27 | 10 | 2 | 1.7931 | 0 | 13.5789 | 0 | 0 | 0 | 0.0012057 | 1.3461 | 0 | 0 | 4.8302 | 0 | 21.5496 | 0 | 0 | 0 | 0 | 0 | 0 | 0 | 0 | 0 | 0 | 0 | 0 | 0 | 0.45131 | 0 | 0.71279 | 14.787 | 0 | 0 | 0.315 | 0.95822 | 0 | 1.4076 | 0 | 0 | 18.6319 | 0 | 0 | 0 | 0 | 0 | 0 | 0 | 0 | 0 | 0 | 0 | 0 | 0
2 | 27 | 11 | 2 | 1.7931 | 0 | 13.5789 | 0 | 0 | 0 | 0.0012057 | 1.3343 | 0 | 0 | 3.7782 | 0 | 20.4857 | 0 | 0 | 0 | 0 | 0 | 0 | 0 | 0 | 0 | 0 | 0 | 0 | 0 | 0.45131 | 0 | 0.71279 | 14.7673 | 0 | 0 | 0.315 | 0.96043 | 0 | 1.4016 | 0 | 0 | 18.6084 | 0 | 0 | 0 | 0 | 0 | 0 | 0 | 0 | 0 | 0 | 0 | 0 | 0
2 | 27 | 12 | 2 | 1.7931 | 0 | 13.5789 | 0 | 0 | 0 | 0.0012057 | 1.3227 | 0 | 0 | 3.959 | 0 | 20.6549 | 0 | 0 | 0 | 0 | 0 | 0 | 0 | 0 | 0 | 0 | 0 | 0 | 0 | 0.45131 | 0 | 0.54519 | 14.7258 | 0 | 0 | 0.3675 | 0.96518 | 0 | 1.4019 | 0 | 0 | 18.4569 | 0 | 0 | 0 | 0 | 0 | 0 | 0 | 0 | 0 | 0 | 0 | 0 | 0
2 | 27 | 13 | 2 | 1.7931 | 0 | 8.6313 | 0 | 0 | 0 | 0.0012057 | 1.3416 | 0 | 0 | 3.959 | 0 | 15.7263 | 0 | 0 | 0 | 0 | 0 | 0 | 0 | 0 | 0 | 0 | 0 | 0 | 0 | 0.45131 | 0 | 0.54519 | 14.7554 | 0 | 0 | 0.42 | 0.9599 | 0 | 1.4046 | 0 | 0 | 18.5364 | 0 | 0 | 0 | 0 | 0 | 0 | 0 | 0 | 0 | 0 | 0 | 0 | 0
2 | 27 | 14 | 2 | 1.7931 | 0 | 13.5789 | 0 | 0 | 0 | 0.0012057 | 1.3094 | 0 | 0 | 5.8846 | 0 | 22.5672 | 0 | 0 | 0 | 0 | 0 | 0 | 0 | 0 | 0 | 0 | 0 | 0 | 0 | 0.45131 | 0 | 0.54519 | 14.4915 | 0 | 0 | 0.3675 | 0.9601 | 0 | 1.6066 | 0 | 0 | 18.4222 | 0 | 0 | 0 | 0 | 0 | 0 | 0 | 0 | 0 | 0 | 0 | 0 | 0
2 | 27 | 15 | 2 | 1.7931 | 0 | 13.5789 | 0 | 0 | 0 | 0.0012057 | 1.2811 | 0 | 0 | 3.959 | 0 | 20.6133 | 0 | 0 | 0 | 0 | 0 | 0 | 0 | 0 | 0 | 0 | 0 | 0 | 0 | 0.45131 | 0 | 0.54519 | 13.9865 | 0 | 0 | 0.3675 | 0.95044 | 0 | 1.7154 | 0 | 0 | 18.0164 | 0 | 0 | 0 | 0 | 0 | 0 | 0 | 0 | 0 | 0 | 0 | 0 | 0
2 | 27 | 16 | 2 | 1.7931 | 0 | 13.5789 | 0 | 0 | 0 | 0.0012057 | 1.2747 | 0 | 0 | 4.2149 | 0 | 20.8628 | 0 | 0 | 0 | 0 | 0 | 0 | 0 | 0 | 0 | 0 | 0 | 0 | 0 | 0.45131 | 0 | 0.54519 | 13.7679 | 0 | 0 | 0.315 | 0.94771 | 0 | 1.5968 | 0 | 0 | 17.6239 | 0 | 0 | 0 | 0 | 0 | 0 | 0 | 0 | 0 | 0 | 0 | 0 | 0
2 | 27 | 17 | 2 | 1.7931 | 0 | 13.5789 | 0 | 0 | 0 | 0.0012057 | 1.2673 | 0 | 0 | 3.7782 | 0 | 20.4187 | 0 | 0 | 0 | 0 | 0 | 0 | 0 | 0 | 0 | 0 | 0 | 0 | 0 | 0.45131 | 0 | 0.54519 | 13.6273 | 0 | 0 | 0.315 | 0.94593 | 0 | 1.6785 | 0 | 0 | 17.5632 | 0 | 0 | 0 | 0 | 0 | 0 | 0 | 0 | 0 | 0 | 0 | 0 | 0
2 | 27 | 18 | 2 | 1.7931 | 0 | 13.5789 | 0 | 0 | 0 | 0.0012057 | 1.2681 | 0 | 0 | 6.269 | 0 | 22.9103 | 0 | 0 | 0 | 0 | 0 | 0 | 0 | 0 | 0 | 0 | 0 | 0 | 0 | 0.45131 | 0 | 0.54519 | 13.6928 | 0 | 0 | 0.525 | 0.95121 | 0 | 1.708 | 0 | 0 | 17.8735 | 0 | 0 | 0 | 0 | 0 | 0 | 0 | 0 | 0 | 0 | 0 | 0 | 0
2 | 27 | 19 | 2 | 1.7931 | 0 | 9.8682 | 0 | 0 | 0 | 0.0012057 | 1.2624 | 0 | 0 | 6.2691 | 0 | 19.194 | 0 | 0 | 0 | 0 | 0 | 0 | 0 | 0 | 0 | 0 | 0 | 0 | 0 | 0.45131 | 0 | 0.54519 | 13.4948 | 0 | 0 | 0.525 | 0.94179 | 0 | 1.7066 | 0 | 0 | 17.6647 | 0 | 0 | 0 | 0 | 0 | 0 | 0 | 0 | 0 | 0 | 0 | 0 | 0
2 | 27 | 20 | 2 | 1.7931 | 0 | 2.4469 | 0 | 0 | 0 | 0.0012057 | 1.3116 | 0 | 0 | 3.959 | 0 | 9.5118 | 0 | 0 | 0 | 0 | 0 | 0 | 0 | 0 | 0 | 0 | 0 | 0 | 0 | 0.45131 | 0 | 0.88038 | 13.7281 | 0 | 0 | 0.42 | 0.93334 | 0 | 1.6832 | 0 | 0 | 18.0963 | 0 | 0 | 0 | 0 | 0 | 0 | 0 | 0 | 0 | 0 | 0 | 0 | 0
2 | 27 | 21 | 2 | 1.7931 | 0 | 2.4469 | 0 | 0 | 0 | 0.0012057 | 1.3047 | 0 | 0 | 3.959 | 0 | 9.505 | 0 | 0 | 0 | 0 | 0 | 0 | 0 | 0 | 0 | 0 | 0 | 0 | 0 | 0.45131 | 0 | 1.1038 | 13.7305 | 0 | 0 | 0.3675 | 0.92391 | 0 | 1.6321 | 0 | 0 | 18.2092 | 0 | 0 | 0 | 0 | 0 | 0 | 0 | 0 | 0 | 0 | 0 | 0 | 0
2 | 27 | 22 | 2 | 1.7931 | 0 | 2.4469 | 0 | 0 | 0 | 0.0012057 | 1.2748 | 0 | 0 | 6.6204 | 0 | 12.1364 | 0 | 0 | 0 | 0 | 0 | 0 | 0 | 0 | 0 | 0 | 0 | 0 | 0 | 0.45131 | 0 | 1.2156 | 13.2379 | 0 | 0 | 0.4725 | 0.91036 | 0 | 2.1937 | 0 | 0 | 18.4814 | 0 | 0 | 0 | 0 | 0 | 0 | 0 | 0 | 0 | 0 | 0 | 0 | 0
2 | 27 | 23 | 2 | 1.7931 | 0 | 2.4469 | 0 | 0 | 0 | 0.0012057 | 1.2672 | 0 | 0 | 4.2744 | 0 | 9.7829 | 0 | 0 | 0 | 0 | 0 | 0 | 0 | 0 | 0 | 0 | 0 | 0 | 0 | 0.45131 | 0 | 1.1038 | 12.9141 | 0 | 0 | 0.315 | 0.90959 | 0 | 2.0772 | 0 | 0 | 17.7711 | 0 | 0 | 0 | 0 | 0 | 0 | 0 | 0 | 0 | 0 | 0 | 0 | 0
2 | 27 | 24 | 2 | 1.7931 | 0 | 2.4469 | 0 | 0 | 0 | 0.0012057 | 0.93633 | 0 | 0 | 0.66455 | 0 | 5.8421 | 0 | 0 | 0 | 0 | 0 | 0 | 0 | 0 | 0 | 0 | 0 | 0 | 0 | 0.45131 | 0 | 0.88038 | 10.6226 | 0 | 0 | 0.0525 | 0.91568 | 0 | 1.5404 | 0 | 0 | 14.4629 | 0 | 0 | 0 | 0 | 0 | 0 | 0 | 0 | 0 | 0 | 0 | 0 | 0
2 | 28 | 1 | 3 | 1.7931 | 0 | 2.4469 | 0 | 0 | 0 | 0.0012057 | 0.95366 | 0 | 0 | 0.66457 | 0 | 5.8595 | 0 | 0 | 0 | 0 | 0 | 0 | 0 | 0 | 0 | 0 | 0 | 0 | 0 | 0.45131 | 0 | 0.54519 | 11.0414 | 0 | 0 | 0.0525 | 0.90916 | 0 | 2.0708 | 0 | 0 | 15.0704 | 0 | 0 | 0 | 0 | 0 | 0 | 0 | 0 | 0 | 0 | 0 | 0 | 0
2 | 28 | 2 | 3 | 1.7931 | 0 | 2.4469 | 0 | 0 | 0 | 0.0012057 | 0.97897 | 0 | 0 | 0.66457 | 0 | 5.8848 | 0 | 0 | 0 | 0 | 0 | 0 | 0 | 0 | 0 | 0 | 0 | 0 | 0 | 0.45131 | 0 | 0.32173 | 11.2628 | 0 | 0 | 0.0525 | 0.91562 | 0 | 2.1111 | 0 | 0 | 15.1151 | 0 | 0 | 0 | 0 | 0 | 0 | 0 | 0 | 0 | 0 | 0 | 0 | 0
2 | 28 | 3 | 3 | 1.7931 | 0 | 2.4469 | 0 | 0 | 0 | 0.0012057 | 0.99378 | 0 | 0 | 0.66458 | 0 | 5.8996 | 0 | 0 | 0 | 0 | 0 | 0 | 0 | 0 | 0 | 0 | 0 | 0 | 0 | 0.45131 | 0 | 0.32173 | 11.3768 | 0 | 0 | 0.0525 | 0.91626 | 0 | 2.131 | 0 | 0 | 15.2496 | 0 | 0 | 0 | 0 | 0 | 0 | 0 | 0 | 0 | 0 | 0 | 0 | 0
2 | 28 | 4 | 3 | 1.7931 | 0 | 2.4469 | 0 | 0 | 0 | 0.0012057 | 0.99914 | 0 | 0 | 0.66459 | 0 | 5.905 | 0 | 0 | 0 | 0 | 0 | 0 | 0 | 0 | 0 | 0 | 0 | 0 | 0 | 0.45131 | 0 | 0.32173 | 11.3403 | 0 | 0 | 0.0525 | 0.91556 | 0 | 2.0483 | 0 | 0 | 15.1297 | 0 | 0 | 0 | 0 | 0 | 0 | 0 | 0 | 0 | 0 | 0 | 0 | 0
2 | 28 | 5 | 3 | 1.7931 | 0 | 2.4469 | 0 | 0 | 0 | 0.0012057 | 1.0046 | 0 | 0 | 0.66459 | 0 | 5.9104 | 0 | 0 | 0 | 0 | 0 | 0 | 0 | 0 | 0 | 0 | 0 | 0 | 0 | 0.45131 | 0 | 0.32173 | 11.4264 | 0 | 0 | 0.0525 | 0.91582 | 0 | 2.468 | 0 | 0 | 15.6357 | 0 | 0 | 0 | 0 | 0 | 0 | 0 | 0 | 0 | 0 | 0 | 0 | 0
2 | 28 | 6 | 3 | 1.7931 | 0 | 2.4469 | 0 | 0 | 0 | 0.0012057 | 1.0789 | 0 | 0 | 0.66459 | 0 | 5.9847 | 0 | 0 | 0 | 0 | 0 | 0 | 0 | 0 | 0 | 0 | 0 | 0 | 0 | 0.45131 | 0 | 0.32173 | 12.2068 | 0 | 0 | 0.0525 | 0.93122 | 0 | 1.9912 | 0 | 0 | 15.9548 | 0 | 0 | 0 | 0 | 0 | 0 | 0 | 0 | 0 | 0 | 0 | 0 | 0
2 | 28 | 7 | 3 | 1.7931 | 0 | 2.4469 | 0 | 0 | 0 | 0.0012057 | 1.1117 | 0 | 0 | 3.7782 | 0 | 9.1311 | 0 | 0 | 0 | 0 | 0 | 0 | 0 | 0 | 0 | 0 | 0 | 0 | 0 | 0.45131 | 0 | 0.54519 | 12.6293 | 0 | 0 | 0.315 | 0.93077 | 0 | 1.7766 | 0 | 0 | 16.6481 | 0 | 0 | 0 | 0 | 0 | 0 | 0 | 0 | 0 | 0 | 0 | 0 | 0
2 | 28 | 8 | 3 | 1.7931 | 0 | 2.4469 | 0 | 0 | 0 | 0.0012057 | 1.3848 | 0 | 0 | 6.269 | 0 | 11.895 | 0 | 0 | 0 | 0 | 0 | 0 | 0 | 0 | 0 | 0 | 0 | 0 | 0 | 0.45131 | 0 | 0.71279 | 14.5774 | 0 | 0 | 0.525 | 0.9279 | 0 | 2.0878 | 0 | 0 | 19.2822 | 0 | 0 | 0 | 0 | 0 | 0 | 0 | 0 | 0 | 0 | 0 | 0 | 0
2 | 28 | 9 | 3 | 1.7931 | 0 | 13.5789 | 0 | 0 | 0 | 0.0012057 | 1.27 | 0 | 0 | 3.959 | 0 | 20.6023 | 0 | 0 | 0 | 0 | 0 | 0 | 0 | 0 | 0 | 0 | 0 | 0 | 0 | 0.45131 | 0 | 0.71279 | 13.096 | 0 | 0 | 0.42 | 0.92266 | 0 | 1.9923 | 0 | 0 | 17.5951 | 0 | 0 | 0 | 0 | 0 | 0 | 0 | 0 | 0 | 0 | 0 | 0 | 0
2 | 28 | 10 | 3 | 1.7931 | 0 | 13.5789 | 0 | 0 | 0 | 0.0012057 | 1.1965 | 0 | 0 | 4.8302 | 0 | 21.3999 | 0 | 0 | 0 | 0 | 0 | 0 | 0 | 0 | 0 | 0 | 0 | 0 | 0 | 0.45131 | 0 | 0.71279 | 11.7666 | 0 | 0 | 0.315 | 0.91216 | 0 | 2.3034 | 0 | 0 | 16.4613 | 0 | 0 | 0 | 0 | 0 | 0 | 0 | 0 | 0 | 0 | 0 | 0 | 0
2 | 28 | 11 | 3 | 1.7931 | 0 | 13.5789 | 0 | 0 | 0 | 0.0012057 | 1.1434 | 0 | 0 | 3.7781 | 0 | 20.2948 | 0 | 0 | 0 | 0 | 0 | 0 | 0 | 0 | 0 | 0 | 0 | 0 | 0 | 0.45131 | 0 | 0.71279 | 11.1761 | 0 | 0 | 0.315 | 0.90847 | 0 | 2.1969 | 0 | 0 | 15.7606 | 0 | 0 | 0 | 0 | 0 | 0 | 0 | 0 | 0 | 0 | 0 | 0 | 0
2 | 28 | 12 | 3 | 1.7931 | 0 | 13.5789 | 0 | 0 | 0 | 0.0012057 | 1.1362 | 0 | 0 | 3.959 | 0 | 20.4684 | 0 | 0 | 0 | 0 | 0 | 0 | 0 | 0 | 0 | 0 | 0 | 0 | 0 | 0.45131 | 0 | 0.54519 | 11.2667 | 0 | 0 | 0.3675 | 0.91586 | 0 | 1.9219 | 0 | 0 | 15.4685 | 0 | 0 | 0 | 0 | 0 | 0 | 0 | 0 | 0 | 0 | 0 | 0 | 0
2 | 28 | 13 | 3 | 1.7931 | 0 | 8.6313 | 0 | 0 | 0 | 0.0012057 | 1.1502 | 0 | 0 | 3.959 | 0 | 15.5348 | 0 | 0 | 0 | 0 | 0 | 0 | 0 | 0 | 0 | 0 | 0 | 0 | 0 | 0.45131 | 0 | 0.54519 | 11.1937 | 0 | 0 | 0.42 | 0.91031 | 0 | 1.9703 | 0 | 0 | 15.4908 | 0 | 0 | 0 | 0 | 0 | 0 | 0 | 0 | 0 | 0 | 0 | 0 | 0
2 | 28 | 14 | 3 | 1.7931 | 0 | 13.5789 | 0 | 0 | 0 | 0.0012057 | 1.0958 | 0 | 0 | 5.8844 | 0 | 22.3535 | 0 | 0 | 0 | 0 | 0 | 0 | 0 | 0 | 0 | 0 | 0 | 0 | 0 | 0.45131 | 0 | 0.54519 | 10.7941 | 0 | 0 | 0.3675 | 0.90974 | 0 | 2.1153 | 0 | 0 | 15.1831 | 0 | 0 | 0 | 0 | 0 | 0 | 0 | 0 | 0 | 0 | 0 | 0 | 0
2 | 28 | 15 | 3 | 1.7931 | 0 | 13.5789 | 0 | 0 | 0 | 0.0012057 | 1.085 | 0 | 0 | 3.959 | 0 | 20.4172 | 0 | 0 | 0 | 0 | 0 | 0 | 0 | 0 | 0 | 0 | 0 | 0 | 0 | 0.45131 | 0 | 0.54519 | 10.5351 | 0 | 0 | 0.3675 | 0.90979 | 0 | 2.1103 | 0 | 0 | 14.9193 | 0 | 0 | 0 | 0 | 0 | 0 | 0 | 0 | 0 | 0 | 0 | 0 | 0
2 | 28 | 16 | 3 | 1.7931 | 0 | 13.5789 | 0 | 0 | 0 | 0.0012057 | 1.013 | 0 | 0 | 4.2148 | 0 | 20.601 | 0 | 0 | 0 | 0 | 0 | 0 | 0 | 0 | 0 | 0 | 0 | 0 | 0 | 0.45131 | 0 | 0.54519 | 9.8105 | 0 | 0 | 0.315 | 0.89532 | 0 | 2.8534 | 0 | 0 | 14.8707 | 0 | 0 | 0 | 0 | 0 | 0 | 0 | 0 | 0 | 0 | 0 | 0 | 0
2 | 28 | 17 | 3 | 1.7931 | 0 | 13.5789 | 0 | 0 | 0 | 0.0012057 | 0.98513 | 0 | 0 | 3.7781 | 0 | 20.1365 | 0 | 0 | 0 | 0 | 0 | 0 | 0 | 0 | 0 | 0 | 0 | 0 | 0 | 0.45131 | 0 | 0.54519 | 8.5213 | 0 | 0 | 0.315 | 0.89103 | 0 | 0 | 0 | 0 | 10.7238 | 0 | 0 | 0 | 0 | 0 | 0 | 0 | 0 | 0 | 0 | 0 | 0 | 0
2 | 28 | 18 | 3 | 1.7931 | 0 | 13.5789 | 0 | 0 | 0 | 0.0012057 | 0.9798 | 0 | 0 | 6.269 | 0 | 22.622 | 0 | 0 | 0 | 0 | 0 | 0 | 0 | 0 | 0 | 0 | 0 | 0 | 0 | 0.45131 | 0 | 0.54519 | 8.3865 | 0 | 0 | 0.525 | 0.8951 | 0 | 0 | 0 | 0 | 10.8031 | 0 | 0 | 0 | 0 | 0 | 0 | 0 | 0 | 0 | 0 | 0 | 0 | 0
2 | 28 | 19 | 3 | 1.7931 | 0 | 9.8682 | 0 | 0 | 0 | 0.0012057 | 1.0643 | 0 | 0 | 6.269 | 0 | 18.9958 | 0 | 0 | 0 | 0 | 0 | 0 | 0 | 0 | 0 | 0 | 0 | 0 | 0 | 0.45131 | 0 | 0.54519 | 9.0879 | 0 | 0 | 0.525 | 0.90429 | 0 | 0 | 0 | 0 | 11.5137 | 0 | 0 | 0 | 0 | 0 | 0 | 0 | 0 | 0 | 0 | 0 | 0 | 0
2 | 28 | 20 | 3 | 1.7931 | 0 | 2.4469 | 0 | 0 | 0 | 0.0012057 | 1.1744 | 0 | 0 | 3.959 | 0 | 9.3746 | 0 | 0 | 0 | 0 | 0 | 0 | 0 | 0 | 0 | 0 | 0 | 0 | 0 | 0.45131 | 0 | 0.88038 | 9.6939 | 0 | 0 | 0.42 | 0.90328 | 0 | 0 | 0 | 0 | 12.3489 | 0 | 0 | 0 | 0 | 0 | 0 | 0 | 0 | 0 | 0 | 0 | 0 | 0
2 | 28 | 21 | 3 | 1.7931 | 0 | 2.4469 | 0 | 0 | 0 | 0.0012057 | 1.176 | 0 | 0 | 3.959 | 0 | 9.3762 | 0 | 0 | 0 | 0 | 0 | 0 | 0 | 0 | 0 | 0 | 0 | 0 | 0 | 0.45131 | 0 | 1.1038 | 9.8994 | 0 | 0 | 0.3675 | 0.89605 | 0 | 0 | 0 | 0 | 12.7181 | 0 | 0 | 0 | 0 | 0 | 0 | 0 | 0 | 0 | 0 | 0 | 0 | 0
2 | 28 | 22 | 3 | 1.7931 | 0 | 2.4469 | 0 | 0 | 0 | 0.0012057 | 1.1775 | 0 | 0 | 6.6204 | 0 | 12.0391 | 0 | 0 | 0 | 0 | 0 | 0 | 0 | 0 | 0 | 0 | 0 | 0 | 0 | 0.45131 | 0 | 1.2156 | 9.8503 | 0 | 0 | 0.4725 | 0.89267 | 0 | 0 | 0 | 0 | 12.8823 | 0 | 0 | 0 | 0 | 0 | 0 | 0 | 0 | 0 | 0 | 0 | 0 | 0
2 | 28 | 23 | 3 | 1.7931 | 0 | 2.4469 | 0 | 0 | 0 | 0.0012057 | 1.1814 | 0 | 0 | 4.2744 | 0 | 9.697 | 0 | 0 | 0 | 0 | 0 | 0 | 0 | 0 | 0 | 0 | 0 | 0 | 0 | 0.45131 | 0 | 1.1038 | 11.0428 | 0 | 0 | 0.315 | 0.89789 | 0 | 2 | 0 | 0 | 15.8108 | 0 | 0 | 0 | 0 | 0 | 0 | 0 | 0 | 0 | 0 | 0 | 0 | 0
2 | 28 | 24 | 3 | 1.7931 | 0 | 2.4469 | 0 | 0 | 0 | 0.0012057 | 0.79579 | 0 | 0 | 0.66456 | 0 | 5.7016 | 0 | 0 | 0 | 0 | 0 | 0 | 0 | 0 | 0 | 0 | 0 | 0 | 0 | 0.45131 | 0 | 0.88038 | 8.6695 | 0 | 0 | 0.0525 | 0.90319 | 0 | 1.1382 | 0 | 0 | 12.0951 | 0 | 0 | 0 | 0 | 0 | 0 | 0 | 0 | 0 | 0 | 0 | 0 | 0
3 | 1 | 1 | 4 | 1.7931 | 0 | 2.4469 | 0 | 0 | 0 | 0.0012057 | 0.90467 | 0 | 0 | 0.66697 | 0 | 5.8129 | 0 | 0 | 0 | 0 | 0 | 0 | 0 | 0 | 0 | 0 | 0 | 0 | 0 | 0.45131 | 0 | 0.54519 | 9.9561 | 0 | 0 | 0.0525 | 0.91191 | 0 | 1.5008 | 0 | 0 | 13.4177 | 0 | 0 | 0 | 0 | 0 | 0 | 0 | 0 | 0 | 0 | 0 | 0 | 0
3 | 1 | 2 | 4 | 1.7931 | 0 | 2.4469 | 0 | 0 | 0 | 0.0012057 | 0.94378 | 0 | 0 | 0.667 | 0 | 5.852 | 0 | 0 | 0 | 0 | 0 | 0 | 0 | 0 | 0 | 0 | 0 | 0 | 0 | 0.45131 | 0 | 0.32173 | 10.4175 | 0 | 0 | 0.0525 | 0.91916 | 0 | 1.5678 | 0 | 0 | 13.7301 | 0 | 0 | 0 | 0 | 0 | 0 | 0 | 0 | 0 | 0 | 0 | 0 | 0
3 | 1 | 3 | 4 | 1.7931 | 0 | 2.4469 | 0 | 0 | 0 | 0.0012057 | 0.96784 | 0 | 0 | 0.66702 | 0 | 5.8761 | 0 | 0 | 0 | 0 | 0 | 0 | 0 | 0 | 0 | 0 | 0 | 0 | 0 | 0.45131 | 0 | 0.32173 | 10.7691 | 0 | 0 | 0.0525 | 0.92153 | 0 | 1.5915 | 0 | 0 | 14.1077 | 0 | 0 | 0 | 0 | 0 | 0 | 0 | 0 | 0 | 0 | 0 | 0 | 0
3 | 1 | 4 | 4 | 1.7931 | 0 | 2.4469 | 0 | 0 | 0 | 0.0012057 | 0.97987 | 0 | 0 | 0.66702 | 0 | 5.8881 | 0 | 0 | 0 | 0 | 0 | 0 | 0 | 0 | 0 | 0 | 0 | 0 | 0 | 0.45131 | 0 | 0.32173 | 10.8866 | 0 | 0 | 0.0525 | 0.92195 | 0 | 1.6095 | 0 | 0 | 14.2435 | 0 | 0 | 0 | 0 | 0 | 0 | 0 | 0 | 0 | 0 | 0 | 0 | 0
3 | 1 | 5 | 4 | 1.7931 | 0 | 2.4469 | 0 | 0 | 0 | 0.0012057 | 0.98769 | 0 | 0 | 0.66702 | 0 | 5.8959 | 0 | 0 | 0 | 0 | 0 | 0 | 0 | 0 | 0 | 0 | 0 | 0 | 0 | 0.45131 | 0 | 0.32173 | 10.9199 | 0 | 0 | 0.0525 | 0.92205 | 0 | 1.2222 | 0 | 0 | 13.8897 | 0 | 0 | 0 | 0 | 0 | 0 | 0 | 0 | 0 | 0 | 0 | 0 | 0
3 | 1 | 6 | 4 | 1.7931 | 0 | 2.4469 | 0 | 0 | 0 | 0.0012057 | 0.98485 | 0 | 0 | 0.66702 | 0 | 5.8931 | 0 | 0 | 0 | 0 | 0 | 0 | 0 | 0 | 0 | 0 | 0 | 0 | 0 | 0.45131 | 0 | 0.32173 | 10.9248 | 0 | 0 | 0.0525 | 0.92028 | 0 | 1.6746 | 0 | 0 | 14.3453 | 0 | 0 | 0 | 0 | 0 | 0 | 0 | 0 | 0 | 0 | 0 | 0 | 0
3 | 1 | 7 | 4 | 1.7931 | 0 | 2.4469 | 0 | 0 | 0 | 0.0012057 | 1.0217 | 0 | 0 | 3.7925 | 0 | 9.0554 | 0 | 0 | 0 | 0 | 0 | 0 | 0 | 0 | 0 | 0 | 0 | 0 | 0 | 0.45131 | 0 | 0.54519 | 11.3106 | 0 | 0 | 0.315 | 0.92057 | 0 | 1.497 | 0 | 0 | 15.0397 | 0 | 0 | 0 | 0 | 0 | 0 | 0 | 0 | 0 | 0 | 0 | 0 | 0
3 | 1 | 8 | 4 | 1.7931 | 0 | 2.4469 | 0 | 0 | 0 | 0.0012057 | 1.3262 | 0 | 0 | 6.2929 | 0 | 11.8603 | 0 | 0 | 0 | 0 | 0 | 0 | 0 | 0 | 0 | 0 | 0 | 0 | 0 | 0.45131 | 0 | 0.71279 | 13.4202 | 0 | 0 | 0.525 | 0.91624 | 0 | 1.4989 | 0 | 0 | 17.5245 | 0 | 0 | 0 | 0 | 0 | 0 | 0 | 0 | 0 | 0 | 0 | 0 | 0
3 | 1 | 9 | 4 | 1.7931 | 0 | 13.5789 | 0 | 0 | 0 | 0.0012057 | 1.1949 | 0 | 0 | 3.959 | 0 | 20.5272 | 0 | 0 | 0 | 0 | 0 | 0 | 0 | 0 | 0 | 0 | 0 | 0 | 0 | 0.45131 | 0 | 0.71279 | 11.7833 | 0 | 0 | 0.42 | 0.91112 | 0 | 1.3432 | 0 | 0 | 15.6217 | 0 | 0 | 0 | 0 | 0 | 0 | 0 | 0 | 0 | 0 | 0 | 0 | 0
3 | 1 | 10 | 4 | 1.7931 | 0 | 13.5789 | 0 | 0 | 0 | 0.0012057 | 1.1114 | 0 | 0 | 4.8634 | 0 | 21.348 | 0 | 0 | 0 | 0 | 0 | 0 | 0 | 0 | 0 | 0 | 0 | 0 | 0 | 0.45131 | 0 | 0.71279 | 10.8222 | 0 | 0 | 0.315 | 0.90405 | 0 | 1.2366 | 0 | 0 | 14.4419 | 0 | 0 | 0 | 0 | 0 | 0 | 0 | 0 | 0 | 0 | 0 | 0 | 0
3 | 1 | 11 | 4 | 1.7931 | 0 | 13.5789 | 0 | 0 | 0 | 0.0012057 | 1.0303 | 0 | 0 | 3.7925 | 0 | 20.196 | 0 | 0 | 0 | 0 | 0 | 0 | 0 | 0 | 0 | 0 | 0 | 0 | 0 | 0.45131 | 0 | 0.71279 | 9.779 | 0 | 0 | 0.315 | 0.89446 | 0 | 0.90837 | 0 | 0 | 13.0609 | 0 | 0 | 0 | 0 | 0 | 0 | 0 | 0 | 0 | 0 | 0 | 0 | 0
3 | 1 | 12 | 4 | 1.7931 | 0 | 13.5789 | 0 | 0 | 0 | 0.0012057 | 0.96779 | 0 | 0 | 3.959 | 0 | 20.3 | 0 | 0 | 0 | 0 | 0 | 0 | 0 | 0 | 0 | 0 | 0 | 0 | 0 | 0.45131 | 0 | 0.54519 | 8.3986 | 0 | 0 | 0.3675 | 0.88956 | 0 | 0 | 0 | 0 | 10.6521 | 0 | 0 | 0 | 0 | 0 | 0 | 0 | 0 | 0 | 0 | 0 | 0 | 0
3 | 1 | 13 | 4 | 1.7931 | 0 | 8.6313 | 0 | 0 | 0 | 0.0012057 | 1.0003 | 0 | 0 | 3.959 | 0 | 15.385 | 0 | 0 | 0 | 0 | 0 | 0 | 0 | 0 | 0 | 0 | 0 | 0 | 0 | 0.45131 | 0 | 0.54519 | 8.4455 | 0 | 0 | 0.42 | 0.89064 | 0 | 0 | 0 | 0 | 10.7527 | 0 | 0 | 0 | 0 | 0 | 0 | 0 | 0 | 0 | 0 | 0 | 0 | 0
3 | 1 | 14 | 4 | 1.7931 | 0 | 13.5789 | 0 | 0 | 0 | 0.0012057 | 0.94323 | 0 | 0 | 5.9363 | 0 | 22.2527 | 0 | 0 | 0 | 0 | 0 | 0 | 0 | 0 | 0 | 0 | 0 | 0 | 0 | 0.45131 | 0 | 0.54519 | 8.1639 | 0 | 0 | 0.3675 | 0.89176 | 0 | 0 | 0 | 0 | 10.4196 | 0 | 0 | 0 | 0 | 0 | 0 | 0 | 0 | 0 | 0 | 0 | 0 | 0
3 | 1 | 15 | 4 | 1.7931 | 0 | 13.5789 | 0 | 0 | 0 | 0.0012057 | 0.94168 | 0 | 0 | 3.959 | 0 | 20.2739 | 0 | 0 | 0 | 0 | 0 | 0 | 0 | 0 | 0 | 0 | 0 | 0 | 0 | 0.45131 | 0 | 0.54519 | 8.1403 | 0 | 0 | 0.3675 | 0.89297 | 0 | 0 | 0 | 0 | 10.3973 | 0 | 0 | 0 | 0 | 0 | 0 | 0 | 0 | 0 | 0 | 0 | 0 | 0
3 | 1 | 16 | 4 | 1.7931 | 0 | 13.5789 | 0 | 0 | 0 | 0.0012057 | 0.97509 | 0 | 0 | 4.2456 | 0 | 20.5939 | 0 | 0 | 0 | 0 | 0 | 0 | 0 | 0 | 0 | 0 | 0 | 0 | 0 | 0.45131 | 0 | 0.54519 | 8.3824 | 0 | 0 | 0.315 | 0.89791 | 0 | 0 | 0 | 0 | 10.5918 | 0 | 0 | 0 | 0 | 0 | 0 | 0 | 0 | 0 | 0 | 0 | 0 | 0
3 | 1 | 17 | 4 | 1.7931 | 0 | 13.5789 | 0 | 0 | 0 | 0.0012057 | 0.91484 | 0 | 0 | 3.7925 | 0 | 20.0805 | 0 | 0 | 0 | 0 | 0 | 0 | 0 | 0 | 0 | 0 | 0 | 0 | 0 | 0.45131 | 0 | 0.54519 | 7.9975 | 0 | 0 | 0.315 | 0.89109 | 0 | 0 | 0 | 0 | 10.2001 | 0 | 0 | 0 | 0 | 0 | 0 | 0 | 0 | 0 | 0 | 0 | 0 | 0
3 | 1 | 18 | 4 | 1.7931 | 0 | 13.5789 | 0 | 0 | 0 | 0.0012057 | 0.92186 | 0 | 0 | 6.2928 | 0 | 22.5879 | 0 | 0 | 0 | 0 | 0 | 0 | 0 | 0 | 0 | 0 | 0 | 0 | 0 | 0.45131 | 0 | 0.54519 | 8.1385 | 0 | 0 | 0.525 | 0.89302 | 0 | 0 | 0 | 0 | 10.553 | 0 | 0 | 0 | 0 | 0 | 0 | 0 | 0 | 0 | 0 | 0 | 0 | 0
3 | 1 | 19 | 4 | 1.7931 | 0 | 9.8682 | 0 | 0 | 0 | 0.0012057 | 0.98168 | 0 | 0 | 6.2928 | 0 | 18.937 | 0 | 0 | 0 | 0 | 0 | 0 | 0 | 0 | 0 | 0 | 0 | 0 | 0 | 0.45131 | 0 | 0.54519 | 8.4765 | 0 | 0 | 0.525 | 0.89518 | 0 | 0 | 0 | 0 | 10.8932 | 0 | 0 | 0 | 0 | 0 | 0 | 0 | 0 | 0 | 0 | 0 | 0 | 0
3 | 1 | 20 | 4 | 1.7931 | 0 | 2.4469 | 0 | 0 | 0 | 0.0012057 | 1.0796 | 0 | 0 | 3.959 | 0 | 9.2799 | 0 | 0 | 0 | 0 | 0 | 0 | 0 | 0 | 0 | 0 | 0 | 0 | 0 | 0.45131 | 0 | 0.88038 | 9.9676 | 0 | 0 | 0.42 | 0.89109 | 0 | 0.89958 | 0 | 0 | 13.51 | 0 | 0 | 0 | 0 | 0 | 0 | 0 | 0 | 0 | 0 | 0 | 0 | 0
3 | 1 | 21 | 4 | 1.7931 | 0 | 2.4469 | 0 | 0 | 0 | 0.0012057 | 1.105 | 0 | 0 | 3.959 | 0 | 9.3052 | 0 | 0 | 0 | 0 | 0 | 0 | 0 | 0 | 0 | 0 | 0 | 0 | 0 | 0.45131 | 0 | 1.1038 | 10.2876 | 0 | 0 | 0.3675 | 0.8874 | 0 | 0.99133 | 0 | 0 | 14.089 | 0 | 0 | 0 | 0 | 0 | 0 | 0 | 0 | 0 | 0 | 0 | 0 | 0
3 | 1 | 22 | 4 | 1.7931 | 0 | 2.4469 | 0 | 0 | 0 | 0.0012057 | 1.117 | 0 | 0 | 6.6376 | 0 | 11.9958 | 0 | 0 | 0 | 0 | 0 | 0 | 0 | 0 | 0 | 0 | 0 | 0 | 0 | 0.45131 | 0 | 1.2156 | 10.3925 | 0 | 0 | 0.4725 | 0.88553 | 0 | 0.97109 | 0 | 0 | 14.3885 | 0 | 0 | 0 | 0 | 0 | 0 | 0 | 0 | 0 | 0 | 0 | 0 | 0
3 | 1 | 23 | 4 | 1.7931 | 0 | 2.4469 | 0 | 0 | 0 | 0.0012057 | 1.1398 | 0 | 0 | 4.3276 | 0 | 9.7086 | 0 | 0 | 0 | 0 | 0 | 0 | 0 | 0 | 0 | 0 | 0 | 0 | 0 | 0.45131 | 0 | 1.1038 | 10.8693 | 0 | 0 | 0.315 | 0.89194 | 0 | 0.88721 | 0 | 0 | 14.5186 | 0 | 0 | 0 | 0 | 0 | 0 | 0 | 0 | 0 | 0 | 0 | 0 | 0
3 | 1 | 24 | 4 | 1.7931 | 0 | 2.4469 | 0 | 0 | 0 | 0.0012057 | 0.73516 | 0 | 0 | 0.66692 | 0 | 5.6433 | 0 | 0 | 0 | 0 | 0 | 0 | 0 | 0 | 0 | 0 | 0 | 0 | 0 | 0.45131 | 0 | 0.88038 | 8.428 | 0 | 0 | 0.0525 | 0.8985 | 0 | 0.52357 | 0 | 0 | 11.2343 | 0 | 0 | 0 | 0 | 0 | 0 | 0 | 0 | 0 | 0 | 0 | 0 | 0
3 | 2 | 1 | 5 | 1.7931 | 0 | 2.4469 | 0 | 0 | 0 | 0.0012057 | 0.8522 | 0 | 0 | 0.66693 | 0 | 5.7604 | 0 | 0 | 0 | 0 | 0 | 0 | 0 | 0 | 0 | 0 | 0 | 0 | 0 | 0.45131 | 0 | 0.54519 | 9.7002 | 0 | 0 | 0.0525 | 0.90594 | 0 | 0.53453 | 0 | 0 | 12.1897 | 0 | 0 | 0 | 0 | 0 | 0 | 0 | 0 | 0 | 0 | 0 | 0 | 0
3 | 2 | 2 | 5 | 1.7931 | 0 | 2.4469 | 0 | 0 | 0 | 0.0012057 | 0.93228 | 0 | 0 | 0.66696 | 0 | 5.8405 | 0 | 0 | 0 | 0 | 0 | 0 | 0 | 0 | 0 | 0 | 0 | 0 | 0 | 0.45131 | 0 | 0.32173 | 10.7055 | 0 | 0 | 0.0525 | 0.92076 | 0 | 0.48599 | 0 | 0 | 12.9378 | 0 | 0 | 0 | 0 | 0 | 0 | 0 | 0 | 0 | 0 | 0 | 0 | 0
3 | 2 | 3 | 5 | 1.7931 | 0 | 2.4469 | 0 | 0 | 0 | 0.0012057 | 0.98685 | 0 | 0 | 0.66699 | 0 | 5.8951 | 0 | 0 | 0 | 0 | 0 | 0 | 0 | 0 | 0 | 0 | 0 | 0 | 0 | 0.45131 | 0 | 0.32173 | 11.3398 | 0 | 0 | 0.0525 | 0.92846 | 0 | 0.17238 | 0 | 0 | 13.2662 | 0 | 0 | 0 | 0 | 0 | 0 | 0 | 0 | 0 | 0 | 0 | 0 | 0
3 | 2 | 4 | 5 | 1.7931 | 0 | 2.4469 | 0 | 0 | 0 | 0.0012057 | 1.0167 | 0 | 0 | 0.66701 | 0 | 5.925 | 0 | 0 | 0 | 0 | 0 | 0 | 0 | 0 | 0 | 0 | 0 | 0 | 0 | 0.45131 | 0 | 0.32173 | 11.7564 | 0 | 0 | 0.0525 | 0.93311 | 0 | 0.24024 | 0 | 0 | 13.7553 | 0 | 0 | 0 | 0 | 0 | 0 | 0 | 0 | 0 | 0 | 0 | 0 | 0
3 | 2 | 5 | 5 | 1.7931 | 0 | 2.4469 | 0 | 0 | 0 | 0.0012057 | 1.0222 | 0 | 0 | 0.66702 | 0 | 5.9305 | 0 | 0 | 0 | 0 | 0 | 0 | 0 | 0 | 0 | 0 | 0 | 0 | 0 | 0.45131 | 0 | 0.32173 | 11.8252 | 0 | 0 | 0.0525 | 0.93202 | 0 | 0.16014 | 0 | 0 | 13.7429 | 0 | 0 | 0 | 0 | 0 | 0 | 0 | 0 | 0 | 0 | 0 | 0 | 0
3 | 2 | 6 | 5 | 1.7931 | 0 | 2.4469 | 0 | 0 | 0 | 0.0012057 | 1.0096 | 0 | 0 | 0.66701 | 0 | 5.9179 | 0 | 0 | 0 | 0 | 0 | 0 | 0 | 0 | 0 | 0 | 0 | 0 | 0 | 0.45131 | 0 | 0.32173 | 11.7289 | 0 | 0 | 0.0525 | 0.92815 | 0 | 0.30381 | 0 | 0 | 13.7864 | 0 | 0 | 0 | 0 | 0 | 0 | 0 | 0 | 0 | 0 | 0 | 0 | 0
3 | 2 | 7 | 5 | 1.7931 | 0 | 2.4469 | 0 | 0 | 0 | 0.0012057 | 1.054 | 0 | 0 | 3.7925 | 0 | 9.0877 | 0 | 0 | 0 | 0 | 0 | 0 | 0 | 0 | 0 | 0 | 0 | 0 | 0 | 0.45131 | 0 | 0.54519 | 12.0957 | 0 | 0 | 0.315 | 0.9298 | 0 | 0.31419 | 0 | 0 | 14.6512 | 0 | 0 | 0 | 0 | 0 | 0 | 0 | 0 | 0 | 0 | 0 | 0 | 0
3 | 2 | 8 | 5 | 1.7931 | 0 | 2.4469 | 0 | 0 | 0 | 0.0012057 | 1.3494 | 0 | 0 | 6.2928 | 0 | 11.8835 | 0 | 0 | 0 | 0 | 0 | 0 | 0 | 0 | 0 | 0 | 0 | 0 | 0 | 0.45131 | 0 | 0.71279 | 14.2597 | 0 | 0 | 0.525 | 0.92612 | 0 | 0.30454 | 0 | 0 | 17.1795 | 0 | 0 | 0 | 0 | 0 | 0 | 0 | 0 | 0 | 0 | 0 | 0 | 0
3 | 2 | 9 | 5 | 1.7931 | 0 | 13.5789 | 0 | 0 | 0 | 0.0012057 | 1.1926 | 0 | 0 | 3.959 | 0 | 20.5248 | 0 | 0 | 0 | 0 | 0 | 0 | 0 | 0 | 0 | 0 | 0 | 0 | 0 | 0.45131 | 0 | 0.71279 | 12.3977 | 0 | 0 | 0.42 | 0.91718 | 0 | 0.17251 | 0 | 0 | 15.0715 | 0 | 0 | 0 | 0 | 0 | 0 | 0 | 0 | 0 | 0 | 0 | 0 | 0
3 | 2 | 10 | 5 | 1.7931 | 0 | 13.5789 | 0 | 0 | 0 | 0.0012057 | 1.0551 | 0 | 0 | 4.8634 | 0 | 21.2916 | 0 | 0 | 0 | 0 | 0 | 0 | 0 | 0 | 0 | 0 | 0 | 0 | 0 | 0.45131 | 0 | 0.71279 | 10.8109 | 0 | 0 | 0.315 | 0.91024 | 0 | 0.051129 | 0 | 0 | 13.2513 | 0 | 0 | 0 | 0 | 0 | 0 | 0 | 0 | 0 | 0 | 0 | 0 | 0
3 | 2 | 11 | 5 | 1.7931 | 0 | 13.5789 | 0 | 0 | 0 | 0.0012057 | 0.97552 | 0 | 0 | 3.7925 | 0 | 20.1412 | 0 | 0 | 0 | 0 | 0 | 0 | 0 | 0 | 0 | 0 | 0 | 0 | 0 | 0.45131 | 0 | 0.71279 | 10.0642 | 0 | 0 | 0.315 | 0.90802 | 0 | 0.00077478 | 0 | 0 | 12.4521 | 0 | 0 | 0 | 0 | 0 | 0 | 0 | 0 | 0 | 0 | 0 | 0 | 0
3 | 2 | 12 | 5 | 1.7931 | 0 | 13.5789 | 0 | 0 | 0 | 0.0012057 | 0.8807 | 0 | 0 | 3.959 | 0 | 20.2129 | 0 | 0 | 0 | 0 | 0 | 0 | 0 | 0 | 0 | 0 | 0 | 0 | 0 | 0.45131 | 0 | 0.54519 | 9.3973 | 0 | 0 | 0.3675 | 0.90285 | 0 | 0.00071019 | 0 | 0 | 11.6648 | 0 | 0 | 0 | 0 | 0 | 0 | 0 | 0 | 0 | 0 | 0 | 0 | 0
3 | 2 | 13 | 5 | 1.7931 | 0 | 8.6313 | 0 | 0 | 0 | 0.0012057 | 0.80014 | 0 | 0 | 3.959 | 0 | 15.1848 | 0 | 0 | 0 | 0 | 0 | 0 | 0 | 0 | 0 | 0 | 0 | 0 | 0 | 0.45131 | 0 | 0.54519 | 8.3401 | 0 | 0 | 0.42 | 0.88421 | 0 | 0.0006324 | 0 | 0 | 10.6415 | 0 | 0 | 0 | 0 | 0 | 0 | 0 | 0 | 0 | 0 | 0 | 0 | 0
3 | 2 | 14 | 5 | 1.7931 | 0 | 13.5789 | 0 | 0 | 0 | 0.0012057 | 0.69219 | 0 | 0 | 5.9363 | 0 | 22.0017 | 0 | 0 | 0 | 0 | 0 | 0 | 0 | 0 | 0 | 0 | 0 | 0 | 0 | 0.45131 | 0 | 0.54519 | 7.6743 | 0 | 0 | 0.3675 | 0.89088 | 0 | 0.00056459 | 0 | 0 | 9.9297 | 0 | 0 | 0 | 0 | 0 | 0 | 0 | 0 | 0 | 0 | 0 | 0 | 0
3 | 2 | 15 | 5 | 1.7931 | 0 | 13.5789 | 0 | 0 | 0 | 0.0012057 | 0.69169 | 0 | 0 | 3.959 | 0 | 20.0239 | 0 | 0 | 0 | 0 | 0 | 0 | 0 | 0 | 0 | 0 | 0 | 0 | 0 | 0.45131 | 0 | 0.54519 | 7.5342 | 0 | 0 | 0.3675 | 0.88843 | 0 | 0.0005591 | 0 | 0 | 9.7872 | 0 | 0 | 0 | 0 | 0 | 0 | 0 | 0 | 0 | 0 | 0 | 0 | 0
3 | 2 | 16 | 5 | 1.7931 | 0 | 13.5789 | 0 | 0 | 0 | 0.0012057 | 0.73519 | 0 | 0 | 4.2456 | 0 | 20.354 | 0 | 0 | 0 | 0 | 0 | 0 | 0 | 0 | 0 | 0 | 0 | 0 | 0 | 0.45131 | 0 | 0.54519 | 7.9678 | 0 | 0 | 0.315 | 0.89592 | 0 | 0.00059338 | 0 | 0 | 10.1759 | 0 | 0 | 0 | 0 | 0 | 0 | 0 | 0 | 0 | 0 | 0 | 0 | 0
3 | 2 | 17 | 5 | 1.7931 | 0 | 13.5789 | 0 | 0 | 0 | 0.0012057 | 0.82847 | 0 | 0 | 3.7924 | 0 | 19.9941 | 0 | 0 | 0 | 0 | 0 | 0 | 0 | 0 | 0 | 0 | 0 | 0 | 0 | 0.45131 | 0 | 0.54519 | 8.5334 | 0 | 0 | 0.315 | 0.8944 | 0 | 0.00065388 | 0 | 0 | 10.74 | 0 | 0 | 0 | 0 | 0 | 0 | 0 | 0 | 0 | 0 | 0 | 0 | 0
3 | 2 | 18 | 5 | 1.7931 | 0 | 13.5789 | 0 | 0 | 0 | 0.0012057 | 0.87933 | 0 | 0 | 6.2928 | 0 | 22.5453 | 0 | 0 | 0 | 0 | 0 | 0 | 0 | 0 | 0 | 0 | 0 | 0 | 0 | 0.45131 | 0 | 0.54519 | 8.9869 | 0 | 0 | 0.525 | 0.8966 | 0 | 0.00071031 | 0 | 0 | 11.4057 | 0 | 0 | 0 | 0 | 0 | 0 | 0 | 0 | 0 | 0 | 0 | 0 | 0
3 | 2 | 19 | 5 | 1.7931 | 0 | 9.8682 | 0 | 0 | 0 | 0.0012057 | 0.99075 | 0 | 0 | 6.2928 | 0 | 18.9461 | 0 | 0 | 0 | 0 | 0 | 0 | 0 | 0 | 0 | 0 | 0 | 0 | 0 | 0.45131 | 0 | 0.54519 | 9.9078 | 0 | 0 | 0.525 | 0.90389 | 0 | 0.00077188 | 0 | 0 | 12.3339 | 0 | 0 | 0 | 0 | 0 | 0 | 0 | 0 | 0 | 0 | 0 | 0 | 0
3 | 2 | 20 | 5 | 1.7931 | 0 | 2.4469 | 0 | 0 | 0 | 0.0012057 | 1.0775 | 0 | 0 | 3.959 | 0 | 9.2777 | 0 | 0 | 0 | 0 | 0 | 0 | 0 | 0 | 0 | 0 | 0 | 0 | 0 | 0.45131 | 0 | 0.88038 | 10.5835 | 0 | 0 | 0.42 | 0.89321 | 0 | 0.00083319 | 0 | 0 | 13.2292 | 0 | 0 | 0 | 0 | 0 | 0 | 0 | 0 | 0 | 0 | 0 | 0 | 0
3 | 2 | 21 | 5 | 1.7931 | 0 | 2.4469 | 0 | 0 | 0 | 0.0012057 | 1.1426 | 0 | 0 | 3.959 | 0 | 9.3428 | 0 | 0 | 0 | 0 | 0 | 0 | 0 | 0 | 0 | 0 | 0 | 0 | 0 | 0.45131 | 0 | 1.1038 | 11.3017 | 0 | 0 | 0.3675 | 0.89768 | 0 | 0.0008909 | 0 | 0 | 14.1229 | 0 | 0 | 0 | 0 | 0 | 0 | 0 | 0 | 0 | 0 | 0 | 0 | 0
3 | 2 | 22 | 5 | 1.7931 | 0 | 2.4469 | 0 | 0 | 0 | 0.0012057 | 1.1512 | 0 | 0 | 6.6376 | 0 | 12.0301 | 0 | 0 | 0 | 0 | 0 | 0 | 0 | 0 | 0 | 0 | 0 | 0 | 0 | 0.45131 | 0 | 1.2156 | 11.3891 | 0 | 0 | 0.4725 | 0.89424 | 0 | 0.00089873 | 0 | 0 | 14.4236 | 0 | 0 | 0 | 0 | 0 | 0 | 0 | 0 | 0 | 0 | 0 | 0 | 0
3 | 2 | 23 | 5 | 1.7931 | 0 | 2.4469 | 0 | 0 | 0 | 0.0012057 | 1.163 | 0 | 0 | 4.3275 | 0 | 9.7317 | 0 | 0 | 0 | 0 | 0 | 0 | 0 | 0 | 0 | 0 | 0 | 0 | 0 | 0.45131 | 0 | 1.1038 | 11.5933 | 0 | 0 | 0.315 | 0.89778 | 0 | 0.00091516 | 0 | 0 | 14.3622 | 0 | 0 | 0 | 0 | 0 | 0 | 0 | 0 | 0 | 0 | 0 | 0 | 0
3 | 2 | 24 | 5 | 1.7931 | 0 | 2.4469 | 0 | 0 | 0 | 0.0012057 | 0.74202 | 0 | 0 | 0.66691 | 0 | 5.6502 | 0 | 0 | 0 | 0 | 0 | 0 | 0 | 0 | 0 | 0 | 0 | 0 | 0 | 0.45131 | 0 | 0.88038 | 8.725 | 0 | 0 | 0.0525 | 0.90031 | 0 | 0.00064932 | 0 | 0 | 11.0102 | 0 | 0 | 0 | 0 | 0 | 0 | 0 | 0 | 0 | 0 | 0 | 0 | 0
3 | 3 | 1 | 6 | 1.7931 | 0 | 2.4469 | 0 | 0 | 0 | 0.0012057 | 0.86565 | 0 | 0 | 0.66692 | 0 | 5.7738 | 0 | 0 | 0 | 0 | 0 | 0 | 0 | 0 | 0 | 0 | 0 | 0 | 0 | 0.45131 | 0 | 0.54519 | 10.0826 | 0 | 0 | 0.0525 | 0.91022 | 0 | 0.041394 | 0 | 0 | 12.0832 | 0 | 0 | 0 | 0 | 0 | 0 | 0 | 0 | 0 | 0 | 0 | 0 | 0
3 | 3 | 2 | 6 | 1.7931 | 0 | 2.4469 | 0 | 0 | 0 | 0.0012057 | 0.92468 | 0 | 0 | 0.66695 | 0 | 5.8328 | 0 | 0 | 0 | 0 | 0 | 0 | 0 | 0 | 0 | 0 | 0 | 0 | 0 | 0.45131 | 0 | 0.32173 | 10.7627 | 0 | 0 | 0.0525 | 0.92053 | 0 | 0.044326 | 0 | 0 | 12.5531 | 0 | 0 | 0 | 0 | 0 | 0 | 0 | 0 | 0 | 0 | 0 | 0 | 0
3 | 3 | 3 | 6 | 1.7931 | 0 | 2.4469 | 0 | 0 | 0 | 0.0012057 | 0.94783 | 0 | 0 | 0.66697 | 0 | 5.856 | 0 | 0 | 0 | 0 | 0 | 0 | 0 | 0 | 0 | 0 | 0 | 0 | 0 | 0.45131 | 0 | 0.32173 | 11.0354 | 0 | 0 | 0.0525 | 0.92251 | 0 | 0.016559 | 0 | 0 | 12.8 | 0 | 0 | 0 | 0 | 0 | 0 | 0 | 0 | 0 | 0 | 0 | 0 | 0
3 | 3 | 4 | 6 | 1.7931 | 0 | 2.4469 | 0 | 0 | 0 | 0.0012057 | 0.94539 | 0 | 0 | 0.66697 | 0 | 5.8536 | 0 | 0 | 0 | 0 | 0 | 0 | 0 | 0 | 0 | 0 | 0 | 0 | 0 | 0.45131 | 0 | 0.32173 | 10.9858 | 0 | 0 | 0.0525 | 0.91902 | 0 | 0.016502 | 0 | 0 | 12.7468 | 0 | 0 | 0 | 0 | 0 | 0 | 0 | 0 | 0 | 0 | 0 | 0 | 0
3 | 3 | 5 | 6 | 1.7931 | 0 | 2.4469 | 0 | 0 | 0 | 0.0012057 | 0.99089 | 0 | 0 | 0.66696 | 0 | 5.8991 | 0 | 0 | 0 | 0 | 0 | 0 | 0 | 0 | 0 | 0 | 0 | 0 | 0 | 0.45131 | 0 | 0.32173 | 11.48 | 0 | 0 | 0.0525 | 0.92688 | 0 | 0.017235 | 0 | 0 | 13.2497 | 0 | 0 | 0 | 0 | 0 | 0 | 0 | 0 | 0 | 0 | 0 | 0 | 0
3 | 3 | 6 | 6 | 1.7931 | 0 | 2.4469 | 0 | 0 | 0 | 0.0012057 | 1.0164 | 0 | 0 | 0.66698 | 0 | 5.9246 | 0 | 0 | 0 | 0 | 0 | 0 | 0 | 0 | 0 | 0 | 0 | 0 | 0 | 0.45131 | 0 | 0.32173 | 11.8307 | 0 | 0 | 0.0525 | 0.93132 | 0 | 0.074628 | 0 | 0 | 13.6621 | 0 | 0 | 0 | 0 | 0 | 0 | 0 | 0 | 0 | 0 | 0 | 0 | 0
3 | 3 | 7 | 6 | 1.7931 | 0 | 2.4469 | 0 | 0 | 0 | 0.0012057 | 1.032 | 0 | 0 | 3.7925 | 0 | 9.0657 | 0 | 0 | 0 | 0 | 0 | 0 | 0 | 0 | 0 | 0 | 0 | 0 | 0 | 0.45131 | 0 | 0.54519 | 11.9335 | 0 | 0 | 0.315 | 0.9279 | 0 | 0.075449 | 0 | 0 | 14.2483 | 0 | 0 | 0 | 0 | 0 | 0 | 0 | 0 | 0 | 0 | 0 | 0 | 0
3 | 3 | 8 | 6 | 1.7931 | 0 | 2.4469 | 0 | 0 | 0 | 0.0012057 | 1.3051 | 0 | 0 | 6.2928 | 0 | 11.8391 | 0 | 0 | 0 | 0 | 0 | 0 | 0 | 0 | 0 | 0 | 0 | 0 | 0 | 0.45131 | 0 | 0.71279 | 13.7297 | 0 | 0 | 0.525 | 0.91474 | 0 | 0.0010717 | 0 | 0 | 16.3346 | 0 | 0 | 0 | 0 | 0 | 0 | 0 | 0 | 0 | 0 | 0 | 0 | 0
3 | 3 | 9 | 6 | 1.7931 | 0 | 13.5789 | 0 | 0 | 0 | 0.0012057 | 1.0834 | 0 | 0 | 3.959 | 0 | 20.4156 | 0 | 0 | 0 | 0 | 0 | 0 | 0 | 0 | 0 | 0 | 0 | 0 | 0 | 0.45131 | 0 | 0.71279 | 11.2023 | 0 | 0 | 0.42 | 0.89747 | 0 | 0.0010801 | 0 | 0 | 13.6849 | 0 | 0 | 0 | 0 | 0 | 0 | 0 | 0 | 0 | 0 | 0 | 0 | 0
3 | 3 | 10 | 6 | 1.7931 | 0 | 13.5789 | 0 | 0 | 0 | 0.0012057 | 0.96244 | 0 | 0 | 4.8633 | 0 | 21.1989 | 0 | 0 | 0 | 0 | 0 | 0 | 0 | 0 | 0 | 0 | 0 | 0 | 0 | 0.45131 | 0 | 0.71279 | 9.9936 | 0 | 0 | 0.315 | 0.89709 | 0 | 0.00077567 | 0 | 0 | 12.3706 | 0 | 0 | 0 | 0 | 0 | 0 | 0 | 0 | 0 | 0 | 0 | 0 | 0
3 | 3 | 11 | 6 | 1.7931 | 0 | 13.5789 | 0 | 0 | 0 | 0.0012057 | 0.84991 | 0 | 0 | 3.7924 | 0 | 20.0155 | 0 | 0 | 0 | 0 | 0 | 0 | 0 | 0 | 0 | 0 | 0 | 0 | 0 | 0.45131 | 0 | 0.71279 | 9.1014 | 0 | 0 | 0.315 | 0.89336 | 0 | 0.00068786 | 0 | 0 | 11.4745 | 0 | 0 | 0 | 0 | 0 | 0 | 0 | 0 | 0 | 0 | 0 | 0 | 0
3 | 3 | 12 | 6 | 1.7931 | 0 | 13.5789 | 0 | 0 | 0 | 0.0012057 | 0.74802 | 0 | 0 | 3.959 | 0 | 20.0802 | 0 | 0 | 0 | 0 | 0 | 0 | 0 | 0 | 0 | 0 | 0 | 0 | 0 | 0.45131 | 0 | 0.54519 | 8.1415 | 0 | 0 | 0.3675 | 0.88203 | 0 | 0.00060675 | 0 | 0 | 10.3881 | 0 | 0 | 0 | 0 | 0 | 0 | 0 | 0 | 0 | 0 | 0 | 0 | 0
3 | 3 | 13 | 6 | 1.7931 | 0 | 8.6313 | 0 | 0 | 0 | 0.0012057 | 0.76813 | 0 | 0 | 3.959 | 0 | 15.1528 | 0 | 0 | 0 | 0 | 0 | 0 | 0 | 0 | 0 | 0 | 0 | 0 | 0 | 0.45131 | 0 | 0.54519 | 8.1135 | 0 | 0 | 0.42 | 0.87939 | 0 | 0.00061049 | 0 | 0 | 10.41 | 0 | 0 | 0 | 0 | 0 | 0 | 0 | 0 | 0 | 0 | 0 | 0 | 0
3 | 3 | 14 | 6 | 1.7931 | 0 | 13.5789 | 0 | 0 | 0 | 0.0012057 | 0.68266 | 0 | 0 | 5.9362 | 0 | 21.9921 | 0 | 0 | 0 | 0 | 0 | 0 | 0 | 0 | 0 | 0 | 0 | 0 | 0 | 0.45131 | 0 | 0.54519 | 7.6249 | 0 | 0 | 0.3675 | 0.88763 | 0 | 0.00055928 | 0 | 0 | 9.8771 | 0 | 0 | 0 | 0 | 0 | 0 | 0 | 0 | 0 | 0 | 0 | 0 | 0
3 | 3 | 15 | 6 | 1.7931 | 0 | 13.5789 | 0 | 0 | 0 | 0.0012057 | 0.67045 | 0 | 0 | 3.959 | 0 | 20.0026 | 0 | 0 | 0 | 0 | 0 | 0 | 0 | 0 | 0 | 0 | 0 | 0 | 0 | 0.45131 | 0 | 0.54519 | 7.4815 | 0 | 0 | 0.3675 | 0.88837 | 0 | 0.00055046 | 0 | 0 | 9.7344 | 0 | 0 | 0 | 0 | 0 | 0 | 0 | 0 | 0 | 0 | 0 | 0 | 0
3 | 3 | 16 | 6 | 1.7931 | 0 | 13.5789 | 0 | 0 | 0 | 0.0012057 | 0.76995 | 0 | 0 | 4.2456 | 0 | 20.3887 | 0 | 0 | 0 | 0 | 0 | 0 | 0 | 0 | 0 | 0 | 0 | 0 | 0 | 0.45131 | 0 | 0.54519 | 8.1492 | 0 | 0 | 0.315 | 0.89447 | 0 | 0.0006159 | 0 | 0 | 10.3558 | 0 | 0 | 0 | 0 | 0 | 0 | 0 | 0 | 0 | 0 | 0 | 0 | 0
3 | 3 | 17 | 6 | 1.7931 | 0 | 13.5789 | 0 | 0 | 0 | 0.0012057 | 0.78682 | 0 | 0 | 3.7924 | 0 | 19.9525 | 0 | 0 | 0 | 0 | 0 | 0 | 0 | 0 | 0 | 0 | 0 | 0 | 0 | 0.45131 | 0 | 0.54519 | 8.1562 | 0 | 0 | 0.315 | 0.89028 | 0 | 0.00070702 | 0 | 0 | 10.3587 | 0 | 0 | 0 | 0 | 0 | 0 | 0 | 0 | 0 | 0 | 0 | 0 | 0
3 | 3 | 18 | 6 | 1.7931 | 0 | 13.5789 | 0 | 0 | 0 | 0.0012057 | 0.8806 | 0 | 0 | 6.2928 | 0 | 22.5466 | 0 | 0 | 0 | 0 | 0 | 0 | 0 | 0 | 0 | 0 | 0 | 0 | 0 | 0.45131 | 0 | 0.54519 | 8.8996 | 0 | 0 | 0.525 | 0.89639 | 0 | 0.017643 | 0 | 0 | 11.3351 | 0 | 0 | 0 | 0 | 0 | 0 | 0 | 0 | 0 | 0 | 0 | 0 | 0
3 | 3 | 19 | 6 | 1.7931 | 0 | 9.8682 | 0 | 0 | 0 | 0.0012057 | 0.97575 | 0 | 0 | 6.2928 | 0 | 18.9311 | 0 | 0 | 0 | 0 | 0 | 0 | 0 | 0 | 0 | 0 | 0 | 0 | 0 | 0.45131 | 0 | 0.54519 | 9.7286 | 0 | 0 | 0.525 | 0.90039 | 0 | 0.1615 | 0 | 0 | 12.3119 | 0 | 0 | 0 | 0 | 0 | 0 | 0 | 0 | 0 | 0 | 0 | 0 | 0
3 | 3 | 20 | 6 | 1.7931 | 0 | 2.4469 | 0 | 0 | 0 | 0.0012057 | 1.0681 | 0 | 0 | 3.959 | 0 | 9.2684 | 0 | 0 | 0 | 0 | 0 | 0 | 0 | 0 | 0 | 0 | 0 | 0 | 0 | 0.45131 | 0 | 0.88038 | 10.463 | 0 | 0 | 0.42 | 0.89079 | 0 | 0.41583 | 0 | 0 | 13.5213 | 0 | 0 | 0 | 0 | 0 | 0 | 0 | 0 | 0 | 0 | 0 | 0 | 0
3 | 3 | 21 | 6 | 1.7931 | 0 | 2.4469 | 0 | 0 | 0 | 0.0012057 | 1.0788 | 0 | 0 | 3.959 | 0 | 9.279 | 0 | 0 | 0 | 0 | 0 | 0 | 0 | 0 | 0 | 0 | 0 | 0 | 0 | 0.45131 | 0 | 1.1038 | 10.4213 | 0 | 0 | 0.3675 | 0.8828 | 0 | 0.64279 | 0 | 0 | 13.8695 | 0 | 0 | 0 | 0 | 0 | 0 | 0 | 0 | 0 | 0 | 0 | 0 | 0
3 | 3 | 22 | 6 | 1.7931 | 0 | 2.4469 | 0 | 0 | 0 | 0.0012057 | 1.0756 | 0 | 0 | 6.6376 | 0 | 11.9544 | 0 | 0 | 0 | 0 | 0 | 0 | 0 | 0 | 0 | 0 | 0 | 0 | 0 | 0.45131 | 0 | 1.2156 | 10.5319 | 0 | 0 | 0.4725 | 0.87781 | 0 | 0.98297 | 0 | 0 | 14.5321 | 0 | 0 | 0 | 0 | 0 | 0 | 0 | 0 | 0 | 0 | 0 | 0 | 0
3 | 3 | 23 | 6 | 1.7931 | 0 | 2.4469 | 0 | 0 | 0 | 0.0012057 | 1.1068 | 0 | 0 | 4.3275 | 0 | 9.6755 | 0 | 0 | 0 | 0 | 0 | 0 | 0 | 0 | 0 | 0 | 0 | 0 | 0 | 0.45131 | 0 | 1.1038 | 10.8329 | 0 | 0 | 0.315 | 0.88541 | 0 | 1.027 | 0 | 0 | 14.6154 | 0 | 0 | 0 | 0 | 0 | 0 | 0 | 0 | 0 | 0 | 0 | 0 | 0
3 | 3 | 24 | 6 | 1.7931 | 0 | 2.4469 | 0 | 0 | 0 | 0.0012057 | 0.67459 | 0 | 0 | 0.66689 | 0 | 5.5827 | 0 | 0 | 0 | 0 | 0 | 0 | 0 | 0 | 0 | 0 | 0 | 0 | 0 | 0.45131 | 0 | 0.88038 | 8.0085 | 0 | 0 | 0.0525 | 0.88814 | 0 | 0.72322 | 0 | 0 | 11.004 | 0 | 0 | 0 | 0 | 0 | 0 | 0 | 0 | 0 | 0 | 0 | 0 | 0
3 | 4 | 1 | 7 | 1.7931 | 0 | 2.4469 | 0 | 0 | 0 | 0.0012057 | 0.80475 | 0 | 0 | 0.6669 | 0 | 5.7129 | 0 | 0 | 0 | 0 | 0 | 0 | 0 | 0 | 0 | 0 | 0 | 0 | 0 | 0.45131 | 0 | 0.54519 | 9.3563 | 0 | 0 | 0.0525 | 0.89877 | 0 | 0.88273 | 0 | 0 | 12.1868 | 0 | 0 | 0 | 0 | 0 | 0 | 0 | 0 | 0 | 0 | 0 | 0 | 0
3 | 4 | 2 | 7 | 1.7931 | 0 | 2.4469 | 0 | 0 | 0 | 0.0012057 | 0.84372 | 0 | 0 | 0.66693 | 0 | 5.7519 | 0 | 0 | 0 | 0 | 0 | 0 | 0 | 0 | 0 | 0 | 0 | 0 | 0 | 0.45131 | 0 | 0.32173 | 9.824 | 0 | 0 | 0.0525 | 0.90482 | 0 | 0.97776 | 0 | 0 | 12.5321 | 0 | 0 | 0 | 0 | 0 | 0 | 0 | 0 | 0 | 0 | 0 | 0 | 0
3 | 4 | 3 | 7 | 1.7931 | 0 | 2.4469 | 0 | 0 | 0 | 0.0012057 | 0.88092 | 0 | 0 | 0.66695 | 0 | 5.7891 | 0 | 0 | 0 | 0 | 0 | 0 | 0 | 0 | 0 | 0 | 0 | 0 | 0 | 0.45131 | 0 | 0.32173 | 10.1556 | 0 | 0 | 0.0525 | 0.90854 | 0 | 0.95828 | 0 | 0 | 12.8479 | 0 | 0 | 0 | 0 | 0 | 0 | 0 | 0 | 0 | 0 | 0 | 0 | 0
3 | 4 | 4 | 7 | 1.7931 | 0 | 2.4469 | 0 | 0 | 0 | 0.0012057 | 0.90975 | 0 | 0 | 0.66696 | 0 | 5.8179 | 0 | 0 | 0 | 0 | 0 | 0 | 0 | 0 | 0 | 0 | 0 | 0 | 0 | 0.45131 | 0 | 0.32173 | 10.5026 | 0 | 0 | 0.0525 | 0.91178 | 0 | 1.3304 | 0 | 0 | 13.5703 | 0 | 0 | 0 | 0 | 0 | 0 | 0 | 0 | 0 | 0 | 0 | 0 | 0
3 | 4 | 5 | 7 | 1.7931 | 0 | 2.4469 | 0 | 0 | 0 | 0.0012057 | 0.89604 | 0 | 0 | 0.66697 | 0 | 5.8042 | 0 | 0 | 0 | 0 | 0 | 0 | 0 | 0 | 0 | 0 | 0 | 0 | 0 | 0.45131 | 0 | 0.32173 | 10.3468 | 0 | 0 | 0.0525 | 0.90645 | 0 | 1.5178 | 0 | 0 | 13.5966 | 0 | 0 | 0 | 0 | 0 | 0 | 0 | 0 | 0 | 0 | 0 | 0 | 0
3 | 4 | 6 | 7 | 1.7931 | 0 | 2.4469 | 0 | 0 | 0 | 0.0012057 | 0.9176 | 0 | 0 | 0.66695 | 0 | 5.8258 | 0 | 0 | 0 | 0 | 0 | 0 | 0 | 0 | 0 | 0 | 0 | 0 | 0 | 0.45131 | 0 | 0.32173 | 10.4413 | 0 | 0 | 0.0525 | 0.90926 | 0 | 1.3377 | 0 | 0 | 13.5138 | 0 | 0 | 0 | 0 | 0 | 0 | 0 | 0 | 0 | 0 | 0 | 0 | 0
3 | 4 | 7 | 7 | 1.7931 | 0 | 2.4469 | 0 | 0 | 0 | 0.0012057 | 0.92578 | 0 | 0 | 3.7924 | 0 | 8.9594 | 0 | 0 | 0 | 0 | 0 | 0 | 0 | 0 | 0 | 0 | 0 | 0 | 0 | 0.45131 | 0 | 0.54519 | 10.517 | 0 | 0 | 0.315 | 0.90508 | 0 | 1.4336 | 0 | 0 | 14.1672 | 0 | 0 | 0 | 0 | 0 | 0 | 0 | 0 | 0 | 0 | 0 | 0 | 0
3 | 4 | 8 | 7 | 1.7931 | 0 | 2.4469 | 0 | 0 | 0 | 0.0012057 | 1.2692 | 0 | 0 | 6.2928 | 0 | 11.8032 | 0 | 0 | 0 | 0 | 0 | 0 | 0 | 0 | 0 | 0 | 0 | 0 | 0 | 0.45131 | 0 | 0.71279 | 13.0535 | 0 | 0 | 0.525 | 0.905 | 0 | 1.5955 | 0 | 0 | 17.2432 | 0 | 0 | 0 | 0 | 0 | 0 | 0 | 0 | 0 | 0 | 0 | 0 | 0
3 | 4 | 9 | 7 | 1.7931 | 0 | 13.5789 | 0 | 0 | 0 | 0.0012057 | 1.1403 | 0 | 0 | 3.959 | 0 | 20.4725 | 0 | 0 | 0 | 0 | 0 | 0 | 0 | 0 | 0 | 0 | 0 | 0 | 0 | 0.45131 | 0 | 0.71279 | 11.6092 | 0 | 0 | 0.42 | 0.90525 | 0 | 1.6196 | 0 | 0 | 15.7181 | 0 | 0 | 0 | 0 | 0 | 0 | 0 | 0 | 0 | 0 | 0 | 0 | 0
3 | 4 | 10 | 7 | 1.7931 | 0 | 13.5789 | 0 | 0 | 0 | 0.0012057 | 1.0878 | 0 | 0 | 4.8633 | 0 | 21.3243 | 0 | 0 | 0 | 0 | 0 | 0 | 0 | 0 | 0 | 0 | 0 | 0 | 0 | 0.45131 | 0 | 0.71279 | 11.0077 | 0 | 0 | 0.315 | 0.90694 | 0 | 1.3188 | 0 | 0 | 14.7126 | 0 | 0 | 0 | 0 | 0 | 0 | 0 | 0 | 0 | 0 | 0 | 0 | 0
3 | 4 | 11 | 7 | 1.7931 | 0 | 13.5789 | 0 | 0 | 0 | 0.0012057 | 1.0593 | 0 | 0 | 3.7924 | 0 | 20.2249 | 0 | 0 | 0 | 0 | 0 | 0 | 0 | 0 | 0 | 0 | 0 | 0 | 0 | 0.45131 | 0 | 0.71279 | 10.651 | 0 | 0 | 0.315 | 0.90603 | 0 | 1.2023 | 0 | 0 | 14.2385 | 0 | 0 | 0 | 0 | 0 | 0 | 0 | 0 | 0 | 0 | 0 | 0 | 0
3 | 4 | 12 | 7 | 1.7931 | 0 | 13.5789 | 0 | 0 | 0 | 0.0012057 | 1.0442 | 0 | 0 | 3.959 | 0 | 20.3764 | 0 | 0 | 0 | 0 | 0 | 0 | 0 | 0 | 0 | 0 | 0 | 0 | 0 | 0.45131 | 0 | 0.54519 | 10.5872 | 0 | 0 | 0.3675 | 0.91032 | 0 | 1.1917 | 0 | 0 | 14.0533 | 0 | 0 | 0 | 0 | 0 | 0 | 0 | 0 | 0 | 0 | 0 | 0 | 0
3 | 4 | 13 | 7 | 1.7931 | 0 | 8.6313 | 0 | 0 | 0 | 0.0012057 | 1.0946 | 0 | 0 | 3.959 | 0 | 15.4793 | 0 | 0 | 0 | 0 | 0 | 0 | 0 | 0 | 0 | 0 | 0 | 0 | 0 | 0.45131 | 0 | 0.54519 | 10.8782 | 0 | 0 | 0.42 | 0.91213 | 0 | 1.1782 | 0 | 0 | 14.385 | 0 | 0 | 0 | 0 | 0 | 0 | 0 | 0 | 0 | 0 | 0 | 0 | 0
3 | 4 | 14 | 7 | 1.7931 | 0 | 13.5789 | 0 | 0 | 0 | 0.0012057 | 1.018 | 0 | 0 | 5.9363 | 0 | 22.3275 | 0 | 0 | 0 | 0 | 0 | 0 | 0 | 0 | 0 | 0 | 0 | 0 | 0 | 0.45131 | 0 | 0.54519 | 10.2925 | 0 | 0 | 0.3675 | 0.90759 | 0 | 1.1081 | 0 | 0 | 13.6722 | 0 | 0 | 0 | 0 | 0 | 0 | 0 | 0 | 0 | 0 | 0 | 0 | 0
3 | 4 | 15 | 7 | 1.7931 | 0 | 13.5789 | 0 | 0 | 0 | 0.0012057 | 1.0169 | 0 | 0 | 3.959 | 0 | 20.3491 | 0 | 0 | 0 | 0 | 0 | 0 | 0 | 0 | 0 | 0 | 0 | 0 | 0 | 0.45131 | 0 | 0.54519 | 10.258 | 0 | 0 | 0.3675 | 0.90983 | 0 | 1.1046 | 0 | 0 | 13.6364 | 0 | 0 | 0 | 0 | 0 | 0 | 0 | 0 | 0 | 0 | 0 | 0 | 0
3 | 4 | 16 | 7 | 1.7931 | 0 | 13.5789 | 0 | 0 | 0 | 0.0012057 | 1.0178 | 0 | 0 | 4.2456 | 0 | 20.6367 | 0 | 0 | 0 | 0 | 0 | 0 | 0 | 0 | 0 | 0 | 0 | 0 | 0 | 0.45131 | 0 | 0.54519 | 10.1625 | 0 | 0 | 0.315 | 0.91155 | 0 | 0.84418 | 0 | 0 | 13.2297 | 0 | 0 | 0 | 0 | 0 | 0 | 0 | 0 | 0 | 0 | 0 | 0 | 0
3 | 4 | 17 | 7 | 1.7931 | 0 | 13.5789 | 0 | 0 | 0 | 0.0012057 | 1.0027 | 0 | 0 | 3.7925 | 0 | 20.1684 | 0 | 0 | 0 | 0 | 0 | 0 | 0 | 0 | 0 | 0 | 0 | 0 | 0 | 0.45131 | 0 | 0.54519 | 10.0117 | 0 | 0 | 0.315 | 0.9078 | 0 | 0.869 | 0 | 0 | 13.1 | 0 | 0 | 0 | 0 | 0 | 0 | 0 | 0 | 0 | 0 | 0 | 0 | 0
3 | 4 | 18 | 7 | 1.7931 | 0 | 13.5789 | 0 | 0 | 0 | 0.0012057 | 0.99718 | 0 | 0 | 6.2928 | 0 | 22.6632 | 0 | 0 | 0 | 0 | 0 | 0 | 0 | 0 | 0 | 0 | 0 | 0 | 0 | 0.45131 | 0 | 0.54519 | 9.8873 | 0 | 0 | 0.525 | 0.90509 | 0 | 0.51177 | 0 | 0 | 12.8256 | 0 | 0 | 0 | 0 | 0 | 0 | 0 | 0 | 0 | 0 | 0 | 0 | 0
3 | 4 | 19 | 7 | 1.7931 | 0 | 9.8682 | 0 | 0 | 0 | 0.0012057 | 1.0177 | 0 | 0 | 6.2928 | 0 | 18.9731 | 0 | 0 | 0 | 0 | 0 | 0 | 0 | 0 | 0 | 0 | 0 | 0 | 0 | 0.45131 | 0 | 0.54519 | 9.9568 | 0 | 0 | 0.525 | 0.90014 | 0 | 0.37875 | 0 | 0 | 12.7572 | 0 | 0 | 0 | 0 | 0 | 0 | 0 | 0 | 0 | 0 | 0 | 0 | 0
3 | 4 | 20 | 7 | 1.7931 | 0 | 2.4469 | 0 | 0 | 0 | 0.0012057 | 1.1124 | 0 | 0 | 3.959 | 0 | 9.3126 | 0 | 0 | 0 | 0 | 0 | 0 | 0 | 0 | 0 | 0 | 0 | 0 | 0 | 0.45131 | 0 | 0.88038 | 10.8462 | 0 | 0 | 0.42 | 0.89437 | 0 | 1.2058 | 0 | 0 | 14.6981 | 0 | 0 | 0 | 0 | 0 | 0 | 0 | 0 | 0 | 0 | 0 | 0 | 0
3 | 4 | 21 | 7 | 1.7931 | 0 | 2.4469 | 0 | 0 | 0 | 0.0012057 | 1.1419 | 0 | 0 | 3.959 | 0 | 9.3421 | 0 | 0 | 0 | 0 | 0 | 0 | 0 | 0 | 0 | 0 | 0 | 0 | 0 | 0.45131 | 0 | 1.1038 | 11.0819 | 0 | 0 | 0.3675 | 0.8919 | 0 | 1.0937 | 0 | 0 | 14.9901 | 0 | 0 | 0 | 0 | 0 | 0 | 0 | 0 | 0 | 0 | 0 | 0 | 0
3 | 4 | 22 | 7 | 1.7931 | 0 | 2.4469 | 0 | 0 | 0 | 0.0012057 | 1.1514 | 0 | 0 | 6.6376 | 0 | 12.0302 | 0 | 0 | 0 | 0 | 0 | 0 | 0 | 0 | 0 | 0 | 0 | 0 | 0 | 0.45131 | 0 | 1.2156 | 11.1604 | 0 | 0 | 0.4725 | 0.88933 | 0 | 1.1878 | 0 | 0 | 15.3769 | 0 | 0 | 0 | 0 | 0 | 0 | 0 | 0 | 0 | 0 | 0 | 0 | 0
3 | 4 | 23 | 7 | 1.7931 | 0 | 2.4469 | 0 | 0 | 0 | 0.0012057 | 1.1725 | 0 | 0 | 4.3275 | 0 | 9.7412 | 0 | 0 | 0 | 0 | 0 | 0 | 0 | 0 | 0 | 0 | 0 | 0 | 0 | 0.45131 | 0 | 1.1038 | 11.3739 | 0 | 0 | 0.315 | 0.89493 | 0 | 0.92911 | 0 | 0 | 15.0681 | 0 | 0 | 0 | 0 | 0 | 0 | 0 | 0 | 0 | 0 | 0 | 0 | 0
3 | 4 | 24 | 7 | 1.7931 | 0 | 2.4469 | 0 | 0 | 0 | 0.0012057 | 0.75359 | 0 | 0 | 0.66691 | 0 | 5.6617 | 0 | 0 | 0 | 0 | 0 | 0 | 0 | 0 | 0 | 0 | 0 | 0 | 0 | 0.45131 | 0 | 0.88038 | 8.6959 | 0 | 0 | 0.0525 | 0.89787 | 0 | 0.6616 | 0 | 0 | 11.6396 | 0 | 0 | 0 | 0 | 0 | 0 | 0 | 0 | 0 | 0 | 0 | 0 | 0
3 | 5 | 1 | 1 | 1.7931 | 0 | 2.4469 | 0 | 0 | 0 | 0.0012057 | 0.84862 | 0 | 0 | 0.66692 | 0 | 5.7568 | 0 | 0 | 0 | 0 | 0 | 0 | 0 | 0 | 0 | 0 | 0 | 0 | 0 | 0.45131 | 0 | 0.54519 | 9.7083 | 0 | 0 | 0.0525 | 0.90136 | 0 | 0.64565 | 0 | 0 | 12.3044 | 0 | 0 | 0 | 0 | 0 | 0 | 0 | 0 | 0 | 0 | 0 | 0 | 0
3 | 5 | 2 | 1 | 1.7931 | 0 | 2.4469 | 0 | 0 | 0 | 0.0012057 | 0.89249 | 0 | 0 | 0.66693 | 0 | 5.8007 | 0 | 0 | 0 | 0 | 0 | 0 | 0 | 0 | 0 | 0 | 0 | 0 | 0 | 0.45131 | 0 | 0.32173 | 10.1688 | 0 | 0 | 0.0525 | 0.9087 | 0 | 0.67334 | 0 | 0 | 12.5764 | 0 | 0 | 0 | 0 | 0 | 0 | 0 | 0 | 0 | 0 | 0 | 0 | 0
3 | 5 | 3 | 1 | 1.7931 | 0 | 2.4469 | 0 | 0 | 0 | 0.0012057 | 0.93926 | 0 | 0 | 0.66695 | 0 | 5.8474 | 0 | 0 | 0 | 0 | 0 | 0 | 0 | 0 | 0 | 0 | 0 | 0 | 0 | 0.45131 | 0 | 0.32173 | 10.7269 | 0 | 0 | 0.0525 | 0.91517 | 0 | 0.73167 | 0 | 0 | 13.1992 | 0 | 0 | 0 | 0 | 0 | 0 | 0 | 0 | 0 | 0 | 0 | 0 | 0
3 | 5 | 4 | 1 | 1.7931 | 0 | 2.4469 | 0 | 0 | 0 | 0.0012057 | 0.96565 | 0 | 0 | 0.66697 | 0 | 5.8738 | 0 | 0 | 0 | 0 | 0 | 0 | 0 | 0 | 0 | 0 | 0 | 0 | 0 | 0.45131 | 0 | 0.32173 | 11.1007 | 0 | 0 | 0.0525 | 0.91814 | 0 | 0.81254 | 0 | 0 | 13.6569 | 0 | 0 | 0 | 0 | 0 | 0 | 0 | 0 | 0 | 0 | 0 | 0 | 0
3 | 5 | 5 | 1 | 1.7931 | 0 | 2.4469 | 0 | 0 | 0 | 0.0012057 | 0.95015 | 0 | 0 | 0.66697 | 0 | 5.8583 | 0 | 0 | 0 | 0 | 0 | 0 | 0 | 0 | 0 | 0 | 0 | 0 | 0 | 0.45131 | 0 | 0.32173 | 10.9606 | 0 | 0 | 0.0525 | 0.91269 | 0 | 0.89494 | 0 | 0 | 13.5937 | 0 | 0 | 0 | 0 | 0 | 0 | 0 | 0 | 0 | 0 | 0 | 0 | 0
3 | 5 | 6 | 1 | 1.7931 | 0 | 2.4469 | 0 | 0 | 0 | 0.0012057 | 0.97673 | 0 | 0 | 0.66695 | 0 | 5.8849 | 0 | 0 | 0 | 0 | 0 | 0 | 0 | 0 | 0 | 0 | 0 | 0 | 0 | 0.45131 | 0 | 0.32173 | 11.2242 | 0 | 0 | 0.0525 | 0.91745 | 0 | 0.75968 | 0 | 0 | 13.7269 | 0 | 0 | 0 | 0 | 0 | 0 | 0 | 0 | 0 | 0 | 0 | 0 | 0
3 | 5 | 7 | 1 | 1.7931 | 0 | 2.4469 | 0 | 0 | 0 | 0.0012057 | 0.97119 | 0 | 0 | 3.7924 | 0 | 9.0048 | 0 | 0 | 0 | 0 | 0 | 0 | 0 | 0 | 0 | 0 | 0 | 0 | 0 | 0.45131 | 0 | 0.54519 | 10.9582 | 0 | 0 | 0.315 | 0.9083 | 0 | 0.60949 | 0 | 0 | 13.7875 | 0 | 0 | 0 | 0 | 0 | 0 | 0 | 0 | 0 | 0 | 0 | 0 | 0
3 | 5 | 8 | 1 | 1.7931 | 0 | 2.4469 | 0 | 0 | 0 | 0.0012057 | 1.2718 | 0 | 0 | 6.2928 | 0 | 11.8058 | 0 | 0 | 0 | 0 | 0 | 0 | 0 | 0 | 0 | 0 | 0 | 0 | 0 | 0.45131 | 0 | 0.71279 | 12.9158 | 0 | 0 | 0.525 | 0.90033 | 0 | 0.76016 | 0 | 0 | 16.2653 | 0 | 0 | 0 | 0 | 0 | 0 | 0 | 0 | 0 | 0 | 0 | 0 | 0
3 | 5 | 9 | 1 | 1.7931 | 0 | 13.5789 | 0 | 0 | 0 | 0.0012057 | 1.1502 | 0 | 0 | 3.959 | 0 | 20.4824 | 0 | 0 | 0 | 0 | 0 | 0 | 0 | 0 | 0 | 0 | 0 | 0 | 0 | 0.45131 | 0 | 0.71279 | 11.5447 | 0 | 0 | 0.42 | 0.90966 | 0 | 0.53301 | 0 | 0 | 14.5714 | 0 | 0 | 0 | 0 | 0 | 0 | 0 | 0 | 0 | 0 | 0 | 0 | 0
3 | 5 | 10 | 1 | 1.7931 | 0 | 13.5789 | 0 | 0 | 0 | 0.0012057 | 1.0429 | 0 | 0 | 4.8633 | 0 | 21.2795 | 0 | 0 | 0 | 0 | 0 | 0 | 0 | 0 | 0 | 0 | 0 | 0 | 0 | 0.45131 | 0 | 0.71279 | 10.4711 | 0 | 0 | 0.315 | 0.90822 | 0 | 0.41277 | 0 | 0 | 13.2712 | 0 | 0 | 0 | 0 | 0 | 0 | 0 | 0 | 0 | 0 | 0 | 0 | 0
3 | 5 | 11 | 1 | 1.7931 | 0 | 13.5789 | 0 | 0 | 0 | 0.0012057 | 0.87554 | 0 | 0 | 3.7925 | 0 | 20.0412 | 0 | 0 | 0 | 0 | 0 | 0 | 0 | 0 | 0 | 0 | 0 | 0 | 0 | 0.45131 | 0 | 0.71279 | 8.9529 | 0 | 0 | 0.315 | 0.89579 | 0 | 0.29867 | 0 | 0 | 11.6265 | 0 | 0 | 0 | 0 | 0 | 0 | 0 | 0 | 0 | 0 | 0 | 0 | 0
3 | 5 | 12 | 1 | 1.7931 | 0 | 13.5789 | 0 | 0 | 0 | 0.0012057 | 0.74767 | 0 | 0 | 3.959 | 0 | 20.0799 | 0 | 0 | 0 | 0 | 0 | 0 | 0 | 0 | 0 | 0 | 0 | 0 | 0 | 0.45131 | 0 | 0.54519 | 7.0541 | 0 | 0 | 0.3675 | 0.8801 | 0 | 0 | 0 | 0 | 9.2982 | 0 | 0 | 0 | 0 | 0 | 0 | 0 | 0 | 0 | 0 | 0 | 0 | 0
3 | 5 | 13 | 1 | 1.7931 | 0 | 8.6313 | 0 | 0 | 0 | 0.0012057 | 0.74533 | 0 | 0 | 3.959 | 0 | 15.13 | 0 | 0 | 0 | 0 | 0 | 0 | 0 | 0 | 0 | 0 | 0 | 0 | 0 | 0.45131 | 0 | 0.54519 | 6.8847 | 0 | 0 | 0.42 | 0.87523 | 0 | 0 | 0 | 0 | 9.1764 | 0 | 0 | 0 | 0 | 0 | 0 | 0 | 0 | 0 | 0 | 0 | 0 | 0
3 | 5 | 14 | 1 | 1.7931 | 0 | 13.5789 | 0 | 0 | 0 | 0.0012057 | 0.74288 | 0 | 0 | 5.9363 | 0 | 22.0523 | 0 | 0 | 0 | 0 | 0 | 0 | 0 | 0 | 0 | 0 | 0 | 0 | 0 | 0.45131 | 0 | 0.54519 | 6.7725 | 0 | 0 | 0.3675 | 0.87877 | 0 | 0 | 0 | 0 | 9.0152 | 0 | 0 | 0 | 0 | 0 | 0 | 0 | 0 | 0 | 0 | 0 | 0 | 0
3 | 5 | 15 | 1 | 1.7931 | 0 | 13.5789 | 0 | 0 | 0 | 0.0012057 | 0.82042 | 0 | 0 | 3.959 | 0 | 20.1526 | 0 | 0 | 0 | 0 | 0 | 0 | 0 | 0 | 0 | 0 | 0 | 0 | 0 | 0.45131 | 0 | 0.54519 | 7.073 | 0 | 0 | 0.3675 | 0.88004 | 0 | 0 | 0 | 0 | 9.3171 | 0 | 0 | 0 | 0 | 0 | 0 | 0 | 0 | 0 | 0 | 0 | 0 | 0
3 | 5 | 16 | 1 | 1.7931 | 0 | 13.5789 | 0 | 0 | 0 | 0.0012057 | 0.85123 | 0 | 0 | 4.2456 | 0 | 20.47 | 0 | 0 | 0 | 0 | 0 | 0 | 0 | 0 | 0 | 0 | 0 | 0 | 0 | 0.45131 | 0 | 0.54519 | 7.2683 | 0 | 0 | 0.315 | 0.88297 | 0 | 0 | 0 | 0 | 9.4627 | 0 | 0 | 0 | 0 | 0 | 0 | 0 | 0 | 0 | 0 | 0 | 0 | 0
3 | 5 | 17 | 1 | 1.7931 | 0 | 13.5789 | 0 | 0 | 0 | 0.0012057 | 0.89659 | 0 | 0 | 3.7924 | 0 | 20.0622 | 0 | 0 | 0 | 0 | 0 | 0 | 0 | 0 | 0 | 0 | 0 | 0 | 0 | 0.45131 | 0 | 0.54519 | 7.6854 | 0 | 0 | 0.315 | 0.88627 | 0 | 0 | 0 | 0 | 9.8831 | 0 | 0 | 0 | 0 | 0 | 0 | 0 | 0 | 0 | 0 | 0 | 0 | 0
3 | 5 | 18 | 1 | 1.7931 | 0 | 13.5789 | 0 | 0 | 0 | 0.0012057 | 0.89224 | 0 | 0 | 6.2928 | 0 | 22.5583 | 0 | 0 | 0 | 0 | 0 | 0 | 0 | 0 | 0 | 0 | 0 | 0 | 0 | 0.45131 | 0 | 0.54519 | 7.7996 | 0 | 0 | 0.525 | 0.88648 | 0 | 0 | 0 | 0 | 10.2076 | 0 | 0 | 0 | 0 | 0 | 0 | 0 | 0 | 0 | 0 | 0 | 0 | 0
3 | 5 | 19 | 1 | 1.7931 | 0 | 9.8682 | 0 | 0 | 0 | 0.0012057 | 0.93441 | 0 | 0 | 6.2928 | 0 | 18.8898 | 0 | 0 | 0 | 0 | 0 | 0 | 0 | 0 | 0 | 0 | 0 | 0 | 0 | 0.45131 | 0 | 0.54519 | 7.8982 | 0 | 0 | 0.525 | 0.88578 | 0 | 0 | 0 | 0 | 10.3055 | 0 | 0 | 0 | 0 | 0 | 0 | 0 | 0 | 0 | 0 | 0 | 0 | 0
3 | 5 | 20 | 1 | 1.7931 | 0 | 2.4469 | 0 | 0 | 0 | 0.0012057 | 1.0212 | 0 | 0 | 3.959 | 0 | 9.2215 | 0 | 0 | 0 | 0 | 0 | 0 | 0 | 0 | 0 | 0 | 0 | 0 | 0 | 0.45131 | 0 | 0.88038 | 8.3257 | 0 | 0 | 0.42 | 0.87774 | 0 | 0 | 0 | 0 | 10.9551 | 0 | 0 | 0 | 0 | 0 | 0 | 0 | 0 | 0 | 0 | 0 | 0 | 0
3 | 5 | 21 | 1 | 1.7931 | 0 | 2.4469 | 0 | 0 | 0 | 0.0012057 | 1.0435 | 0 | 0 | 3.959 | 0 | 9.2437 | 0 | 0 | 0 | 0 | 0 | 0 | 0 | 0 | 0 | 0 | 0 | 0 | 0 | 0.45131 | 0 | 1.1038 | 8.5774 | 0 | 0 | 0.3675 | 0.87392 | 0 | 0 | 0 | 0 | 11.374 | 0 | 0 | 0 | 0 | 0 | 0 | 0 | 0 | 0 | 0 | 0 | 0 | 0
3 | 5 | 22 | 1 | 1.7931 | 0 | 2.4469 | 0 | 0 | 0 | 0.0012057 | 1.0612 | 0 | 0 | 6.6376 | 0 | 11.94 | 0 | 0 | 0 | 0 | 0 | 0 | 0 | 0 | 0 | 0 | 0 | 0 | 0 | 0.45131 | 0 | 1.2156 | 9.7123 | 0 | 0 | 0.4725 | 0.87538 | 0 | 1.1338 | 0 | 0 | 13.8609 | 0 | 0 | 0 | 0 | 0 | 0 | 0 | 0 | 0 | 0 | 0 | 0 | 0
3 | 5 | 23 | 1 | 1.7931 | 0 | 2.4469 | 0 | 0 | 0 | 0.0012057 | 1.0637 | 0 | 0 | 4.3275 | 0 | 9.6324 | 0 | 0 | 0 | 0 | 0 | 0 | 0 | 0 | 0 | 0 | 0 | 0 | 0 | 0.45131 | 0 | 1.1038 | 9.8608 | 0 | 0 | 0.315 | 0.87689 | 0 | 1.4201 | 0 | 0 | 14.028 | 0 | 0 | 0 | 0 | 0 | 0 | 0 | 0 | 0 | 0 | 0 | 0 | 0
3 | 5 | 24 | 1 | 1.7931 | 0 | 2.4469 | 0 | 0 | 0 | 0.0012057 | 0.62086 | 0 | 0 | 0.66688 | 0 | 5.529 | 0 | 0 | 0 | 0 | 0 | 0 | 0 | 0 | 0 | 0 | 0 | 0 | 0 | 0.45131 | 0 | 0.88038 | 7.2368 | 0 | 0 | 0.0525 | 0.88048 | 0 | 1.1055 | 0 | 0 | 10.607 | 0 | 0 | 0 | 0 | 0 | 0 | 0 | 0 | 0 | 0 | 0 | 0 | 0
3 | 6 | 1 | 2 | 1.7931 | 0 | 2.4469 | 0 | 0 | 0 | 0.0012057 | 0.74069 | 0 | 0 | 0.6669 | 0 | 5.6488 | 0 | 0 | 0 | 0 | 0 | 0 | 0 | 0 | 0 | 0 | 0 | 0 | 0 | 0.45131 | 0 | 0.54519 | 8.3773 | 0 | 0 | 0.0525 | 0.88833 | 0 | 1.3092 | 0 | 0 | 11.6238 | 0 | 0 | 0 | 0 | 0 | 0 | 0 | 0 | 0 | 0 | 0 | 0 | 0
3 | 6 | 2 | 2 | 1.7931 | 0 | 2.4469 | 0 | 0 | 0 | 0.0012057 | 0.77703 | 0 | 0 | 0.66692 | 0 | 5.6852 | 0 | 0 | 0 | 0 | 0 | 0 | 0 | 0 | 0 | 0 | 0 | 0 | 0 | 0.45131 | 0 | 0.32173 | 8.7721 | 0 | 0 | 0.0525 | 0.89371 | 0 | 1.4344 | 0 | 0 | 11.9257 | 0 | 0 | 0 | 0 | 0 | 0 | 0 | 0 | 0 | 0 | 0 | 0 | 0
3 | 6 | 3 | 2 | 1.7931 | 0 | 2.4469 | 0 | 0 | 0 | 0.0012057 | 0.77931 | 0 | 0 | 0.66694 | 0 | 5.6875 | 0 | 0 | 0 | 0 | 0 | 0 | 0 | 0 | 0 | 0 | 0 | 0 | 0 | 0.45131 | 0 | 0.32173 | 8.7736 | 0 | 0 | 0.0525 | 0.89065 | 0 | 1.5742 | 0 | 0 | 12.0641 | 0 | 0 | 0 | 0 | 0 | 0 | 0 | 0 | 0 | 0 | 0 | 0 | 0
3 | 6 | 4 | 2 | 1.7931 | 0 | 2.4469 | 0 | 0 | 0 | 0.0012057 | 0.80067 | 0 | 0 | 0.66693 | 0 | 5.7088 | 0 | 0 | 0 | 0 | 0 | 0 | 0 | 0 | 0 | 0 | 0 | 0 | 0 | 0.45131 | 0 | 0.32173 | 8.9338 | 0 | 0 | 0.0525 | 0.89257 | 0 | 1.5378 | 0 | 0 | 12.1897 | 0 | 0 | 0 | 0 | 0 | 0 | 0 | 0 | 0 | 0 | 0 | 0 | 0
3 | 6 | 5 | 2 | 1.7931 | 0 | 2.4469 | 0 | 0 | 0 | 0.0012057 | 0.803 | 0 | 0 | 0.66693 | 0 | 5.7111 | 0 | 0 | 0 | 0 | 0 | 0 | 0 | 0 | 0 | 0 | 0 | 0 | 0 | 0.45131 | 0 | 0.32173 | 8.9561 | 0 | 0 | 0.0525 | 0.89086 | 0 | 1.6167 | 0 | 0 | 12.2892 | 0 | 0 | 0 | 0 | 0 | 0 | 0 | 0 | 0 | 0 | 0 | 0 | 0
3 | 6 | 6 | 2 | 1.7931 | 0 | 2.4469 | 0 | 0 | 0 | 0.0012057 | 0.80568 | 0 | 0 | 0.66692 | 0 | 5.7138 | 0 | 0 | 0 | 0 | 0 | 0 | 0 | 0 | 0 | 0 | 0 | 0 | 0 | 0.45131 | 0 | 0.32173 | 8.8674 | 0 | 0 | 0.0525 | 0.8896 | 0 | 1.7024 | 0 | 0 | 12.2849 | 0 | 0 | 0 | 0 | 0 | 0 | 0 | 0 | 0 | 0 | 0 | 0 | 0
3 | 6 | 7 | 2 | 1.7931 | 0 | 2.4469 | 0 | 0 | 0 | 0.0012057 | 0.8299 | 0 | 0 | 3.7924 | 0 | 8.8635 | 0 | 0 | 0 | 0 | 0 | 0 | 0 | 0 | 0 | 0 | 0 | 0 | 0 | 0.45131 | 0 | 0.54519 | 8.0899 | 0 | 0 | 0.315 | 0.88384 | 0 | 0 | 0 | 0 | 10.2852 | 0 | 0 | 0 | 0 | 0 | 0 | 0 | 0 | 0 | 0 | 0 | 0 | 0
3 | 6 | 8 | 2 | 1.7931 | 0 | 2.4469 | 0 | 0 | 0 | 0.0012057 | 1.2435 | 0 | 0 | 6.2928 | 0 | 11.7775 | 0 | 0 | 0 | 0 | 0 | 0 | 0 | 0 | 0 | 0 | 0 | 0 | 0 | 0.45131 | 0 | 0.71279 | 10.4559 | 0 | 0 | 0.525 | 0.88914 | 0 | 0 | 0 | 0 | 13.0342 | 0 | 0 | 0 | 0 | 0 | 0 | 0 | 0 | 0 | 0 | 0 | 0 | 0
3 | 6 | 9 | 2 | 1.7931 | 0 | 13.5789 | 0 | 0 | 0 | 0.0012057 | 1.0473 | 0 | 0 | 3.959 | 0 | 20.3794 | 0 | 0 | 0 | 0 | 0 | 0 | 0 | 0 | 0 | 0 | 0 | 0 | 0 | 0.45131 | 0 | 0.71279 | 8.4362 | 0 | 0 | 0.42 | 0.87641 | 0 | 0 | 0 | 0 | 10.8968 | 0 | 0 | 0 | 0 | 0 | 0 | 0 | 0 | 0 | 0 | 0 | 0 | 0
3 | 6 | 10 | 2 | 1.7931 | 0 | 13.5789 | 0 | 0 | 0 | 0.0012057 | 0.94862 | 0 | 0 | 4.8633 | 0 | 21.1851 | 0 | 0 | 0 | 0 | 0 | 0 | 0 | 0 | 0 | 0 | 0 | 0 | 0 | 0.45131 | 0 | 0.71279 | 7.5042 | 0 | 0 | 0.315 | 0.87127 | 0 | 0 | 0 | 0 | 9.8545 | 0 | 0 | 0 | 0 | 0 | 0 | 0 | 0 | 0 | 0 | 0 | 0 | 0
3 | 6 | 11 | 2 | 1.7931 | 0 | 13.5789 | 0 | 0 | 0 | 0.0012057 | 0.9318 | 0 | 0 | 3.7924 | 0 | 20.0974 | 0 | 0 | 0 | 0 | 0 | 0 | 0 | 0 | 0 | 0 | 0 | 0 | 0 | 0.45131 | 0 | 0.71279 | 7.3949 | 0 | 0 | 0.315 | 0.87447 | 0 | 0 | 0 | 0 | 9.7485 | 0 | 0 | 0 | 0 | 0 | 0 | 0 | 0 | 0 | 0 | 0 | 0 | 0
3 | 6 | 12 | 2 | 1.7931 | 0 | 13.5789 | 0 | 0 | 0 | 0.0012057 | 0.84915 | 0 | 0 | 3.959 | 0 | 20.1813 | 0 | 0 | 0 | 0 | 0 | 0 | 0 | 0 | 0 | 0 | 0 | 0 | 0 | 0.45131 | 0 | 0.54519 | 6.3731 | 0 | 0 | 0.3675 | 0.86782 | 0 | 0 | 0 | 0 | 8.605 | 0 | 0 | 0 | 0 | 0 | 0 | 0 | 0 | 0 | 0 | 0 | 0 | 0
3 | 6 | 13 | 2 | 1.7931 | 0 | 8.6313 | 0 | 0 | 0 | 0.0012057 | 0.86465 | 0 | 0 | 3.959 | 0 | 15.2493 | 0 | 0 | 0 | 0 | 0 | 0 | 0 | 0 | 0 | 0 | 0 | 0 | 0 | 0.45131 | 0 | 0.54519 | 6.2053 | 0 | 0 | 0.42 | 0.8645 | 0 | 0 | 0 | 0 | 8.4863 | 0 | 0 | 0 | 0 | 0 | 0 | 0 | 0 | 0 | 0 | 0 | 0 | 0
3 | 6 | 14 | 2 | 1.7931 | 0 | 13.5789 | 0 | 0 | 0 | 0.0012057 | 0.76382 | 0 | 0 | 5.9362 | 0 | 22.0732 | 0 | 0 | 0 | 0 | 0 | 0 | 0 | 0 | 0 | 0 | 0 | 0 | 0 | 0.45131 | 0 | 0.54519 | 5.4162 | 0 | 0 | 0.3675 | 0.85996 | 0 | 0 | 0 | 0 | 7.6401 | 0 | 0 | 0 | 0 | 0 | 0 | 0 | 0 | 0 | 0 | 0 | 0 | 0
3 | 6 | 15 | 2 | 1.7931 | 0 | 13.5789 | 0 | 0 | 0 | 0.0012057 | 0.72248 | 0 | 0 | 3.959 | 0 | 20.0546 | 0 | 0 | 0 | 0 | 0 | 0 | 0 | 0 | 0 | 0 | 0 | 0 | 0 | 0.45131 | 0 | 0.54519 | 5.0446 | 0 | 0 | 0.3675 | 0.85602 | 0 | 0 | 0 | 0 | 7.2646 | 0 | 0 | 0 | 0 | 0 | 0 | 0 | 0 | 0 | 0 | 0 | 0 | 0
3 | 6 | 16 | 2 | 1.7931 | 0 | 13.5789 | 0 | 0 | 0 | 0.0012057 | 0.72938 | 0 | 0 | 4.2455 | 0 | 20.3481 | 0 | 0 | 0 | 0 | 0 | 0 | 0 | 0 | 0 | 0 | 0 | 0 | 0 | 0.45131 | 0 | 0.54519 | 5.35 | 0 | 0 | 0.315 | 0.8569 | 0 | 0 | 0 | 0 | 7.5184 | 0 | 0 | 0 | 0 | 0 | 0 | 0 | 0 | 0 | 0 | 0 | 0 | 0
3 | 6 | 17 | 2 | 1.7931 | 0 | 13.5789 | 0 | 0 | 0 | 0.0012057 | 0.60683 | 0 | 0 | 3.7924 | 0 | 19.7724 | 0 | 0 | 0 | 0 | 0 | 0 | 0 | 0 | 0 | 0 | 0 | 0 | 0 | 0.45131 | 0 | 0.54519 | 4.3907 | 0 | 0 | 0.315 | 0.84969 | 0 | 0 | 0 | 0 | 6.5519 | 0 | 0 | 0 | 0 | 0 | 0 | 0 | 0 | 0 | 0 | 0 | 0 | 0
3 | 6 | 18 | 2 | 1.7931 | 0 | 13.5789 | 0 | 0 | 0 | 0.0012057 | 0.62802 | 0 | 0 | 6.2927 | 0 | 22.294 | 0 | 0 | 0 | 0 | 0 | 0 | 0 | 0 | 0 | 0 | 0 | 0 | 0 | 0.45131 | 0 | 0.54519 | 5.2351 | 0 | 0 | 0.525 | 0.85325 | 0 | 0 | 0 | 0 | 7.6099 | 0 | 0 | 0 | 0 | 0 | 0 | 0 | 0 | 0 | 0 | 0 | 0 | 0
3 | 6 | 19 | 2 | 1.7931 | 0 | 9.8682 | 0 | 0 | 0 | 0.0012057 | 0.67456 | 0 | 0 | 6.2927 | 0 | 18.6298 | 0 | 0 | 0 | 0 | 0 | 0 | 0 | 0 | 0 | 0 | 0 | 0 | 0 | 0.45131 | 0 | 0.54519 | 5.3063 | 0 | 0 | 0.525 | 0.8499 | 0 | 0 | 0 | 0 | 7.6777 | 0 | 0 | 0 | 0 | 0 | 0 | 0 | 0 | 0 | 0 | 0 | 0 | 0
3 | 6 | 20 | 2 | 1.7931 | 0 | 2.4469 | 0 | 0 | 0 | 0.0012057 | 0.83017 | 0 | 0 | 3.9589 | 0 | 9.0303 | 0 | 0 | 0 | 0 | 0 | 0 | 0 | 0 | 0 | 0 | 0 | 0 | 0 | 0.45131 | 0 | 0.88038 | 5.8191 | 0 | 0 | 0.42 | 0.848 | 0 | 0 | 0 | 0 | 8.4188 | 0 | 0 | 0 | 0 | 0 | 0 | 0 | 0 | 0 | 0 | 0 | 0 | 0
3 | 6 | 21 | 2 | 1.7931 | 0 | 2.4469 | 0 | 0 | 0 | 0.0012057 | 0.87054 | 0 | 0 | 3.9589 | 0 | 9.0707 | 0 | 0 | 0 | 0 | 0 | 0 | 0 | 0 | 0 | 0 | 0 | 0 | 0 | 0.45131 | 0 | 1.1038 | 6.1947 | 0 | 0 | 0.3675 | 0.8454 | 0 | 0 | 0 | 0 | 8.9628 | 0 | 0 | 0 | 0 | 0 | 0 | 0 | 0 | 0 | 0 | 0 | 0 | 0
3 | 6 | 22 | 2 | 1.7931 | 0 | 2.4469 | 0 | 0 | 0 | 0.0012057 | 0.82925 | 0 | 0 | 6.6375 | 0 | 11.708 | 0 | 0 | 0 | 0 | 0 | 0 | 0 | 0 | 0 | 0 | 0 | 0 | 0 | 0.45131 | 0 | 1.2156 | 6.1108 | 0 | 0 | 0.4725 | 0.83522 | 0 | 0 | 0 | 0 | 9.0854 | 0 | 0 | 0 | 0 | 0 | 0 | 0 | 0 | 0 | 0 | 0 | 0 | 0
3 | 6 | 23 | 2 | 1.7931 | 0 | 2.4469 | 0 | 0 | 0 | 0.0012057 | 0.88331 | 0 | 0 | 4.3273 | 0 | 9.4519 | 0 | 0 | 0 | 0 | 0 | 0 | 0 | 0 | 0 | 0 | 0 | 0 | 0 | 0.45131 | 0 | 1.1038 | 6.7398 | 0 | 0 | 0.315 | 0.84473 | 0 | 0 | 0 | 0 | 9.4547 | 0 | 0 | 0 | 0 | 0 | 0 | 0 | 0 | 0 | 0 | 0 | 0 | 0
3 | 6 | 24 | 2 | 1.7931 | 0 | 2.4469 | 0 | 0 | 0 | 0.0012057 | 0.48718 | 0 | 0 | 0.66681 | 0 | 5.3952 | 0 | 0 | 0 | 0 | 0 | 0 | 0 | 0 | 0 | 0 | 0 | 0 | 0 | 0.45131 | 0 | 0.88038 | 5.4921 | 0 | 0 | 0.0525 | 0.85974 | 0 | 0 | 0 | 0 | 7.736 | 0 | 0 | 0 | 0 | 0 | 0 | 0 | 0 | 0 | 0 | 0 | 0 | 0
3 | 7 | 1 | 3 | 1.7931 | 0 | 2.4469 | 0 | 0 | 0 | 0.0012057 | 0.59139 | 0 | 0 | 0.66685 | 0 | 5.4995 | 0 | 0 | 0 | 0 | 0 | 0 | 0 | 0 | 0 | 0 | 0 | 0 | 0 | 0.45131 | 0 | 0.54519 | 6.3032 | 0 | 0 | 0.0525 | 0.86334 | 0 | 0 | 0 | 0 | 8.2155 | 0 | 0 | 0 | 0 | 0 | 0 | 0 | 0 | 0 | 0 | 0 | 0 | 0
3 | 7 | 2 | 3 | 1.7931 | 0 | 2.4469 | 0 | 0 | 0 | 0.0012057 | 0.651 | 0 | 0 | 0.66686 | 0 | 5.5591 | 0 | 0 | 0 | 0 | 0 | 0 | 0 | 0 | 0 | 0 | 0 | 0 | 0 | 0.45131 | 0 | 0.32173 | 6.7849 | 0 | 0 | 0.0525 | 0.87254 | 0 | 0 | 0 | 0 | 8.483 | 0 | 0 | 0 | 0 | 0 | 0 | 0 | 0 | 0 | 0 | 0 | 0 | 0
3 | 7 | 3 | 3 | 1.7931 | 0 | 2.4469 | 0 | 0 | 0 | 0.0012057 | 0.64929 | 0 | 0 | 0.66688 | 0 | 5.5574 | 0 | 0 | 0 | 0 | 0 | 0 | 0 | 0 | 0 | 0 | 0 | 0 | 0 | 0.45131 | 0 | 0.32173 | 6.773 | 0 | 0 | 0.0525 | 0.86865 | 0 | 0 | 0 | 0 | 8.4672 | 0 | 0 | 0 | 0 | 0 | 0 | 0 | 0 | 0 | 0 | 0 | 0 | 0
3 | 7 | 4 | 3 | 1.7931 | 0 | 2.4469 | 0 | 0 | 0 | 0.0012057 | 0.72045 | 0 | 0 | 0.66687 | 0 | 5.6285 | 0 | 0 | 0 | 0 | 0 | 0 | 0 | 0 | 0 | 0 | 0 | 0 | 0 | 0.45131 | 0 | 0.32173 | 7.9329 | 0 | 0 | 0.0525 | 0.88173 | 0 | 1.2721 | 0 | 0 | 10.9123 | 0 | 0 | 0 | 0 | 0 | 0 | 0 | 0 | 0 | 0 | 0 | 0 | 0
3 | 7 | 5 | 3 | 1.7931 | 0 | 2.4469 | 0 | 0 | 0 | 0.0012057 | 0.72396 | 0 | 0 | 0.6669 | 0 | 5.6321 | 0 | 0 | 0 | 0 | 0 | 0 | 0 | 0 | 0 | 0 | 0 | 0 | 0 | 0.45131 | 0 | 0.32173 | 8.0167 | 0 | 0 | 0.0525 | 0.87965 | 0 | 1.3742 | 0 | 0 | 11.0961 | 0 | 0 | 0 | 0 | 0 | 0 | 0 | 0 | 0 | 0 | 0 | 0 | 0
3 | 7 | 6 | 3 | 1.7931 | 0 | 2.4469 | 0 | 0 | 0 | 0.0012057 | 0.71279 | 0 | 0 | 0.66689 | 0 | 5.6209 | 0 | 0 | 0 | 0 | 0 | 0 | 0 | 0 | 0 | 0 | 0 | 0 | 0 | 0.45131 | 0 | 0.32173 | 7.9751 | 0 | 0 | 0.0525 | 0.87564 | 0 | 1.4471 | 0 | 0 | 11.1234 | 0 | 0 | 0 | 0 | 0 | 0 | 0 | 0 | 0 | 0 | 0 | 0 | 0
3 | 7 | 7 | 3 | 1.7931 | 0 | 2.4469 | 0 | 0 | 0 | 0.0012057 | 0.72961 | 0 | 0 | 3.7923 | 0 | 8.7632 | 0 | 0 | 0 | 0 | 0 | 0 | 0 | 0 | 0 | 0 | 0 | 0 | 0 | 0.45131 | 0 | 0.54519 | 7.9119 | 0 | 0 | 0.315 | 0.87081 | 0 | 1.3371 | 0 | 0 | 11.4314 | 0 | 0 | 0 | 0 | 0 | 0 | 0 | 0 | 0 | 0 | 0 | 0 | 0
3 | 7 | 8 | 3 | 1.7931 | 0 | 2.4469 | 0 | 0 | 0 | 0.0012057 | 1.1335 | 0 | 0 | 6.2927 | 0 | 11.6674 | 0 | 0 | 0 | 0 | 0 | 0 | 0 | 0 | 0 | 0 | 0 | 0 | 0 | 0.45131 | 0 | 0.71279 | 9.5071 | 0 | 0 | 0.525 | 0.86558 | 0 | 0 | 0 | 0 | 12.0618 | 0 | 0 | 0 | 0 | 0 | 0 | 0 | 0 | 0 | 0 | 0 | 0 | 0
3 | 7 | 9 | 3 | 1.7931 | 0 | 13.5789 | 0 | 0 | 0 | 0.0012057 | 0.92398 | 0 | 0 | 3.9589 | 0 | 20.2561 | 0 | 0 | 0 | 0 | 0 | 0 | 0 | 0 | 0 | 0 | 0 | 0 | 0 | 0.45131 | 0 | 0.71279 | 7.6599 | 0 | 0 | 0.42 | 0.85916 | 0 | 0 | 0 | 0 | 10.1032 | 0 | 0 | 0 | 0 | 0 | 0 | 0 | 0 | 0 | 0 | 0 | 0 | 0
3 | 7 | 10 | 3 | 1.7931 | 0 | 13.5789 | 0 | 0 | 0 | 0.0012057 | 0.73275 | 0 | 0 | 4.8632 | 0 | 20.9691 | 0 | 0 | 0 | 0 | 0 | 0 | 0 | 0 | 0 | 0 | 0 | 0 | 0 | 0.45131 | 0 | 0.71279 | 6.0818 | 0 | 0 | 0.315 | 0.84883 | 0 | 0 | 0 | 0 | 8.4098 | 0 | 0 | 0 | 0 | 0 | 0 | 0 | 0 | 0 | 0 | 0 | 0 | 0
3 | 7 | 11 | 3 | 1.7931 | 0 | 13.5789 | 0 | 0 | 0 | 0.0012057 | 0.62218 | 0 | 0 | 3.7923 | 0 | 19.7877 | 0 | 0 | 0 | 0 | 0 | 0 | 0 | 0 | 0 | 0 | 0 | 0 | 0 | 0.45131 | 0 | 0.71279 | 4.7573 | 0 | 0 | 0.315 | 0.84035 | 0 | 0 | 0 | 0 | 7.0767 | 0 | 0 | 0 | 0 | 0 | 0 | 0 | 0 | 0 | 0 | 0 | 0 | 0
3 | 7 | 12 | 3 | 1.7931 | 0 | 13.5789 | 0 | 0 | 0 | 0.0012057 | 0.6677 | 0 | 0 | 3.9589 | 0 | 19.9998 | 0 | 0 | 0 | 0 | 0 | 0 | 0 | 0 | 0 | 0 | 0 | 0 | 0 | 0.45131 | 0 | 0.54519 | 5.112 | 0 | 0 | 0.3675 | 0.84981 | 0 | 0 | 0 | 0 | 7.3258 | 0 | 0 | 0 | 0 | 0 | 0 | 0 | 0 | 0 | 0 | 0 | 0 | 0
3 | 7 | 13 | 3 | 1.7931 | 0 | 8.6313 | 0 | 0 | 0 | 0.0012057 | 0.72885 | 0 | 0 | 3.9589 | 0 | 15.1134 | 0 | 0 | 0 | 0 | 0 | 0 | 0 | 0 | 0 | 0 | 0 | 0 | 0 | 0.45131 | 0 | 0.54519 | 5.5066 | 0 | 0 | 0.42 | 0.84767 | 0 | 0 | 0 | 0 | 7.7707 | 0 | 0 | 0 | 0 | 0 | 0 | 0 | 0 | 0 | 0 | 0 | 0 | 0
3 | 7 | 14 | 3 | 1.7931 | 0 | 13.5789 | 0 | 0 | 0 | 0.0012057 | 0.68529 | 0 | 0 | 5.936 | 0 | 21.9945 | 0 | 0 | 0 | 0 | 0 | 0 | 0 | 0 | 0 | 0 | 0 | 0 | 0 | 0.45131 | 0 | 0.54519 | 5.3116 | 0 | 0 | 0.3675 | 0.84823 | 0 | 0 | 0 | 0 | 7.5238 | 0 | 0 | 0 | 0 | 0 | 0 | 0 | 0 | 0 | 0 | 0 | 0 | 0
3 | 7 | 15 | 3 | 1.7931 | 0 | 13.5789 | 0 | 0 | 0 | 0.0012057 | 0.69166 | 0 | 0 | 3.9589 | 0 | 20.0238 | 0 | 0 | 0 | 0 | 0 | 0 | 0 | 0 | 0 | 0 | 0 | 0 | 0 | 0.45131 | 0 | 0.54519 | 5.3361 | 0 | 0 | 0.3675 | 0.84942 | 0 | 0 | 0 | 0 | 7.5495 | 0 | 0 | 0 | 0 | 0 | 0 | 0 | 0 | 0 | 0 | 0 | 0 | 0
3 | 7 | 16 | 3 | 1.7931 | 0 | 13.5789 | 0 | 0 | 0 | 0.0012057 | 0.66343 | 0 | 0 | 4.2454 | 0 | 20.282 | 0 | 0 | 0 | 0 | 0 | 0 | 0 | 0 | 0 | 0 | 0 | 0 | 0 | 0.45131 | 0 | 0.54519 | 4.9309 | 0 | 0 | 0.315 | 0.84442 | 0 | 0 | 0 | 0 | 7.0868 | 0 | 0 | 0 | 0 | 0 | 0 | 0 | 0 | 0 | 0 | 0 | 0 | 0
3 | 7 | 17 | 3 | 1.7931 | 0 | 13.5789 | 0 | 0 | 0 | 0.0012057 | 0.65946 | 0 | 0 | 3.7923 | 0 | 19.825 | 0 | 0 | 0 | 0 | 0 | 0 | 0 | 0 | 0 | 0 | 0 | 0 | 0 | 0.45131 | 0 | 0.54519 | 5.0334 | 0 | 0 | 0.315 | 0.84511 | 0 | 0 | 0 | 0 | 7.19 | 0 | 0 | 0 | 0 | 0 | 0 | 0 | 0 | 0 | 0 | 0 | 0 | 0
3 | 7 | 18 | 3 | 1.7931 | 0 | 13.5789 | 0 | 0 | 0 | 0.0012057 | 0.63614 | 0 | 0 | 6.2927 | 0 | 22.302 | 0 | 0 | 0 | 0 | 0 | 0 | 0 | 0 | 0 | 0 | 0 | 0 | 0 | 0.45131 | 0 | 0.54519 | 4.9435 | 0 | 0 | 0.525 | 0.84533 | 0 | 0 | 0 | 0 | 7.3103 | 0 | 0 | 0 | 0 | 0 | 0 | 0 | 0 | 0 | 0 | 0 | 0 | 0
3 | 7 | 19 | 3 | 1.7931 | 0 | 9.8682 | 0 | 0 | 0 | 0.0012057 | 0.67384 | 0 | 0 | 6.2927 | 0 | 18.6291 | 0 | 0 | 0 | 0 | 0 | 0 | 0 | 0 | 0 | 0 | 0 | 0 | 0 | 0.45131 | 0 | 0.54519 | 5.0787 | 0 | 0 | 0.525 | 0.8446 | 0 | 0 | 0 | 0 | 7.4448 | 0 | 0 | 0 | 0 | 0 | 0 | 0 | 0 | 0 | 0 | 0 | 0 | 0
3 | 7 | 20 | 3 | 1.7931 | 0 | 2.4469 | 0 | 0 | 0 | 0.0012057 | 0.80752 | 0 | 0 | 3.9589 | 0 | 9.0076 | 0 | 0 | 0 | 0 | 0 | 0 | 0 | 0 | 0 | 0 | 0 | 0 | 0 | 0.45131 | 0 | 0.88038 | 5.7672 | 0 | 0 | 0.42 | 0.84158 | 0 | 0 | 0 | 0 | 8.3605 | 0 | 0 | 0 | 0 | 0 | 0 | 0 | 0 | 0 | 0 | 0 | 0 | 0
3 | 7 | 21 | 3 | 1.7931 | 0 | 2.4469 | 0 | 0 | 0 | 0.0012057 | 0.8759 | 0 | 0 | 3.9589 | 0 | 9.076 | 0 | 0 | 0 | 0 | 0 | 0 | 0 | 0 | 0 | 0 | 0 | 0 | 0 | 0.45131 | 0 | 1.1038 | 6.4167 | 0 | 0 | 0.3675 | 0.84364 | 0 | 0 | 0 | 0 | 9.183 | 0 | 0 | 0 | 0 | 0 | 0 | 0 | 0 | 0 | 0 | 0 | 0 | 0
3 | 7 | 22 | 3 | 1.7931 | 0 | 2.4469 | 0 | 0 | 0 | 0.0012057 | 0.86858 | 0 | 0 | 6.6375 | 0 | 11.7473 | 0 | 0 | 0 | 0 | 0 | 0 | 0 | 0 | 0 | 0 | 0 | 0 | 0 | 0.45131 | 0 | 1.2156 | 6.3648 | 0 | 0 | 0.4725 | 0.8383 | 0 | 0 | 0 | 0 | 9.3425 | 0 | 0 | 0 | 0 | 0 | 0 | 0 | 0 | 0 | 0 | 0 | 0 | 0
3 | 7 | 23 | 3 | 1.7931 | 0 | 2.4469 | 0 | 0 | 0 | 0.0012057 | 0.85359 | 0 | 0 | 4.3273 | 0 | 9.4221 | 0 | 0 | 0 | 0 | 0 | 0 | 0 | 0 | 0 | 0 | 0 | 0 | 0 | 0.45131 | 0 | 1.1038 | 6.275 | 0 | 0 | 0.315 | 0.83726 | 0 | 0 | 0 | 0 | 8.9824 | 0 | 0 | 0 | 0 | 0 | 0 | 0 | 0 | 0 | 0 | 0 | 0 | 0
3 | 7 | 24 | 3 | 1.7931 | 0 | 2.4469 | 0 | 0 | 0 | 0.0012057 | 0.38632 | 0 | 0 | 0.66676 | 0 | 5.2943 | 0 | 0 | 0 | 0 | 0 | 0 | 0 | 0 | 0 | 0 | 0 | 0 | 0 | 0.45131 | 0 | 0.88038 | 4.2796 | 0 | 0 | 0.0525 | 0.84087 | 0 | 0 | 0 | 0 | 6.5046 | 0 | 0 | 0 | 0 | 0 | 0 | 0 | 0 | 0 | 0 | 0 | 0 | 0
3 | 8 | 1 | 4 | 1.7931 | 0 | 2.4469 | 0 | 0 | 0 | 0.0012057 | 0.50718 | 0 | 0 | 0.66678 | 0 | 5.4152 | 0 | 0 | 0 | 0 | 0 | 0 | 0 | 0 | 0 | 0 | 0 | 0 | 0 | 0.45131 | 0 | 0.54519 | 4.9612 | 0 | 0 | 0.0525 | 0.84781 | 0 | 0 | 0 | 0 | 6.858 | 0 | 0 | 0 | 0 | 0 | 0 | 0 | 0 | 0 | 0 | 0 | 0 | 0
3 | 8 | 2 | 4 | 1.7931 | 0 | 2.4469 | 0 | 0 | 0 | 0.0012057 | 0.5626 | 0 | 0 | 0.6668 | 0 | 5.4706 | 0 | 0 | 0 | 0 | 0 | 0 | 0 | 0 | 0 | 0 | 0 | 0 | 0 | 0.45131 | 0 | 0.32173 | 5.3311 | 0 | 0 | 0.0525 | 0.85588 | 0 | 0 | 0 | 0 | 7.0125 | 0 | 0 | 0 | 0 | 0 | 0 | 0 | 0 | 0 | 0 | 0 | 0 | 0
3 | 8 | 3 | 4 | 1.7931 | 0 | 2.4469 | 0 | 0 | 0 | 0.0012057 | 0.57666 | 0 | 0 | 0.66683 | 0 | 5.4847 | 0 | 0 | 0 | 0 | 0 | 0 | 0 | 0 | 0 | 0 | 0 | 0 | 0 | 0.45131 | 0 | 0.32173 | 5.3049 | 0 | 0 | 0.0525 | 0.85498 | 0 | 0 | 0 | 0 | 6.9854 | 0 | 0 | 0 | 0 | 0 | 0 | 0 | 0 | 0 | 0 | 0 | 0 | 0
3 | 8 | 4 | 4 | 1.7931 | 0 | 2.4469 | 0 | 0 | 0 | 0.0012057 | 0.59216 | 0 | 0 | 0.66683 | 0 | 5.5002 | 0 | 0 | 0 | 0 | 0 | 0 | 0 | 0 | 0 | 0 | 0 | 0 | 0 | 0.45131 | 0 | 0.32173 | 5.5999 | 0 | 0 | 0.0525 | 0.8552 | 0 | 0 | 0 | 0 | 7.2807 | 0 | 0 | 0 | 0 | 0 | 0 | 0 | 0 | 0 | 0 | 0 | 0 | 0
3 | 8 | 5 | 4 | 1.7931 | 0 | 2.4469 | 0 | 0 | 0 | 0.0012057 | 0.57009 | 0 | 0 | 0.66682 | 0 | 5.4781 | 0 | 0 | 0 | 0 | 0 | 0 | 0 | 0 | 0 | 0 | 0 | 0 | 0 | 0.45131 | 0 | 0.32173 | 5.4446 | 0 | 0 | 0.0525 | 0.84924 | 0 | 0 | 0 | 0 | 7.1193 | 0 | 0 | 0 | 0 | 0 | 0 | 0 | 0 | 0 | 0 | 0 | 0 | 0
3 | 8 | 6 | 4 | 1.7931 | 0 | 2.4469 | 0 | 0 | 0 | 0.0012057 | 0.63017 | 0 | 0 | 0.6668 | 0 | 5.5382 | 0 | 0 | 0 | 0 | 0 | 0 | 0 | 0 | 0 | 0 | 0 | 0 | 0 | 0.45131 | 0 | 0.32173 | 5.7012 | 0 | 0 | 0.0525 | 0.85845 | 0 | 0 | 0 | 0 | 7.3852 | 0 | 0 | 0 | 0 | 0 | 0 | 0 | 0 | 0 | 0 | 0 | 0 | 0
3 | 8 | 7 | 4 | 1.7931 | 0 | 2.4469 | 0 | 0 | 0 | 0.0012057 | 0.59741 | 0 | 0 | 3.7923 | 0 | 8.6309 | 0 | 0 | 0 | 0 | 0 | 0 | 0 | 0 | 0 | 0 | 0 | 0 | 0 | 0.45131 | 0 | 0.54519 | 5.2325 | 0 | 0 | 0.315 | 0.8452 | 0 | 0 | 0 | 0 | 7.3892 | 0 | 0 | 0 | 0 | 0 | 0 | 0 | 0 | 0 | 0 | 0 | 0 | 0
3 | 8 | 8 | 4 | 1.7931 | 0 | 2.4469 | 0 | 0 | 0 | 0.0012057 | 1.0311 | 0 | 0 | 6.2926 | 0 | 11.5649 | 0 | 0 | 0 | 0 | 0 | 0 | 0 | 0 | 0 | 0 | 0 | 0 | 0 | 0.45131 | 0 | 0.71279 | 6.7718 | 0 | 0 | 0.525 | 0.84161 | 0 | 0 | 0 | 0 | 9.3025 | 0 | 0 | 0 | 0 | 0 | 0 | 0 | 0 | 0 | 0 | 0 | 0 | 0
3 | 8 | 9 | 4 | 1.7931 | 0 | 13.5789 | 0 | 0 | 0 | 0.0012057 | 0.74412 | 0 | 0 | 3.9589 | 0 | 20.0762 | 0 | 0 | 0 | 0 | 0 | 0 | 0 | 0 | 0 | 0 | 0 | 0 | 0 | 0.45131 | 0 | 0.71279 | 4.9867 | 0 | 0 | 0.42 | 0.83486 | 0 | 0 | 0 | 0 | 7.4056 | 0 | 0 | 0 | 0 | 0 | 0 | 0 | 0 | 0 | 0 | 0 | 0 | 0
3 | 8 | 10 | 4 | 1.7931 | 0 | 13.5789 | 0 | 0 | 0 | 0.0012057 | 0.65408 | 0 | 0 | 4.8631 | 0 | 20.8904 | 0 | 0 | 0 | 0 | 0 | 0 | 0 | 0 | 0 | 0 | 0 | 0 | 0 | 0.45131 | 0 | 0.71279 | 4.2108 | 0 | 0 | 0.315 | 0.83056 | 0 | 0 | 0 | 0 | 6.5204 | 0 | 0 | 0 | 0 | 0 | 0 | 0 | 0 | 0 | 0 | 0 | 0 | 0
3 | 8 | 11 | 4 | 1.7931 | 0 | 13.5789 | 0 | 0 | 0 | 0.0012057 | 0.53516 | 0 | 0 | 3.7922 | 0 | 19.7006 | 0 | 0 | 0 | 0 | 0 | 0 | 0 | 0 | 0 | 0 | 0 | 0 | 0 | 0.45131 | 0 | 0.71279 | 3.1787 | 0 | 0 | 0.315 | 0.82291 | 0 | 0 | 0 | 0 | 5.4807 | 0 | 0 | 0 | 0 | 0 | 0 | 0 | 0 | 0 | 0 | 0 | 0 | 0
3 | 8 | 12 | 4 | 1.7931 | 0 | 13.5789 | 0 | 0 | 0 | 0.0012057 | 0.43349 | 0 | 0 | 3.9589 | 0 | 19.7656 | 0 | 0 | 0 | 0 | 0 | 0 | 0 | 0 | 0 | 0 | 0 | 0 | 0 | 0.45131 | 0 | 0.54519 | 2.8145 | 0 | 0 | 0.3675 | 0.82194 | 0 | 0 | 0 | 0 | 5.0004 | 0 | 0 | 0 | 0 | 0 | 0 | 0 | 0 | 0 | 0 | 0 | 0 | 0
3 | 8 | 13 | 4 | 1.7931 | 0 | 8.6313 | 0 | 0 | 0 | 0.0012057 | 0.51274 | 0 | 0 | 3.9589 | 0 | 14.8973 | 0 | 0 | 0 | 0 | 0 | 0 | 0 | 0 | 0 | 0 | 0 | 0 | 0 | 0.45131 | 0 | 0.54519 | 2.9175 | 0 | 0 | 0.42 | 0.82036 | 0 | 0 | 0 | 0 | 5.1543 | 0 | 0 | 0 | 0 | 0 | 0 | 0 | 0 | 0 | 0 | 0 | 0 | 0
3 | 8 | 14 | 4 | 1.7931 | 0 | 13.5789 | 0 | 0 | 0 | 0.0012057 | 0.47626 | 0 | 0 | 5.9359 | 0 | 21.7854 | 0 | 0 | 0 | 0 | 0 | 0 | 0 | 0 | 0 | 0 | 0 | 0 | 0 | 0.45131 | 0 | 0.54519 | 3.09 | 0 | 0 | 0.3675 | 0.82316 | 0 | 0 | 0 | 0 | 5.2771 | 0 | 0 | 0 | 0 | 0 | 0 | 0 | 0 | 0 | 0 | 0 | 0 | 0
3 | 8 | 15 | 4 | 1.7931 | 0 | 13.5789 | 0 | 0 | 0 | 0.0012057 | 0.52453 | 0 | 0 | 3.9589 | 0 | 19.8566 | 0 | 0 | 0 | 0 | 0 | 0 | 0 | 0 | 0 | 0 | 0 | 0 | 0 | 0.45131 | 0 | 0.54519 | 3.3953 | 0 | 0 | 0.3675 | 0.82836 | 0 | 0 | 0 | 0 | 5.5877 | 0 | 0 | 0 | 0 | 0 | 0 | 0 | 0 | 0 | 0 | 0 | 0 | 0
3 | 8 | 16 | 4 | 1.7931 | 0 | 13.5789 | 0 | 0 | 0 | 0.0012057 | 0.54758 | 0 | 0 | 4.2453 | 0 | 20.1661 | 0 | 0 | 0 | 0 | 0 | 0 | 0 | 0 | 0 | 0 | 0 | 0 | 0 | 0.45131 | 0 | 0.54519 | 3.4904 | 0 | 0 | 0.315 | 0.82977 | 0 | 0 | 0 | 0 | 5.6317 | 0 | 0 | 0 | 0 | 0 | 0 | 0 | 0 | 0 | 0 | 0 | 0 | 0
3 | 8 | 17 | 4 | 1.7931 | 0 | 13.5789 | 0 | 0 | 0 | 0.0012057 | 0.55413 | 0 | 0 | 3.7923 | 0 | 19.7196 | 0 | 0 | 0 | 0 | 0 | 0 | 0 | 0 | 0 | 0 | 0 | 0 | 0 | 0.45131 | 0 | 0.54519 | 3.52 | 0 | 0 | 0.315 | 0.83113 | 0 | 0 | 0 | 0 | 5.6627 | 0 | 0 | 0 | 0 | 0 | 0 | 0 | 0 | 0 | 0 | 0 | 0 | 0
3 | 8 | 18 | 4 | 1.7931 | 0 | 13.5789 | 0 | 0 | 0 | 0.0012057 | 0.57247 | 0 | 0 | 6.2926 | 0 | 22.2383 | 0 | 0 | 0 | 0 | 0 | 0 | 0 | 0 | 0 | 0 | 0 | 0 | 0 | 0.45131 | 0 | 0.54519 | 3.7615 | 0 | 0 | 0.525 | 0.83677 | 0 | 0 | 0 | 0 | 6.1198 | 0 | 0 | 0 | 0 | 0 | 0 | 0 | 0 | 0 | 0 | 0 | 0 | 0
3 | 8 | 19 | 4 | 1.7931 | 0 | 9.8682 | 0 | 0 | 0 | 0.0012057 | 0.57448 | 0 | 0 | 6.2927 | 0 | 18.5297 | 0 | 0 | 0 | 0 | 0 | 0 | 0 | 0 | 0 | 0 | 0 | 0 | 0 | 0.45131 | 0 | 0.54519 | 3.5978 | 0 | 0 | 0.525 | 0.83085 | 0 | 0 | 0 | 0 | 5.9502 | 0 | 0 | 0 | 0 | 0 | 0 | 0 | 0 | 0 | 0 | 0 | 0 | 0
3 | 8 | 20 | 4 | 1.7931 | 0 | 2.4469 | 0 | 0 | 0 | 0.0012057 | 0.77971 | 0 | 0 | 3.9589 | 0 | 8.9798 | 0 | 0 | 0 | 0 | 0 | 0 | 0 | 0 | 0 | 0 | 0 | 0 | 0 | 0.45131 | 0 | 0.88038 | 6.1711 | 0 | 0 | 0.42 | 0.84005 | 0 | 0 | 0 | 0 | 8.7628 | 0 | 0 | 0 | 0 | 0 | 0 | 0 | 0 | 0 | 0 | 0 | 0 | 0
3 | 8 | 21 | 4 | 1.7931 | 0 | 2.4469 | 0 | 0 | 0 | 0.0012057 | 0.78682 | 0 | 0 | 3.9589 | 0 | 8.987 | 0 | 0 | 0 | 0 | 0 | 0 | 0 | 0 | 0 | 0 | 0 | 0 | 0 | 0.45131 | 0 | 1.1038 | 6.2942 | 0 | 0 | 0.3675 | 0.83214 | 0 | 0 | 0 | 0 | 9.049 | 0 | 0 | 0 | 0 | 0 | 0 | 0 | 0 | 0 | 0 | 0 | 0 | 0
3 | 8 | 22 | 4 | 1.7931 | 0 | 2.4469 | 0 | 0 | 0 | 0.0012057 | 0.84758 | 0 | 0 | 6.6375 | 0 | 11.7263 | 0 | 0 | 0 | 0 | 0 | 0 | 0 | 0 | 0 | 0 | 0 | 0 | 0 | 0.45131 | 0 | 1.2156 | 6.7663 | 0 | 0 | 0.4725 | 0.83718 | 0 | 0 | 0 | 0 | 9.7428 | 0 | 0 | 0 | 0 | 0 | 0 | 0 | 0 | 0 | 0 | 0 | 0 | 0
3 | 8 | 23 | 4 | 1.7931 | 0 | 2.4469 | 0 | 0 | 0 | 0.0012057 | 0.9158 | 0 | 0 | 4.3272 | 0 | 9.4842 | 0 | 0 | 0 | 0 | 0 | 0 | 0 | 0 | 0 | 0 | 0 | 0 | 0 | 0.45131 | 0 | 1.1038 | 7.3787 | 0 | 0 | 0.315 | 0.84847 | 0 | 0 | 0 | 0 | 10.0973 | 0 | 0 | 0 | 0 | 0 | 0 | 0 | 0 | 0 | 0 | 0 | 0 | 0
3 | 8 | 24 | 4 | 1.7931 | 0 | 2.4469 | 0 | 0 | 0 | 0.0012057 | 0.44218 | 0 | 0 | 0.66678 | 0 | 5.3502 | 0 | 0 | 0 | 0 | 0 | 0 | 0 | 0 | 0 | 0 | 0 | 0 | 0 | 0.45131 | 0 | 0.88038 | 5.4591 | 0 | 0 | 0.0525 | 0.8519 | 0 | 0.74234 | 0 | 0 | 8.4375 | 0 | 0 | 0 | 0 | 0 | 0 | 0 | 0 | 0 | 0 | 0 | 0 | 0
3 | 9 | 1 | 5 | 1.7931 | 0 | 2.4469 | 0 | 0 | 0 | 0.0012057 | 0.59379 | 0 | 0 | 0.66679 | 0 | 5.5018 | 0 | 0 | 0 | 0 | 0 | 0 | 0 | 0 | 0 | 0 | 0 | 0 | 0 | 0.45131 | 0 | 0.54519 | 6.8735 | 0 | 0 | 0.0525 | 0.86463 | 0 | 0.85786 | 0 | 0 | 9.645 | 0 | 0 | 0 | 0 | 0 | 0 | 0 | 0 | 0 | 0 | 0 | 0 | 0
3 | 9 | 2 | 5 | 1.7931 | 0 | 2.4469 | 0 | 0 | 0 | 0.0012057 | 0.65258 | 0 | 0 | 0.66683 | 0 | 5.5606 | 0 | 0 | 0 | 0 | 0 | 0 | 0 | 0 | 0 | 0 | 0 | 0 | 0 | 0.45131 | 0 | 0.32173 | 7.4479 | 0 | 0 | 0.0525 | 0.87262 | 0 | 0.94822 | 0 | 0 | 10.0942 | 0 | 0 | 0 | 0 | 0 | 0 | 0 | 0 | 0 | 0 | 0 | 0 | 0
3 | 9 | 3 | 5 | 1.7931 | 0 | 2.4469 | 0 | 0 | 0 | 0.0012057 | 0.78428 | 0 | 0 | 0.66685 | 0 | 5.6924 | 0 | 0 | 0 | 0 | 0 | 0 | 0 | 0 | 0 | 0 | 0 | 0 | 0 | 0.45131 | 0 | 0.32173 | 8.8295 | 0 | 0 | 0.0525 | 0.89277 | 0 | 0.63189 | 0 | 0 | 11.1797 | 0 | 0 | 0 | 0 | 0 | 0 | 0 | 0 | 0 | 0 | 0 | 0 | 0
3 | 9 | 4 | 5 | 1.7931 | 0 | 2.4469 | 0 | 0 | 0 | 0.0012057 | 0.7739 | 0 | 0 | 0.6669 | 0 | 5.682 | 0 | 0 | 0 | 0 | 0 | 0 | 0 | 0 | 0 | 0 | 0 | 0 | 0 | 0.45131 | 0 | 0.32173 | 8.8245 | 0 | 0 | 0.0525 | 0.88778 | 0 | 0.4878 | 0 | 0 | 11.0256 | 0 | 0 | 0 | 0 | 0 | 0 | 0 | 0 | 0 | 0 | 0 | 0 | 0
3 | 9 | 5 | 5 | 1.7931 | 0 | 2.4469 | 0 | 0 | 0 | 0.0012057 | 0.87884 | 0 | 0 | 0.66687 | 0 | 5.7869 | 0 | 0 | 0 | 0 | 0 | 0 | 0 | 0 | 0 | 0 | 0 | 0 | 0 | 0.45131 | 0 | 0.32173 | 9.9071 | 0 | 0 | 0.0525 | 0.90563 | 0 | 0.55193 | 0 | 0 | 12.1902 | 0 | 0 | 0 | 0 | 0 | 0 | 0 | 0 | 0 | 0 | 0 | 0 | 0
3 | 9 | 6 | 5 | 1.7931 | 0 | 2.4469 | 0 | 0 | 0 | 0.0012057 | 0.87014 | 0 | 0 | 0.66691 | 0 | 5.7783 | 0 | 0 | 0 | 0 | 0 | 0 | 0 | 0 | 0 | 0 | 0 | 0 | 0 | 0.45131 | 0 | 0.32173 | 9.8287 | 0 | 0 | 0.0525 | 0.90059 | 0 | 0.41759 | 0 | 0 | 11.9725 | 0 | 0 | 0 | 0 | 0 | 0 | 0 | 0 | 0 | 0 | 0 | 0 | 0
3 | 9 | 7 | 5 | 1.7931 | 0 | 2.4469 | 0 | 0 | 0 | 0.0012057 | 0.89497 | 0 | 0 | 3.7924 | 0 | 8.9286 | 0 | 0 | 0 | 0 | 0 | 0 | 0 | 0 | 0 | 0 | 0 | 0 | 0 | 0.45131 | 0 | 0.54519 | 10.0265 | 0 | 0 | 0.315 | 0.89695 | 0 | 0.31708 | 0 | 0 | 12.5521 | 0 | 0 | 0 | 0 | 0 | 0 | 0 | 0 | 0 | 0 | 0 | 0 | 0
3 | 9 | 8 | 5 | 1.7931 | 0 | 2.4469 | 0 | 0 | 0 | 0.0012057 | 1.2887 | 0 | 0 | 6.2927 | 0 | 11.8226 | 0 | 0 | 0 | 0 | 0 | 0 | 0 | 0 | 0 | 0 | 0 | 0 | 0 | 0.45131 | 0 | 0.71279 | 13.1462 | 0 | 0 | 0.525 | 0.90223 | 0 | 0.3623 | 0 | 0 | 16.0998 | 0 | 0 | 0 | 0 | 0 | 0 | 0 | 0 | 0 | 0 | 0 | 0 | 0
3 | 9 | 9 | 5 | 1.7931 | 0 | 13.5789 | 0 | 0 | 0 | 0.0012057 | 1.1199 | 0 | 0 | 3.9589 | 0 | 20.4521 | 0 | 0 | 0 | 0 | 0 | 0 | 0 | 0 | 0 | 0 | 0 | 0 | 0 | 0.45131 | 0 | 0.71279 | 11.3632 | 0 | 0 | 0.42 | 0.89719 | 0 | 0.31717 | 0 | 0 | 14.1616 | 0 | 0 | 0 | 0 | 0 | 0 | 0 | 0 | 0 | 0 | 0 | 0 | 0
3 | 9 | 10 | 5 | 1.7931 | 0 | 13.5789 | 0 | 0 | 0 | 0.0012057 | 0.98932 | 0 | 0 | 4.8632 | 0 | 21.2257 | 0 | 0 | 0 | 0 | 0 | 0 | 0 | 0 | 0 | 0 | 0 | 0 | 0 | 0.45131 | 0 | 0.71279 | 10.1622 | 0 | 0 | 0.315 | 0.89545 | 0 | 0.15477 | 0 | 0 | 12.6915 | 0 | 0 | 0 | 0 | 0 | 0 | 0 | 0 | 0 | 0 | 0 | 0 | 0
3 | 9 | 11 | 5 | 1.7931 | 0 | 13.5789 | 0 | 0 | 0 | 0.0012057 | 0.84612 | 0 | 0 | 3.7923 | 0 | 20.0117 | 0 | 0 | 0 | 0 | 0 | 0 | 0 | 0 | 0 | 0 | 0 | 0 | 0 | 0.45131 | 0 | 0.71279 | 8.9594 | 0 | 0 | 0.315 | 0.88803 | 0 | 0.042832 | 0 | 0 | 11.3693 | 0 | 0 | 0 | 0 | 0 | 0 | 0 | 0 | 0 | 0 | 0 | 0 | 0
3 | 9 | 12 | 5 | 1.7931 | 0 | 13.5789 | 0 | 0 | 0 | 0.0012057 | 0.7557 | 0 | 0 | 3.9589 | 0 | 20.0879 | 0 | 0 | 0 | 0 | 0 | 0 | 0 | 0 | 0 | 0 | 0 | 0 | 0 | 0.45131 | 0 | 0.54519 | 8.008 | 0 | 0 | 0.3675 | 0.87951 | 0 | 0.038529 | 0 | 0 | 10.2901 | 0 | 0 | 0 | 0 | 0 | 0 | 0 | 0 | 0 | 0 | 0 | 0 | 0
3 | 9 | 13 | 5 | 1.7931 | 0 | 8.6313 | 0 | 0 | 0 | 0.0012057 | 0.74035 | 0 | 0 | 3.959 | 0 | 15.125 | 0 | 0 | 0 | 0 | 0 | 0 | 0 | 0 | 0 | 0 | 0 | 0 | 0 | 0.45131 | 0 | 0.54519 | 7.8916 | 0 | 0 | 0.42 | 0.87447 | 0 | 0.054109 | 0 | 0 | 10.2367 | 0 | 0 | 0 | 0 | 0 | 0 | 0 | 0 | 0 | 0 | 0 | 0 | 0
3 | 9 | 14 | 5 | 1.7931 | 0 | 13.5789 | 0 | 0 | 0 | 0.0012057 | 0.66759 | 0 | 0 | 5.9361 | 0 | 21.9769 | 0 | 0 | 0 | 0 | 0 | 0 | 0 | 0 | 0 | 0 | 0 | 0 | 0 | 0.45131 | 0 | 0.54519 | 7.4019 | 0 | 0 | 0.3675 | 0.88059 | 0 | 0.00054451 | 0 | 0 | 9.6471 | 0 | 0 | 0 | 0 | 0 | 0 | 0 | 0 | 0 | 0 | 0 | 0 | 0
3 | 9 | 15 | 5 | 1.7931 | 0 | 13.5789 | 0 | 0 | 0 | 0.0012057 | 0.70196 | 0 | 0 | 3.959 | 0 | 20.0341 | 0 | 0 | 0 | 0 | 0 | 0 | 0 | 0 | 0 | 0 | 0 | 0 | 0 | 0.45131 | 0 | 0.54519 | 7.7371 | 0 | 0 | 0.3675 | 0.88825 | 0 | 0.00056817 | 0 | 0 | 9.99 | 0 | 0 | 0 | 0 | 0 | 0 | 0 | 0 | 0 | 0 | 0 | 0 | 0
3 | 9 | 16 | 5 | 1.7931 | 0 | 13.5789 | 0 | 0 | 0 | 0.0012057 | 0.7557 | 0 | 0 | 4.2455 | 0 | 20.3744 | 0 | 0 | 0 | 0 | 0 | 0 | 0 | 0 | 0 | 0 | 0 | 0 | 0 | 0.45131 | 0 | 0.54519 | 8.189 | 0 | 0 | 0.315 | 0.89063 | 0 | 0.0006098 | 0 | 0 | 10.3918 | 0 | 0 | 0 | 0 | 0 | 0 | 0 | 0 | 0 | 0 | 0 | 0 | 0
3 | 9 | 17 | 5 | 1.7931 | 0 | 13.5789 | 0 | 0 | 0 | 0.0012057 | 0.78428 | 0 | 0 | 3.7924 | 0 | 19.9499 | 0 | 0 | 0 | 0 | 0 | 0 | 0 | 0 | 0 | 0 | 0 | 0 | 0 | 0.45131 | 0 | 0.54519 | 8.3804 | 0 | 0 | 0.315 | 0.8896 | 0 | 0.00062872 | 0 | 0 | 10.5821 | 0 | 0 | 0 | 0 | 0 | 0 | 0 | 0 | 0 | 0 | 0 | 0 | 0
3 | 9 | 18 | 5 | 1.7931 | 0 | 13.5789 | 0 | 0 | 0 | 0.0012057 | 0.91302 | 0 | 0 | 6.2927 | 0 | 22.579 | 0 | 0 | 0 | 0 | 0 | 0 | 0 | 0 | 0 | 0 | 0 | 0 | 0 | 0.45131 | 0 | 0.54519 | 9.4628 | 0 | 0 | 0.525 | 0.90047 | 0 | 0.00072851 | 0 | 0 | 11.8855 | 0 | 0 | 0 | 0 | 0 | 0 | 0 | 0 | 0 | 0 | 0 | 0 | 0
3 | 9 | 19 | 5 | 1.7931 | 0 | 9.8682 | 0 | 0 | 0 | 0.0012057 | 1.0951 | 0 | 0 | 6.2928 | 0 | 19.0504 | 0 | 0 | 0 | 0 | 0 | 0 | 0 | 0 | 0 | 0 | 0 | 0 | 0 | 0.45131 | 0 | 0.54519 | 11.1077 | 0 | 0 | 0.525 | 0.91593 | 0 | 0.0033323 | 0 | 0 | 13.5485 | 0 | 0 | 0 | 0 | 0 | 0 | 0 | 0 | 0 | 0 | 0 | 0 | 0
3 | 9 | 20 | 5 | 1.7931 | 0 | 2.4469 | 0 | 0 | 0 | 0.0012057 | 1.2406 | 0 | 0 | 3.959 | 0 | 9.4407 | 0 | 0 | 0 | 0 | 0 | 0 | 0 | 0 | 0 | 0 | 0 | 0 | 0 | 0.45131 | 0 | 0.88038 | 12.5289 | 0 | 0 | 0.42 | 0.92063 | 0 | 0.033046 | 0 | 0 | 15.2343 | 0 | 0 | 0 | 0 | 0 | 0 | 0 | 0 | 0 | 0 | 0 | 0 | 0
3 | 9 | 21 | 5 | 1.7931 | 0 | 2.4469 | 0 | 0 | 0 | 0.0012057 | 1.2564 | 0 | 0 | 3.959 | 0 | 9.4566 | 0 | 0 | 0 | 0 | 0 | 0 | 0 | 0 | 0 | 0 | 0 | 0 | 0 | 0.45131 | 0 | 1.1038 | 12.7438 | 0 | 0 | 0.3675 | 0.91411 | 0 | 0.0010257 | 0 | 0 | 15.5816 | 0 | 0 | 0 | 0 | 0 | 0 | 0 | 0 | 0 | 0 | 0 | 0 | 0
3 | 9 | 22 | 5 | 1.7931 | 0 | 2.4469 | 0 | 0 | 0 | 0.0012057 | 1.2793 | 0 | 0 | 6.6376 | 0 | 12.1581 | 0 | 0 | 0 | 0 | 0 | 0 | 0 | 0 | 0 | 0 | 0 | 0 | 0 | 0.45131 | 0 | 1.2156 | 13.0348 | 0 | 0 | 0.4725 | 0.91635 | 0 | 0.055719 | 0 | 0 | 16.1463 | 0 | 0 | 0 | 0 | 0 | 0 | 0 | 0 | 0 | 0 | 0 | 0 | 0
3 | 9 | 23 | 5 | 1.7931 | 0 | 2.4469 | 0 | 0 | 0 | 0.0012057 | 1.2934 | 0 | 0 | 4.3275 | 0 | 9.8622 | 0 | 0 | 0 | 0 | 0 | 0 | 0 | 0 | 0 | 0 | 0 | 0 | 0 | 0.45131 | 0 | 1.1038 | 13.2592 | 0 | 0 | 0.315 | 0.92064 | 0 | 0.056611 | 0 | 0 | 16.1066 | 0 | 0 | 0 | 0 | 0 | 0 | 0 | 0 | 0 | 0 | 0 | 0 | 0
3 | 9 | 24 | 5 | 1.7931 | 0 | 2.4469 | 0 | 0 | 0 | 0.0012057 | 0.91183 | 0 | 0 | 0.6669 | 0 | 5.82 | 0 | 0 | 0 | 0 | 0 | 0 | 0 | 0 | 0 | 0 | 0 | 0 | 0 | 0.45131 | 0 | 0.88038 | 10.4217 | 0 | 0 | 0.0525 | 0.92053 | 0 | 0.088303 | 0 | 0 | 12.8147 | 0 | 0 | 0 | 0 | 0 | 0 | 0 | 0 | 0 | 0 | 0 | 0 | 0
3 | 10 | 1 | 6 | 1.7931 | 0 | 2.4469 | 0 | 0 | 0 | 0.0012057 | 1.0322 | 0 | 0 | 0.66689 | 0 | 5.9403 | 0 | 0 | 0 | 0 | 0 | 0 | 0 | 0 | 0 | 0 | 0 | 0 | 0 | 0.45131 | 0 | 0.54519 | 11.9311 | 0 | 0 | 0.0525 | 0.9378 | 0 | 0.1016 | 0 | 0 | 14.0195 | 0 | 0 | 0 | 0 | 0 | 0 | 0 | 0 | 0 | 0 | 0 | 0 | 0
3 | 10 | 2 | 6 | 1.7931 | 0 | 2.4469 | 0 | 0 | 0 | 0.0012057 | 1.0632 | 0 | 0 | 0.66694 | 0 | 5.9713 | 0 | 0 | 0 | 0 | 0 | 0 | 0 | 0 | 0 | 0 | 0 | 0 | 0 | 0.45131 | 0 | 0.32173 | 12.3468 | 0 | 0 | 0.0525 | 0.94227 | 0 | 0.10515 | 0 | 0 | 14.2198 | 0 | 0 | 0 | 0 | 0 | 0 | 0 | 0 | 0 | 0 | 0 | 0 | 0
3 | 10 | 3 | 6 | 1.7931 | 0 | 2.4469 | 0 | 0 | 0 | 0.0012057 | 1.1121 | 0 | 0 | 0.66695 | 0 | 6.0203 | 0 | 0 | 0 | 0 | 0 | 0 | 0 | 0 | 0 | 0 | 0 | 0 | 0 | 0.45131 | 0 | 0.32173 | 12.8813 | 0 | 0 | 0.0525 | 0.95226 | 0 | 0.0010399 | 0 | 0 | 14.6601 | 0 | 0 | 0 | 0 | 0 | 0 | 0 | 0 | 0 | 0 | 0 | 0 | 0
3 | 10 | 4 | 6 | 1.7931 | 0 | 2.4469 | 0 | 0 | 0 | 0.0012057 | 1.1273 | 0 | 0 | 0.66697 | 0 | 6.0355 | 0 | 0 | 0 | 0 | 0 | 0 | 0 | 0 | 0 | 0 | 0 | 0 | 0 | 0.45131 | 0 | 0.32173 | 13.0628 | 0 | 0 | 0.0525 | 0.95239 | 0 | 0.0010551 | 0 | 0 | 14.8418 | 0 | 0 | 0 | 0 | 0 | 0 | 0 | 0 | 0 | 0 | 0 | 0 | 0
3 | 10 | 5 | 6 | 1.7931 | 0 | 2.4469 | 0 | 0 | 0 | 0.0012057 | 1.1531 | 0 | 0 | 0.66697 | 0 | 6.0613 | 0 | 0 | 0 | 0 | 0 | 0 | 0 | 0 | 0 | 0 | 0 | 0 | 0 | 0.45131 | 0 | 0.32173 | 13.4456 | 0 | 0 | 0.0525 | 0.95994 | 0 | 0.12372 | 0 | 0 | 15.3548 | 0 | 0 | 0 | 0 | 0 | 0 | 0 | 0 | 0 | 0 | 0 | 0 | 0
3 | 10 | 6 | 6 | 1.7931 | 0 | 2.4469 | 0 | 0 | 0 | 0.0012057 | 1.1941 | 0 | 0 | 0.66697 | 0 | 6.1023 | 0 | 0 | 0 | 0 | 0 | 0 | 0 | 0 | 0 | 0 | 0 | 0 | 0 | 0.45131 | 0 | 0.32173 | 13.9767 | 0 | 0 | 0.0525 | 0.96795 | 0 | 0.1284 | 0 | 0 | 15.8986 | 0 | 0 | 0 | 0 | 0 | 0 | 0 | 0 | 0 | 0 | 0 | 0 | 0
3 | 10 | 7 | 6 | 1.7931 | 0 | 2.4469 | 0 | 0 | 0 | 0.0012057 | 1.156 | 0 | 0 | 3.7925 | 0 | 9.1897 | 0 | 0 | 0 | 0 | 0 | 0 | 0 | 0 | 0 | 0 | 0 | 0 | 0 | 0.45131 | 0 | 0.54519 | 13.3903 | 0 | 0 | 0.315 | 0.94866 | 0 | 0.0010836 | 0 | 0 | 15.6516 | 0 | 0 | 0 | 0 | 0 | 0 | 0 | 0 | 0 | 0 | 0 | 0 | 0
3 | 10 | 8 | 6 | 1.7931 | 0 | 2.4469 | 0 | 0 | 0 | 0.0012057 | 1.3688 | 0 | 0 | 6.2928 | 0 | 11.9028 | 0 | 0 | 0 | 0 | 0 | 0 | 0 | 0 | 0 | 0 | 0 | 0 | 0 | 0.45131 | 0 | 0.71279 | 14.7726 | 0 | 0 | 0.525 | 0.93355 | 0 | 0.0012073 | 0 | 0 | 17.3965 | 0 | 0 | 0 | 0 | 0 | 0 | 0 | 0 | 0 | 0 | 0 | 0 | 0
3 | 10 | 9 | 6 | 1.7931 | 0 | 13.5789 | 0 | 0 | 0 | 0.0012057 | 1.224 | 0 | 0 | 3.959 | 0 | 20.5562 | 0 | 0 | 0 | 0 | 0 | 0 | 0 | 0 | 0 | 0 | 0 | 0 | 0 | 0.45131 | 0 | 0.71279 | 12.9125 | 0 | 0 | 0.42 | 0.92229 | 0 | 0.0010388 | 0 | 0 | 15.4199 | 0 | 0 | 0 | 0 | 0 | 0 | 0 | 0 | 0 | 0 | 0 | 0 | 0
3 | 10 | 10 | 6 | 1.7931 | 0 | 13.5789 | 0 | 0 | 0 | 0.0012057 | 1.0444 | 0 | 0 | 4.8633 | 0 | 21.2809 | 0 | 0 | 0 | 0 | 0 | 0 | 0 | 0 | 0 | 0 | 0 | 0 | 0 | 0.45131 | 0 | 0.71279 | 11.0838 | 0 | 0 | 0.315 | 0.909 | 0 | 0.00086458 | 0 | 0 | 13.4727 | 0 | 0 | 0 | 0 | 0 | 0 | 0 | 0 | 0 | 0 | 0 | 0 | 0
3 | 10 | 11 | 6 | 1.7931 | 0 | 13.5789 | 0 | 0 | 0 | 0.0012057 | 0.97207 | 0 | 0 | 3.7924 | 0 | 20.1377 | 0 | 0 | 0 | 0 | 0 | 0 | 0 | 0 | 0 | 0 | 0 | 0 | 0 | 0.45131 | 0 | 0.71279 | 10.271 | 0 | 0 | 0.315 | 0.90092 | 0 | 0.00079099 | 0 | 0 | 12.6518 | 0 | 0 | 0 | 0 | 0 | 0 | 0 | 0 | 0 | 0 | 0 | 0 | 0
3 | 10 | 12 | 6 | 1.7931 | 0 | 13.5789 | 0 | 0 | 0 | 0.0012057 | 0.90342 | 0 | 0 | 3.959 | 0 | 20.2356 | 0 | 0 | 0 | 0 | 0 | 0 | 0 | 0 | 0 | 0 | 0 | 0 | 0 | 0.45131 | 0 | 0.54519 | 9.5668 | 0 | 0 | 0.3675 | 0.89273 | 0 | 0.00072732 | 0 | 0 | 11.8242 | 0 | 0 | 0 | 0 | 0 | 0 | 0 | 0 | 0 | 0 | 0 | 0 | 0
3 | 10 | 13 | 6 | 1.7931 | 0 | 8.6313 | 0 | 0 | 0 | 0.0012057 | 0.86 | 0 | 0 | 3.959 | 0 | 15.2446 | 0 | 0 | 0 | 0 | 0 | 0 | 0 | 0 | 0 | 0 | 0 | 0 | 0 | 0.45131 | 0 | 0.54519 | 8.9742 | 0 | 0 | 0.42 | 0.88384 | 0 | 0.00068242 | 0 | 0 | 11.2752 | 0 | 0 | 0 | 0 | 0 | 0 | 0 | 0 | 0 | 0 | 0 | 0 | 0
3 | 10 | 14 | 6 | 1.7931 | 0 | 13.5789 | 0 | 0 | 0 | 0.0012057 | 0.74771 | 0 | 0 | 5.9362 | 0 | 22.0571 | 0 | 0 | 0 | 0 | 0 | 0 | 0 | 0 | 0 | 0 | 0 | 0 | 0 | 0.45131 | 0 | 0.54519 | 8.2037 | 0 | 0 | 0.3675 | 0.89021 | 0 | 0.00060924 | 0 | 0 | 10.4585 | 0 | 0 | 0 | 0 | 0 | 0 | 0 | 0 | 0 | 0 | 0 | 0 | 0
3 | 10 | 15 | 6 | 1.7931 | 0 | 13.5789 | 0 | 0 | 0 | 0.0012057 | 0.65694 | 0 | 0 | 3.959 | 0 | 19.9891 | 0 | 0 | 0 | 0 | 0 | 0 | 0 | 0 | 0 | 0 | 0 | 0 | 0 | 0.45131 | 0 | 0.54519 | 7.3116 | 0 | 0 | 0.3675 | 0.88619 | 0 | 0.00054142 | 0 | 0 | 9.5623 | 0 | 0 | 0 | 0 | 0 | 0 | 0 | 0 | 0 | 0 | 0 | 0 | 0
3 | 10 | 16 | 6 | 1.7931 | 0 | 13.5789 | 0 | 0 | 0 | 0.0012057 | 0.67792 | 0 | 0 | 4.2455 | 0 | 20.2966 | 0 | 0 | 0 | 0 | 0 | 0 | 0 | 0 | 0 | 0 | 0 | 0 | 0 | 0.45131 | 0 | 0.54519 | 7.5126 | 0 | 0 | 0.315 | 0.89215 | 0 | 0.00055598 | 0 | 0 | 9.7168 | 0 | 0 | 0 | 0 | 0 | 0 | 0 | 0 | 0 | 0 | 0 | 0 | 0
3 | 10 | 17 | 6 | 1.7931 | 0 | 13.5789 | 0 | 0 | 0 | 0.0012057 | 0.70989 | 0 | 0 | 3.7924 | 0 | 19.8755 | 0 | 0 | 0 | 0 | 0 | 0 | 0 | 0 | 0 | 0 | 0 | 0 | 0 | 0.45131 | 0 | 0.54519 | 7.6373 | 0 | 0 | 0.315 | 0.8868 | 0 | 0.00057384 | 0 | 0 | 9.8362 | 0 | 0 | 0 | 0 | 0 | 0 | 0 | 0 | 0 | 0 | 0 | 0 | 0
3 | 10 | 18 | 6 | 1.7931 | 0 | 13.5789 | 0 | 0 | 0 | 0.0012057 | 0.84984 | 0 | 0 | 6.2928 | 0 | 22.5158 | 0 | 0 | 0 | 0 | 0 | 0 | 0 | 0 | 0 | 0 | 0 | 0 | 0 | 0.45131 | 0 | 0.54519 | 8.6863 | 0 | 0 | 0.525 | 0.89355 | 0 | 0.0006683 | 0 | 0 | 11.1021 | 0 | 0 | 0 | 0 | 0 | 0 | 0 | 0 | 0 | 0 | 0 | 0 | 0
3 | 10 | 19 | 6 | 1.7931 | 0 | 9.8682 | 0 | 0 | 0 | 0.0012057 | 1.011 | 0 | 0 | 6.2928 | 0 | 18.9664 | 0 | 0 | 0 | 0 | 0 | 0 | 0 | 0 | 0 | 0 | 0 | 0 | 0 | 0.45131 | 0 | 0.54519 | 9.9982 | 0 | 0 | 0.525 | 0.90199 | 0 | 0.0007836 | 0 | 0 | 12.4225 | 0 | 0 | 0 | 0 | 0 | 0 | 0 | 0 | 0 | 0 | 0 | 0 | 0
3 | 10 | 20 | 6 | 1.7931 | 0 | 2.4469 | 0 | 0 | 0 | 0.0012057 | 1.1615 | 0 | 0 | 3.959 | 0 | 9.3617 | 0 | 0 | 0 | 0 | 0 | 0 | 0 | 0 | 0 | 0 | 0 | 0 | 0 | 0.45131 | 0 | 0.88038 | 11.2634 | 0 | 0 | 0.42 | 0.90182 | 0 | 0.00089089 | 0 | 0 | 13.9178 | 0 | 0 | 0 | 0 | 0 | 0 | 0 | 0 | 0 | 0 | 0 | 0 | 0
3 | 10 | 21 | 6 | 1.7931 | 0 | 2.4469 | 0 | 0 | 0 | 0.0012057 | 1.1971 | 0 | 0 | 3.959 | 0 | 9.3973 | 0 | 0 | 0 | 0 | 0 | 0 | 0 | 0 | 0 | 0 | 0 | 0 | 0 | 0.45131 | 0 | 1.1038 | 11.6159 | 0 | 0 | 0.3675 | 0.8994 | 0 | 0.00091998 | 0 | 0 | 14.4389 | 0 | 0 | 0 | 0 | 0 | 0 | 0 | 0 | 0 | 0 | 0 | 0 | 0
3 | 10 | 22 | 6 | 1.7931 | 0 | 2.4469 | 0 | 0 | 0 | 0.0012057 | 1.1535 | 0 | 0 | 6.6376 | 0 | 12.0323 | 0 | 0 | 0 | 0 | 0 | 0 | 0 | 0 | 0 | 0 | 0 | 0 | 0 | 0.45131 | 0 | 1.2156 | 11.223 | 0 | 0 | 0.4725 | 0.88445 | 0 | 0.00089208 | 0 | 0 | 14.2477 | 0 | 0 | 0 | 0 | 0 | 0 | 0 | 0 | 0 | 0 | 0 | 0 | 0
3 | 10 | 23 | 6 | 1.7931 | 0 | 2.4469 | 0 | 0 | 0 | 0.0012057 | 1.1834 | 0 | 0 | 4.3275 | 0 | 9.7522 | 0 | 0 | 0 | 0 | 0 | 0 | 0 | 0 | 0 | 0 | 0 | 0 | 0 | 0.45131 | 0 | 1.1038 | 11.4604 | 0 | 0 | 0.315 | 0.89263 | 0 | 0.00090752 | 0 | 0 | 14.2241 | 0 | 0 | 0 | 0 | 0 | 0 | 0 | 0 | 0 | 0 | 0 | 0 | 0
3 | 10 | 24 | 6 | 1.7931 | 0 | 2.4469 | 0 | 0 | 0 | 0.0012057 | 0.78458 | 0 | 0 | 0.66689 | 0 | 5.6927 | 0 | 0 | 0 | 0 | 0 | 0 | 0 | 0 | 0 | 0 | 0 | 0 | 0 | 0.45131 | 0 | 0.88038 | 8.8976 | 0 | 0 | 0.0525 | 0.89805 | 0 | 0.00066597 | 0 | 0 | 11.1805 | 0 | 0 | 0 | 0 | 0 | 0 | 0 | 0 | 0 | 0 | 0 | 0 | 0
3 | 11 | 1 | 7 | 1.7931 | 0 | 2.4469 | 0 | 0 | 0 | 0.0012057 | 0.84217 | 0 | 0 | 0.66691 | 0 | 5.7503 | 0 | 0 | 0 | 0 | 0 | 0 | 0 | 0 | 0 | 0 | 0 | 0 | 0 | 0.45131 | 0 | 0.32173 | 9.6663 | 0 | 0 | 0.0525 | 0.90174 | 0 | 0.00074828 | 0 | 0 | 11.3943 | 0 | 0 | 0 | 0 | 0 | 0 | 0 | 0 | 0 | 0 | 0 | 0 | 0
3 | 11 | 2 | 7 | 1.7931 | 0 | 2.4469 | 0 | 0 | 0 | 0.0012057 | 0.92299 | 0 | 0 | 0.66693 | 0 | 5.8311 | 0 | 0 | 0 | 0 | 0 | 0 | 0 | 0 | 0 | 0 | 0 | 0 | 0 | 0.45131 | 0 | 0.32173 | 10.5177 | 0 | 0 | 0.0525 | 0.91439 | 0 | 0.00079605 | 0 | 0 | 12.2584 | 0 | 0 | 0 | 0 | 0 | 0 | 0 | 0 | 0 | 0 | 0 | 0 | 0
3 | 11 | 3 | 7 | 1.7931 | 0 | 2.4469 | 0 | 0 | 0 | 0.0012057 | 0.92212 | 0 | 0 | 0.66696 | 0 | 5.8303 | 0 | 0 | 0 | 0 | 0 | 0 | 0 | 0 | 0 | 0 | 0 | 0 | 0 | 0.45131 | 0 | 0.32173 | 10.5402 | 0 | 0 | 0.0525 | 0.91025 | 0 | 0.00079878 | 0 | 0 | 12.2768 | 0 | 0 | 0 | 0 | 0 | 0 | 0 | 0 | 0 | 0 | 0 | 0 | 0
3 | 11 | 4 | 7 | 1.7931 | 0 | 2.4469 | 0 | 0 | 0 | 0.0012057 | 0.9192 | 0 | 0 | 0.66695 | 0 | 5.8274 | 0 | 0 | 0 | 0 | 0 | 0 | 0 | 0 | 0 | 0 | 0 | 0 | 0 | 0.45131 | 0 | 0.32173 | 10.5347 | 0 | 0 | 0.0525 | 0.90795 | 0 | 0.00088354 | 0 | 0 | 12.2691 | 0 | 0 | 0 | 0 | 0 | 0 | 0 | 0 | 0 | 0 | 0 | 0 | 0
3 | 11 | 5 | 7 | 1.7931 | 0 | 2.4469 | 0 | 0 | 0 | 0.0012057 | 0.88329 | 0 | 0 | 0.66693 | 0 | 5.7915 | 0 | 0 | 0 | 0 | 0 | 0 | 0 | 0 | 0 | 0 | 0 | 0 | 0 | 0.45131 | 0 | 0.32173 | 10.2387 | 0 | 0 | 0.0525 | 0.89818 | 0 | 0.0011969 | 0 | 0 | 11.9636 | 0 | 0 | 0 | 0 | 0 | 0 | 0 | 0 | 0 | 0 | 0 | 0 | 0
3 | 11 | 6 | 7 | 1.7931 | 0 | 2.4469 | 0 | 0 | 0 | 0.0012057 | 0.88483 | 0 | 0 | 3.7924 | 0 | 8.9184 | 0 | 0 | 0 | 0 | 0 | 0 | 0 | 0 | 0 | 0 | 0 | 0 | 0 | 0.45131 | 0 | 0.54519 | 10.0406 | 0 | 0 | 0.315 | 0.89307 | 0 | 0.001179 | 0 | 0 | 12.2464 | 0 | 0 | 0 | 0 | 0 | 0 | 0 | 0 | 0 | 0 | 0 | 0 | 0
3 | 11 | 7 | 7 | 1.7931 | 0 | 2.4469 | 0 | 0 | 0 | 0.0012057 | 1.2602 | 0 | 0 | 6.2927 | 0 | 11.7941 | 0 | 0 | 0 | 0 | 0 | 0 | 0 | 0 | 0 | 0 | 0 | 0 | 0 | 0.45131 | 0 | 0.71279 | 12.6739 | 0 | 0 | 0.525 | 0.89699 | 0 | 0.0011094 | 0 | 0 | 15.2611 | 0 | 0 | 0 | 0 | 0 | 0 | 0 | 0 | 0 | 0 | 0 | 0 | 0
3 | 11 | 8 | 7 | 1.7931 | 0 | 13.5789 | 0 | 0 | 0 | 0.0012057 | 1.1335 | 0 | 0 | 3.959 | 0 | 20.4656 | 0 | 0 | 0 | 0 | 0 | 0 | 0 | 0 | 0 | 0 | 0 | 0 | 0 | 0.45131 | 0 | 0.71279 | 11.3502 | 0 | 0 | 0.42 | 0.89942 | 0 | 0.00098173 | 0 | 0 | 13.8347 | 0 | 0 | 0 | 0 | 0 | 0 | 0 | 0 | 0 | 0 | 0 | 0 | 0
3 | 11 | 9 | 7 | 1.7931 | 0 | 13.5789 | 0 | 0 | 0 | 0.0012057 | 1.0721 | 0 | 0 | 4.8633 | 0 | 21.3086 | 0 | 0 | 0 | 0 | 0 | 0 | 0 | 0 | 0 | 0 | 0 | 0 | 0 | 0.45131 | 0 | 0.71279 | 10.6364 | 0 | 0 | 0.315 | 0.90002 | 0 | 0.00083494 | 0 | 0 | 13.0163 | 0 | 0 | 0 | 0 | 0 | 0 | 0 | 0 | 0 | 0 | 0 | 0 | 0
3 | 11 | 10 | 7 | 1.7931 | 0 | 13.5789 | 0 | 0 | 0 | 0.0012057 | 0.93674 | 0 | 0 | 3.7924 | 0 | 20.1024 | 0 | 0 | 0 | 0 | 0 | 0 | 0 | 0 | 0 | 0 | 0 | 0 | 0 | 0.45131 | 0 | 0.71279 | 9.2809 | 0 | 0 | 0.315 | 0.88348 | 0 | 0.00074279 | 0 | 0 | 11.6442 | 0 | 0 | 0 | 0 | 0 | 0 | 0 | 0 | 0 | 0 | 0 | 0 | 0
3 | 11 | 11 | 7 | 1.7931 | 0 | 13.5789 | 0 | 0 | 0 | 0.0012057 | 0.88704 | 0 | 0 | 3.959 | 0 | 20.2192 | 0 | 0 | 0 | 0 | 0 | 0 | 0 | 0 | 0 | 0 | 0 | 0 | 0 | 0.45131 | 0 | 0.54519 | 8.6523 | 0 | 0 | 0.3675 | 0.8786 | 0 | 0.00086692 | 0 | 0 | 10.8957 | 0 | 0 | 0 | 0 | 0 | 0 | 0 | 0 | 0 | 0 | 0 | 0 | 0
3 | 11 | 12 | 7 | 1.7931 | 0 | 8.6313 | 0 | 0 | 0 | 0.0012057 | 0.98831 | 0 | 0 | 3.959 | 0 | 15.3729 | 0 | 0 | 0 | 0 | 0 | 0 | 0 | 0 | 0 | 0 | 0 | 0 | 0 | 0.45131 | 0 | 0.54519 | 9.2616 | 0 | 0 | 0.42 | 0.88951 | 0 | 0.00074575 | 0 | 0 | 11.5684 | 0 | 0 | 0 | 0 | 0 | 0 | 0 | 0 | 0 | 0 | 0 | 0 | 0
3 | 11 | 13 | 7 | 1.7931 | 0 | 13.5789 | 0 | 0 | 0 | 0.0012057 | 0.90607 | 0 | 0 | 5.9362 | 0 | 22.2155 | 0 | 0 | 0 | 0 | 0 | 0 | 0 | 0 | 0 | 0 | 0 | 0 | 0 | 0.45131 | 0 | 0.54519 | 8.0056 | 0 | 0 | 0.3675 | 0.88502 | 0 | 0 | 0 | 0 | 10.2546 | 0 | 0 | 0 | 0 | 0 | 0 | 0 | 0 | 0 | 0 | 0 | 0 | 0
3 | 11 | 14 | 7 | 1.7931 | 0 | 13.5789 | 0 | 0 | 0 | 0.0012057 | 0.67668 | 0 | 0 | 3.959 | 0 | 20.0089 | 0 | 0 | 0 | 0 | 0 | 0 | 0 | 0 | 0 | 0 | 0 | 0 | 0 | 0.45131 | 0 | 0.54519 | 6.4371 | 0 | 0 | 0.3675 | 0.87567 | 0 | 0 | 0 | 0 | 8.6768 | 0 | 0 | 0 | 0 | 0 | 0 | 0 | 0 | 0 | 0 | 0 | 0 | 0
3 | 11 | 15 | 7 | 1.7931 | 0 | 13.5789 | 0 | 0 | 0 | 0.0012057 | 0.57002 | 0 | 0 | 4.2455 | 0 | 20.1888 | 0 | 0 | 0 | 0 | 0 | 0 | 0 | 0 | 0 | 0 | 0 | 0 | 0 | 0.45131 | 0 | 0.54519 | 5.6801 | 0 | 0 | 0.315 | 0.8722 | 0 | 0 | 0 | 0 | 7.8638 | 0 | 0 | 0 | 0 | 0 | 0 | 0 | 0 | 0 | 0 | 0 | 0 | 0
3 | 11 | 16 | 7 | 1.7931 | 0 | 13.5789 | 0 | 0 | 0 | 0.0012057 | 0.64666 | 0 | 0 | 3.7924 | 0 | 19.8123 | 0 | 0 | 0 | 0 | 0 | 0 | 0 | 0 | 0 | 0 | 0 | 0 | 0 | 0.45131 | 0 | 0.54519 | 6.383 | 0 | 0 | 0.315 | 0.88445 | 0 | 0 | 0 | 0 | 8.579 | 0 | 0 | 0 | 0 | 0 | 0 | 0 | 0 | 0 | 0 | 0 | 0 | 0
3 | 11 | 17 | 7 | 1.7931 | 0 | 13.5789 | 0 | 0 | 0 | 0.0012057 | 0.6948 | 0 | 0 | 6.2928 | 0 | 22.3608 | 0 | 0 | 0 | 0 | 0 | 0 | 0 | 0 | 0 | 0 | 0 | 0 | 0 | 0.45131 | 0 | 0.54519 | 6.7701 | 0 | 0 | 0.525 | 0.88572 | 0 | 0 | 0 | 0 | 9.1773 | 0 | 0 | 0 | 0 | 0 | 0 | 0 | 0 | 0 | 0 | 0 | 0 | 0
3 | 11 | 18 | 7 | 1.7931 | 0 | 9.8682 | 0 | 0 | 0 | 0.0012057 | 0.86701 | 0 | 0 | 6.2928 | 0 | 18.8224 | 0 | 0 | 0 | 0 | 0 | 0 | 0 | 0 | 0 | 0 | 0 | 0 | 0 | 0.45131 | 0 | 0.54519 | 8.4991 | 0 | 0 | 0.525 | 0.89449 | 0 | 0.00067058 | 0 | 0 | 10.9157 | 0 | 0 | 0 | 0 | 0 | 0 | 0 | 0 | 0 | 0 | 0 | 0 | 0
3 | 11 | 19 | 7 | 1.7931 | 0 | 2.4469 | 0 | 0 | 0 | 0.0012057 | 1.0314 | 0 | 0 | 3.959 | 0 | 9.2316 | 0 | 0 | 0 | 0 | 0 | 0 | 0 | 0 | 0 | 0 | 0 | 0 | 0 | 0.45131 | 0 | 0.88038 | 9.7001 | 0 | 0 | 0.42 | 0.88972 | 0 | 0.00077939 | 0 | 0 | 12.3423 | 0 | 0 | 0 | 0 | 0 | 0 | 0 | 0 | 0 | 0 | 0 | 0 | 0
3 | 11 | 20 | 7 | 1.7931 | 0 | 2.4469 | 0 | 0 | 0 | 0.0012057 | 1.0629 | 0 | 0 | 3.959 | 0 | 9.2631 | 0 | 0 | 0 | 0 | 0 | 0 | 0 | 0 | 0 | 0 | 0 | 0 | 0 | 0.45131 | 0 | 1.1038 | 9.9396 | 0 | 0 | 0.3675 | 0.88269 | 0 | 0.00080227 | 0 | 0 | 12.7458 | 0 | 0 | 0 | 0 | 0 | 0 | 0 | 0 | 0 | 0 | 0 | 0 | 0
3 | 11 | 21 | 7 | 1.7931 | 0 | 2.4469 | 0 | 0 | 0 | 0.0012057 | 1.0625 | 0 | 0 | 6.6376 | 0 | 11.9413 | 0 | 0 | 0 | 0 | 0 | 0 | 0 | 0 | 0 | 0 | 0 | 0 | 0 | 0.45131 | 0 | 1.2156 | 9.8743 | 0 | 0 | 0.4725 | 0.87654 | 0 | 0.0008265 | 0 | 0 | 12.8911 | 0 | 0 | 0 | 0 | 0 | 0 | 0 | 0 | 0 | 0 | 0 | 0 | 0
3 | 11 | 22 | 7 | 1.7931 | 0 | 2.4469 | 0 | 0 | 0 | 0.0012057 | 1.056 | 0 | 0 | 4.3275 | 0 | 9.6247 | 0 | 0 | 0 | 0 | 0 | 0 | 0 | 0 | 0 | 0 | 0 | 0 | 0 | 0.45131 | 0 | 1.1038 | 9.8096 | 0 | 0 | 0.315 | 0.87564 | 0 | 0.046449 | 0 | 0 | 12.6019 | 0 | 0 | 0 | 0 | 0 | 0 | 0 | 0 | 0 | 0 | 0 | 0 | 0
3 | 11 | 23 | 7 | 1.7931 | 0 | 2.4469 | 0 | 0 | 0 | 0.0012057 | 0.6134 | 0 | 0 | 0.66687 | 0 | 5.5215 | 0 | 0 | 0 | 0 | 0 | 0 | 0 | 0 | 0 | 0 | 0 | 0 | 0 | 0.45131 | 0 | 0.88038 | 7.194 | 0 | 0 | 0.0525 | 0.87892 | 0 | 0.3833 | 0 | 0 | 9.8404 | 0 | 0 | 0 | 0 | 0 | 0 | 0 | 0 | 0 | 0 | 0 | 0 | 0
3 | 11 | 24 | 7 | 1.7931 | 0 | 2.4469 | 0 | 0 | 0 | 0.0012057 | 0.76769 | 0 | 0 | 0.66688 | 0 | 5.6758 | 0 | 0 | 0 | 0 | 0 | 0 | 0 | 0 | 0 | 0 | 0 | 0 | 0 | 0.45131 | 0 | 0.54519 | 8.7561 | 0 | 0 | 0.0525 | 0.89369 | 0 | 0.65057 | 0 | 0 | 11.3493 | 0 | 0 | 0 | 0 | 0 | 0 | 0 | 0 | 0 | 0 | 0 | 0 | 0
3 | 12 | 1 | 1 | 1.7931 | 0 | 2.4469 | 0 | 0 | 0 | 0.0012057 | 0.81982 | 0 | 0 | 0.66692 | 0 | 5.728 | 0 | 0 | 0 | 0 | 0 | 0 | 0 | 0 | 0 | 0 | 0 | 0 | 0 | 0.45131 | 0 | 0.32173 | 9.3377 | 0 | 0 | 0.0525 | 0.90154 | 0 | 0.69491 | 0 | 0 | 11.7597 | 0 | 0 | 0 | 0 | 0 | 0 | 0 | 0 | 0 | 0 | 0 | 0 | 0
3 | 12 | 2 | 1 | 1.7931 | 0 | 2.4469 | 0 | 0 | 0 | 0.0012057 | 0.83581 | 0 | 0 | 0.66694 | 0 | 5.744 | 0 | 0 | 0 | 0 | 0 | 0 | 0 | 0 | 0 | 0 | 0 | 0 | 0 | 0.45131 | 0 | 0.32173 | 9.4815 | 0 | 0 | 0.0525 | 0.90088 | 0 | 0.74128 | 0 | 0 | 11.9492 | 0 | 0 | 0 | 0 | 0 | 0 | 0 | 0 | 0 | 0 | 0 | 0 | 0
3 | 12 | 3 | 1 | 1.7931 | 0 | 2.4469 | 0 | 0 | 0 | 0.0012057 | 0.87698 | 0 | 0 | 0.66694 | 0 | 5.7851 | 0 | 0 | 0 | 0 | 0 | 0 | 0 | 0 | 0 | 0 | 0 | 0 | 0 | 0.45131 | 0 | 0.32173 | 9.9602 | 0 | 0 | 0.0525 | 0.90654 | 0 | 0.78002 | 0 | 0 | 12.4723 | 0 | 0 | 0 | 0 | 0 | 0 | 0 | 0 | 0 | 0 | 0 | 0 | 0
3 | 12 | 4 | 1 | 1.7931 | 0 | 2.4469 | 0 | 0 | 0 | 0.0012057 | 0.89344 | 0 | 0 | 0.66695 | 0 | 5.8016 | 0 | 0 | 0 | 0 | 0 | 0 | 0 | 0 | 0 | 0 | 0 | 0 | 0 | 0.45131 | 0 | 0.32173 | 10.156 | 0 | 0 | 0.0525 | 0.90738 | 0 | 1.0024 | 0 | 0 | 12.8913 | 0 | 0 | 0 | 0 | 0 | 0 | 0 | 0 | 0 | 0 | 0 | 0 | 0
3 | 12 | 5 | 1 | 1.7931 | 0 | 2.4469 | 0 | 0 | 0 | 0.0012057 | 0.92245 | 0 | 0 | 0.66695 | 0 | 5.8306 | 0 | 0 | 0 | 0 | 0 | 0 | 0 | 0 | 0 | 0 | 0 | 0 | 0 | 0.45131 | 0 | 0.32173 | 10.4465 | 0 | 0 | 0.0525 | 0.91146 | 0 | 1.0135 | 0 | 0 | 13.197 | 0 | 0 | 0 | 0 | 0 | 0 | 0 | 0 | 0 | 0 | 0 | 0 | 0
3 | 12 | 6 | 1 | 1.7931 | 0 | 2.4469 | 0 | 0 | 0 | 0.0012057 | 0.9424 | 0 | 0 | 3.7924 | 0 | 8.9761 | 0 | 0 | 0 | 0 | 0 | 0 | 0 | 0 | 0 | 0 | 0 | 0 | 0 | 0.45131 | 0 | 0.54519 | 10.6748 | 0 | 0 | 0.315 | 0.9073 | 0 | 1.0289 | 0 | 0 | 13.9225 | 0 | 0 | 0 | 0 | 0 | 0 | 0 | 0 | 0 | 0 | 0 | 0 | 0
3 | 12 | 7 | 1 | 1.7931 | 0 | 2.4469 | 0 | 0 | 0 | 0.0012057 | 1.2851 | 0 | 0 | 6.2928 | 0 | 11.8191 | 0 | 0 | 0 | 0 | 0 | 0 | 0 | 0 | 0 | 0 | 0 | 0 | 0 | 0.45131 | 0 | 0.71279 | 13.1741 | 0 | 0 | 0.525 | 0.9032 | 0 | 1.3065 | 0 | 0 | 17.0729 | 0 | 0 | 0 | 0 | 0 | 0 | 0 | 0 | 0 | 0 | 0 | 0 | 0
3 | 12 | 8 | 1 | 1.7931 | 0 | 13.5789 | 0 | 0 | 0 | 0.0012057 | 1.1011 | 0 | 0 | 3.959 | 0 | 20.4333 | 0 | 0 | 0 | 0 | 0 | 0 | 0 | 0 | 0 | 0 | 0 | 0 | 0 | 0.45131 | 0 | 0.71279 | 10.7946 | 0 | 0 | 0.42 | 0.89135 | 0 | 0.98399 | 0 | 0 | 14.254 | 0 | 0 | 0 | 0 | 0 | 0 | 0 | 0 | 0 | 0 | 0 | 0 | 0
3 | 12 | 9 | 1 | 1.7931 | 0 | 13.5789 | 0 | 0 | 0 | 0.0012057 | 0.99059 | 0 | 0 | 4.8633 | 0 | 21.2271 | 0 | 0 | 0 | 0 | 0 | 0 | 0 | 0 | 0 | 0 | 0 | 0 | 0 | 0.45131 | 0 | 0.71279 | 9.4731 | 0 | 0 | 0.315 | 0.88683 | 0 | 0.88471 | 0 | 0 | 12.7237 | 0 | 0 | 0 | 0 | 0 | 0 | 0 | 0 | 0 | 0 | 0 | 0 | 0
3 | 12 | 10 | 1 | 1.7931 | 0 | 13.5789 | 0 | 0 | 0 | 0.0012057 | 0.85734 | 0 | 0 | 3.7924 | 0 | 20.0229 | 0 | 0 | 0 | 0 | 0 | 0 | 0 | 0 | 0 | 0 | 0 | 0 | 0 | 0.45131 | 0 | 0.71279 | 7.6486 | 0 | 0 | 0.315 | 0.88011 | 0 | 0 | 0 | 0 | 10.0079 | 0 | 0 | 0 | 0 | 0 | 0 | 0 | 0 | 0 | 0 | 0 | 0 | 0
3 | 12 | 11 | 1 | 1.7931 | 0 | 13.5789 | 0 | 0 | 0 | 0.0012057 | 0.75156 | 0 | 0 | 3.959 | 0 | 20.0837 | 0 | 0 | 0 | 0 | 0 | 0 | 0 | 0 | 0 | 0 | 0 | 0 | 0 | 0.45131 | 0 | 0.54519 | 6.3931 | 0 | 0 | 0.3675 | 0.87065 | 0 | 0 | 0 | 0 | 8.6277 | 0 | 0 | 0 | 0 | 0 | 0 | 0 | 0 | 0 | 0 | 0 | 0 | 0
3 | 12 | 12 | 1 | 1.7931 | 0 | 8.6313 | 0 | 0 | 0 | 0.0012057 | 0.74584 | 0 | 0 | 3.959 | 0 | 15.1305 | 0 | 0 | 0 | 0 | 0 | 0 | 0 | 0 | 0 | 0 | 0 | 0 | 0 | 0.45131 | 0 | 0.54519 | 5.9581 | 0 | 0 | 0.42 | 0.86053 | 0 | 0 | 0 | 0 | 8.2352 | 0 | 0 | 0 | 0 | 0 | 0 | 0 | 0 | 0 | 0 | 0 | 0 | 0
3 | 12 | 13 | 1 | 1.7931 | 0 | 13.5789 | 0 | 0 | 0 | 0.0012057 | 0.81189 | 0 | 0 | 5.9361 | 0 | 22.1212 | 0 | 0 | 0 | 0 | 0 | 0 | 0 | 0 | 0 | 0 | 0 | 0 | 0 | 0.45131 | 0 | 0.54519 | 6.8843 | 0 | 0 | 0.3675 | 0.87496 | 0 | 0 | 0 | 0 | 9.1233 | 0 | 0 | 0 | 0 | 0 | 0 | 0 | 0 | 0 | 0 | 0 | 0 | 0
3 | 12 | 14 | 1 | 1.7931 | 0 | 13.5789 | 0 | 0 | 0 | 0.0012057 | 0.84445 | 0 | 0 | 3.959 | 0 | 20.1766 | 0 | 0 | 0 | 0 | 0 | 0 | 0 | 0 | 0 | 0 | 0 | 0 | 0 | 0.45131 | 0 | 0.54519 | 7.2662 | 0 | 0 | 0.3675 | 0.88165 | 0 | 0 | 0 | 0 | 9.5118 | 0 | 0 | 0 | 0 | 0 | 0 | 0 | 0 | 0 | 0 | 0 | 0 | 0
3 | 12 | 15 | 1 | 1.7931 | 0 | 13.5789 | 0 | 0 | 0 | 0.0012057 | 0.86129 | 0 | 0 | 4.2455 | 0 | 20.48 | 0 | 0 | 0 | 0 | 0 | 0 | 0 | 0 | 0 | 0 | 0 | 0 | 0 | 0.45131 | 0 | 0.54519 | 7.3587 | 0 | 0 | 0.315 | 0.88079 | 0 | 0 | 0 | 0 | 9.551 | 0 | 0 | 0 | 0 | 0 | 0 | 0 | 0 | 0 | 0 | 0 | 0 | 0
3 | 12 | 16 | 1 | 1.7931 | 0 | 13.5789 | 0 | 0 | 0 | 0.0012057 | 0.87837 | 0 | 0 | 3.7924 | 0 | 20.044 | 0 | 0 | 0 | 0 | 0 | 0 | 0 | 0 | 0 | 0 | 0 | 0 | 0 | 0.45131 | 0 | 0.54519 | 7.6935 | 0 | 0 | 0.315 | 0.88347 | 0 | 0 | 0 | 0 | 9.8885 | 0 | 0 | 0 | 0 | 0 | 0 | 0 | 0 | 0 | 0 | 0 | 0 | 0
3 | 12 | 17 | 1 | 1.7931 | 0 | 13.5789 | 0 | 0 | 0 | 0.0012057 | 0.85571 | 0 | 0 | 6.2928 | 0 | 22.5217 | 0 | 0 | 0 | 0 | 0 | 0 | 0 | 0 | 0 | 0 | 0 | 0 | 0 | 0.45131 | 0 | 0.54519 | 7.5881 | 0 | 0 | 0.525 | 0.88197 | 0 | 0 | 0 | 0 | 9.9916 | 0 | 0 | 0 | 0 | 0 | 0 | 0 | 0 | 0 | 0 | 0 | 0 | 0
3 | 12 | 18 | 1 | 1.7931 | 0 | 9.8682 | 0 | 0 | 0 | 0.0012057 | 0.91879 | 0 | 0 | 6.2928 | 0 | 18.8741 | 0 | 0 | 0 | 0 | 0 | 0 | 0 | 0 | 0 | 0 | 0 | 0 | 0 | 0.45131 | 0 | 0.54519 | 8.0201 | 0 | 0 | 0.525 | 0.88432 | 0 | 0 | 0 | 0 | 10.4259 | 0 | 0 | 0 | 0 | 0 | 0 | 0 | 0 | 0 | 0 | 0 | 0 | 0
3 | 12 | 19 | 1 | 1.7931 | 0 | 2.4469 | 0 | 0 | 0 | 0.0012057 | 0.99413 | 0 | 0 | 3.959 | 0 | 9.1943 | 0 | 0 | 0 | 0 | 0 | 0 | 0 | 0 | 0 | 0 | 0 | 0 | 0 | 0.45131 | 0 | 0.88038 | 8.2505 | 0 | 0 | 0.42 | 0.87255 | 0 | 0 | 0 | 0 | 10.8747 | 0 | 0 | 0 | 0 | 0 | 0 | 0 | 0 | 0 | 0 | 0 | 0 | 0
3 | 12 | 20 | 1 | 1.7931 | 0 | 2.4469 | 0 | 0 | 0 | 0.0012057 | 1.0481 | 0 | 0 | 3.959 | 0 | 9.2483 | 0 | 0 | 0 | 0 | 0 | 0 | 0 | 0 | 0 | 0 | 0 | 0 | 0 | 0.45131 | 0 | 1.1038 | 8.7506 | 0 | 0 | 0.3675 | 0.87406 | 0 | 0 | 0 | 0 | 11.5473 | 0 | 0 | 0 | 0 | 0 | 0 | 0 | 0 | 0 | 0 | 0 | 0 | 0
3 | 12 | 21 | 1 | 1.7931 | 0 | 2.4469 | 0 | 0 | 0 | 0.0012057 | 1.0509 | 0 | 0 | 6.6376 | 0 | 11.9297 | 0 | 0 | 0 | 0 | 0 | 0 | 0 | 0 | 0 | 0 | 0 | 0 | 0 | 0.45131 | 0 | 1.2156 | 9.6819 | 0 | 0 | 0.4725 | 0.87243 | 0 | 1.2964 | 0 | 0 | 13.9901 | 0 | 0 | 0 | 0 | 0 | 0 | 0 | 0 | 0 | 0 | 0 | 0 | 0
3 | 12 | 22 | 1 | 1.7931 | 0 | 2.4469 | 0 | 0 | 0 | 0.0012057 | 1.0619 | 0 | 0 | 4.3274 | 0 | 9.6306 | 0 | 0 | 0 | 0 | 0 | 0 | 0 | 0 | 0 | 0 | 0 | 0 | 0 | 0.45131 | 0 | 1.1038 | 9.8167 | 0 | 0 | 0.315 | 0.87523 | 0 | 1.6654 | 0 | 0 | 14.2275 | 0 | 0 | 0 | 0 | 0 | 0 | 0 | 0 | 0 | 0 | 0 | 0 | 0
3 | 12 | 23 | 1 | 1.7931 | 0 | 2.4469 | 0 | 0 | 0 | 0.0012057 | 0.62041 | 0 | 0 | 0.66686 | 0 | 5.5285 | 0 | 0 | 0 | 0 | 0 | 0 | 0 | 0 | 0 | 0 | 0 | 0 | 0 | 0.45131 | 0 | 0.88038 | 7.2027 | 0 | 0 | 0.0525 | 0.87946 | 0 | 1.045 | 0 | 0 | 10.5114 | 0 | 0 | 0 | 0 | 0 | 0 | 0 | 0 | 0 | 0 | 0 | 0 | 0
3 | 12 | 24 | 1 | 1.7931 | 0 | 2.4469 | 0 | 0 | 0 | 0.0012057 | 0.71379 | 0 | 0 | 0.66687 | 0 | 5.6219 | 0 | 0 | 0 | 0 | 0 | 0 | 0 | 0 | 0 | 0 | 0 | 0 | 0 | 0.45131 | 0 | 0.54519 | 8.1131 | 0 | 0 | 0.0525 | 0.88257 | 0 | 1.31 | 0 | 0 | 11.3548 | 0 | 0 | 0 | 0 | 0 | 0 | 0 | 0 | 0 | 0 | 0 | 0 | 0
3 | 13 | 1 | 2 | 1.7931 | 0 | 2.4469 | 0 | 0 | 0 | 0.0012057 | 0.76689 | 0 | 0 | 0.66688 | 0 | 5.675 | 0 | 0 | 0 | 0 | 0 | 0 | 0 | 0 | 0 | 0 | 0 | 0 | 0 | 0.45131 | 0 | 0.32173 | 8.6219 | 0 | 0 | 0.0525 | 0.89122 | 0 | 1.3499 | 0 | 0 | 11.6886 | 0 | 0 | 0 | 0 | 0 | 0 | 0 | 0 | 0 | 0 | 0 | 0 | 0
3 | 13 | 2 | 2 | 1.7931 | 0 | 2.4469 | 0 | 0 | 0 | 0.0012057 | 0.79154 | 0 | 0 | 0.66691 | 0 | 5.6997 | 0 | 0 | 0 | 0 | 0 | 0 | 0 | 0 | 0 | 0 | 0 | 0 | 0 | 0.45131 | 0 | 0.32173 | 8.9363 | 0 | 0 | 0.0525 | 0.89243 | 0 | 1.3609 | 0 | 0 | 12.0151 | 0 | 0 | 0 | 0 | 0 | 0 | 0 | 0 | 0 | 0 | 0 | 0 | 0
3 | 13 | 3 | 2 | 1.7931 | 0 | 2.4469 | 0 | 0 | 0 | 0.0012057 | 0.78039 | 0 | 0 | 0.66691 | 0 | 5.6885 | 0 | 0 | 0 | 0 | 0 | 0 | 0 | 0 | 0 | 0 | 0 | 0 | 0 | 0.45131 | 0 | 0.32173 | 8.8101 | 0 | 0 | 0.0525 | 0.88756 | 0 | 1.5236 | 0 | 0 | 12.0469 | 0 | 0 | 0 | 0 | 0 | 0 | 0 | 0 | 0 | 0 | 0 | 0 | 0
3 | 13 | 4 | 2 | 1.7931 | 0 | 2.4469 | 0 | 0 | 0 | 0.0012057 | 0.78876 | 0 | 0 | 0.66689 | 0 | 5.6969 | 0 | 0 | 0 | 0 | 0 | 0 | 0 | 0 | 0 | 0 | 0 | 0 | 0 | 0.45131 | 0 | 0.32173 | 8.847 | 0 | 0 | 0.0525 | 0.88728 | 0 | 1.5351 | 0 | 0 | 12.0949 | 0 | 0 | 0 | 0 | 0 | 0 | 0 | 0 | 0 | 0 | 0 | 0 | 0
3 | 13 | 5 | 2 | 1.7931 | 0 | 2.4469 | 0 | 0 | 0 | 0.0012057 | 0.80739 | 0 | 0 | 0.66689 | 0 | 5.7155 | 0 | 0 | 0 | 0 | 0 | 0 | 0 | 0 | 0 | 0 | 0 | 0 | 0 | 0.45131 | 0 | 0.32173 | 9.0075 | 0 | 0 | 0.0525 | 0.88893 | 0 | 1.4989 | 0 | 0 | 12.2208 | 0 | 0 | 0 | 0 | 0 | 0 | 0 | 0 | 0 | 0 | 0 | 0 | 0
3 | 13 | 6 | 2 | 1.7931 | 0 | 2.4469 | 0 | 0 | 0 | 0.0012057 | 0.81336 | 0 | 0 | 3.7924 | 0 | 8.8469 | 0 | 0 | 0 | 0 | 0 | 0 | 0 | 0 | 0 | 0 | 0 | 0 | 0 | 0.45131 | 0 | 0.54519 | 8.8587 | 0 | 0 | 0.315 | 0.88149 | 0 | 1.2101 | 0 | 0 | 12.2617 | 0 | 0 | 0 | 0 | 0 | 0 | 0 | 0 | 0 | 0 | 0 | 0 | 0
3 | 13 | 7 | 2 | 1.7931 | 0 | 2.4469 | 0 | 0 | 0 | 0.0012057 | 1.1994 | 0 | 0 | 6.2927 | 0 | 11.7334 | 0 | 0 | 0 | 0 | 0 | 0 | 0 | 0 | 0 | 0 | 0 | 0 | 0 | 0.45131 | 0 | 0.71279 | 11.4661 | 0 | 0 | 0.525 | 0.87728 | 0 | 1.4315 | 0 | 0 | 15.464 | 0 | 0 | 0 | 0 | 0 | 0 | 0 | 0 | 0 | 0 | 0 | 0 | 0
3 | 13 | 8 | 2 | 1.7931 | 0 | 13.5789 | 0 | 0 | 0 | 0.0012057 | 1.0455 | 0 | 0 | 3.9589 | 0 | 20.3776 | 0 | 0 | 0 | 0 | 0 | 0 | 0 | 0 | 0 | 0 | 0 | 0 | 0 | 0.45131 | 0 | 0.71279 | 8.8703 | 0 | 0 | 0.42 | 0.8732 | 0 | 0 | 0 | 0 | 11.3276 | 0 | 0 | 0 | 0 | 0 | 0 | 0 | 0 | 0 | 0 | 0 | 0 | 0
3 | 13 | 9 | 2 | 1.7931 | 0 | 13.5789 | 0 | 0 | 0 | 0.0012057 | 0.84929 | 0 | 0 | 4.8632 | 0 | 21.0857 | 0 | 0 | 0 | 0 | 0 | 0 | 0 | 0 | 0 | 0 | 0 | 0 | 0 | 0.45131 | 0 | 0.71279 | 6.987 | 0 | 0 | 0.315 | 0.85567 | 0 | 0 | 0 | 0 | 9.3218 | 0 | 0 | 0 | 0 | 0 | 0 | 0 | 0 | 0 | 0 | 0 | 0 | 0
3 | 13 | 10 | 2 | 1.7931 | 0 | 13.5789 | 0 | 0 | 0 | 0.0012057 | 0.67677 | 0 | 0 | 3.7923 | 0 | 19.8423 | 0 | 0 | 0 | 0 | 0 | 0 | 0 | 0 | 0 | 0 | 0 | 0 | 0 | 0.45131 | 0 | 0.71279 | 5.6341 | 0 | 0 | 0.315 | 0.85215 | 0 | 0 | 0 | 0 | 7.9653 | 0 | 0 | 0 | 0 | 0 | 0 | 0 | 0 | 0 | 0 | 0 | 0 | 0
3 | 13 | 11 | 2 | 1.7931 | 0 | 13.5789 | 0 | 0 | 0 | 0.0012057 | 0.55217 | 0 | 0 | 3.9589 | 0 | 19.8843 | 0 | 0 | 0 | 0 | 0 | 0 | 0 | 0 | 0 | 0 | 0 | 0 | 0 | 0.45131 | 0 | 0.54519 | 4.1285 | 0 | 0 | 0.3675 | 0.84583 | 0 | 0 | 0 | 0 | 6.3384 | 0 | 0 | 0 | 0 | 0 | 0 | 0 | 0 | 0 | 0 | 0 | 0 | 0
3 | 13 | 12 | 2 | 1.7931 | 0 | 8.6313 | 0 | 0 | 0 | 0.0012057 | 0.47302 | 0 | 0 | 3.9589 | 0 | 14.8576 | 0 | 0 | 0 | 0 | 0 | 0 | 0 | 0 | 0 | 0 | 0 | 0 | 0 | 0.45131 | 0 | 0.54519 | 2.8274 | 0 | 0 | 0.42 | 0.8223 | 0 | 0 | 0 | 0 | 5.0662 | 0 | 0 | 0 | 0 | 0 | 0 | 0 | 0 | 0 | 0 | 0 | 0 | 0
3 | 13 | 13 | 2 | 1.7931 | 0 | 13.5789 | 0 | 0 | 0 | 0.0012057 | 0.29998 | 0 | 0 | 5.936 | 0 | 21.6092 | 0 | 0 | 0 | 0 | 0 | 0 | 0 | 0 | 0 | 0 | 0 | 0 | 0 | 0.45131 | 0 | 0.54519 | 1.9482 | 0 | 0 | 0.3675 | 0.82161 | 0 | 0 | 0 | 0 | 4.1338 | 0 | 0 | 0 | 0 | 0 | 0 | 0 | 0 | 0 | 0 | 0 | 0 | 0
3 | 13 | 14 | 2 | 1.7931 | 0 | 13.5789 | 0 | 0 | 0 | 0.0012057 | 0.20859 | 0 | 0 | 3.9589 | 0 | 19.5407 | 0 | 0 | 0 | 0 | 0 | 0 | 0 | 0 | 0 | 0 | 0 | 0 | 0 | 0.45131 | 0 | 0.54519 | 1.2841 | 0 | 0 | 0.3675 | 0.81957 | 0 | 0 | 0 | 0 | 3.4677 | 0 | 0 | 0 | 0 | 0 | 0 | 0 | 0 | 0 | 0 | 0 | 0 | 0
3 | 13 | 15 | 2 | 1.7931 | 0 | 13.5789 | 0 | 0 | 0 | 0.0012057 | 0.20953 | 0 | 0 | 4.2454 | 0 | 19.8281 | 0 | 0 | 0 | 0 | 0 | 0 | 0 | 0 | 0 | 0 | 0 | 0 | 0 | 0.45131 | 0 | 0.54519 | 0.85929 | 0 | 0 | 0.315 | 0.81679 | 0 | 0 | 0 | 0 | 2.9876 | 0 | 0 | 0 | 0 | 0 | 0 | 0 | 0 | 0 | 0 | 0 | 0 | 0
3 | 13 | 16 | 2 | 1.7931 | 0 | 13.5789 | 0 | 0 | 0 | 0.0012057 | 0.2096 | 0 | 0 | 3.7923 | 0 | 19.3751 | 0 | 0 | 0 | 0 | 0 | 0 | 0 | 0 | 0 | 0 | 0 | 0 | 0 | 0.45131 | 0 | 0.54519 | 0.76175 | 0 | 0 | 0.315 | 0.81635 | 0 | 0 | 0 | 0 | 2.8896 | 0 | 0 | 0 | 0 | 0 | 0 | 0 | 0 | 0 | 0 | 0 | 0 | 0
3 | 13 | 17 | 2 | 1.7931 | 0 | 13.5789 | 0 | 0 | 0 | 0.0012057 | 0.20871 | 0 | 0 | 6.2927 | 0 | 21.8746 | 0 | 0 | 0 | 0 | 0 | 0 | 0 | 0 | 0 | 0 | 0 | 0 | 0 | 0.45131 | 0 | 0.54519 | 0.83919 | 0 | 0 | 0.525 | 0.81232 | 0 | 0 | 0 | 0 | 3.173 | 0 | 0 | 0 | 0 | 0 | 0 | 0 | 0 | 0 | 0 | 0 | 0 | 0
3 | 13 | 18 | 2 | 1.7931 | 0 | 9.8682 | 0 | 0 | 0 | 0.0012057 | 0.25713 | 0 | 0 | 6.2927 | 0 | 18.2123 | 0 | 0 | 0 | 0 | 0 | 0 | 0 | 0 | 0 | 0 | 0 | 0 | 0 | 0.45131 | 0 | 0.54519 | 1.2219 | 0 | 0 | 0.525 | 0.81448 | 0 | 0 | 0 | 0 | 3.5579 | 0 | 0 | 0 | 0 | 0 | 0 | 0 | 0 | 0 | 0 | 0 | 0 | 0
3 | 13 | 19 | 2 | 1.7931 | 0 | 2.4469 | 0 | 0 | 0 | 0.0012057 | 0.38196 | 0 | 0 | 3.9589 | 0 | 8.5821 | 0 | 0 | 0 | 0 | 0 | 0 | 0 | 0 | 0 | 0 | 0 | 0 | 0 | 0.45131 | 0 | 0.88038 | 2.0671 | 0 | 0 | 0.42 | 0.81499 | 0 | 0 | 0 | 0 | 4.6337 | 0 | 0 | 0 | 0 | 0 | 0 | 0 | 0 | 0 | 0 | 0 | 0 | 0
3 | 13 | 20 | 2 | 1.7931 | 0 | 2.4469 | 0 | 0 | 0 | 0.0012057 | 0.46848 | 0 | 0 | 3.9589 | 0 | 8.6686 | 0 | 0 | 0 | 0 | 0 | 0 | 0 | 0 | 0 | 0 | 0 | 0 | 0 | 0.45131 | 0 | 1.1038 | 2.7967 | 0 | 0 | 0.3675 | 0.81507 | 0 | 0 | 0 | 0 | 5.5344 | 0 | 0 | 0 | 0 | 0 | 0 | 0 | 0 | 0 | 0 | 0 | 0 | 0
3 | 13 | 21 | 2 | 1.7931 | 0 | 2.4469 | 0 | 0 | 0 | 0.0012057 | 0.508 | 0 | 0 | 6.6375 | 0 | 11.3867 | 0 | 0 | 0 | 0 | 0 | 0 | 0 | 0 | 0 | 0 | 0 | 0 | 0 | 0.45131 | 0 | 1.2156 | 3.2918 | 0 | 0 | 0.4725 | 0.81429 | 0 | 0 | 0 | 0 | 6.2454 | 0 | 0 | 0 | 0 | 0 | 0 | 0 | 0 | 0 | 0 | 0 | 0 | 0
3 | 13 | 22 | 2 | 1.7931 | 0 | 2.4469 | 0 | 0 | 0 | 0.0012057 | 0.50781 | 0 | 0 | 4.3272 | 0 | 9.0763 | 0 | 0 | 0 | 0 | 0 | 0 | 0 | 0 | 0 | 0 | 0 | 0 | 0 | 0.45131 | 0 | 1.1038 | 3.0819 | 0 | 0 | 0.315 | 0.81183 | 0 | 0 | 0 | 0 | 5.7639 | 0 | 0 | 0 | 0 | 0 | 0 | 0 | 0 | 0 | 0 | 0 | 0 | 0
3 | 13 | 23 | 2 | 1.7931 | 0 | 2.4469 | 0 | 0 | 0 | 0.0012057 | 0.20438 | 0 | 0 | 0.66676 | 0 | 5.1124 | 0 | 0 | 0 | 0 | 0 | 0 | 0 | 0 | 0 | 0 | 0 | 0 | 0 | 0.45131 | 0 | 0.88038 | 2.8136 | 0 | 0 | 0.0525 | 0.82862 | 0 | 0 | 0 | 0 | 5.0264 | 0 | 0 | 0 | 0 | 0 | 0 | 0 | 0 | 0 | 0 | 0 | 0 | 0
3 | 13 | 24 | 2 | 1.7931 | 0 | 2.4469 | 0 | 0 | 0 | 0.0012057 | 0.26589 | 0 | 0 | 0.6668 | 0 | 5.1739 | 0 | 0 | 0 | 0 | 0 | 0 | 0 | 0 | 0 | 0 | 0 | 0 | 0 | 0.45131 | 0 | 0.54519 | 3.409 | 0 | 0 | 0.0525 | 0.82898 | 0 | 0 | 0 | 0 | 5.287 | 0 | 0 | 0 | 0 | 0 | 0 | 0 | 0 | 0 | 0 | 0 | 0 | 0
3 | 14 | 1 | 3 | 1.7931 | 0 | 2.4469 | 0 | 0 | 0 | 0.0012057 | 0.29915 | 0 | 0 | 0.66679 | 0 | 5.2072 | 0 | 0 | 0 | 0 | 0 | 0 | 0 | 0 | 0 | 0 | 0 | 0 | 0 | 0.45131 | 0 | 0.32173 | 3.5817 | 0 | 0 | 0.0525 | 0.83418 | 0 | 0 | 0 | 0 | 5.2414 | 0 | 0 | 0 | 0 | 0 | 0 | 0 | 0 | 0 | 0 | 0 | 0 | 0
3 | 14 | 2 | 3 | 1.7931 | 0 | 2.4469 | 0 | 0 | 0 | 0.0012057 | 0.3234 | 0 | 0 | 0.66681 | 0 | 5.2314 | 0 | 0 | 0 | 0 | 0 | 0 | 0 | 0 | 0 | 0 | 0 | 0 | 0 | 0.45131 | 0 | 0.32173 | 3.967 | 0 | 0 | 0.0525 | 0.83445 | 0 | 0 | 0 | 0 | 5.627 | 0 | 0 | 0 | 0 | 0 | 0 | 0 | 0 | 0 | 0 | 0 | 0 | 0
3 | 14 | 3 | 3 | 1.7931 | 0 | 2.4469 | 0 | 0 | 0 | 0.0012057 | 0.35042 | 0 | 0 | 0.66681 | 0 | 5.2584 | 0 | 0 | 0 | 0 | 0 | 0 | 0 | 0 | 0 | 0 | 0 | 0 | 0 | 0.45131 | 0 | 0.32173 | 4.2473 | 0 | 0 | 0.0525 | 0.83496 | 0 | 0 | 0 | 0 | 5.9078 | 0 | 0 | 0 | 0 | 0 | 0 | 0 | 0 | 0 | 0 | 0 | 0 | 0
3 | 14 | 4 | 3 | 1.7931 | 0 | 2.4469 | 0 | 0 | 0 | 0.0012057 | 0.46495 | 0 | 0 | 0.6668 | 0 | 5.373 | 0 | 0 | 0 | 0 | 0 | 0 | 0 | 0 | 0 | 0 | 0 | 0 | 0 | 0.45131 | 0 | 0.32173 | 5.1702 | 0 | 0 | 0.0525 | 0.85157 | 0 | 0 | 0 | 0 | 6.8473 | 0 | 0 | 0 | 0 | 0 | 0 | 0 | 0 | 0 | 0 | 0 | 0 | 0
3 | 14 | 5 | 3 | 1.7931 | 0 | 2.4469 | 0 | 0 | 0 | 0.0012057 | 0.4855 | 0 | 0 | 0.66684 | 0 | 5.3936 | 0 | 0 | 0 | 0 | 0 | 0 | 0 | 0 | 0 | 0 | 0 | 0 | 0 | 0.45131 | 0 | 0.32173 | 5.4305 | 0 | 0 | 0.0525 | 0.85148 | 0 | 0 | 0 | 0 | 7.1075 | 0 | 0 | 0 | 0 | 0 | 0 | 0 | 0 | 0 | 0 | 0 | 0 | 0
3 | 14 | 6 | 3 | 1.7931 | 0 | 2.4469 | 0 | 0 | 0 | 0.0012057 | 0.51967 | 0 | 0 | 3.7923 | 0 | 8.5532 | 0 | 0 | 0 | 0 | 0 | 0 | 0 | 0 | 0 | 0 | 0 | 0 | 0 | 0.45131 | 0 | 0.54519 | 5.6547 | 0 | 0 | 0.315 | 0.84844 | 0 | 0 | 0 | 0 | 7.8146 | 0 | 0 | 0 | 0 | 0 | 0 | 0 | 0 | 0 | 0 | 0 | 0 | 0
3 | 14 | 7 | 3 | 1.7931 | 0 | 2.4469 | 0 | 0 | 0 | 0.0012057 | 0.98652 | 0 | 0 | 6.2927 | 0 | 11.5204 | 0 | 0 | 0 | 0 | 0 | 0 | 0 | 0 | 0 | 0 | 0 | 0 | 0 | 0.45131 | 0 | 0.71279 | 8.0365 | 0 | 0 | 0.525 | 0.84442 | 0 | 0 | 0 | 0 | 10.57 | 0 | 0 | 0 | 0 | 0 | 0 | 0 | 0 | 0 | 0 | 0 | 0 | 0
3 | 14 | 8 | 3 | 1.7931 | 0 | 13.5789 | 0 | 0 | 0 | 0.0012057 | 0.65693 | 0 | 0 | 3.9589 | 0 | 19.989 | 0 | 0 | 0 | 0 | 0 | 0 | 0 | 0 | 0 | 0 | 0 | 0 | 0 | 0.45131 | 0 | 0.71279 | 5.5438 | 0 | 0 | 0.42 | 0.83237 | 0 | 0 | 0 | 0 | 7.9603 | 0 | 0 | 0 | 0 | 0 | 0 | 0 | 0 | 0 | 0 | 0 | 0 | 0
3 | 14 | 9 | 3 | 1.7931 | 0 | 13.5789 | 0 | 0 | 0 | 0.0012057 | 0.51936 | 0 | 0 | 4.8631 | 0 | 20.7556 | 0 | 0 | 0 | 0 | 0 | 0 | 0 | 0 | 0 | 0 | 0 | 0 | 0 | 0.45131 | 0 | 0.71279 | 4.6126 | 0 | 0 | 0.315 | 0.82809 | 0 | 0 | 0 | 0 | 6.9198 | 0 | 0 | 0 | 0 | 0 | 0 | 0 | 0 | 0 | 0 | 0 | 0 | 0
3 | 14 | 10 | 3 | 1.7931 | 0 | 13.5789 | 0 | 0 | 0 | 0.0012057 | 0.44773 | 0 | 0 | 3.7922 | 0 | 19.6132 | 0 | 0 | 0 | 0 | 0 | 0 | 0 | 0 | 0 | 0 | 0 | 0 | 0 | 0.45131 | 0 | 0.71279 | 3.9917 | 0 | 0 | 0.315 | 0.82681 | 0 | 0 | 0 | 0 | 6.2976 | 0 | 0 | 0 | 0 | 0 | 0 | 0 | 0 | 0 | 0 | 0 | 0 | 0
3 | 14 | 11 | 3 | 1.7931 | 0 | 13.5789 | 0 | 0 | 0 | 0.0012057 | 0.34965 | 0 | 0 | 3.9589 | 0 | 19.6818 | 0 | 0 | 0 | 0 | 0 | 0 | 0 | 0 | 0 | 0 | 0 | 0 | 0 | 0.45131 | 0 | 0.54519 | 3.3293 | 0 | 0 | 0.3675 | 0.81767 | 0 | 0 | 0 | 0 | 5.5109 | 0 | 0 | 0 | 0 | 0 | 0 | 0 | 0 | 0 | 0 | 0 | 0 | 0
3 | 14 | 12 | 3 | 1.7931 | 0 | 8.6313 | 0 | 0 | 0 | 0.0012057 | 0.29422 | 0 | 0 | 3.9589 | 0 | 14.6788 | 0 | 0 | 0 | 0 | 0 | 0 | 0 | 0 | 0 | 0 | 0 | 0 | 0 | 0.45131 | 0 | 0.54519 | 2.6888 | 0 | 0 | 0.42 | 0.80578 | 0 | 0 | 0 | 0 | 4.9111 | 0 | 0 | 0 | 0 | 0 | 0 | 0 | 0 | 0 | 0 | 0 | 0 | 0
3 | 14 | 13 | 3 | 1.7931 | 0 | 13.5789 | 0 | 0 | 0 | 0.0012057 | 0.1546 | 0 | 0 | 5.9358 | 0 | 21.4637 | 0 | 0 | 0 | 0 | 0 | 0 | 0 | 0 | 0 | 0 | 0 | 0 | 0 | 0.45131 | 0 | 0.54519 | 1.8021 | 0 | 0 | 0.3675 | 0.80424 | 0 | 0 | 0 | 0 | 3.9704 | 0 | 0 | 0 | 0 | 0 | 0 | 0 | 0 | 0 | 0 | 0 | 0 | 0
3 | 14 | 14 | 3 | 1.7931 | 0 | 13.5789 | 0 | 0 | 0 | 0.0012057 | 0.11855 | 0 | 0 | 3.9589 | 0 | 19.4506 | 0 | 0 | 0 | 0 | 0 | 0 | 0 | 0 | 0 | 0 | 0 | 0 | 0 | 0.45131 | 0 | 0.54519 | 1.3972 | 0 | 0 | 0.3675 | 0.80236 | 0 | 0 | 0 | 0 | 3.5636 | 0 | 0 | 0 | 0 | 0 | 0 | 0 | 0 | 0 | 0 | 0 | 0 | 0
3 | 14 | 15 | 3 | 1.7931 | 0 | 13.5789 | 0 | 0 | 0 | 0.0012057 | 0.16268 | 0 | 0 | 4.2452 | 0 | 19.7811 | 0 | 0 | 0 | 0 | 0 | 0 | 0 | 0 | 0 | 0 | 0 | 0 | 0 | 0.45131 | 0 | 0.54519 | 1.8826 | 0 | 0 | 0.315 | 0.80681 | 0 | 0 | 0 | 0 | 4.0009 | 0 | 0 | 0 | 0 | 0 | 0 | 0 | 0 | 0 | 0 | 0 | 0 | 0
3 | 14 | 16 | 3 | 1.7931 | 0 | 13.5789 | 0 | 0 | 0 | 0.0012057 | 0.18826 | 0 | 0 | 3.7922 | 0 | 19.3537 | 0 | 0 | 0 | 0 | 0 | 0 | 0 | 0 | 0 | 0 | 0 | 0 | 0 | 0.45131 | 0 | 0.54519 | 2.1529 | 0 | 0 | 0.315 | 0.80857 | 0 | 0 | 0 | 0 | 4.273 | 0 | 0 | 0 | 0 | 0 | 0 | 0 | 0 | 0 | 0 | 0 | 0 | 0
3 | 14 | 17 | 3 | 1.7931 | 0 | 13.5789 | 0 | 0 | 0 | 0.0012057 | 0.21225 | 0 | 0 | 6.2926 | 0 | 21.8781 | 0 | 0 | 0 | 0 | 0 | 0 | 0 | 0 | 0 | 0 | 0 | 0 | 0 | 0.45131 | 0 | 0.54519 | 2.537 | 0 | 0 | 0.525 | 0.81338 | 0 | 0 | 0 | 0 | 4.8719 | 0 | 0 | 0 | 0 | 0 | 0 | 0 | 0 | 0 | 0 | 0 | 0 | 0
3 | 14 | 18 | 3 | 1.7931 | 0 | 9.8682 | 0 | 0 | 0 | 0.0012057 | 0.28697 | 0 | 0 | 6.2926 | 0 | 18.2421 | 0 | 0 | 0 | 0 | 0 | 0 | 0 | 0 | 0 | 0 | 0 | 0 | 0 | 0.45131 | 0 | 0.54519 | 3.3088 | 0 | 0 | 0.525 | 0.81923 | 0 | 0 | 0 | 0 | 5.6496 | 0 | 0 | 0 | 0 | 0 | 0 | 0 | 0 | 0 | 0 | 0 | 0 | 0
3 | 14 | 19 | 3 | 1.7931 | 0 | 2.4469 | 0 | 0 | 0 | 0.0012057 | 0.42587 | 0 | 0 | 3.9589 | 0 | 8.626 | 0 | 0 | 0 | 0 | 0 | 0 | 0 | 0 | 0 | 0 | 0 | 0 | 0 | 0.45131 | 0 | 0.88038 | 3.9468 | 0 | 0 | 0.42 | 0.81336 | 0 | 0 | 0 | 0 | 6.5118 | 0 | 0 | 0 | 0 | 0 | 0 | 0 | 0 | 0 | 0 | 0 | 0 | 0
3 | 14 | 20 | 3 | 1.7931 | 0 | 2.4469 | 0 | 0 | 0 | 0.0012057 | 0.47563 | 0 | 0 | 3.9589 | 0 | 8.6757 | 0 | 0 | 0 | 0 | 0 | 0 | 0 | 0 | 0 | 0 | 0 | 0 | 0 | 0.45131 | 0 | 1.1038 | 4.2242 | 0 | 0 | 0.3675 | 0.80979 | 0 | 0 | 0 | 0 | 6.9567 | 0 | 0 | 0 | 0 | 0 | 0 | 0 | 0 | 0 | 0 | 0 | 0 | 0
3 | 14 | 21 | 3 | 1.7931 | 0 | 2.4469 | 0 | 0 | 0 | 0.0012057 | 0.48737 | 0 | 0 | 6.6374 | 0 | 11.366 | 0 | 0 | 0 | 0 | 0 | 0 | 0 | 0 | 0 | 0 | 0 | 0 | 0 | 0.45131 | 0 | 1.2156 | 4.4843 | 0 | 0 | 0.4725 | 0.80244 | 0 | 0 | 0 | 0 | 7.4261 | 0 | 0 | 0 | 0 | 0 | 0 | 0 | 0 | 0 | 0 | 0 | 0 | 0
3 | 14 | 22 | 3 | 1.7931 | 0 | 2.4469 | 0 | 0 | 0 | 0.0012057 | 0.50302 | 0 | 0 | 4.327 | 0 | 9.0713 | 0 | 0 | 0 | 0 | 0 | 0 | 0 | 0 | 0 | 0 | 0 | 0 | 0 | 0.45131 | 0 | 1.1038 | 4.5365 | 0 | 0 | 0.315 | 0.80188 | 0 | 0 | 0 | 0 | 7.2086 | 0 | 0 | 0 | 0 | 0 | 0 | 0 | 0 | 0 | 0 | 0 | 0 | 0
3 | 14 | 23 | 3 | 1.7931 | 0 | 2.4469 | 0 | 0 | 0 | 0.0012057 | 0.15279 | 0 | 0 | 0.66664 | 0 | 5.0606 | 0 | 0 | 0 | 0 | 0 | 0 | 0 | 0 | 0 | 0 | 0 | 0 | 0 | 0.45131 | 0 | 0.88038 | 2.684 | 0 | 0 | 0.0525 | 0.81042 | 0 | 0 | 0 | 0 | 4.8786 | 0 | 0 | 0 | 0 | 0 | 0 | 0 | 0 | 0 | 0 | 0 | 0 | 0
3 | 14 | 24 | 3 | 1.7931 | 0 | 2.4469 | 0 | 0 | 0 | 0.0012057 | 0.23864 | 0 | 0 | 0.66667 | 0 | 5.1465 | 0 | 0 | 0 | 0 | 0 | 0 | 0 | 0 | 0 | 0 | 0 | 0 | 0 | 0.45131 | 0 | 0.54519 | 3.3126 | 0 | 0 | 0.0525 | 0.81707 | 0 | 0 | 0 | 0 | 5.1787 | 0 | 0 | 0 | 0 | 0 | 0 | 0 | 0 | 0 | 0 | 0 | 0 | 0
3 | 15 | 1 | 4 | 1.7931 | 0 | 2.4469 | 0 | 0 | 0 | 0.0012057 | 0.30175 | 0 | 0 | 0.66669 | 0 | 5.2097 | 0 | 0 | 0 | 0 | 0 | 0 | 0 | 0 | 0 | 0 | 0 | 0 | 0 | 0.45131 | 0 | 0.32173 | 3.8648 | 0 | 0 | 0.0525 | 0.8269 | 0 | 0 | 0 | 0 | 5.5173 | 0 | 0 | 0 | 0 | 0 | 0 | 0 | 0 | 0 | 0 | 0 | 0 | 0
3 | 15 | 2 | 4 | 1.7931 | 0 | 2.4469 | 0 | 0 | 0 | 0.0012057 | 0.36019 | 0 | 0 | 0.66672 | 0 | 5.2681 | 0 | 0 | 0 | 0 | 0 | 0 | 0 | 0 | 0 | 0 | 0 | 0 | 0 | 0.45131 | 0 | 0.32173 | 4.409 | 0 | 0 | 0.0525 | 0.83145 | 0 | 0 | 0 | 0 | 6.066 | 0 | 0 | 0 | 0 | 0 | 0 | 0 | 0 | 0 | 0 | 0 | 0 | 0
3 | 15 | 3 | 4 | 1.7931 | 0 | 2.4469 | 0 | 0 | 0 | 0.0012057 | 0.367 | 0 | 0 | 0.66673 | 0 | 5.275 | 0 | 0 | 0 | 0 | 0 | 0 | 0 | 0 | 0 | 0 | 0 | 0 | 0 | 0.45131 | 0 | 0.32173 | 4.3607 | 0 | 0 | 0.0525 | 0.82768 | 0 | 0 | 0 | 0 | 6.0139 | 0 | 0 | 0 | 0 | 0 | 0 | 0 | 0 | 0 | 0 | 0 | 0 | 0
3 | 15 | 4 | 4 | 1.7931 | 0 | 2.4469 | 0 | 0 | 0 | 0.0012057 | 0.38043 | 0 | 0 | 0.66672 | 0 | 5.2884 | 0 | 0 | 0 | 0 | 0 | 0 | 0 | 0 | 0 | 0 | 0 | 0 | 0 | 0.45131 | 0 | 0.32173 | 4.4117 | 0 | 0 | 0.0525 | 0.82636 | 0 | 0 | 0 | 0 | 6.0636 | 0 | 0 | 0 | 0 | 0 | 0 | 0 | 0 | 0 | 0 | 0 | 0 | 0
3 | 15 | 5 | 4 | 1.7931 | 0 | 2.4469 | 0 | 0 | 0 | 0.0012057 | 0.41576 | 0 | 0 | 0.66671 | 0 | 5.3237 | 0 | 0 | 0 | 0 | 0 | 0 | 0 | 0 | 0 | 0 | 0 | 0 | 0 | 0.45131 | 0 | 0.32173 | 4.6173 | 0 | 0 | 0.0525 | 0.82947 | 0 | 0 | 0 | 0 | 6.2723 | 0 | 0 | 0 | 0 | 0 | 0 | 0 | 0 | 0 | 0 | 0 | 0 | 0
3 | 15 | 6 | 4 | 1.7931 | 0 | 2.4469 | 0 | 0 | 0 | 0.0012057 | 0.44223 | 0 | 0 | 3.7922 | 0 | 8.4756 | 0 | 0 | 0 | 0 | 0 | 0 | 0 | 0 | 0 | 0 | 0 | 0 | 0 | 0.45131 | 0 | 0.54519 | 4.7109 | 0 | 0 | 0.315 | 0.82433 | 0 | 0 | 0 | 0 | 6.8467 | 0 | 0 | 0 | 0 | 0 | 0 | 0 | 0 | 0 | 0 | 0 | 0 | 0
3 | 15 | 7 | 4 | 1.7931 | 0 | 2.4469 | 0 | 0 | 0 | 0.0012057 | 0.86891 | 0 | 0 | 6.2925 | 0 | 11.4027 | 0 | 0 | 0 | 0 | 0 | 0 | 0 | 0 | 0 | 0 | 0 | 0 | 0 | 0.45131 | 0 | 0.71279 | 6.752 | 0 | 0 | 0.525 | 0.81168 | 0 | 0 | 0 | 0 | 9.2528 | 0 | 0 | 0 | 0 | 0 | 0 | 0 | 0 | 0 | 0 | 0 | 0 | 0
3 | 15 | 8 | 4 | 1.7931 | 0 | 13.5789 | 0 | 0 | 0 | 0.0012057 | 0.61473 | 0 | 0 | 3.9588 | 0 | 19.9468 | 0 | 0 | 0 | 0 | 0 | 0 | 0 | 0 | 0 | 0 | 0 | 0 | 0 | 0.45131 | 0 | 0.71279 | 5.0258 | 0 | 0 | 0.42 | 0.81277 | 0 | 0 | 0 | 0 | 7.4226 | 0 | 0 | 0 | 0 | 0 | 0 | 0 | 0 | 0 | 0 | 0 | 0 | 0
3 | 15 | 9 | 4 | 1.7931 | 0 | 13.5789 | 0 | 0 | 0 | 0.0012057 | 0.51591 | 0 | 0 | 4.8629 | 0 | 20.752 | 0 | 0 | 0 | 0 | 0 | 0 | 0 | 0 | 0 | 0 | 0 | 0 | 0 | 0.45131 | 0 | 0.71279 | 4.3169 | 0 | 0 | 0.315 | 0.80772 | 0 | 0 | 0 | 0 | 6.6037 | 0 | 0 | 0 | 0 | 0 | 0 | 0 | 0 | 0 | 0 | 0 | 0 | 0
3 | 15 | 10 | 4 | 1.7931 | 0 | 13.5789 | 0 | 0 | 0 | 0.0012057 | 0.42414 | 0 | 0 | 3.7921 | 0 | 19.5895 | 0 | 0 | 0 | 0 | 0 | 0 | 0 | 0 | 0 | 0 | 0 | 0 | 0 | 0.45131 | 0 | 0.71279 | 3.5017 | 0 | 0 | 0.315 | 0.80014 | 0 | 0 | 0 | 0 | 5.7809 | 0 | 0 | 0 | 0 | 0 | 0 | 0 | 0 | 0 | 0 | 0 | 0 | 0
3 | 15 | 11 | 4 | 1.7931 | 0 | 13.5789 | 0 | 0 | 0 | 0.0012057 | 0.36464 | 0 | 0 | 3.9588 | 0 | 19.6967 | 0 | 0 | 0 | 0 | 0 | 0 | 0 | 0 | 0 | 0 | 0 | 0 | 0 | 0.45131 | 0 | 0.54519 | 3.1657 | 0 | 0 | 0.3675 | 0.79976 | 0 | 0 | 0 | 0 | 5.3295 | 0 | 0 | 0 | 0 | 0 | 0 | 0 | 0 | 0 | 0 | 0 | 0 | 0
3 | 15 | 12 | 4 | 1.7931 | 0 | 8.6313 | 0 | 0 | 0 | 0.0012057 | 0.28251 | 0 | 0 | 3.9588 | 0 | 14.667 | 0 | 0 | 0 | 0 | 0 | 0 | 0 | 0 | 0 | 0 | 0 | 0 | 0 | 0.45131 | 0 | 0.54519 | 2.0504 | 0 | 0 | 0.42 | 0.79301 | 0 | 0 | 0 | 0 | 4.2599 | 0 | 0 | 0 | 0 | 0 | 0 | 0 | 0 | 0 | 0 | 0 | 0 | 0
3 | 15 | 13 | 4 | 1.7931 | 0 | 13.5789 | 0 | 0 | 0 | 0.0012057 | 0.11545 | 0 | 0 | 5.9357 | 0 | 21.4243 | 0 | 0 | 0 | 0 | 0 | 0 | 0 | 0 | 0 | 0 | 0 | 0 | 0 | 0.45131 | 0 | 0.54519 | 0.91482 | 0 | 0 | 0.3675 | 0.78908 | 0 | 0 | 0 | 0 | 3.0679 | 0 | 0 | 0 | 0 | 0 | 0 | 0 | 0 | 0 | 0 | 0 | 0 | 0
3 | 15 | 14 | 4 | 1.7931 | 0 | 13.5789 | 0 | 0 | 0 | 0.0012057 | 0.085027 | 0 | 0 | 3.9588 | 0 | 19.4171 | 0 | 0 | 0 | 0 | 0 | 0 | 0 | 0 | 0 | 0 | 0 | 0 | 0 | 0.45131 | 0 | 0.54519 | 0.55159 | 0 | 0 | 0.3675 | 0.78773 | 0 | 0 | 0 | 0 | 2.7033 | 0 | 0 | 0 | 0 | 0 | 0 | 0 | 0 | 0 | 0 | 0 | 0 | 0
3 | 15 | 15 | 4 | 1.7931 | 0 | 13.5789 | 0 | 0 | 0 | 0.0012057 | 0.09603 | 0 | 0 | 4.2451 | 0 | 19.7144 | 0 | 0 | 0 | 0 | 0 | 0 | 0 | 0 | 0 | 0 | 0 | 0 | 0 | 0.45131 | 0 | 0.54519 | 0.62557 | 0 | 0 | 0.315 | 0.78753 | 0 | 0 | 0 | 0 | 2.7246 | 0 | 0 | 0 | 0 | 0 | 0 | 0 | 0 | 0 | 0 | 0 | 0 | 0
3 | 15 | 16 | 4 | 1.7931 | 0 | 13.5789 | 0 | 0 | 0 | 0.0012057 | 0.10808 | 0 | 0 | 3.7921 | 0 | 19.2734 | 0 | 0 | 0 | 0 | 0 | 0 | 0 | 0 | 0 | 0 | 0 | 0 | 0 | 0.45131 | 0 | 0.54519 | 0.69293 | 0 | 0 | 0.315 | 0.78867 | 0 | 0 | 0 | 0 | 2.7931 | 0 | 0 | 0 | 0 | 0 | 0 | 0 | 0 | 0 | 0 | 0 | 0 | 0
3 | 15 | 17 | 4 | 1.7931 | 0 | 13.5789 | 0 | 0 | 0 | 0.0012057 | 0.11686 | 0 | 0 | 6.2925 | 0 | 21.7826 | 0 | 0 | 0 | 0 | 0 | 0 | 0 | 0 | 0 | 0 | 0 | 0 | 0 | 0.45131 | 0 | 0.54519 | 0.96035 | 0 | 0 | 0.525 | 0.7884 | 0 | 0 | 0 | 0 | 3.2703 | 0 | 0 | 0 | 0 | 0 | 0 | 0 | 0 | 0 | 0 | 0 | 0 | 0
3 | 15 | 18 | 4 | 1.7931 | 0 | 9.8682 | 0 | 0 | 0 | 0.0012057 | 0.17378 | 0 | 0 | 6.2925 | 0 | 18.1288 | 0 | 0 | 0 | 0 | 0 | 0 | 0 | 0 | 0 | 0 | 0 | 0 | 0 | 0.45131 | 0 | 0.54519 | 1.6541 | 0 | 0 | 0.525 | 0.79504 | 0 | 0 | 0 | 0 | 3.9706 | 0 | 0 | 0 | 0 | 0 | 0 | 0 | 0 | 0 | 0 | 0 | 0 | 0
3 | 15 | 19 | 4 | 1.7931 | 0 | 2.4469 | 0 | 0 | 0 | 0.0012057 | 0.2696 | 0 | 0 | 3.9588 | 0 | 8.4697 | 0 | 0 | 0 | 0 | 0 | 0 | 0 | 0 | 0 | 0 | 0 | 0 | 0 | 0.45131 | 0 | 0.88038 | 2.1838 | 0 | 0 | 0.42 | 0.79188 | 0 | 0 | 0 | 0 | 4.7273 | 0 | 0 | 0 | 0 | 0 | 0 | 0 | 0 | 0 | 0 | 0 | 0 | 0
3 | 15 | 20 | 4 | 1.7931 | 0 | 2.4469 | 0 | 0 | 0 | 0.0012057 | 0.33118 | 0 | 0 | 3.9588 | 0 | 8.5312 | 0 | 0 | 0 | 0 | 0 | 0 | 0 | 0 | 0 | 0 | 0 | 0 | 0 | 0.45131 | 0 | 1.1038 | 2.6578 | 0 | 0 | 0.3675 | 0.78824 | 0 | 0 | 0 | 0 | 5.3688 | 0 | 0 | 0 | 0 | 0 | 0 | 0 | 0 | 0 | 0 | 0 | 0 | 0
3 | 15 | 21 | 4 | 1.7931 | 0 | 2.4469 | 0 | 0 | 0 | 0.0012057 | 0.38328 | 0 | 0 | 6.6374 | 0 | 11.2619 | 0 | 0 | 0 | 0 | 0 | 0 | 0 | 0 | 0 | 0 | 0 | 0 | 0 | 0.45131 | 0 | 1.2156 | 2.9234 | 0 | 0 | 0.4725 | 0.78704 | 0 | 0 | 0 | 0 | 5.8498 | 0 | 0 | 0 | 0 | 0 | 0 | 0 | 0 | 0 | 0 | 0 | 0 | 0
3 | 15 | 22 | 4 | 1.7931 | 0 | 2.4469 | 0 | 0 | 0 | 0.0012057 | 0.40404 | 0 | 0 | 4.3269 | 0 | 8.9722 | 0 | 0 | 0 | 0 | 0 | 0 | 0 | 0 | 0 | 0 | 0 | 0 | 0 | 0.45131 | 0 | 1.1038 | 3.2331 | 0 | 0 | 0.315 | 0.78816 | 0 | 0 | 0 | 0 | 5.8914 | 0 | 0 | 0 | 0 | 0 | 0 | 0 | 0 | 0 | 0 | 0 | 0 | 0
3 | 15 | 23 | 4 | 1.7931 | 0 | 2.4469 | 0 | 0 | 0 | 0.0012057 | 0.10205 | 0 | 0 | 0.66661 | 0 | 5.0099 | 0 | 0 | 0 | 0 | 0 | 0 | 0 | 0 | 0 | 0 | 0 | 0 | 0 | 0.45131 | 0 | 0.88038 | 1.5755 | 0 | 0 | 0.0525 | 0.79102 | 0 | 0 | 0 | 0 | 3.7507 | 0 | 0 | 0 | 0 | 0 | 0 | 0 | 0 | 0 | 0 | 0 | 0 | 0
3 | 15 | 24 | 4 | 1.7931 | 0 | 2.4469 | 0 | 0 | 0 | 0.0012057 | 0.17113 | 0 | 0 | 0.66663 | 0 | 5.079 | 0 | 0 | 0 | 0 | 0 | 0 | 0 | 0 | 0 | 0 | 0 | 0 | 0 | 0.45131 | 0 | 0.54519 | 2.8268 | 0 | 0 | 0.0525 | 0.80725 | 0 | 0 | 0 | 0 | 4.683 | 0 | 0 | 0 | 0 | 0 | 0 | 0 | 0 | 0 | 0 | 0 | 0 | 0
3 | 16 | 1 | 5 | 1.7931 | 0 | 2.4469 | 0 | 0 | 0 | 0.0012057 | 0.22436 | 0 | 0 | 0.66667 | 0 | 5.1322 | 0 | 0 | 0 | 0 | 0 | 0 | 0 | 0 | 0 | 0 | 0 | 0 | 0 | 0.45131 | 0 | 0.32173 | 3.1414 | 0 | 0 | 0.0525 | 0.81353 | 0 | 0 | 0 | 0 | 4.7805 | 0 | 0 | 0 | 0 | 0 | 0 | 0 | 0 | 0 | 0 | 0 | 0 | 0
3 | 16 | 2 | 5 | 1.7931 | 0 | 2.4469 | 0 | 0 | 0 | 0.0012057 | 0.25382 | 0 | 0 | 0.66668 | 0 | 5.1617 | 0 | 0 | 0 | 0 | 0 | 0 | 0 | 0 | 0 | 0 | 0 | 0 | 0 | 0.45131 | 0 | 0.32173 | 3.3495 | 0 | 0 | 0.0525 | 0.81498 | 0 | 0 | 0 | 0 | 4.9901 | 0 | 0 | 0 | 0 | 0 | 0 | 0 | 0 | 0 | 0 | 0 | 0 | 0
3 | 16 | 3 | 5 | 1.7931 | 0 | 2.4469 | 0 | 0 | 0 | 0.0012057 | 0.31606 | 0 | 0 | 0.66668 | 0 | 5.224 | 0 | 0 | 0 | 0 | 0 | 0 | 0 | 0 | 0 | 0 | 0 | 0 | 0 | 0.45131 | 0 | 0.32173 | 4.0611 | 0 | 0 | 0.0525 | 0.82267 | 0 | 0 | 0 | 0 | 5.7093 | 0 | 0 | 0 | 0 | 0 | 0 | 0 | 0 | 0 | 0 | 0 | 0 | 0
3 | 16 | 4 | 5 | 1.7931 | 0 | 2.4469 | 0 | 0 | 0 | 0.0012057 | 0.34502 | 0 | 0 | 0.6667 | 0 | 5.2529 | 0 | 0 | 0 | 0 | 0 | 0 | 0 | 0 | 0 | 0 | 0 | 0 | 0 | 0.45131 | 0 | 0.32173 | 4.2742 | 0 | 0 | 0.0525 | 0.82261 | 0 | 0 | 0 | 0 | 5.9223 | 0 | 0 | 0 | 0 | 0 | 0 | 0 | 0 | 0 | 0 | 0 | 0 | 0
3 | 16 | 5 | 5 | 1.7931 | 0 | 2.4469 | 0 | 0 | 0 | 0.0012057 | 0.36882 | 0 | 0 | 0.66669 | 0 | 5.2767 | 0 | 0 | 0 | 0 | 0 | 0 | 0 | 0 | 0 | 0 | 0 | 0 | 0 | 0.45131 | 0 | 0.32173 | 4.4097 | 0 | 0 | 0.0525 | 0.82295 | 0 | 0 | 0 | 0 | 6.0582 | 0 | 0 | 0 | 0 | 0 | 0 | 0 | 0 | 0 | 0 | 0 | 0 | 0
3 | 16 | 6 | 5 | 1.7931 | 0 | 2.4469 | 0 | 0 | 0 | 0.0012057 | 0.39233 | 0 | 0 | 3.7922 | 0 | 8.4257 | 0 | 0 | 0 | 0 | 0 | 0 | 0 | 0 | 0 | 0 | 0 | 0 | 0 | 0.45131 | 0 | 0.54519 | 4.5286 | 0 | 0 | 0.315 | 0.81694 | 0 | 0 | 0 | 0 | 6.657 | 0 | 0 | 0 | 0 | 0 | 0 | 0 | 0 | 0 | 0 | 0 | 0 | 0
3 | 16 | 7 | 5 | 1.7931 | 0 | 2.4469 | 0 | 0 | 0 | 0.0012057 | 0.8853 | 0 | 0 | 6.2925 | 0 | 11.419 | 0 | 0 | 0 | 0 | 0 | 0 | 0 | 0 | 0 | 0 | 0 | 0 | 0 | 0.45131 | 0 | 0.71279 | 7.0629 | 0 | 0 | 0.525 | 0.81517 | 0 | 0 | 0 | 0 | 9.5672 | 0 | 0 | 0 | 0 | 0 | 0 | 0 | 0 | 0 | 0 | 0 | 0 | 0
3 | 16 | 8 | 5 | 1.7931 | 0 | 13.5789 | 0 | 0 | 0 | 0.0012057 | 0.61994 | 0 | 0 | 3.9588 | 0 | 19.952 | 0 | 0 | 0 | 0 | 0 | 0 | 0 | 0 | 0 | 0 | 0 | 0 | 0 | 0.45131 | 0 | 0.71279 | 5.1371 | 0 | 0 | 0.42 | 0.81198 | 0 | 0 | 0 | 0 | 7.5331 | 0 | 0 | 0 | 0 | 0 | 0 | 0 | 0 | 0 | 0 | 0 | 0 | 0
3 | 16 | 9 | 5 | 1.7931 | 0 | 13.5789 | 0 | 0 | 0 | 0.0012057 | 0.48099 | 0 | 0 | 4.8629 | 0 | 20.7171 | 0 | 0 | 0 | 0 | 0 | 0 | 0 | 0 | 0 | 0 | 0 | 0 | 0 | 0.45131 | 0 | 0.71279 | 4.1192 | 0 | 0 | 0.315 | 0.80429 | 0 | 0 | 0 | 0 | 6.4025 | 0 | 0 | 0 | 0 | 0 | 0 | 0 | 0 | 0 | 0 | 0 | 0 | 0
3 | 16 | 10 | 5 | 1.7931 | 0 | 13.5789 | 0 | 0 | 0 | 0.0012057 | 0.33895 | 0 | 0 | 3.7921 | 0 | 19.5043 | 0 | 0 | 0 | 0 | 0 | 0 | 0 | 0 | 0 | 0 | 0 | 0 | 0 | 0.45131 | 0 | 0.71279 | 2.9526 | 0 | 0 | 0.315 | 0.79203 | 0 | 0 | 0 | 0 | 5.2237 | 0 | 0 | 0 | 0 | 0 | 0 | 0 | 0 | 0 | 0 | 0 | 0 | 0
3 | 16 | 11 | 5 | 1.7931 | 0 | 13.5789 | 0 | 0 | 0 | 0.0012057 | 0.24498 | 0 | 0 | 3.9588 | 0 | 19.577 | 0 | 0 | 0 | 0 | 0 | 0 | 0 | 0 | 0 | 0 | 0 | 0 | 0 | 0.45131 | 0 | 0.54519 | 1.8605 | 0 | 0 | 0.3675 | 0.78861 | 0 | 0 | 0 | 0 | 4.0132 | 0 | 0 | 0 | 0 | 0 | 0 | 0 | 0 | 0 | 0 | 0 | 0 | 0
3 | 16 | 12 | 5 | 1.7931 | 0 | 8.6313 | 0 | 0 | 0 | 0.0012057 | 0.20561 | 0 | 0 | 3.9588 | 0 | 14.5901 | 0 | 0 | 0 | 0 | 0 | 0 | 0 | 0 | 0 | 0 | 0 | 0 | 0 | 0.45131 | 0 | 0.54519 | 1.6925 | 0 | 0 | 0.42 | 0.7858 | 0 | 0 | 0 | 0 | 3.8948 | 0 | 0 | 0 | 0 | 0 | 0 | 0 | 0 | 0 | 0 | 0 | 0 | 0
3 | 16 | 13 | 5 | 1.7931 | 0 | 13.5789 | 0 | 0 | 0 | 0.0012057 | 0.11655 | 0 | 0 | 5.9356 | 0 | 21.4253 | 0 | 0 | 0 | 0 | 0 | 0 | 0 | 0 | 0 | 0 | 0 | 0 | 0 | 0.45131 | 0 | 0.54519 | 1.3603 | 0 | 0 | 0.3675 | 0.78673 | 0 | 0 | 0 | 0 | 3.5111 | 0 | 0 | 0 | 0 | 0 | 0 | 0 | 0 | 0 | 0 | 0 | 0 | 0
3 | 16 | 14 | 5 | 1.7931 | 0 | 13.5789 | 0 | 0 | 0 | 0.0012057 | 0.11292 | 0 | 0 | 3.9588 | 0 | 19.4449 | 0 | 0 | 0 | 0 | 0 | 0 | 0 | 0 | 0 | 0 | 0 | 0 | 0 | 0.45131 | 0 | 0.54519 | 1.4054 | 0 | 0 | 0.3675 | 0.78904 | 0 | 0 | 0 | 0 | 3.5584 | 0 | 0 | 0 | 0 | 0 | 0 | 0 | 0 | 0 | 0 | 0 | 0 | 0
3 | 16 | 15 | 5 | 1.7931 | 0 | 13.5789 | 0 | 0 | 0 | 0.0012057 | 0.15747 | 0 | 0 | 4.2451 | 0 | 19.7758 | 0 | 0 | 0 | 0 | 0 | 0 | 0 | 0 | 0 | 0 | 0 | 0 | 0 | 0.45131 | 0 | 0.54519 | 1.7208 | 0 | 0 | 0.315 | 0.7915 | 0 | 0 | 0 | 0 | 3.8238 | 0 | 0 | 0 | 0 | 0 | 0 | 0 | 0 | 0 | 0 | 0 | 0 | 0
3 | 16 | 16 | 5 | 1.7931 | 0 | 13.5789 | 0 | 0 | 0 | 0.0012057 | 0.18035 | 0 | 0 | 3.7921 | 0 | 19.3457 | 0 | 0 | 0 | 0 | 0 | 0 | 0 | 0 | 0 | 0 | 0 | 0 | 0 | 0.45131 | 0 | 0.54519 | 1.8608 | 0 | 0 | 0.315 | 0.79182 | 0 | 0 | 0 | 0 | 3.9641 | 0 | 0 | 0 | 0 | 0 | 0 | 0 | 0 | 0 | 0 | 0 | 0 | 0
3 | 16 | 17 | 5 | 1.7931 | 0 | 13.5789 | 0 | 0 | 0 | 0.0012057 | 0.21679 | 0 | 0 | 6.2925 | 0 | 21.8825 | 0 | 0 | 0 | 0 | 0 | 0 | 0 | 0 | 0 | 0 | 0 | 0 | 0 | 0.45131 | 0 | 0.54519 | 2.2876 | 0 | 0 | 0.525 | 0.79464 | 0 | 0 | 0 | 0 | 4.6037 | 0 | 0 | 0 | 0 | 0 | 0 | 0 | 0 | 0 | 0 | 0 | 0 | 0
3 | 16 | 18 | 5 | 1.7931 | 0 | 9.8682 | 0 | 0 | 0 | 0.0012057 | 0.27401 | 0 | 0 | 6.2925 | 0 | 18.229 | 0 | 0 | 0 | 0 | 0 | 0 | 0 | 0 | 0 | 0 | 0 | 0 | 0 | 0.45131 | 0 | 0.54519 | 2.6251 | 0 | 0 | 0.525 | 0.79467 | 0 | 0 | 0 | 0 | 4.9413 | 0 | 0 | 0 | 0 | 0 | 0 | 0 | 0 | 0 | 0 | 0 | 0 | 0
3 | 16 | 19 | 5 | 1.7931 | 0 | 2.4469 | 0 | 0 | 0 | 0.0012057 | 0.37958 | 0 | 0 | 3.9588 | 0 | 8.5796 | 0 | 0 | 0 | 0 | 0 | 0 | 0 | 0 | 0 | 0 | 0 | 0 | 0 | 0.45131 | 0 | 0.88038 | 2.9754 | 0 | 0 | 0.42 | 0.78877 | 0 | 0 | 0 | 0 | 5.5158 | 0 | 0 | 0 | 0 | 0 | 0 | 0 | 0 | 0 | 0 | 0 | 0 | 0
3 | 16 | 20 | 5 | 1.7931 | 0 | 2.4469 | 0 | 0 | 0 | 0.0012057 | 0.45074 | 0 | 0 | 3.9588 | 0 | 8.6508 | 0 | 0 | 0 | 0 | 0 | 0 | 0 | 0 | 0 | 0 | 0 | 0 | 0 | 0.45131 | 0 | 1.1038 | 3.5239 | 0 | 0 | 0.3675 | 0.79056 | 0 | 0 | 0 | 0 | 6.2371 | 0 | 0 | 0 | 0 | 0 | 0 | 0 | 0 | 0 | 0 | 0 | 0 | 0
3 | 16 | 21 | 5 | 1.7931 | 0 | 2.4469 | 0 | 0 | 0 | 0.0012057 | 0.47472 | 0 | 0 | 6.6373 | 0 | 11.3533 | 0 | 0 | 0 | 0 | 0 | 0 | 0 | 0 | 0 | 0 | 0 | 0 | 0 | 0.45131 | 0 | 1.2156 | 3.6529 | 0 | 0 | 0.4725 | 0.78608 | 0 | 0 | 0 | 0 | 6.5784 | 0 | 0 | 0 | 0 | 0 | 0 | 0 | 0 | 0 | 0 | 0 | 0 | 0
3 | 16 | 22 | 5 | 1.7931 | 0 | 2.4469 | 0 | 0 | 0 | 0.0012057 | 0.48531 | 0 | 0 | 4.3268 | 0 | 9.0534 | 0 | 0 | 0 | 0 | 0 | 0 | 0 | 0 | 0 | 0 | 0 | 0 | 0 | 0.45131 | 0 | 1.1038 | 3.6993 | 0 | 0 | 0.315 | 0.7869 | 0 | 0 | 0 | 0 | 6.3563 | 0 | 0 | 0 | 0 | 0 | 0 | 0 | 0 | 0 | 0 | 0 | 0 | 0
3 | 16 | 23 | 5 | 1.7931 | 0 | 2.4469 | 0 | 0 | 0 | 0.0012057 | 0.13656 | 0 | 0 | 0.66658 | 0 | 5.0444 | 0 | 0 | 0 | 0 | 0 | 0 | 0 | 0 | 0 | 0 | 0 | 0 | 0 | 0.45131 | 0 | 0.88038 | 2.3521 | 0 | 0 | 0.0525 | 0.79812 | 0 | 0 | 0 | 0 | 4.5344 | 0 | 0 | 0 | 0 | 0 | 0 | 0 | 0 | 0 | 0 | 0 | 0 | 0
3 | 16 | 24 | 5 | 1.7931 | 0 | 2.4469 | 0 | 0 | 0 | 0.0012057 | 0.25405 | 0 | 0 | 0.66661 | 0 | 5.1619 | 0 | 0 | 0 | 0 | 0 | 0 | 0 | 0 | 0 | 0 | 0 | 0 | 0 | 0.45131 | 0 | 0.54519 | 3.4006 | 0 | 0 | 0.0525 | 0.81138 | 0 | 0 | 0 | 0 | 5.261 | 0 | 0 | 0 | 0 | 0 | 0 | 0 | 0 | 0 | 0 | 0 | 0 | 0
3 | 17 | 1 | 6 | 1.7931 | 0 | 2.4469 | 0 | 0 | 0 | 0.0012057 | 0.35141 | 0 | 0 | 0.66664 | 0 | 5.2593 | 0 | 0 | 0 | 0 | 0 | 0 | 0 | 0 | 0 | 0 | 0 | 0 | 0 | 0.45131 | 0 | 0.32173 | 4.131 | 0 | 0 | 0.0525 | 0.82537 | 0 | 0 | 0 | 0 | 5.782 | 0 | 0 | 0 | 0 | 0 | 0 | 0 | 0 | 0 | 0 | 0 | 0 | 0
3 | 17 | 2 | 6 | 1.7931 | 0 | 2.4469 | 0 | 0 | 0 | 0.0012057 | 0.33673 | 0 | 0 | 0.66669 | 0 | 5.2446 | 0 | 0 | 0 | 0 | 0 | 0 | 0 | 0 | 0 | 0 | 0 | 0 | 0 | 0.45131 | 0 | 0.32173 | 4.0057 | 0 | 0 | 0.0525 | 0.81686 | 0 | 0 | 0 | 0 | 5.6481 | 0 | 0 | 0 | 0 | 0 | 0 | 0 | 0 | 0 | 0 | 0 | 0 | 0
3 | 17 | 3 | 6 | 1.7931 | 0 | 2.4469 | 0 | 0 | 0 | 0.0012057 | 0.37891 | 0 | 0 | 0.66666 | 0 | 5.2868 | 0 | 0 | 0 | 0 | 0 | 0 | 0 | 0 | 0 | 0 | 0 | 0 | 0 | 0.45131 | 0 | 0.32173 | 4.3021 | 0 | 0 | 0.0525 | 0.82077 | 0 | 0 | 0 | 0 | 5.9484 | 0 | 0 | 0 | 0 | 0 | 0 | 0 | 0 | 0 | 0 | 0 | 0 | 0
3 | 17 | 4 | 6 | 1.7931 | 0 | 2.4469 | 0 | 0 | 0 | 0.0012057 | 0.41956 | 0 | 0 | 0.66667 | 0 | 5.3275 | 0 | 0 | 0 | 0 | 0 | 0 | 0 | 0 | 0 | 0 | 0 | 0 | 0 | 0.45131 | 0 | 0.32173 | 4.6085 | 0 | 0 | 0.0525 | 0.82486 | 0 | 0 | 0 | 0 | 6.2589 | 0 | 0 | 0 | 0 | 0 | 0 | 0 | 0 | 0 | 0 | 0 | 0 | 0
3 | 17 | 5 | 6 | 1.7931 | 0 | 2.4469 | 0 | 0 | 0 | 0.0012057 | 0.43576 | 0 | 0 | 0.66668 | 0 | 5.3437 | 0 | 0 | 0 | 0 | 0 | 0 | 0 | 0 | 0 | 0 | 0 | 0 | 0 | 0.45131 | 0 | 0.32173 | 4.711 | 0 | 0 | 0.0525 | 0.82436 | 0 | 0 | 0 | 0 | 6.3609 | 0 | 0 | 0 | 0 | 0 | 0 | 0 | 0 | 0 | 0 | 0 | 0 | 0
3 | 17 | 6 | 6 | 1.7931 | 0 | 2.4469 | 0 | 0 | 0 | 0.0012057 | 0.46266 | 0 | 0 | 3.7921 | 0 | 8.496 | 0 | 0 | 0 | 0 | 0 | 0 | 0 | 0 | 0 | 0 | 0 | 0 | 0 | 0.45131 | 0 | 0.54519 | 4.8344 | 0 | 0 | 0.315 | 0.82237 | 0 | 0 | 0 | 0 | 6.9683 | 0 | 0 | 0 | 0 | 0 | 0 | 0 | 0 | 0 | 0 | 0 | 0 | 0
3 | 17 | 7 | 6 | 1.7931 | 0 | 2.4469 | 0 | 0 | 0 | 0.0012057 | 0.92124 | 0 | 0 | 6.2925 | 0 | 11.455 | 0 | 0 | 0 | 0 | 0 | 0 | 0 | 0 | 0 | 0 | 0 | 0 | 0 | 0.45131 | 0 | 0.71279 | 7.1426 | 0 | 0 | 0.525 | 0.81814 | 0 | 0 | 0 | 0 | 9.6498 | 0 | 0 | 0 | 0 | 0 | 0 | 0 | 0 | 0 | 0 | 0 | 0 | 0
3 | 17 | 8 | 6 | 1.7931 | 0 | 13.5789 | 0 | 0 | 0 | 0.0012057 | 0.65789 | 0 | 0 | 3.9588 | 0 | 19.9899 | 0 | 0 | 0 | 0 | 0 | 0 | 0 | 0 | 0 | 0 | 0 | 0 | 0 | 0.45131 | 0 | 0.71279 | 5.3531 | 0 | 0 | 0.42 | 0.81639 | 0 | 0 | 0 | 0 | 7.7536 | 0 | 0 | 0 | 0 | 0 | 0 | 0 | 0 | 0 | 0 | 0 | 0 | 0
3 | 17 | 9 | 6 | 1.7931 | 0 | 13.5789 | 0 | 0 | 0 | 0.0012057 | 0.56241 | 0 | 0 | 4.8629 | 0 | 20.7985 | 0 | 0 | 0 | 0 | 0 | 0 | 0 | 0 | 0 | 0 | 0 | 0 | 0 | 0.45131 | 0 | 0.71279 | 4.7754 | 0 | 0 | 0.315 | 0.81124 | 0 | 0 | 0 | 0 | 7.0658 | 0 | 0 | 0 | 0 | 0 | 0 | 0 | 0 | 0 | 0 | 0 | 0 | 0
3 | 17 | 10 | 6 | 1.7931 | 0 | 13.5789 | 0 | 0 | 0 | 0.0012057 | 0.50905 | 0 | 0 | 3.7921 | 0 | 19.6744 | 0 | 0 | 0 | 0 | 0 | 0 | 0 | 0 | 0 | 0 | 0 | 0 | 0 | 0.45131 | 0 | 0.71279 | 4.3895 | 0 | 0 | 0.315 | 0.80697 | 0 | 0 | 0 | 0 | 6.6756 | 0 | 0 | 0 | 0 | 0 | 0 | 0 | 0 | 0 | 0 | 0 | 0 | 0
3 | 17 | 11 | 6 | 1.7931 | 0 | 13.5789 | 0 | 0 | 0 | 0.0012057 | 0.45781 | 0 | 0 | 3.9588 | 0 | 19.7898 | 0 | 0 | 0 | 0 | 0 | 0 | 0 | 0 | 0 | 0 | 0 | 0 | 0 | 0.45131 | 0 | 0.54519 | 3.9891 | 0 | 0 | 0.3675 | 0.8056 | 0 | 0 | 0 | 0 | 6.1587 | 0 | 0 | 0 | 0 | 0 | 0 | 0 | 0 | 0 | 0 | 0 | 0 | 0
3 | 17 | 12 | 6 | 1.7931 | 0 | 8.6313 | 0 | 0 | 0 | 0.0012057 | 0.46138 | 0 | 0 | 3.9588 | 0 | 14.8459 | 0 | 0 | 0 | 0 | 0 | 0 | 0 | 0 | 0 | 0 | 0 | 0 | 0 | 0.45131 | 0 | 0.54519 | 3.6877 | 0 | 0 | 0.42 | 0.80047 | 0 | 0 | 0 | 0 | 5.9047 | 0 | 0 | 0 | 0 | 0 | 0 | 0 | 0 | 0 | 0 | 0 | 0 | 0
3 | 17 | 13 | 6 | 1.7931 | 0 | 13.5789 | 0 | 0 | 0 | 0.0012057 | 0.20816 | 0 | 0 | 5.9356 | 0 | 21.517 | 0 | 0 | 0 | 0 | 0 | 0 | 0 | 0 | 0 | 0 | 0 | 0 | 0 | 0.45131 | 0 | 0.54519 | 2.0158 | 0 | 0 | 0.3675 | 0.78802 | 0 | 0 | 0 | 0 | 4.1678 | 0 | 0 | 0 | 0 | 0 | 0 | 0 | 0 | 0 | 0 | 0 | 0 | 0
3 | 17 | 14 | 6 | 1.7931 | 0 | 13.5789 | 0 | 0 | 0 | 0.0012057 | 0.13048 | 0 | 0 | 3.9588 | 0 | 19.4625 | 0 | 0 | 0 | 0 | 0 | 0 | 0 | 0 | 0 | 0 | 0 | 0 | 0 | 0.45131 | 0 | 0.54519 | 1.4005 | 0 | 0 | 0.3675 | 0.78746 | 0 | 0 | 0 | 0 | 3.5519 | 0 | 0 | 0 | 0 | 0 | 0 | 0 | 0 | 0 | 0 | 0 | 0 | 0
3 | 17 | 15 | 6 | 1.7931 | 0 | 13.5789 | 0 | 0 | 0 | 0.0012057 | 0.14312 | 0 | 0 | 4.2451 | 0 | 19.7614 | 0 | 0 | 0 | 0 | 0 | 0 | 0 | 0 | 0 | 0 | 0 | 0 | 0 | 0.45131 | 0 | 0.54519 | 1.7298 | 0 | 0 | 0.315 | 0.78945 | 0 | 0 | 0 | 0 | 3.8308 | 0 | 0 | 0 | 0 | 0 | 0 | 0 | 0 | 0 | 0 | 0 | 0 | 0
3 | 17 | 16 | 6 | 1.7931 | 0 | 13.5789 | 0 | 0 | 0 | 0.0012057 | 0.16259 | 0 | 0 | 3.7921 | 0 | 19.3279 | 0 | 0 | 0 | 0 | 0 | 0 | 0 | 0 | 0 | 0 | 0 | 0 | 0 | 0.45131 | 0 | 0.54519 | 1.8298 | 0 | 0 | 0.315 | 0.79367 | 0 | 0 | 0 | 0 | 3.935 | 0 | 0 | 0 | 0 | 0 | 0 | 0 | 0 | 0 | 0 | 0 | 0 | 0
3 | 17 | 17 | 6 | 1.7931 | 0 | 13.5789 | 0 | 0 | 0 | 0.0012057 | 0.20601 | 0 | 0 | 6.2925 | 0 | 21.8717 | 0 | 0 | 0 | 0 | 0 | 0 | 0 | 0 | 0 | 0 | 0 | 0 | 0 | 0.45131 | 0 | 0.54519 | 2.2066 | 0 | 0 | 0.525 | 0.79604 | 0 | 0 | 0 | 0 | 4.5242 | 0 | 0 | 0 | 0 | 0 | 0 | 0 | 0 | 0 | 0 | 0 | 0 | 0
3 | 17 | 18 | 6 | 1.7931 | 0 | 9.8682 | 0 | 0 | 0 | 0.0012057 | 0.28577 | 0 | 0 | 6.2925 | 0 | 18.2408 | 0 | 0 | 0 | 0 | 0 | 0 | 0 | 0 | 0 | 0 | 0 | 0 | 0 | 0.45131 | 0 | 0.54519 | 2.4591 | 0 | 0 | 0.525 | 0.79715 | 0 | 0 | 0 | 0 | 4.7777 | 0 | 0 | 0 | 0 | 0 | 0 | 0 | 0 | 0 | 0 | 0 | 0 | 0
3 | 17 | 19 | 6 | 1.7931 | 0 | 2.4469 | 0 | 0 | 0 | 0.0012057 | 0.48132 | 0 | 0 | 3.9588 | 0 | 8.6814 | 0 | 0 | 0 | 0 | 0 | 0 | 0 | 0 | 0 | 0 | 0 | 0 | 0 | 0.45131 | 0 | 0.88038 | 3.7067 | 0 | 0 | 0.42 | 0.79694 | 0 | 0 | 0 | 0 | 6.2553 | 0 | 0 | 0 | 0 | 0 | 0 | 0 | 0 | 0 | 0 | 0 | 0 | 0
3 | 17 | 20 | 6 | 1.7931 | 0 | 2.4469 | 0 | 0 | 0 | 0.0012057 | 0.553 | 0 | 0 | 3.9588 | 0 | 8.753 | 0 | 0 | 0 | 0 | 0 | 0 | 0 | 0 | 0 | 0 | 0 | 0 | 0 | 0.45131 | 0 | 1.1038 | 3.6851 | 0 | 0 | 0.3675 | 0.79434 | 0 | 0 | 0 | 0 | 6.4021 | 0 | 0 | 0 | 0 | 0 | 0 | 0 | 0 | 0 | 0 | 0 | 0 | 0
3 | 17 | 21 | 6 | 1.7931 | 0 | 2.4469 | 0 | 0 | 0 | 0.0012057 | 0.61781 | 0 | 0 | 6.6374 | 0 | 11.4964 | 0 | 0 | 0 | 0 | 0 | 0 | 0 | 0 | 0 | 0 | 0 | 0 | 0 | 0.45131 | 0 | 1.2156 | 4.3201 | 0 | 0 | 0.4725 | 0.7981 | 0 | 0 | 0 | 0 | 7.2575 | 0 | 0 | 0 | 0 | 0 | 0 | 0 | 0 | 0 | 0 | 0 | 0 | 0
3 | 17 | 22 | 6 | 1.7931 | 0 | 2.4469 | 0 | 0 | 0 | 0.0012057 | 0.69283 | 0 | 0 | 4.3269 | 0 | 9.2609 | 0 | 0 | 0 | 0 | 0 | 0 | 0 | 0 | 0 | 0 | 0 | 0 | 0 | 0.45131 | 0 | 1.1038 | 4.9774 | 0 | 0 | 0.315 | 0.80932 | 0 | 0 | 0 | 0 | 7.6568 | 0 | 0 | 0 | 0 | 0 | 0 | 0 | 0 | 0 | 0 | 0 | 0 | 0
3 | 17 | 23 | 6 | 1.7931 | 0 | 2.4469 | 0 | 0 | 0 | 0.0012057 | 0.23443 | 0 | 0 | 0.66664 | 0 | 5.1423 | 0 | 0 | 0 | 0 | 0 | 0 | 0 | 0 | 0 | 0 | 0 | 0 | 0 | 0.45131 | 0 | 0.88038 | 3.1955 | 0 | 0 | 0.0525 | 0.81363 | 0 | 0 | 0 | 0 | 5.3933 | 0 | 0 | 0 | 0 | 0 | 0 | 0 | 0 | 0 | 0 | 0 | 0 | 0
3 | 17 | 24 | 6 | 1.7931 | 0 | 2.4469 | 0 | 0 | 0 | 0.0012057 | 0.41102 | 0 | 0 | 0.66665 | 0 | 5.3189 | 0 | 0 | 0 | 0 | 0 | 0 | 0 | 0 | 0 | 0 | 0 | 0 | 0 | 0.45131 | 0 | 0.54519 | 4.5872 | 0 | 0 | 0.0525 | 0.82904 | 0 | 0 | 0 | 0 | 6.4653 | 0 | 0 | 0 | 0 | 0 | 0 | 0 | 0 | 0 | 0 | 0 | 0 | 0
3 | 18 | 1 | 7 | 1.7931 | 0 | 2.4469 | 0 | 0 | 0 | 0.0012057 | 0.51178 | 0 | 0 | 0.66669 | 0 | 5.4197 | 0 | 0 | 0 | 0 | 0 | 0 | 0 | 0 | 0 | 0 | 0 | 0 | 0 | 0.45131 | 0 | 0.32173 | 5.3727 | 0 | 0 | 0.0525 | 0.84355 | 0 | 0 | 0 | 0 | 7.0418 | 0 | 0 | 0 | 0 | 0 | 0 | 0 | 0 | 0 | 0 | 0 | 0 | 0
3 | 18 | 2 | 7 | 1.7931 | 0 | 2.4469 | 0 | 0 | 0 | 0.0012057 | 0.54841 | 0 | 0 | 0.66674 | 0 | 5.4564 | 0 | 0 | 0 | 0 | 0 | 0 | 0 | 0 | 0 | 0 | 0 | 0 | 0 | 0.45131 | 0 | 0.32173 | 5.695 | 0 | 0 | 0.0525 | 0.84564 | 0 | 0 | 0 | 0 | 7.3662 | 0 | 0 | 0 | 0 | 0 | 0 | 0 | 0 | 0 | 0 | 0 | 0 | 0
3 | 18 | 3 | 7 | 1.7931 | 0 | 2.4469 | 0 | 0 | 0 | 0.0012057 | 0.56756 | 0 | 0 | 0.66674 | 0 | 5.4755 | 0 | 0 | 0 | 0 | 0 | 0 | 0 | 0 | 0 | 0 | 0 | 0 | 0 | 0.45131 | 0 | 0.32173 | 5.8197 | 0 | 0 | 0.0525 | 0.84599 | 0 | 0 | 0 | 0 | 7.4912 | 0 | 0 | 0 | 0 | 0 | 0 | 0 | 0 | 0 | 0 | 0 | 0 | 0
3 | 18 | 4 | 7 | 1.7931 | 0 | 2.4469 | 0 | 0 | 0 | 0.0012057 | 0.56378 | 0 | 0 | 0.66673 | 0 | 5.4717 | 0 | 0 | 0 | 0 | 0 | 0 | 0 | 0 | 0 | 0 | 0 | 0 | 0 | 0.45131 | 0 | 0.32173 | 5.7745 | 0 | 0 | 0.0525 | 0.84295 | 0 | 0 | 0 | 0 | 7.443 | 0 | 0 | 0 | 0 | 0 | 0 | 0 | 0 | 0 | 0 | 0 | 0 | 0
3 | 18 | 5 | 7 | 1.7931 | 0 | 2.4469 | 0 | 0 | 0 | 0.0012057 | 0.56131 | 0 | 0 | 0.66672 | 0 | 5.4693 | 0 | 0 | 0 | 0 | 0 | 0 | 0 | 0 | 0 | 0 | 0 | 0 | 0 | 0.45131 | 0 | 0.32173 | 5.8005 | 0 | 0 | 0.0525 | 0.84038 | 0 | 0 | 0 | 0 | 7.4665 | 0 | 0 | 0 | 0 | 0 | 0 | 0 | 0 | 0 | 0 | 0 | 0 | 0
3 | 18 | 6 | 7 | 1.7931 | 0 | 2.4469 | 0 | 0 | 0 | 0.0012057 | 0.60034 | 0 | 0 | 3.7922 | 0 | 8.6337 | 0 | 0 | 0 | 0 | 0 | 0 | 0 | 0 | 0 | 0 | 0 | 0 | 0 | 0.45131 | 0 | 0.54519 | 6.0233 | 0 | 0 | 0.315 | 0.84076 | 0 | 0 | 0 | 0 | 8.1756 | 0 | 0 | 0 | 0 | 0 | 0 | 0 | 0 | 0 | 0 | 0 | 0 | 0
3 | 18 | 7 | 7 | 1.7931 | 0 | 2.4469 | 0 | 0 | 0 | 0.0012057 | 1.0057 | 0 | 0 | 6.2926 | 0 | 11.5395 | 0 | 0 | 0 | 0 | 0 | 0 | 0 | 0 | 0 | 0 | 0 | 0 | 0 | 0.45131 | 0 | 0.71279 | 8.1706 | 0 | 0 | 0.525 | 0.83267 | 0 | 0 | 0 | 0 | 10.6923 | 0 | 0 | 0 | 0 | 0 | 0 | 0 | 0 | 0 | 0 | 0 | 0 | 0
3 | 18 | 8 | 7 | 1.7931 | 0 | 13.5789 | 0 | 0 | 0 | 0.0012057 | 0.72184 | 0 | 0 | 3.9588 | 0 | 20.0539 | 0 | 0 | 0 | 0 | 0 | 0 | 0 | 0 | 0 | 0 | 0 | 0 | 0 | 0.45131 | 0 | 0.71279 | 6.0528 | 0 | 0 | 0.42 | 0.83104 | 0 | 0 | 0 | 0 | 8.4679 | 0 | 0 | 0 | 0 | 0 | 0 | 0 | 0 | 0 | 0 | 0 | 0 | 0
3 | 18 | 9 | 7 | 1.7931 | 0 | 13.5789 | 0 | 0 | 0 | 0.0012057 | 0.63792 | 0 | 0 | 4.8629 | 0 | 20.8741 | 0 | 0 | 0 | 0 | 0 | 0 | 0 | 0 | 0 | 0 | 0 | 0 | 0 | 0.45131 | 0 | 0.71279 | 5.3884 | 0 | 0 | 0.315 | 0.8328 | 0 | 0 | 0 | 0 | 7.7003 | 0 | 0 | 0 | 0 | 0 | 0 | 0 | 0 | 0 | 0 | 0 | 0 | 0
3 | 18 | 10 | 7 | 1.7931 | 0 | 13.5789 | 0 | 0 | 0 | 0.0012057 | 0.51236 | 0 | 0 | 3.7922 | 0 | 19.6777 | 0 | 0 | 0 | 0 | 0 | 0 | 0 | 0 | 0 | 0 | 0 | 0 | 0 | 0.45131 | 0 | 0.71279 | 4.3383 | 0 | 0 | 0.315 | 0.82668 | 0 | 0 | 0 | 0 | 6.6441 | 0 | 0 | 0 | 0 | 0 | 0 | 0 | 0 | 0 | 0 | 0 | 0 | 0
3 | 18 | 11 | 7 | 1.7931 | 0 | 13.5789 | 0 | 0 | 0 | 0.0012057 | 0.44947 | 0 | 0 | 3.9588 | 0 | 19.7815 | 0 | 0 | 0 | 0 | 0 | 0 | 0 | 0 | 0 | 0 | 0 | 0 | 0 | 0.45131 | 0 | 0.54519 | 3.8569 | 0 | 0 | 0.3675 | 0.82503 | 0 | 0 | 0 | 0 | 6.046 | 0 | 0 | 0 | 0 | 0 | 0 | 0 | 0 | 0 | 0 | 0 | 0 | 0
3 | 18 | 12 | 7 | 1.7931 | 0 | 8.6313 | 0 | 0 | 0 | 0.0012057 | 0.38066 | 0 | 0 | 3.9588 | 0 | 14.7652 | 0 | 0 | 0 | 0 | 0 | 0 | 0 | 0 | 0 | 0 | 0 | 0 | 0 | 0.45131 | 0 | 0.54519 | 3.1934 | 0 | 0 | 0.42 | 0.80009 | 0 | 0 | 0 | 0 | 5.4099 | 0 | 0 | 0 | 0 | 0 | 0 | 0 | 0 | 0 | 0 | 0 | 0 | 0
3 | 18 | 13 | 7 | 1.7931 | 0 | 13.5789 | 0 | 0 | 0 | 0.0012057 | 0.20978 | 0 | 0 | 5.9357 | 0 | 21.5187 | 0 | 0 | 0 | 0 | 0 | 0 | 0 | 0 | 0 | 0 | 0 | 0 | 0 | 0.45131 | 0 | 0.54519 | 2.2409 | 0 | 0 | 0.3675 | 0.79635 | 0 | 0 | 0 | 0 | 4.4013 | 0 | 0 | 0 | 0 | 0 | 0 | 0 | 0 | 0 | 0 | 0 | 0 | 0
3 | 18 | 14 | 7 | 1.7931 | 0 | 13.5789 | 0 | 0 | 0 | 0.0012057 | 0.13786 | 0 | 0 | 3.9588 | 0 | 19.4699 | 0 | 0 | 0 | 0 | 0 | 0 | 0 | 0 | 0 | 0 | 0 | 0 | 0 | 0.45131 | 0 | 0.54519 | 1.7434 | 0 | 0 | 0.3675 | 0.798 | 0 | 0 | 0 | 0 | 3.9054 | 0 | 0 | 0 | 0 | 0 | 0 | 0 | 0 | 0 | 0 | 0 | 0 | 0
3 | 18 | 15 | 7 | 1.7931 | 0 | 13.5789 | 0 | 0 | 0 | 0.0012057 | 0.16189 | 0 | 0 | 4.2451 | 0 | 19.7802 | 0 | 0 | 0 | 0 | 0 | 0 | 0 | 0 | 0 | 0 | 0 | 0 | 0 | 0.45131 | 0 | 0.54519 | 1.8403 | 0 | 0 | 0.315 | 0.80209 | 0 | 0 | 0 | 0 | 3.9539 | 0 | 0 | 0 | 0 | 0 | 0 | 0 | 0 | 0 | 0 | 0 | 0 | 0
3 | 18 | 16 | 7 | 1.7931 | 0 | 13.5789 | 0 | 0 | 0 | 0.0012057 | 0.18109 | 0 | 0 | 3.7921 | 0 | 19.3464 | 0 | 0 | 0 | 0 | 0 | 0 | 0 | 0 | 0 | 0 | 0 | 0 | 0 | 0.45131 | 0 | 0.54519 | 1.9267 | 0 | 0 | 0.315 | 0.80528 | 0 | 0 | 0 | 0 | 4.0435 | 0 | 0 | 0 | 0 | 0 | 0 | 0 | 0 | 0 | 0 | 0 | 0 | 0
3 | 18 | 17 | 7 | 1.7931 | 0 | 13.5789 | 0 | 0 | 0 | 0.0012057 | 0.19946 | 0 | 0 | 6.2925 | 0 | 21.8652 | 0 | 0 | 0 | 0 | 0 | 0 | 0 | 0 | 0 | 0 | 0 | 0 | 0 | 0.45131 | 0 | 0.54519 | 2.0233 | 0 | 0 | 0.525 | 0.8027 | 0 | 0 | 0 | 0 | 4.3475 | 0 | 0 | 0 | 0 | 0 | 0 | 0 | 0 | 0 | 0 | 0 | 0 | 0
3 | 18 | 18 | 7 | 1.7931 | 0 | 9.8682 | 0 | 0 | 0 | 0.0012057 | 0.23695 | 0 | 0 | 6.2925 | 0 | 18.192 | 0 | 0 | 0 | 0 | 0 | 0 | 0 | 0 | 0 | 0 | 0 | 0 | 0 | 0.45131 | 0 | 0.54519 | 2.1986 | 0 | 0 | 0.525 | 0.79985 | 0 | 0 | 0 | 0 | 4.5199 | 0 | 0 | 0 | 0 | 0 | 0 | 0 | 0 | 0 | 0 | 0 | 0 | 0
3 | 18 | 19 | 7 | 1.7931 | 0 | 2.4469 | 0 | 0 | 0 | 0.0012057 | 0.36683 | 0 | 0 | 3.9588 | 0 | 8.5669 | 0 | 0 | 0 | 0 | 0 | 0 | 0 | 0 | 0 | 0 | 0 | 0 | 0 | 0.45131 | 0 | 0.88038 | 3.1069 | 0 | 0 | 0.42 | 0.80039 | 0 | 0 | 0 | 0 | 5.6589 | 0 | 0 | 0 | 0 | 0 | 0 | 0 | 0 | 0 | 0 | 0 | 0 | 0
3 | 18 | 20 | 7 | 1.7931 | 0 | 2.4469 | 0 | 0 | 0 | 0.0012057 | 0.44474 | 0 | 0 | 3.9588 | 0 | 8.6448 | 0 | 0 | 0 | 0 | 0 | 0 | 0 | 0 | 0 | 0 | 0 | 0 | 0 | 0.45131 | 0 | 1.1038 | 3.508 | 0 | 0 | 0.3675 | 0.79862 | 0 | 0 | 0 | 0 | 6.2293 | 0 | 0 | 0 | 0 | 0 | 0 | 0 | 0 | 0 | 0 | 0 | 0 | 0
3 | 18 | 21 | 7 | 1.7931 | 0 | 2.4469 | 0 | 0 | 0 | 0.0012057 | 0.47586 | 0 | 0 | 6.6374 | 0 | 11.3545 | 0 | 0 | 0 | 0 | 0 | 0 | 0 | 0 | 0 | 0 | 0 | 0 | 0 | 0.45131 | 0 | 1.2156 | 3.8508 | 0 | 0 | 0.4725 | 0.79569 | 0 | 0 | 0 | 0 | 6.7859 | 0 | 0 | 0 | 0 | 0 | 0 | 0 | 0 | 0 | 0 | 0 | 0 | 0
3 | 18 | 22 | 7 | 1.7931 | 0 | 2.4469 | 0 | 0 | 0 | 0.0012057 | 0.52579 | 0 | 0 | 4.3269 | 0 | 9.0939 | 0 | 0 | 0 | 0 | 0 | 0 | 0 | 0 | 0 | 0 | 0 | 0 | 0 | 0.45131 | 0 | 1.1038 | 4.2603 | 0 | 0 | 0.315 | 0.79906 | 0 | 0 | 0 | 0 | 6.9295 | 0 | 0 | 0 | 0 | 0 | 0 | 0 | 0 | 0 | 0 | 0 | 0 | 0
3 | 18 | 23 | 7 | 1.7931 | 0 | 2.4469 | 0 | 0 | 0 | 0.0012057 | 0.15733 | 0 | 0 | 0.6666 | 0 | 5.0652 | 0 | 0 | 0 | 0 | 0 | 0 | 0 | 0 | 0 | 0 | 0 | 0 | 0 | 0.45131 | 0 | 0.88038 | 2.4719 | 0 | 0 | 0.0525 | 0.80515 | 0 | 0 | 0 | 0 | 4.6612 | 0 | 0 | 0 | 0 | 0 | 0 | 0 | 0 | 0 | 0 | 0 | 0 | 0
3 | 18 | 24 | 7 | 1.7931 | 0 | 2.4469 | 0 | 0 | 0 | 0.0012057 | 0.27142 | 0 | 0 | 0.66663 | 0 | 5.1793 | 0 | 0 | 0 | 0 | 0 | 0 | 0 | 0 | 0 | 0 | 0 | 0 | 0 | 0.45131 | 0 | 0.54519 | 3.3411 | 0 | 0 | 0.0525 | 0.81738 | 0 | 0 | 0 | 0 | 5.2074 | 0 | 0 | 0 | 0 | 0 | 0 | 0 | 0 | 0 | 0 | 0 | 0 | 0
3 | 19 | 1 | 1 | 1.7931 | 0 | 2.4469 | 0 | 0 | 0 | 0.0012057 | 0.33649 | 0 | 0 | 0.66667 | 0 | 5.2444 | 0 | 0 | 0 | 0 | 0 | 0 | 0 | 0 | 0 | 0 | 0 | 0 | 0 | 0.45131 | 0 | 0.32173 | 4.0236 | 0 | 0 | 0.0525 | 0.8262 | 0 | 0 | 0 | 0 | 5.6754 | 0 | 0 | 0 | 0 | 0 | 0 | 0 | 0 | 0 | 0 | 0 | 0 | 0
3 | 19 | 2 | 1 | 1.7931 | 0 | 2.4469 | 0 | 0 | 0 | 0.0012057 | 0.37386 | 0 | 0 | 0.6667 | 0 | 5.2818 | 0 | 0 | 0 | 0 | 0 | 0 | 0 | 0 | 0 | 0 | 0 | 0 | 0 | 0.45131 | 0 | 0.32173 | 4.3642 | 0 | 0 | 0.0525 | 0.82664 | 0 | 0 | 0 | 0 | 6.0163 | 0 | 0 | 0 | 0 | 0 | 0 | 0 | 0 | 0 | 0 | 0 | 0 | 0
3 | 19 | 3 | 1 | 1.7931 | 0 | 2.4469 | 0 | 0 | 0 | 0.0012057 | 0.46359 | 0 | 0 | 0.66669 | 0 | 5.3715 | 0 | 0 | 0 | 0 | 0 | 0 | 0 | 0 | 0 | 0 | 0 | 0 | 0 | 0.45131 | 0 | 0.32173 | 5.0693 | 0 | 0 | 0.0525 | 0.83807 | 0 | 0 | 0 | 0 | 6.7329 | 0 | 0 | 0 | 0 | 0 | 0 | 0 | 0 | 0 | 0 | 0 | 0 | 0
3 | 19 | 4 | 1 | 1.7931 | 0 | 2.4469 | 0 | 0 | 0 | 0.0012057 | 0.47221 | 0 | 0 | 0.66672 | 0 | 5.3802 | 0 | 0 | 0 | 0 | 0 | 0 | 0 | 0 | 0 | 0 | 0 | 0 | 0 | 0.45131 | 0 | 0.32173 | 5.1858 | 0 | 0 | 0.0525 | 0.83576 | 0 | 0 | 0 | 0 | 6.8471 | 0 | 0 | 0 | 0 | 0 | 0 | 0 | 0 | 0 | 0 | 0 | 0 | 0
3 | 19 | 5 | 1 | 1.7931 | 0 | 2.4469 | 0 | 0 | 0 | 0.0012057 | 0.48586 | 0 | 0 | 0.66671 | 0 | 5.3938 | 0 | 0 | 0 | 0 | 0 | 0 | 0 | 0 | 0 | 0 | 0 | 0 | 0 | 0.45131 | 0 | 0.32173 | 5.1903 | 0 | 0 | 0.0525 | 0.8354 | 0 | 0 | 0 | 0 | 6.8512 | 0 | 0 | 0 | 0 | 0 | 0 | 0 | 0 | 0 | 0 | 0 | 0 | 0
3 | 19 | 6 | 1 | 1.7931 | 0 | 2.4469 | 0 | 0 | 0 | 0.0012057 | 0.52135 | 0 | 0 | 3.7922 | 0 | 8.5548 | 0 | 0 | 0 | 0 | 0 | 0 | 0 | 0 | 0 | 0 | 0 | 0 | 0 | 0.45131 | 0 | 0.54519 | 5.4824 | 0 | 0 | 0.315 | 0.83214 | 0 | 0 | 0 | 0 | 7.626 | 0 | 0 | 0 | 0 | 0 | 0 | 0 | 0 | 0 | 0 | 0 | 0 | 0
3 | 19 | 7 | 1 | 1.7931 | 0 | 2.4469 | 0 | 0 | 0 | 0.0012057 | 0.98242 | 0 | 0 | 6.2925 | 0 | 11.5162 | 0 | 0 | 0 | 0 | 0 | 0 | 0 | 0 | 0 | 0 | 0 | 0 | 0 | 0.45131 | 0 | 0.71279 | 7.8443 | 0 | 0 | 0.525 | 0.82702 | 0 | 0 | 0 | 0 | 10.3604 | 0 | 0 | 0 | 0 | 0 | 0 | 0 | 0 | 0 | 0 | 0 | 0 | 0
3 | 19 | 8 | 1 | 1.7931 | 0 | 13.5789 | 0 | 0 | 0 | 0.0012057 | 0.70287 | 0 | 0 | 3.9588 | 0 | 20.0349 | 0 | 0 | 0 | 0 | 0 | 0 | 0 | 0 | 0 | 0 | 0 | 0 | 0 | 0.45131 | 0 | 0.71279 | 5.8926 | 0 | 0 | 0.42 | 0.82264 | 0 | 0 | 0 | 0 | 8.2993 | 0 | 0 | 0 | 0 | 0 | 0 | 0 | 0 | 0 | 0 | 0 | 0 | 0
3 | 19 | 9 | 1 | 1.7931 | 0 | 13.5789 | 0 | 0 | 0 | 0.0012057 | 0.56666 | 0 | 0 | 4.8629 | 0 | 20.8028 | 0 | 0 | 0 | 0 | 0 | 0 | 0 | 0 | 0 | 0 | 0 | 0 | 0 | 0.45131 | 0 | 0.71279 | 4.928 | 0 | 0 | 0.315 | 0.81897 | 0 | 0 | 0 | 0 | 7.226 | 0 | 0 | 0 | 0 | 0 | 0 | 0 | 0 | 0 | 0 | 0 | 0 | 0
3 | 19 | 10 | 1 | 1.7931 | 0 | 13.5789 | 0 | 0 | 0 | 0.0012057 | 0.45805 | 0 | 0 | 3.7921 | 0 | 19.6234 | 0 | 0 | 0 | 0 | 0 | 0 | 0 | 0 | 0 | 0 | 0 | 0 | 0 | 0.45131 | 0 | 0.71279 | 3.9615 | 0 | 0 | 0.315 | 0.81365 | 0 | 0 | 0 | 0 | 6.2542 | 0 | 0 | 0 | 0 | 0 | 0 | 0 | 0 | 0 | 0 | 0 | 0 | 0
3 | 19 | 11 | 1 | 1.7931 | 0 | 13.5789 | 0 | 0 | 0 | 0.0012057 | 0.41522 | 0 | 0 | 3.9588 | 0 | 19.7473 | 0 | 0 | 0 | 0 | 0 | 0 | 0 | 0 | 0 | 0 | 0 | 0 | 0 | 0.45131 | 0 | 0.54519 | 3.7755 | 0 | 0 | 0.3675 | 0.81702 | 0 | 0 | 0 | 0 | 5.9565 | 0 | 0 | 0 | 0 | 0 | 0 | 0 | 0 | 0 | 0 | 0 | 0 | 0
3 | 19 | 12 | 1 | 1.7931 | 0 | 8.6313 | 0 | 0 | 0 | 0.0012057 | 0.3895 | 0 | 0 | 3.9588 | 0 | 14.774 | 0 | 0 | 0 | 0 | 0 | 0 | 0 | 0 | 0 | 0 | 0 | 0 | 0 | 0.45131 | 0 | 0.54519 | 3.4753 | 0 | 0 | 0.42 | 0.80432 | 0 | 0 | 0 | 0 | 5.6961 | 0 | 0 | 0 | 0 | 0 | 0 | 0 | 0 | 0 | 0 | 0 | 0 | 0
3 | 19 | 13 | 1 | 1.7931 | 0 | 13.5789 | 0 | 0 | 0 | 0.0012057 | 0.25833 | 0 | 0 | 5.9357 | 0 | 21.5672 | 0 | 0 | 0 | 0 | 0 | 0 | 0 | 0 | 0 | 0 | 0 | 0 | 0 | 0.45131 | 0 | 0.54519 | 2.7833 | 0 | 0 | 0.3675 | 0.80121 | 0 | 0 | 0 | 0 | 4.9485 | 0 | 0 | 0 | 0 | 0 | 0 | 0 | 0 | 0 | 0 | 0 | 0 | 0
3 | 19 | 14 | 1 | 1.7931 | 0 | 13.5789 | 0 | 0 | 0 | 0.0012057 | 0.1991 | 0 | 0 | 3.9588 | 0 | 19.5312 | 0 | 0 | 0 | 0 | 0 | 0 | 0 | 0 | 0 | 0 | 0 | 0 | 0 | 0.45131 | 0 | 0.54519 | 2.5514 | 0 | 0 | 0.3675 | 0.80345 | 0 | 0 | 0 | 0 | 4.7188 | 0 | 0 | 0 | 0 | 0 | 0 | 0 | 0 | 0 | 0 | 0 | 0 | 0
3 | 19 | 15 | 1 | 1.7931 | 0 | 13.5789 | 0 | 0 | 0 | 0.0012057 | 0.2517 | 0 | 0 | 4.2452 | 0 | 19.8701 | 0 | 0 | 0 | 0 | 0 | 0 | 0 | 0 | 0 | 0 | 0 | 0 | 0 | 0.45131 | 0 | 0.54519 | 2.7249 | 0 | 0 | 0.315 | 0.80822 | 0 | 0 | 0 | 0 | 4.8446 | 0 | 0 | 0 | 0 | 0 | 0 | 0 | 0 | 0 | 0 | 0 | 0 | 0
3 | 19 | 16 | 1 | 1.7931 | 0 | 13.5789 | 0 | 0 | 0 | 0.0012057 | 0.26282 | 0 | 0 | 3.7921 | 0 | 19.4282 | 0 | 0 | 0 | 0 | 0 | 0 | 0 | 0 | 0 | 0 | 0 | 0 | 0 | 0.45131 | 0 | 0.54519 | 2.8925 | 0 | 0 | 0.315 | 0.81404 | 0 | 0 | 0 | 0 | 5.018 | 0 | 0 | 0 | 0 | 0 | 0 | 0 | 0 | 0 | 0 | 0 | 0 | 0
3 | 19 | 17 | 1 | 1.7931 | 0 | 13.5789 | 0 | 0 | 0 | 0.0012057 | 0.28552 | 0 | 0 | 6.2926 | 0 | 21.9513 | 0 | 0 | 0 | 0 | 0 | 0 | 0 | 0 | 0 | 0 | 0 | 0 | 0 | 0.45131 | 0 | 0.54519 | 3.1324 | 0 | 0 | 0.525 | 0.81654 | 0 | 0 | 0 | 0 | 5.4705 | 0 | 0 | 0 | 0 | 0 | 0 | 0 | 0 | 0 | 0 | 0 | 0 | 0
3 | 19 | 18 | 1 | 1.7931 | 0 | 9.8682 | 0 | 0 | 0 | 0.0012057 | 0.38048 | 0 | 0 | 6.2926 | 0 | 18.3356 | 0 | 0 | 0 | 0 | 0 | 0 | 0 | 0 | 0 | 0 | 0 | 0 | 0 | 0.45131 | 0 | 0.54519 | 3.7502 | 0 | 0 | 0.525 | 0.81975 | 0 | 0 | 0 | 0 | 6.0915 | 0 | 0 | 0 | 0 | 0 | 0 | 0 | 0 | 0 | 0 | 0 | 0 | 0
3 | 19 | 19 | 1 | 1.7931 | 0 | 2.4469 | 0 | 0 | 0 | 0.0012057 | 0.5671 | 0 | 0 | 3.9588 | 0 | 8.7672 | 0 | 0 | 0 | 0 | 0 | 0 | 0 | 0 | 0 | 0 | 0 | 0 | 0 | 0.45131 | 0 | 0.88038 | 5.0437 | 0 | 0 | 0.42 | 0.82123 | 0 | 0 | 0 | 0 | 7.6166 | 0 | 0 | 0 | 0 | 0 | 0 | 0 | 0 | 0 | 0 | 0 | 0 | 0
3 | 19 | 20 | 1 | 1.7931 | 0 | 2.4469 | 0 | 0 | 0 | 0.0012057 | 0.62782 | 0 | 0 | 3.9588 | 0 | 8.8279 | 0 | 0 | 0 | 0 | 0 | 0 | 0 | 0 | 0 | 0 | 0 | 0 | 0 | 0.45131 | 0 | 1.1038 | 5.3115 | 0 | 0 | 0.3675 | 0.81276 | 0 | 0 | 0 | 0 | 8.0469 | 0 | 0 | 0 | 0 | 0 | 0 | 0 | 0 | 0 | 0 | 0 | 0 | 0
3 | 19 | 21 | 1 | 1.7931 | 0 | 2.4469 | 0 | 0 | 0 | 0.0012057 | 0.70028 | 0 | 0 | 6.6374 | 0 | 11.5789 | 0 | 0 | 0 | 0 | 0 | 0 | 0 | 0 | 0 | 0 | 0 | 0 | 0 | 0.45131 | 0 | 1.2156 | 5.7867 | 0 | 0 | 0.4725 | 0.81606 | 0 | 0 | 0 | 0 | 8.7421 | 0 | 0 | 0 | 0 | 0 | 0 | 0 | 0 | 0 | 0 | 0 | 0 | 0
3 | 19 | 22 | 1 | 1.7931 | 0 | 2.4469 | 0 | 0 | 0 | 0.0012057 | 0.72966 | 0 | 0 | 4.327 | 0 | 9.2979 | 0 | 0 | 0 | 0 | 0 | 0 | 0 | 0 | 0 | 0 | 0 | 0 | 0 | 0.45131 | 0 | 1.1038 | 5.8903 | 0 | 0 | 0.315 | 0.81954 | 0 | 0 | 0 | 0 | 8.58 | 0 | 0 | 0 | 0 | 0 | 0 | 0 | 0 | 0 | 0 | 0 | 0 | 0
3 | 19 | 23 | 1 | 1.7931 | 0 | 2.4469 | 0 | 0 | 0 | 0.0012057 | 0.25483 | 0 | 0 | 0.66665 | 0 | 5.1627 | 0 | 0 | 0 | 0 | 0 | 0 | 0 | 0 | 0 | 0 | 0 | 0 | 0 | 0.45131 | 0 | 0.88038 | 3.5739 | 0 | 0 | 0.0525 | 0.81888 | 0 | 0 | 0 | 0 | 5.777 | 0 | 0 | 0 | 0 | 0 | 0 | 0 | 0 | 0 | 0 | 0 | 0 | 0
3 | 19 | 24 | 1 | 1.7931 | 0 | 2.4469 | 0 | 0 | 0 | 0.0012057 | 0.41102 | 0 | 0 | 0.66665 | 0 | 5.3189 | 0 | 0 | 0 | 0 | 0 | 0 | 0 | 0 | 0 | 0 | 0 | 0 | 0 | 0.45131 | 0 | 0.54519 | 4.7714 | 0 | 0 | 0.0525 | 0.8314 | 0 | 0 | 0 | 0 | 6.6518 | 0 | 0 | 0 | 0 | 0 | 0 | 0 | 0 | 0 | 0 | 0 | 0 | 0
3 | 20 | 1 | 2 | 1.7931 | 0 | 2.4469 | 0 | 0 | 0 | 0.0012057 | 0.47925 | 0 | 0 | 0.66669 | 0 | 5.3872 | 0 | 0 | 0 | 0 | 0 | 0 | 0 | 0 | 0 | 0 | 0 | 0 | 0 | 0.45131 | 0 | 0.32173 | 5.2512 | 0 | 0 | 0.0525 | 0.83995 | 0 | 0 | 0 | 0 | 6.9167 | 0 | 0 | 0 | 0 | 0 | 0 | 0 | 0 | 0 | 0 | 0 | 0 | 0
3 | 20 | 2 | 2 | 1.7931 | 0 | 2.4469 | 0 | 0 | 0 | 0.0012057 | 0.50009 | 0 | 0 | 0.66672 | 0 | 5.408 | 0 | 0 | 0 | 0 | 0 | 0 | 0 | 0 | 0 | 0 | 0 | 0 | 0 | 0.45131 | 0 | 0.32173 | 5.4363 | 0 | 0 | 0.0525 | 0.83869 | 0 | 0 | 0 | 0 | 7.1005 | 0 | 0 | 0 | 0 | 0 | 0 | 0 | 0 | 0 | 0 | 0 | 0 | 0
3 | 20 | 3 | 2 | 1.7931 | 0 | 2.4469 | 0 | 0 | 0 | 0.0012057 | 0.49892 | 0 | 0 | 0.66671 | 0 | 5.4069 | 0 | 0 | 0 | 0 | 0 | 0 | 0 | 0 | 0 | 0 | 0 | 0 | 0 | 0.45131 | 0 | 0.32173 | 5.3997 | 0 | 0 | 0.0525 | 0.83474 | 0 | 0 | 0 | 0 | 7.06 | 0 | 0 | 0 | 0 | 0 | 0 | 0 | 0 | 0 | 0 | 0 | 0 | 0
3 | 20 | 4 | 2 | 1.7931 | 0 | 2.4469 | 0 | 0 | 0 | 0.0012057 | 0.52233 | 0 | 0 | 0.6667 | 0 | 5.4303 | 0 | 0 | 0 | 0 | 0 | 0 | 0 | 0 | 0 | 0 | 0 | 0 | 0 | 0.45131 | 0 | 0.32173 | 5.9376 | 0 | 0 | 0.0525 | 0.83655 | 0 | 0.89835 | 0 | 0 | 8.4981 | 0 | 0 | 0 | 0 | 0 | 0 | 0 | 0 | 0 | 0 | 0 | 0 | 0
3 | 20 | 5 | 2 | 1.7931 | 0 | 2.4469 | 0 | 0 | 0 | 0.0012057 | 0.53503 | 0 | 0 | 0.6667 | 0 | 5.4429 | 0 | 0 | 0 | 0 | 0 | 0 | 0 | 0 | 0 | 0 | 0 | 0 | 0 | 0.45131 | 0 | 0.32173 | 5.6114 | 0 | 0 | 0.0525 | 0.8356 | 0 | 0 | 0 | 0 | 7.2725 | 0 | 0 | 0 | 0 | 0 | 0 | 0 | 0 | 0 | 0 | 0 | 0 | 0
3 | 20 | 6 | 2 | 1.7931 | 0 | 2.4469 | 0 | 0 | 0 | 0.0012057 | 0.56103 | 0 | 0 | 3.7922 | 0 | 8.5944 | 0 | 0 | 0 | 0 | 0 | 0 | 0 | 0 | 0 | 0 | 0 | 0 | 0 | 0.45131 | 0 | 0.54519 | 5.651 | 0 | 0 | 0.315 | 0.83134 | 0 | 0 | 0 | 0 | 7.7939 | 0 | 0 | 0 | 0 | 0 | 0 | 0 | 0 | 0 | 0 | 0 | 0 | 0
3 | 20 | 7 | 2 | 1.7931 | 0 | 2.4469 | 0 | 0 | 0 | 0.0012057 | 1.0506 | 0 | 0 | 6.2925 | 0 | 11.5844 | 0 | 0 | 0 | 0 | 0 | 0 | 0 | 0 | 0 | 0 | 0 | 0 | 0 | 0.45131 | 0 | 0.71279 | 8.3442 | 0 | 0 | 0.525 | 0.83368 | 0 | 0 | 0 | 0 | 10.867 | 0 | 0 | 0 | 0 | 0 | 0 | 0 | 0 | 0 | 0 | 0 | 0 | 0
3 | 20 | 8 | 2 | 1.7931 | 0 | 13.5789 | 0 | 0 | 0 | 0.0012057 | 0.75465 | 0 | 0 | 3.9588 | 0 | 20.0867 | 0 | 0 | 0 | 0 | 0 | 0 | 0 | 0 | 0 | 0 | 0 | 0 | 0 | 0.45131 | 0 | 0.71279 | 6.0312 | 0 | 0 | 0.42 | 0.82557 | 0 | 0 | 0 | 0 | 8.4408 | 0 | 0 | 0 | 0 | 0 | 0 | 0 | 0 | 0 | 0 | 0 | 0 | 0
3 | 20 | 9 | 2 | 1.7931 | 0 | 13.5789 | 0 | 0 | 0 | 0.0012057 | 0.66687 | 0 | 0 | 4.8629 | 0 | 20.903 | 0 | 0 | 0 | 0 | 0 | 0 | 0 | 0 | 0 | 0 | 0 | 0 | 0 | 0.45131 | 0 | 0.71279 | 5.2823 | 0 | 0 | 0.315 | 0.82568 | 0 | 0 | 0 | 0 | 7.5871 | 0 | 0 | 0 | 0 | 0 | 0 | 0 | 0 | 0 | 0 | 0 | 0 | 0
3 | 20 | 10 | 2 | 1.7931 | 0 | 13.5789 | 0 | 0 | 0 | 0.0012057 | 0.55208 | 0 | 0 | 3.7922 | 0 | 19.7175 | 0 | 0 | 0 | 0 | 0 | 0 | 0 | 0 | 0 | 0 | 0 | 0 | 0 | 0.45131 | 0 | 0.71279 | 4.4383 | 0 | 0 | 0.315 | 0.823 | 0 | 0 | 0 | 0 | 6.7405 | 0 | 0 | 0 | 0 | 0 | 0 | 0 | 0 | 0 | 0 | 0 | 0 | 0
3 | 20 | 11 | 2 | 1.7931 | 0 | 13.5789 | 0 | 0 | 0 | 0.0012057 | 0.55234 | 0 | 0 | 3.9589 | 0 | 19.8844 | 0 | 0 | 0 | 0 | 0 | 0 | 0 | 0 | 0 | 0 | 0 | 0 | 0 | 0.45131 | 0 | 0.54519 | 4.4319 | 0 | 0 | 0.3675 | 0.82559 | 0 | 0 | 0 | 0 | 6.6215 | 0 | 0 | 0 | 0 | 0 | 0 | 0 | 0 | 0 | 0 | 0 | 0 | 0
3 | 20 | 12 | 2 | 1.7931 | 0 | 8.6313 | 0 | 0 | 0 | 0.0012057 | 0.51566 | 0 | 0 | 3.9589 | 0 | 14.9002 | 0 | 0 | 0 | 0 | 0 | 0 | 0 | 0 | 0 | 0 | 0 | 0 | 0 | 0.45131 | 0 | 0.54519 | 4.079 | 0 | 0 | 0.42 | 0.82004 | 0 | 0 | 0 | 0 | 6.3155 | 0 | 0 | 0 | 0 | 0 | 0 | 0 | 0 | 0 | 0 | 0 | 0 | 0
3 | 20 | 13 | 2 | 1.7931 | 0 | 13.5789 | 0 | 0 | 0 | 0.0012057 | 0.42537 | 0 | 0 | 5.9358 | 0 | 21.7343 | 0 | 0 | 0 | 0 | 0 | 0 | 0 | 0 | 0 | 0 | 0 | 0 | 0 | 0.45131 | 0 | 0.54519 | 3.6084 | 0 | 0 | 0.3675 | 0.81917 | 0 | 0 | 0 | 0 | 5.7915 | 0 | 0 | 0 | 0 | 0 | 0 | 0 | 0 | 0 | 0 | 0 | 0 | 0
3 | 20 | 14 | 2 | 1.7931 | 0 | 13.5789 | 0 | 0 | 0 | 0.0012057 | 0.38105 | 0 | 0 | 3.9589 | 0 | 19.7131 | 0 | 0 | 0 | 0 | 0 | 0 | 0 | 0 | 0 | 0 | 0 | 0 | 0 | 0.45131 | 0 | 0.54519 | 3.2696 | 0 | 0 | 0.3675 | 0.82259 | 0 | 0 | 0 | 0 | 5.4562 | 0 | 0 | 0 | 0 | 0 | 0 | 0 | 0 | 0 | 0 | 0 | 0 | 0
3 | 20 | 15 | 2 | 1.7931 | 0 | 13.5789 | 0 | 0 | 0 | 0.0012057 | 0.37365 | 0 | 0 | 4.2452 | 0 | 19.9921 | 0 | 0 | 0 | 0 | 0 | 0 | 0 | 0 | 0 | 0 | 0 | 0 | 0 | 0.45131 | 0 | 0.54519 | 3.268 | 0 | 0 | 0.315 | 0.82532 | 0 | 0 | 0 | 0 | 5.4049 | 0 | 0 | 0 | 0 | 0 | 0 | 0 | 0 | 0 | 0 | 0 | 0 | 0
3 | 20 | 16 | 2 | 1.7931 | 0 | 13.5789 | 0 | 0 | 0 | 0.0012057 | 0.35281 | 0 | 0 | 3.7922 | 0 | 19.5182 | 0 | 0 | 0 | 0 | 0 | 0 | 0 | 0 | 0 | 0 | 0 | 0 | 0 | 0.45131 | 0 | 0.54519 | 3.0938 | 0 | 0 | 0.315 | 0.82308 | 0 | 0 | 0 | 0 | 5.2284 | 0 | 0 | 0 | 0 | 0 | 0 | 0 | 0 | 0 | 0 | 0 | 0 | 0
3 | 20 | 17 | 2 | 1.7931 | 0 | 13.5789 | 0 | 0 | 0 | 0.0012057 | 0.41572 | 0 | 0 | 6.2926 | 0 | 22.0815 | 0 | 0 | 0 | 0 | 0 | 0 | 0 | 0 | 0 | 0 | 0 | 0 | 0 | 0.45131 | 0 | 0.54519 | 3.7175 | 0 | 0 | 0.525 | 0.82889 | 0 | 0 | 0 | 0 | 6.0678 | 0 | 0 | 0 | 0 | 0 | 0 | 0 | 0 | 0 | 0 | 0 | 0 | 0
3 | 20 | 18 | 2 | 1.7931 | 0 | 9.8682 | 0 | 0 | 0 | 0.0012057 | 0.53181 | 0 | 0 | 6.2926 | 0 | 18.4869 | 0 | 0 | 0 | 0 | 0 | 0 | 0 | 0 | 0 | 0 | 0 | 0 | 0 | 0.45131 | 0 | 0.54519 | 4.3342 | 0 | 0 | 0.525 | 0.83072 | 0 | 0 | 0 | 0 | 6.6864 | 0 | 0 | 0 | 0 | 0 | 0 | 0 | 0 | 0 | 0 | 0 | 0 | 0
3 | 20 | 19 | 2 | 1.7931 | 0 | 2.4469 | 0 | 0 | 0 | 0.0012057 | 0.6878 | 0 | 0 | 3.9589 | 0 | 8.8879 | 0 | 0 | 0 | 0 | 0 | 0 | 0 | 0 | 0 | 0 | 0 | 0 | 0 | 0.45131 | 0 | 0.88038 | 5.0659 | 0 | 0 | 0.42 | 0.82405 | 0 | 0 | 0 | 0 | 7.6416 | 0 | 0 | 0 | 0 | 0 | 0 | 0 | 0 | 0 | 0 | 0 | 0 | 0
3 | 20 | 20 | 2 | 1.7931 | 0 | 2.4469 | 0 | 0 | 0 | 0.0012057 | 0.7139 | 0 | 0 | 3.9589 | 0 | 8.914 | 0 | 0 | 0 | 0 | 0 | 0 | 0 | 0 | 0 | 0 | 0 | 0 | 0 | 0.45131 | 0 | 1.1038 | 5.1601 | 0 | 0 | 0.3675 | 0.81665 | 0 | 0 | 0 | 0 | 7.8994 | 0 | 0 | 0 | 0 | 0 | 0 | 0 | 0 | 0 | 0 | 0 | 0 | 0
3 | 20 | 21 | 2 | 1.7931 | 0 | 2.4469 | 0 | 0 | 0 | 0.0012057 | 0.71555 | 0 | 0 | 6.6374 | 0 | 11.5942 | 0 | 0 | 0 | 0 | 0 | 0 | 0 | 0 | 0 | 0 | 0 | 0 | 0 | 0.45131 | 0 | 1.2156 | 5.1248 | 0 | 0 | 0.4725 | 0.81157 | 0 | 0 | 0 | 0 | 8.0757 | 0 | 0 | 0 | 0 | 0 | 0 | 0 | 0 | 0 | 0 | 0 | 0 | 0
3 | 20 | 22 | 2 | 1.7931 | 0 | 2.4469 | 0 | 0 | 0 | 0.0012057 | 0.74312 | 0 | 0 | 4.327 | 0 | 9.3113 | 0 | 0 | 0 | 0 | 0 | 0 | 0 | 0 | 0 | 0 | 0 | 0 | 0 | 0.45131 | 0 | 1.1038 | 5.2838 | 0 | 0 | 0.315 | 0.81637 | 0 | 0 | 0 | 0 | 7.9703 | 0 | 0 | 0 | 0 | 0 | 0 | 0 | 0 | 0 | 0 | 0 | 0 | 0
3 | 20 | 23 | 2 | 1.7931 | 0 | 2.4469 | 0 | 0 | 0 | 0.0012057 | 0.28111 | 0 | 0 | 0.66666 | 0 | 5.189 | 0 | 0 | 0 | 0 | 0 | 0 | 0 | 0 | 0 | 0 | 0 | 0 | 0 | 0.45131 | 0 | 0.88038 | 3.4038 | 0 | 0 | 0.0525 | 0.82086 | 0 | 0 | 0 | 0 | 5.6089 | 0 | 0 | 0 | 0 | 0 | 0 | 0 | 0 | 0 | 0 | 0 | 0 | 0
3 | 20 | 24 | 2 | 1.7931 | 0 | 2.4469 | 0 | 0 | 0 | 0.0012057 | 0.39361 | 0 | 0 | 0.66668 | 0 | 5.3015 | 0 | 0 | 0 | 0 | 0 | 0 | 0 | 0 | 0 | 0 | 0 | 0 | 0 | 0.45131 | 0 | 0.54519 | 4.0353 | 0 | 0 | 0.0525 | 0.8256 | 0 | 0 | 0 | 0 | 5.9099 | 0 | 0 | 0 | 0 | 0 | 0 | 0 | 0 | 0 | 0 | 0 | 0 | 0
3 | 21 | 1 | 3 | 1.7931 | 0 | 2.4469 | 0 | 0 | 0 | 0.0012057 | 0.45684 | 0 | 0 | 0.6667 | 0 | 5.3648 | 0 | 0 | 0 | 0 | 0 | 0 | 0 | 0 | 0 | 0 | 0 | 0 | 0 | 0.45131 | 0 | 0.32173 | 4.5075 | 0 | 0 | 0.0525 | 0.8347 | 0 | 0 | 0 | 0 | 6.1677 | 0 | 0 | 0 | 0 | 0 | 0 | 0 | 0 | 0 | 0 | 0 | 0 | 0
3 | 21 | 2 | 3 | 1.7931 | 0 | 2.4469 | 0 | 0 | 0 | 0.0012057 | 0.49344 | 0 | 0 | 0.66673 | 0 | 5.4014 | 0 | 0 | 0 | 0 | 0 | 0 | 0 | 0 | 0 | 0 | 0 | 0 | 0 | 0.45131 | 0 | 0.32173 | 4.7268 | 0 | 0 | 0.0525 | 0.83736 | 0 | 0 | 0 | 0 | 6.3897 | 0 | 0 | 0 | 0 | 0 | 0 | 0 | 0 | 0 | 0 | 0 | 0 | 0
3 | 21 | 3 | 3 | 1.7931 | 0 | 2.4469 | 0 | 0 | 0 | 0.0012057 | 0.50215 | 0 | 0 | 0.66674 | 0 | 5.4101 | 0 | 0 | 0 | 0 | 0 | 0 | 0 | 0 | 0 | 0 | 0 | 0 | 0 | 0.45131 | 0 | 0.32173 | 4.7698 | 0 | 0 | 0.0525 | 0.83626 | 0 | 0 | 0 | 0 | 6.4317 | 0 | 0 | 0 | 0 | 0 | 0 | 0 | 0 | 0 | 0 | 0 | 0 | 0
3 | 21 | 4 | 3 | 1.7931 | 0 | 2.4469 | 0 | 0 | 0 | 0.0012057 | 0.53013 | 0 | 0 | 0.66673 | 0 | 5.4381 | 0 | 0 | 0 | 0 | 0 | 0 | 0 | 0 | 0 | 0 | 0 | 0 | 0 | 0.45131 | 0 | 0.32173 | 5.0122 | 0 | 0 | 0.0525 | 0.83923 | 0 | 0 | 0 | 0 | 6.6769 | 0 | 0 | 0 | 0 | 0 | 0 | 0 | 0 | 0 | 0 | 0 | 0 | 0
3 | 21 | 5 | 3 | 1.7931 | 0 | 2.4469 | 0 | 0 | 0 | 0.0012057 | 0.53825 | 0 | 0 | 0.66674 | 0 | 5.4462 | 0 | 0 | 0 | 0 | 0 | 0 | 0 | 0 | 0 | 0 | 0 | 0 | 0 | 0.45131 | 0 | 0.32173 | 4.9686 | 0 | 0 | 0.0525 | 0.83887 | 0 | 0 | 0 | 0 | 6.633 | 0 | 0 | 0 | 0 | 0 | 0 | 0 | 0 | 0 | 0 | 0 | 0 | 0
3 | 21 | 6 | 3 | 1.7931 | 0 | 2.4469 | 0 | 0 | 0 | 0.0012057 | 0.56735 | 0 | 0 | 3.7922 | 0 | 8.6008 | 0 | 0 | 0 | 0 | 0 | 0 | 0 | 0 | 0 | 0 | 0 | 0 | 0 | 0.45131 | 0 | 0.54519 | 5.0801 | 0 | 0 | 0.315 | 0.83572 | 0 | 0 | 0 | 0 | 7.2273 | 0 | 0 | 0 | 0 | 0 | 0 | 0 | 0 | 0 | 0 | 0 | 0 | 0
3 | 21 | 7 | 3 | 1.7931 | 0 | 2.4469 | 0 | 0 | 0 | 0.0012057 | 1.0422 | 0 | 0 | 6.2926 | 0 | 11.576 | 0 | 0 | 0 | 0 | 0 | 0 | 0 | 0 | 0 | 0 | 0 | 0 | 0 | 0.45131 | 0 | 0.71279 | 7.2851 | 0 | 0 | 0.525 | 0.83312 | 0 | 0 | 0 | 0 | 9.8073 | 0 | 0 | 0 | 0 | 0 | 0 | 0 | 0 | 0 | 0 | 0 | 0 | 0
3 | 21 | 8 | 3 | 1.7931 | 0 | 13.5789 | 0 | 0 | 0 | 0.0012057 | 0.78613 | 0 | 0 | 3.9589 | 0 | 20.1182 | 0 | 0 | 0 | 0 | 0 | 0 | 0 | 0 | 0 | 0 | 0 | 0 | 0 | 0.45131 | 0 | 0.71279 | 5.4522 | 0 | 0 | 0.42 | 0.82962 | 0 | 0 | 0 | 0 | 7.866 | 0 | 0 | 0 | 0 | 0 | 0 | 0 | 0 | 0 | 0 | 0 | 0 | 0
3 | 21 | 9 | 3 | 1.7931 | 0 | 13.5789 | 0 | 0 | 0 | 0.0012057 | 0.69135 | 0 | 0 | 4.863 | 0 | 20.9275 | 0 | 0 | 0 | 0 | 0 | 0 | 0 | 0 | 0 | 0 | 0 | 0 | 0 | 0.45131 | 0 | 0.71279 | 5.0187 | 0 | 0 | 0.315 | 0.82687 | 0 | 0 | 0 | 0 | 7.3247 | 0 | 0 | 0 | 0 | 0 | 0 | 0 | 0 | 0 | 0 | 0 | 0 | 0
3 | 21 | 10 | 3 | 1.7931 | 0 | 13.5789 | 0 | 0 | 0 | 0.0012057 | 0.61722 | 0 | 0 | 3.7922 | 0 | 19.7826 | 0 | 0 | 0 | 0 | 0 | 0 | 0 | 0 | 0 | 0 | 0 | 0 | 0 | 0.45131 | 0 | 0.71279 | 4.6374 | 0 | 0 | 0.315 | 0.82245 | 0 | 0 | 0 | 0 | 6.939 | 0 | 0 | 0 | 0 | 0 | 0 | 0 | 0 | 0 | 0 | 0 | 0 | 0
3 | 21 | 11 | 3 | 1.7931 | 0 | 13.5789 | 0 | 0 | 0 | 0.0012057 | 0.58335 | 0 | 0 | 3.9589 | 0 | 19.9154 | 0 | 0 | 0 | 0 | 0 | 0 | 0 | 0 | 0 | 0 | 0 | 0 | 0 | 0.45131 | 0 | 0.54519 | 4.4859 | 0 | 0 | 0.3675 | 0.82377 | 0 | 0 | 0 | 0 | 6.6737 | 0 | 0 | 0 | 0 | 0 | 0 | 0 | 0 | 0 | 0 | 0 | 0 | 0
3 | 21 | 12 | 3 | 1.7931 | 0 | 8.6313 | 0 | 0 | 0 | 0.0012057 | 0.58684 | 0 | 0 | 3.9589 | 0 | 14.9714 | 0 | 0 | 0 | 0 | 0 | 0 | 0 | 0 | 0 | 0 | 0 | 0 | 0 | 0.45131 | 0 | 0.54519 | 4.3259 | 0 | 0 | 0.42 | 0.81602 | 0 | 0 | 0 | 0 | 6.5584 | 0 | 0 | 0 | 0 | 0 | 0 | 0 | 0 | 0 | 0 | 0 | 0 | 0
3 | 21 | 13 | 3 | 1.7931 | 0 | 13.5789 | 0 | 0 | 0 | 0.0012057 | 0.44912 | 0 | 0 | 5.9357 | 0 | 21.7581 | 0 | 0 | 0 | 0 | 0 | 0 | 0 | 0 | 0 | 0 | 0 | 0 | 0 | 0.45131 | 0 | 0.54519 | 3.6202 | 0 | 0 | 0.3675 | 0.80988 | 0 | 0 | 0 | 0 | 5.7941 | 0 | 0 | 0 | 0 | 0 | 0 | 0 | 0 | 0 | 0 | 0 | 0 | 0
3 | 21 | 14 | 3 | 1.7931 | 0 | 13.5789 | 0 | 0 | 0 | 0.0012057 | 0.28565 | 0 | 0 | 3.9588 | 0 | 19.6177 | 0 | 0 | 0 | 0 | 0 | 0 | 0 | 0 | 0 | 0 | 0 | 0 | 0 | 0.45131 | 0 | 0.54519 | 2.5255 | 0 | 0 | 0.3675 | 0.80867 | 0 | 0 | 0 | 0 | 4.6982 | 0 | 0 | 0 | 0 | 0 | 0 | 0 | 0 | 0 | 0 | 0 | 0 | 0
3 | 21 | 15 | 3 | 1.7931 | 0 | 13.5789 | 0 | 0 | 0 | 0.0012057 | 0.21882 | 0 | 0 | 4.2452 | 0 | 19.8372 | 0 | 0 | 0 | 0 | 0 | 0 | 0 | 0 | 0 | 0 | 0 | 0 | 0 | 0.45131 | 0 | 0.54519 | 1.8375 | 0 | 0 | 0.315 | 0.80413 | 0 | 0 | 0 | 0 | 3.9532 | 0 | 0 | 0 | 0 | 0 | 0 | 0 | 0 | 0 | 0 | 0 | 0 | 0
3 | 21 | 16 | 3 | 1.7931 | 0 | 13.5789 | 0 | 0 | 0 | 0.0012057 | 0.25597 | 0 | 0 | 3.7922 | 0 | 19.4213 | 0 | 0 | 0 | 0 | 0 | 0 | 0 | 0 | 0 | 0 | 0 | 0 | 0 | 0.45131 | 0 | 0.54519 | 2.1986 | 0 | 0 | 0.315 | 0.80877 | 0 | 0 | 0 | 0 | 4.3188 | 0 | 0 | 0 | 0 | 0 | 0 | 0 | 0 | 0 | 0 | 0 | 0 | 0
3 | 21 | 17 | 3 | 1.7931 | 0 | 13.5789 | 0 | 0 | 0 | 0.0012057 | 0.29792 | 0 | 0 | 6.2926 | 0 | 21.9637 | 0 | 0 | 0 | 0 | 0 | 0 | 0 | 0 | 0 | 0 | 0 | 0 | 0 | 0.45131 | 0 | 0.54519 | 2.4725 | 0 | 0 | 0.525 | 0.81067 | 0 | 0 | 0 | 0 | 4.8047 | 0 | 0 | 0 | 0 | 0 | 0 | 0 | 0 | 0 | 0 | 0 | 0 | 0
3 | 21 | 18 | 3 | 1.7931 | 0 | 9.8682 | 0 | 0 | 0 | 0.0012057 | 0.38359 | 0 | 0 | 6.2926 | 0 | 18.3387 | 0 | 0 | 0 | 0 | 0 | 0 | 0 | 0 | 0 | 0 | 0 | 0 | 0 | 0.45131 | 0 | 0.54519 | 2.7657 | 0 | 0 | 0.525 | 0.81028 | 0 | 0 | 0 | 0 | 5.0975 | 0 | 0 | 0 | 0 | 0 | 0 | 0 | 0 | 0 | 0 | 0 | 0 | 0
3 | 21 | 19 | 3 | 1.7931 | 0 | 2.4469 | 0 | 0 | 0 | 0.0012057 | 0.57346 | 0 | 0 | 3.9588 | 0 | 8.7735 | 0 | 0 | 0 | 0 | 0 | 0 | 0 | 0 | 0 | 0 | 0 | 0 | 0 | 0.45131 | 0 | 0.88038 | 3.4744 | 0 | 0 | 0.42 | 0.80873 | 0 | 0 | 0 | 0 | 6.0348 | 0 | 0 | 0 | 0 | 0 | 0 | 0 | 0 | 0 | 0 | 0 | 0 | 0
3 | 21 | 20 | 3 | 1.7931 | 0 | 2.4469 | 0 | 0 | 0 | 0.0012057 | 0.64773 | 0 | 0 | 3.9588 | 0 | 8.8478 | 0 | 0 | 0 | 0 | 0 | 0 | 0 | 0 | 0 | 0 | 0 | 0 | 0 | 0.45131 | 0 | 1.1038 | 4.0236 | 0 | 0 | 0.3675 | 0.80867 | 0 | 0 | 0 | 0 | 6.7549 | 0 | 0 | 0 | 0 | 0 | 0 | 0 | 0 | 0 | 0 | 0 | 0 | 0
3 | 21 | 21 | 3 | 1.7931 | 0 | 2.4469 | 0 | 0 | 0 | 0.0012057 | 0.67488 | 0 | 0 | 6.6374 | 0 | 11.5535 | 0 | 0 | 0 | 0 | 0 | 0 | 0 | 0 | 0 | 0 | 0 | 0 | 0 | 0.45131 | 0 | 1.2156 | 4.3994 | 0 | 0 | 0.4725 | 0.80754 | 0 | 0 | 0 | 0 | 7.3463 | 0 | 0 | 0 | 0 | 0 | 0 | 0 | 0 | 0 | 0 | 0 | 0 | 0
3 | 21 | 22 | 3 | 1.7931 | 0 | 2.4469 | 0 | 0 | 0 | 0.0012057 | 0.71249 | 0 | 0 | 4.327 | 0 | 9.2807 | 0 | 0 | 0 | 0 | 0 | 0 | 0 | 0 | 0 | 0 | 0 | 0 | 0 | 0.45131 | 0 | 1.1038 | 4.839 | 0 | 0 | 0.315 | 0.81394 | 0 | 0 | 0 | 0 | 7.5231 | 0 | 0 | 0 | 0 | 0 | 0 | 0 | 0 | 0 | 0 | 0 | 0 | 0
3 | 21 | 23 | 3 | 1.7931 | 0 | 2.4469 | 0 | 0 | 0 | 0.0012057 | 0.24502 | 0 | 0 | 0.66667 | 0 | 5.1529 | 0 | 0 | 0 | 0 | 0 | 0 | 0 | 0 | 0 | 0 | 0 | 0 | 0 | 0.45131 | 0 | 0.88038 | 3.1378 | 0 | 0 | 0.0525 | 0.81786 | 0 | 0 | 0 | 0 | 5.3399 | 0 | 0 | 0 | 0 | 0 | 0 | 0 | 0 | 0 | 0 | 0 | 0 | 0
3 | 21 | 24 | 3 | 1.7931 | 0 | 2.4469 | 0 | 0 | 0 | 0.0012057 | 0.36773 | 0 | 0 | 0.66668 | 0 | 5.2756 | 0 | 0 | 0 | 0 | 0 | 0 | 0 | 0 | 0 | 0 | 0 | 0 | 0 | 0.45131 | 0 | 0.54519 | 3.8707 | 0 | 0 | 0.0525 | 0.82484 | 0 | 0 | 0 | 0 | 5.7445 | 0 | 0 | 0 | 0 | 0 | 0 | 0 | 0 | 0 | 0 | 0 | 0 | 0
3 | 22 | 1 | 4 | 1.7931 | 0 | 2.4469 | 0 | 0 | 0 | 0.0012057 | 0.42435 | 0 | 0 | 0.6667 | 0 | 5.3323 | 0 | 0 | 0 | 0 | 0 | 0 | 0 | 0 | 0 | 0 | 0 | 0 | 0 | 0.45131 | 0 | 0.32173 | 4.2144 | 0 | 0 | 0.0525 | 0.83247 | 0 | 0 | 0 | 0 | 5.8724 | 0 | 0 | 0 | 0 | 0 | 0 | 0 | 0 | 0 | 0 | 0 | 0 | 0
3 | 22 | 2 | 4 | 1.7931 | 0 | 2.4469 | 0 | 0 | 0 | 0.0012057 | 0.47361 | 0 | 0 | 0.66673 | 0 | 5.3816 | 0 | 0 | 0 | 0 | 0 | 0 | 0 | 0 | 0 | 0 | 0 | 0 | 0 | 0.45131 | 0 | 0.32173 | 4.5875 | 0 | 0 | 0.0525 | 0.83727 | 0 | 0 | 0 | 0 | 6.2503 | 0 | 0 | 0 | 0 | 0 | 0 | 0 | 0 | 0 | 0 | 0 | 0 | 0
3 | 22 | 3 | 4 | 1.7931 | 0 | 2.4469 | 0 | 0 | 0 | 0.0012057 | 0.49818 | 0 | 0 | 0.66674 | 0 | 5.4062 | 0 | 0 | 0 | 0 | 0 | 0 | 0 | 0 | 0 | 0 | 0 | 0 | 0 | 0.45131 | 0 | 0.32173 | 4.8217 | 0 | 0 | 0.0525 | 0.83872 | 0 | 0 | 0 | 0 | 6.4859 | 0 | 0 | 0 | 0 | 0 | 0 | 0 | 0 | 0 | 0 | 0 | 0 | 0
3 | 22 | 4 | 4 | 1.7931 | 0 | 2.4469 | 0 | 0 | 0 | 0.0012057 | 0.50918 | 0 | 0 | 0.66674 | 0 | 5.4171 | 0 | 0 | 0 | 0 | 0 | 0 | 0 | 0 | 0 | 0 | 0 | 0 | 0 | 0.45131 | 0 | 0.32173 | 4.8806 | 0 | 0 | 0.0525 | 0.83841 | 0 | 0 | 0 | 0 | 6.5445 | 0 | 0 | 0 | 0 | 0 | 0 | 0 | 0 | 0 | 0 | 0 | 0 | 0
3 | 22 | 5 | 4 | 1.7931 | 0 | 2.4469 | 0 | 0 | 0 | 0.0012057 | 0.49638 | 0 | 0 | 0.66673 | 0 | 5.4043 | 0 | 0 | 0 | 0 | 0 | 0 | 0 | 0 | 0 | 0 | 0 | 0 | 0 | 0.45131 | 0 | 0.32173 | 4.8739 | 0 | 0 | 0.0525 | 0.83433 | 0 | 0 | 0 | 0 | 6.5338 | 0 | 0 | 0 | 0 | 0 | 0 | 0 | 0 | 0 | 0 | 0 | 0 | 0
3 | 22 | 6 | 4 | 1.7931 | 0 | 2.4469 | 0 | 0 | 0 | 0.0012057 | 0.50977 | 0 | 0 | 3.7922 | 0 | 8.5432 | 0 | 0 | 0 | 0 | 0 | 0 | 0 | 0 | 0 | 0 | 0 | 0 | 0 | 0.45131 | 0 | 0.54519 | 4.8711 | 0 | 0 | 0.315 | 0.82824 | 0 | 0 | 0 | 0 | 7.0108 | 0 | 0 | 0 | 0 | 0 | 0 | 0 | 0 | 0 | 0 | 0 | 0 | 0
3 | 22 | 7 | 4 | 1.7931 | 0 | 2.4469 | 0 | 0 | 0 | 0.0012057 | 0.97769 | 0 | 0 | 6.2925 | 0 | 11.5115 | 0 | 0 | 0 | 0 | 0 | 0 | 0 | 0 | 0 | 0 | 0 | 0 | 0 | 0.45131 | 0 | 0.71279 | 6.9214 | 0 | 0 | 0.525 | 0.82343 | 0 | 0 | 0 | 0 | 9.4339 | 0 | 0 | 0 | 0 | 0 | 0 | 0 | 0 | 0 | 0 | 0 | 0 | 0
3 | 22 | 8 | 4 | 1.7931 | 0 | 13.5789 | 0 | 0 | 0 | 0.0012057 | 0.76046 | 0 | 0 | 3.9588 | 0 | 20.0925 | 0 | 0 | 0 | 0 | 0 | 0 | 0 | 0 | 0 | 0 | 0 | 0 | 0 | 0.45131 | 0 | 0.71279 | 5.6186 | 0 | 0 | 0.42 | 0.82722 | 0 | 0 | 0 | 0 | 8.0299 | 0 | 0 | 0 | 0 | 0 | 0 | 0 | 0 | 0 | 0 | 0 | 0 | 0
3 | 22 | 9 | 4 | 1.7931 | 0 | 13.5789 | 0 | 0 | 0 | 0.0012057 | 0.66359 | 0 | 0 | 4.8629 | 0 | 20.8997 | 0 | 0 | 0 | 0 | 0 | 0 | 0 | 0 | 0 | 0 | 0 | 0 | 0 | 0.45131 | 0 | 0.71279 | 5.0621 | 0 | 0 | 0.315 | 0.82327 | 0 | 0 | 0 | 0 | 7.3644 | 0 | 0 | 0 | 0 | 0 | 0 | 0 | 0 | 0 | 0 | 0 | 0 | 0
3 | 22 | 10 | 4 | 1.7931 | 0 | 13.5789 | 0 | 0 | 0 | 0.0012057 | 0.64368 | 0 | 0 | 3.7922 | 0 | 19.8091 | 0 | 0 | 0 | 0 | 0 | 0 | 0 | 0 | 0 | 0 | 0 | 0 | 0 | 0.45131 | 0 | 0.71279 | 4.9708 | 0 | 0 | 0.315 | 0.82681 | 0 | 0 | 0 | 0 | 7.2767 | 0 | 0 | 0 | 0 | 0 | 0 | 0 | 0 | 0 | 0 | 0 | 0 | 0
3 | 22 | 11 | 4 | 1.7931 | 0 | 13.5789 | 0 | 0 | 0 | 0.0012057 | 0.58661 | 0 | 0 | 3.9589 | 0 | 19.9187 | 0 | 0 | 0 | 0 | 0 | 0 | 0 | 0 | 0 | 0 | 0 | 0 | 0 | 0.45131 | 0 | 0.54519 | 4.7088 | 0 | 0 | 0.3675 | 0.82601 | 0 | 0 | 0 | 0 | 6.8988 | 0 | 0 | 0 | 0 | 0 | 0 | 0 | 0 | 0 | 0 | 0 | 0 | 0
3 | 22 | 12 | 4 | 1.7931 | 0 | 8.6313 | 0 | 0 | 0 | 0.0012057 | 0.64154 | 0 | 0 | 3.9589 | 0 | 15.0261 | 0 | 0 | 0 | 0 | 0 | 0 | 0 | 0 | 0 | 0 | 0 | 0 | 0 | 0.45131 | 0 | 0.54519 | 4.9386 | 0 | 0 | 0.42 | 0.82769 | 0 | 0 | 0 | 0 | 7.1828 | 0 | 0 | 0 | 0 | 0 | 0 | 0 | 0 | 0 | 0 | 0 | 0 | 0
3 | 22 | 13 | 4 | 1.7931 | 0 | 13.5789 | 0 | 0 | 0 | 0.0012057 | 0.54004 | 0 | 0 | 5.9358 | 0 | 21.849 | 0 | 0 | 0 | 0 | 0 | 0 | 0 | 0 | 0 | 0 | 0 | 0 | 0 | 0.45131 | 0 | 0.54519 | 4.4678 | 0 | 0 | 0.3675 | 0.82302 | 0 | 0 | 0 | 0 | 6.6548 | 0 | 0 | 0 | 0 | 0 | 0 | 0 | 0 | 0 | 0 | 0 | 0 | 0
3 | 22 | 14 | 4 | 1.7931 | 0 | 13.5789 | 0 | 0 | 0 | 0.0012057 | 0.54992 | 0 | 0 | 3.9589 | 0 | 19.882 | 0 | 0 | 0 | 0 | 0 | 0 | 0 | 0 | 0 | 0 | 0 | 0 | 0 | 0.45131 | 0 | 0.54519 | 4.5213 | 0 | 0 | 0.3675 | 0.82711 | 0 | 0 | 0 | 0 | 6.7124 | 0 | 0 | 0 | 0 | 0 | 0 | 0 | 0 | 0 | 0 | 0 | 0 | 0
3 | 22 | 15 | 4 | 1.7931 | 0 | 13.5789 | 0 | 0 | 0 | 0.0012057 | 0.54933 | 0 | 0 | 4.2452 | 0 | 20.1678 | 0 | 0 | 0 | 0 | 0 | 0 | 0 | 0 | 0 | 0 | 0 | 0 | 0 | 0.45131 | 0 | 0.54519 | 4.3291 | 0 | 0 | 0.315 | 0.8269 | 0 | 0 | 0 | 0 | 6.4675 | 0 | 0 | 0 | 0 | 0 | 0 | 0 | 0 | 0 | 0 | 0 | 0 | 0
3 | 22 | 16 | 4 | 1.7931 | 0 | 13.5789 | 0 | 0 | 0 | 0.0012057 | 0.51425 | 0 | 0 | 3.7922 | 0 | 19.6797 | 0 | 0 | 0 | 0 | 0 | 0 | 0 | 0 | 0 | 0 | 0 | 0 | 0 | 0.45131 | 0 | 0.54519 | 4.1867 | 0 | 0 | 0.315 | 0.82623 | 0 | 0 | 0 | 0 | 6.3244 | 0 | 0 | 0 | 0 | 0 | 0 | 0 | 0 | 0 | 0 | 0 | 0 | 0
3 | 22 | 17 | 4 | 1.7931 | 0 | 13.5789 | 0 | 0 | 0 | 0.0012057 | 0.48083 | 0 | 0 | 6.2926 | 0 | 22.1466 | 0 | 0 | 0 | 0 | 0 | 0 | 0 | 0 | 0 | 0 | 0 | 0 | 0 | 0.45131 | 0 | 0.54519 | 4.3238 | 0 | 0 | 0.525 | 0.82595 | 0 | 0 | 0 | 0 | 6.6712 | 0 | 0 | 0 | 0 | 0 | 0 | 0 | 0 | 0 | 0 | 0 | 0 | 0
3 | 22 | 18 | 4 | 1.7931 | 0 | 9.8682 | 0 | 0 | 0 | 0.0012057 | 0.60769 | 0 | 0 | 6.2926 | 0 | 18.5628 | 0 | 0 | 0 | 0 | 0 | 0 | 0 | 0 | 0 | 0 | 0 | 0 | 0 | 0.45131 | 0 | 0.54519 | 4.9357 | 0 | 0 | 0.525 | 0.83443 | 0 | 0 | 0 | 0 | 7.2916 | 0 | 0 | 0 | 0 | 0 | 0 | 0 | 0 | 0 | 0 | 0 | 0 | 0
3 | 22 | 19 | 4 | 1.7931 | 0 | 2.4469 | 0 | 0 | 0 | 0.0012057 | 0.78731 | 0 | 0 | 3.9589 | 0 | 8.9874 | 0 | 0 | 0 | 0 | 0 | 0 | 0 | 0 | 0 | 0 | 0 | 0 | 0 | 0.45131 | 0 | 0.88038 | 5.905 | 0 | 0 | 0.42 | 0.83359 | 0 | 0 | 0 | 0 | 8.4902 | 0 | 0 | 0 | 0 | 0 | 0 | 0 | 0 | 0 | 0 | 0 | 0 | 0
3 | 22 | 20 | 4 | 1.7931 | 0 | 2.4469 | 0 | 0 | 0 | 0.0012057 | 0.80495 | 0 | 0 | 3.9589 | 0 | 9.005 | 0 | 0 | 0 | 0 | 0 | 0 | 0 | 0 | 0 | 0 | 0 | 0 | 0 | 0.45131 | 0 | 1.1038 | 5.9878 | 0 | 0 | 0.3675 | 0.82555 | 0 | 0 | 0 | 0 | 8.736 | 0 | 0 | 0 | 0 | 0 | 0 | 0 | 0 | 0 | 0 | 0 | 0 | 0
3 | 22 | 21 | 4 | 1.7931 | 0 | 2.4469 | 0 | 0 | 0 | 0.0012057 | 0.83797 | 0 | 0 | 6.6374 | 0 | 11.7166 | 0 | 0 | 0 | 0 | 0 | 0 | 0 | 0 | 0 | 0 | 0 | 0 | 0 | 0.45131 | 0 | 1.2156 | 6.1543 | 0 | 0 | 0.4725 | 0.82547 | 0 | 0 | 0 | 0 | 9.1192 | 0 | 0 | 0 | 0 | 0 | 0 | 0 | 0 | 0 | 0 | 0 | 0 | 0
3 | 22 | 22 | 4 | 1.7931 | 0 | 2.4469 | 0 | 0 | 0 | 0.0012057 | 0.84582 | 0 | 0 | 4.327 | 0 | 9.4141 | 0 | 0 | 0 | 0 | 0 | 0 | 0 | 0 | 0 | 0 | 0 | 0 | 0 | 0.45131 | 0 | 1.1038 | 6.3303 | 0 | 0 | 0.315 | 0.82722 | 0 | 0 | 0 | 0 | 9.0276 | 0 | 0 | 0 | 0 | 0 | 0 | 0 | 0 | 0 | 0 | 0 | 0 | 0
3 | 22 | 23 | 4 | 1.7931 | 0 | 2.4469 | 0 | 0 | 0 | 0.0012057 | 0.40801 | 0 | 0 | 0.66668 | 0 | 5.3159 | 0 | 0 | 0 | 0 | 0 | 0 | 0 | 0 | 0 | 0 | 0 | 0 | 0 | 0.45131 | 0 | 0.88038 | 4.5265 | 0 | 0 | 0.0525 | 0.83626 | 0 | 0 | 0 | 0 | 6.7469 | 0 | 0 | 0 | 0 | 0 | 0 | 0 | 0 | 0 | 0 | 0 | 0 | 0
3 | 22 | 24 | 4 | 1.7931 | 0 | 2.4469 | 0 | 0 | 0 | 0.0012057 | 0.53503 | 0 | 0 | 0.66671 | 0 | 5.443 | 0 | 0 | 0 | 0 | 0 | 0 | 0 | 0 | 0 | 0 | 0 | 0 | 0 | 0.45131 | 0 | 0.54519 | 5.3852 | 0 | 0 | 0.0525 | 0.8437 | 0 | 0 | 0 | 0 | 7.2779 | 0 | 0 | 0 | 0 | 0 | 0 | 0 | 0 | 0 | 0 | 0 | 0 | 0
3 | 23 | 1 | 5 | 1.7931 | 0 | 2.4469 | 0 | 0 | 0 | 0.0012057 | 0.57667 | 0 | 0 | 0.66673 | 0 | 5.4846 | 0 | 0 | 0 | 0 | 0 | 0 | 0 | 0 | 0 | 0 | 0 | 0 | 0 | 0.45131 | 0 | 0.32173 | 5.6977 | 0 | 0 | 0.0525 | 0.84878 | 0 | 0 | 0 | 0 | 7.372 | 0 | 0 | 0 | 0 | 0 | 0 | 0 | 0 | 0 | 0 | 0 | 0 | 0
3 | 23 | 2 | 5 | 1.7931 | 0 | 2.4469 | 0 | 0 | 0 | 0.0012057 | 0.64702 | 0 | 0 | 0.66675 | 0 | 5.555 | 0 | 0 | 0 | 0 | 0 | 0 | 0 | 0 | 0 | 0 | 0 | 0 | 0 | 0.45131 | 0 | 0.32173 | 6.0984 | 0 | 0 | 0.0525 | 0.85732 | 0 | 0 | 0 | 0 | 7.7812 | 0 | 0 | 0 | 0 | 0 | 0 | 0 | 0 | 0 | 0 | 0 | 0 | 0
3 | 23 | 3 | 5 | 1.7931 | 0 | 2.4469 | 0 | 0 | 0 | 0.0012057 | 0.62776 | 0 | 0 | 0.66678 | 0 | 5.5358 | 0 | 0 | 0 | 0 | 0 | 0 | 0 | 0 | 0 | 0 | 0 | 0 | 0 | 0.45131 | 0 | 0.32173 | 6.0443 | 0 | 0 | 0.0525 | 0.85113 | 0 | 0 | 0 | 0 | 7.721 | 0 | 0 | 0 | 0 | 0 | 0 | 0 | 0 | 0 | 0 | 0 | 0 | 0
3 | 23 | 4 | 5 | 1.7931 | 0 | 2.4469 | 0 | 0 | 0 | 0.0012057 | 0.6342 | 0 | 0 | 0.66675 | 0 | 5.5422 | 0 | 0 | 0 | 0 | 0 | 0 | 0 | 0 | 0 | 0 | 0 | 0 | 0 | 0.45131 | 0 | 0.32173 | 6.063 | 0 | 0 | 0.0525 | 0.85022 | 0 | 0 | 0 | 0 | 7.7388 | 0 | 0 | 0 | 0 | 0 | 0 | 0 | 0 | 0 | 0 | 0 | 0 | 0
3 | 23 | 5 | 5 | 1.7931 | 0 | 2.4469 | 0 | 0 | 0 | 0.0012057 | 0.63428 | 0 | 0 | 0.66675 | 0 | 5.5423 | 0 | 0 | 0 | 0 | 0 | 0 | 0 | 0 | 0 | 0 | 0 | 0 | 0 | 0.45131 | 0 | 0.32173 | 6.0496 | 0 | 0 | 0.0525 | 0.84838 | 0 | 0 | 0 | 0 | 7.7235 | 0 | 0 | 0 | 0 | 0 | 0 | 0 | 0 | 0 | 0 | 0 | 0 | 0
3 | 23 | 6 | 5 | 1.7931 | 0 | 2.4469 | 0 | 0 | 0 | 0.0012057 | 0.64346 | 0 | 0 | 3.7922 | 0 | 8.6769 | 0 | 0 | 0 | 0 | 0 | 0 | 0 | 0 | 0 | 0 | 0 | 0 | 0 | 0.45131 | 0 | 0.54519 | 6.0291 | 0 | 0 | 0.315 | 0.84159 | 0 | 0 | 0 | 0 | 8.1822 | 0 | 0 | 0 | 0 | 0 | 0 | 0 | 0 | 0 | 0 | 0 | 0 | 0
3 | 23 | 7 | 5 | 1.7931 | 0 | 2.4469 | 0 | 0 | 0 | 0.0012057 | 1.0779 | 0 | 0 | 6.2926 | 0 | 11.6117 | 0 | 0 | 0 | 0 | 0 | 0 | 0 | 0 | 0 | 0 | 0 | 0 | 0 | 0.45131 | 0 | 0.71279 | 8.2343 | 0 | 0 | 0.525 | 0.83611 | 0 | 0 | 0 | 0 | 10.7595 | 0 | 0 | 0 | 0 | 0 | 0 | 0 | 0 | 0 | 0 | 0 | 0 | 0
3 | 23 | 8 | 5 | 1.7931 | 0 | 13.5789 | 0 | 0 | 0 | 0.0012057 | 0.82447 | 0 | 0 | 3.9588 | 0 | 20.1565 | 0 | 0 | 0 | 0 | 0 | 0 | 0 | 0 | 0 | 0 | 0 | 0 | 0 | 0.45131 | 0 | 0.71279 | 6.4173 | 0 | 0 | 0.42 | 0.83676 | 0 | 0 | 0 | 0 | 8.8382 | 0 | 0 | 0 | 0 | 0 | 0 | 0 | 0 | 0 | 0 | 0 | 0 | 0
3 | 23 | 9 | 5 | 1.7931 | 0 | 13.5789 | 0 | 0 | 0 | 0.0012057 | 0.70487 | 0 | 0 | 4.863 | 0 | 20.941 | 0 | 0 | 0 | 0 | 0 | 0 | 0 | 0 | 0 | 0 | 0 | 0 | 0 | 0.45131 | 0 | 0.71279 | 5.4629 | 0 | 0 | 0.315 | 0.83091 | 0 | 0 | 0 | 0 | 7.7729 | 0 | 0 | 0 | 0 | 0 | 0 | 0 | 0 | 0 | 0 | 0 | 0 | 0
3 | 23 | 10 | 5 | 1.7931 | 0 | 13.5789 | 0 | 0 | 0 | 0.0012057 | 0.56922 | 0 | 0 | 3.7922 | 0 | 19.7346 | 0 | 0 | 0 | 0 | 0 | 0 | 0 | 0 | 0 | 0 | 0 | 0 | 0 | 0.45131 | 0 | 0.71279 | 4.6288 | 0 | 0 | 0.315 | 0.82036 | 0 | 0 | 0 | 0 | 6.9283 | 0 | 0 | 0 | 0 | 0 | 0 | 0 | 0 | 0 | 0 | 0 | 0 | 0
3 | 23 | 11 | 5 | 1.7931 | 0 | 13.5789 | 0 | 0 | 0 | 0.0012057 | 0.52437 | 0 | 0 | 3.9588 | 0 | 19.8564 | 0 | 0 | 0 | 0 | 0 | 0 | 0 | 0 | 0 | 0 | 0 | 0 | 0 | 0.45131 | 0 | 0.54519 | 4.4007 | 0 | 0 | 0.3675 | 0.82073 | 0 | 0 | 0 | 0 | 6.5855 | 0 | 0 | 0 | 0 | 0 | 0 | 0 | 0 | 0 | 0 | 0 | 0 | 0
3 | 23 | 12 | 5 | 1.7931 | 0 | 8.6313 | 0 | 0 | 0 | 0.0012057 | 0.57964 | 0 | 0 | 3.9589 | 0 | 14.9642 | 0 | 0 | 0 | 0 | 0 | 0 | 0 | 0 | 0 | 0 | 0 | 0 | 0 | 0.45131 | 0 | 0.54519 | 4.6006 | 0 | 0 | 0.42 | 0.81775 | 0 | 0 | 0 | 0 | 6.8349 | 0 | 0 | 0 | 0 | 0 | 0 | 0 | 0 | 0 | 0 | 0 | 0 | 0
3 | 23 | 13 | 5 | 1.7931 | 0 | 13.5789 | 0 | 0 | 0 | 0.0012057 | 0.53414 | 0 | 0 | 5.9357 | 0 | 21.8431 | 0 | 0 | 0 | 0 | 0 | 0 | 0 | 0 | 0 | 0 | 0 | 0 | 0 | 0.45131 | 0 | 0.54519 | 4.4216 | 0 | 0 | 0.3675 | 0.82046 | 0 | 0 | 0 | 0 | 6.606 | 0 | 0 | 0 | 0 | 0 | 0 | 0 | 0 | 0 | 0 | 0 | 0 | 0
3 | 23 | 14 | 5 | 1.7931 | 0 | 13.5789 | 0 | 0 | 0 | 0.0012057 | 0.54928 | 0 | 0 | 3.9589 | 0 | 19.8813 | 0 | 0 | 0 | 0 | 0 | 0 | 0 | 0 | 0 | 0 | 0 | 0 | 0 | 0.45131 | 0 | 0.54519 | 4.4208 | 0 | 0 | 0.3675 | 0.82476 | 0 | 0 | 0 | 0 | 6.6095 | 0 | 0 | 0 | 0 | 0 | 0 | 0 | 0 | 0 | 0 | 0 | 0 | 0
3 | 23 | 15 | 5 | 1.7931 | 0 | 13.5789 | 0 | 0 | 0 | 0.0012057 | 0.54807 | 0 | 0 | 4.2452 | 0 | 20.1665 | 0 | 0 | 0 | 0 | 0 | 0 | 0 | 0 | 0 | 0 | 0 | 0 | 0 | 0.45131 | 0 | 0.54519 | 4.4236 | 0 | 0 | 0.315 | 0.82482 | 0 | 0 | 0 | 0 | 6.56 | 0 | 0 | 0 | 0 | 0 | 0 | 0 | 0 | 0 | 0 | 0 | 0 | 0
3 | 23 | 16 | 5 | 1.7931 | 0 | 13.5789 | 0 | 0 | 0 | 0.0012057 | 0.56138 | 0 | 0 | 3.7922 | 0 | 19.7268 | 0 | 0 | 0 | 0 | 0 | 0 | 0 | 0 | 0 | 0 | 0 | 0 | 0 | 0.45131 | 0 | 0.54519 | 4.5108 | 0 | 0 | 0.315 | 0.82813 | 0 | 0 | 0 | 0 | 6.6505 | 0 | 0 | 0 | 0 | 0 | 0 | 0 | 0 | 0 | 0 | 0 | 0 | 0
3 | 23 | 17 | 5 | 1.7931 | 0 | 13.5789 | 0 | 0 | 0 | 0.0012057 | 0.5776 | 0 | 0 | 6.2926 | 0 | 22.2434 | 0 | 0 | 0 | 0 | 0 | 0 | 0 | 0 | 0 | 0 | 0 | 0 | 0 | 0.45131 | 0 | 0.54519 | 4.7313 | 0 | 0 | 0.525 | 0.83343 | 0 | 0 | 0 | 0 | 7.0862 | 0 | 0 | 0 | 0 | 0 | 0 | 0 | 0 | 0 | 0 | 0 | 0 | 0
3 | 23 | 18 | 5 | 1.7931 | 0 | 9.8682 | 0 | 0 | 0 | 0.0012057 | 0.61964 | 0 | 0 | 6.2926 | 0 | 18.5748 | 0 | 0 | 0 | 0 | 0 | 0 | 0 | 0 | 0 | 0 | 0 | 0 | 0 | 0.45131 | 0 | 0.54519 | 4.9146 | 0 | 0 | 0.525 | 0.83088 | 0 | 0 | 0 | 0 | 7.267 | 0 | 0 | 0 | 0 | 0 | 0 | 0 | 0 | 0 | 0 | 0 | 0 | 0
3 | 23 | 19 | 5 | 1.7931 | 0 | 2.4469 | 0 | 0 | 0 | 0.0012057 | 0.75324 | 0 | 0 | 3.9589 | 0 | 8.9533 | 0 | 0 | 0 | 0 | 0 | 0 | 0 | 0 | 0 | 0 | 0 | 0 | 0 | 0.45131 | 0 | 0.88038 | 5.5899 | 0 | 0 | 0.42 | 0.82611 | 0 | 0 | 0 | 0 | 8.1677 | 0 | 0 | 0 | 0 | 0 | 0 | 0 | 0 | 0 | 0 | 0 | 0 | 0
3 | 23 | 20 | 5 | 1.7931 | 0 | 2.4469 | 0 | 0 | 0 | 0.0012057 | 0.81538 | 0 | 0 | 3.9589 | 0 | 9.0155 | 0 | 0 | 0 | 0 | 0 | 0 | 0 | 0 | 0 | 0 | 0 | 0 | 0 | 0.45131 | 0 | 1.1038 | 5.9278 | 0 | 0 | 0.3675 | 0.82641 | 0 | 0 | 0 | 0 | 8.6768 | 0 | 0 | 0 | 0 | 0 | 0 | 0 | 0 | 0 | 0 | 0 | 0 | 0
3 | 23 | 21 | 5 | 1.7931 | 0 | 2.4469 | 0 | 0 | 0 | 0.0012057 | 0.835 | 0 | 0 | 6.6374 | 0 | 11.7137 | 0 | 0 | 0 | 0 | 0 | 0 | 0 | 0 | 0 | 0 | 0 | 0 | 0 | 0.45131 | 0 | 1.2156 | 6.1501 | 0 | 0 | 0.4725 | 0.82498 | 0 | 0 | 0 | 0 | 9.1145 | 0 | 0 | 0 | 0 | 0 | 0 | 0 | 0 | 0 | 0 | 0 | 0 | 0
3 | 23 | 22 | 5 | 1.7931 | 0 | 2.4469 | 0 | 0 | 0 | 0.0012057 | 0.89325 | 0 | 0 | 4.3271 | 0 | 9.4615 | 0 | 0 | 0 | 0 | 0 | 0 | 0 | 0 | 0 | 0 | 0 | 0 | 0 | 0.45131 | 0 | 1.1038 | 6.6568 | 0 | 0 | 0.315 | 0.83491 | 0 | 0 | 0 | 0 | 9.3619 | 0 | 0 | 0 | 0 | 0 | 0 | 0 | 0 | 0 | 0 | 0 | 0 | 0
3 | 23 | 23 | 5 | 1.7931 | 0 | 2.4469 | 0 | 0 | 0 | 0.0012057 | 0.45064 | 0 | 0 | 0.66671 | 0 | 5.3586 | 0 | 0 | 0 | 0 | 0 | 0 | 0 | 0 | 0 | 0 | 0 | 0 | 0 | 0.45131 | 0 | 0.88038 | 4.7533 | 0 | 0 | 0.0525 | 0.84343 | 0 | 0 | 0 | 0 | 6.9809 | 0 | 0 | 0 | 0 | 0 | 0 | 0 | 0 | 0 | 0 | 0 | 0 | 0
3 | 23 | 24 | 5 | 1.7931 | 0 | 2.4469 | 0 | 0 | 0 | 0.0012057 | 0.5876 | 0 | 0 | 0.66675 | 0 | 5.4956 | 0 | 0 | 0 | 0 | 0 | 0 | 0 | 0 | 0 | 0 | 0 | 0 | 0 | 0.45131 | 0 | 0.54519 | 5.7039 | 0 | 0 | 0.0525 | 0.85312 | 0 | 0 | 0 | 0 | 7.6061 | 0 | 0 | 0 | 0 | 0 | 0 | 0 | 0 | 0 | 0 | 0 | 0 | 0
3 | 24 | 1 | 6 | 1.7931 | 0 | 2.4469 | 0 | 0 | 0 | 0.0012057 | 0.61639 | 0 | 0 | 0.66678 | 0 | 5.5244 | 0 | 0 | 0 | 0 | 0 | 0 | 0 | 0 | 0 | 0 | 0 | 0 | 0 | 0.45131 | 0 | 0.32173 | 6.0208 | 0 | 0 | 0.0525 | 0.85629 | 0 | 0 | 0 | 0 | 7.7027 | 0 | 0 | 0 | 0 | 0 | 0 | 0 | 0 | 0 | 0 | 0 | 0 | 0
3 | 24 | 2 | 6 | 1.7931 | 0 | 2.4469 | 0 | 0 | 0 | 0.0012057 | 0.65802 | 0 | 0 | 0.66679 | 0 | 5.566 | 0 | 0 | 0 | 0 | 0 | 0 | 0 | 0 | 0 | 0 | 0 | 0 | 0 | 0.45131 | 0 | 0.32173 | 6.3015 | 0 | 0 | 0.0525 | 0.86016 | 0 | 0 | 0 | 0 | 7.9872 | 0 | 0 | 0 | 0 | 0 | 0 | 0 | 0 | 0 | 0 | 0 | 0 | 0
3 | 24 | 3 | 6 | 1.7931 | 0 | 2.4469 | 0 | 0 | 0 | 0.0012057 | 0.66776 | 0 | 0 | 0.6668 | 0 | 5.5758 | 0 | 0 | 0 | 0 | 0 | 0 | 0 | 0 | 0 | 0 | 0 | 0 | 0 | 0.45131 | 0 | 0.32173 | 6.5365 | 0 | 0 | 0.0525 | 0.85921 | 0 | 0 | 0 | 0 | 8.2212 | 0 | 0 | 0 | 0 | 0 | 0 | 0 | 0 | 0 | 0 | 0 | 0 | 0
3 | 24 | 4 | 6 | 1.7931 | 0 | 2.4469 | 0 | 0 | 0 | 0.0012057 | 0.71753 | 0 | 0 | 0.66679 | 0 | 5.6255 | 0 | 0 | 0 | 0 | 0 | 0 | 0 | 0 | 0 | 0 | 0 | 0 | 0 | 0.45131 | 0 | 0.32173 | 6.9669 | 0 | 0 | 0.0525 | 0.86573 | 0 | 0 | 0 | 0 | 8.6582 | 0 | 0 | 0 | 0 | 0 | 0 | 0 | 0 | 0 | 0 | 0 | 0 | 0
3 | 24 | 5 | 6 | 1.7931 | 0 | 2.4469 | 0 | 0 | 0 | 0.0012057 | 0.71416 | 0 | 0 | 0.66681 | 0 | 5.6222 | 0 | 0 | 0 | 0 | 0 | 0 | 0 | 0 | 0 | 0 | 0 | 0 | 0 | 0.45131 | 0 | 0.32173 | 6.9471 | 0 | 0 | 0.0525 | 0.86315 | 0 | 0 | 0 | 0 | 8.6358 | 0 | 0 | 0 | 0 | 0 | 0 | 0 | 0 | 0 | 0 | 0 | 0 | 0
3 | 24 | 6 | 6 | 1.7931 | 0 | 2.4469 | 0 | 0 | 0 | 0.0012057 | 0.70064 | 0 | 0 | 3.7923 | 0 | 8.7341 | 0 | 0 | 0 | 0 | 0 | 0 | 0 | 0 | 0 | 0 | 0 | 0 | 0 | 0.45131 | 0 | 0.54519 | 7.3627 | 0 | 0 | 0.315 | 0.85597 | 0 | 0.52444 | 0 | 0 | 10.0546 | 0 | 0 | 0 | 0 | 0 | 0 | 0 | 0 | 0 | 0 | 0 | 0 | 0
3 | 24 | 7 | 6 | 1.7931 | 0 | 2.4469 | 0 | 0 | 0 | 0.0012057 | 1.126 | 0 | 0 | 6.2926 | 0 | 11.6599 | 0 | 0 | 0 | 0 | 0 | 0 | 0 | 0 | 0 | 0 | 0 | 0 | 0 | 0.45131 | 0 | 0.71279 | 10.0946 | 0 | 0 | 0.525 | 0.85674 | 0 | 0.8351 | 0 | 0 | 13.4755 | 0 | 0 | 0 | 0 | 0 | 0 | 0 | 0 | 0 | 0 | 0 | 0 | 0
3 | 24 | 8 | 6 | 1.7931 | 0 | 13.5789 | 0 | 0 | 0 | 0.0012057 | 0.83991 | 0 | 0 | 3.9589 | 0 | 20.172 | 0 | 0 | 0 | 0 | 0 | 0 | 0 | 0 | 0 | 0 | 0 | 0 | 0 | 0.45131 | 0 | 0.71279 | 6.9619 | 0 | 0 | 0.42 | 0.84577 | 0 | 0 | 0 | 0 | 9.3918 | 0 | 0 | 0 | 0 | 0 | 0 | 0 | 0 | 0 | 0 | 0 | 0 | 0
3 | 24 | 9 | 6 | 1.7931 | 0 | 13.5789 | 0 | 0 | 0 | 0.0012057 | 0.69984 | 0 | 0 | 4.863 | 0 | 20.9361 | 0 | 0 | 0 | 0 | 0 | 0 | 0 | 0 | 0 | 0 | 0 | 0 | 0 | 0.45131 | 0 | 0.71279 | 5.9025 | 0 | 0 | 0.315 | 0.83732 | 0 | 0 | 0 | 0 | 8.2189 | 0 | 0 | 0 | 0 | 0 | 0 | 0 | 0 | 0 | 0 | 0 | 0 | 0
3 | 24 | 10 | 6 | 1.7931 | 0 | 13.5789 | 0 | 0 | 0 | 0.0012057 | 0.59137 | 0 | 0 | 3.7922 | 0 | 19.7568 | 0 | 0 | 0 | 0 | 0 | 0 | 0 | 0 | 0 | 0 | 0 | 0 | 0 | 0.45131 | 0 | 0.71279 | 5.0767 | 0 | 0 | 0.315 | 0.82813 | 0 | 0 | 0 | 0 | 7.3839 | 0 | 0 | 0 | 0 | 0 | 0 | 0 | 0 | 0 | 0 | 0 | 0 | 0
3 | 24 | 11 | 6 | 1.7931 | 0 | 13.5789 | 0 | 0 | 0 | 0.0012057 | 0.63468 | 0 | 0 | 3.9589 | 0 | 19.9668 | 0 | 0 | 0 | 0 | 0 | 0 | 0 | 0 | 0 | 0 | 0 | 0 | 0 | 0.45131 | 0 | 0.54519 | 5.4239 | 0 | 0 | 0.3675 | 0.83772 | 0 | 0 | 0 | 0 | 7.6256 | 0 | 0 | 0 | 0 | 0 | 0 | 0 | 0 | 0 | 0 | 0 | 0 | 0
3 | 24 | 12 | 6 | 1.7931 | 0 | 8.6313 | 0 | 0 | 0 | 0.0012057 | 0.73963 | 0 | 0 | 3.9589 | 0 | 15.1242 | 0 | 0 | 0 | 0 | 0 | 0 | 0 | 0 | 0 | 0 | 0 | 0 | 0 | 0.45131 | 0 | 0.54519 | 6.015 | 0 | 0 | 0.42 | 0.84415 | 0 | 0 | 0 | 0 | 8.2757 | 0 | 0 | 0 | 0 | 0 | 0 | 0 | 0 | 0 | 0 | 0 | 0 | 0
3 | 24 | 13 | 6 | 1.7931 | 0 | 13.5789 | 0 | 0 | 0 | 0.0012057 | 0.72273 | 0 | 0 | 5.9359 | 0 | 22.0318 | 0 | 0 | 0 | 0 | 0 | 0 | 0 | 0 | 0 | 0 | 0 | 0 | 0 | 0.45131 | 0 | 0.54519 | 6.2189 | 0 | 0 | 0.3675 | 0.85141 | 0 | 0 | 0 | 0 | 8.4343 | 0 | 0 | 0 | 0 | 0 | 0 | 0 | 0 | 0 | 0 | 0 | 0 | 0
3 | 24 | 14 | 6 | 1.7931 | 0 | 13.5789 | 0 | 0 | 0 | 0.0012057 | 0.66665 | 0 | 0 | 3.9589 | 0 | 19.9988 | 0 | 0 | 0 | 0 | 0 | 0 | 0 | 0 | 0 | 0 | 0 | 0 | 0 | 0.45131 | 0 | 0.54519 | 5.7961 | 0 | 0 | 0.3675 | 0.84608 | 0 | 0 | 0 | 0 | 8.0062 | 0 | 0 | 0 | 0 | 0 | 0 | 0 | 0 | 0 | 0 | 0 | 0 | 0
3 | 24 | 15 | 6 | 1.7931 | 0 | 13.5789 | 0 | 0 | 0 | 0.0012057 | 0.68846 | 0 | 0 | 4.2453 | 0 | 20.307 | 0 | 0 | 0 | 0 | 0 | 0 | 0 | 0 | 0 | 0 | 0 | 0 | 0 | 0.45131 | 0 | 0.54519 | 5.8493 | 0 | 0 | 0.315 | 0.85176 | 0 | 0 | 0 | 0 | 8.0126 | 0 | 0 | 0 | 0 | 0 | 0 | 0 | 0 | 0 | 0 | 0 | 0 | 0
3 | 24 | 16 | 6 | 1.7931 | 0 | 13.5789 | 0 | 0 | 0 | 0.0012057 | 0.6576 | 0 | 0 | 3.7923 | 0 | 19.8231 | 0 | 0 | 0 | 0 | 0 | 0 | 0 | 0 | 0 | 0 | 0 | 0 | 0 | 0.45131 | 0 | 0.54519 | 5.7414 | 0 | 0 | 0.315 | 0.85394 | 0 | 0 | 0 | 0 | 7.9068 | 0 | 0 | 0 | 0 | 0 | 0 | 0 | 0 | 0 | 0 | 0 | 0 | 0
3 | 24 | 17 | 6 | 1.7931 | 0 | 13.5789 | 0 | 0 | 0 | 0.0012057 | 0.71456 | 0 | 0 | 6.2927 | 0 | 22.3804 | 0 | 0 | 0 | 0 | 0 | 0 | 0 | 0 | 0 | 0 | 0 | 0 | 0 | 0.45131 | 0 | 0.54519 | 6.0683 | 0 | 0 | 0.525 | 0.85939 | 0 | 0 | 0 | 0 | 8.4492 | 0 | 0 | 0 | 0 | 0 | 0 | 0 | 0 | 0 | 0 | 0 | 0 | 0
3 | 24 | 18 | 6 | 1.7931 | 0 | 9.8682 | 0 | 0 | 0 | 0.0012057 | 0.77806 | 0 | 0 | 6.2927 | 0 | 18.7333 | 0 | 0 | 0 | 0 | 0 | 0 | 0 | 0 | 0 | 0 | 0 | 0 | 0 | 0.45131 | 0 | 0.54519 | 6.513 | 0 | 0 | 0.525 | 0.85776 | 0 | 0 | 0 | 0 | 8.8922 | 0 | 0 | 0 | 0 | 0 | 0 | 0 | 0 | 0 | 0 | 0 | 0 | 0
3 | 24 | 19 | 6 | 1.7931 | 0 | 2.4469 | 0 | 0 | 0 | 0.0012057 | 0.9169 | 0 | 0 | 3.9589 | 0 | 9.117 | 0 | 0 | 0 | 0 | 0 | 0 | 0 | 0 | 0 | 0 | 0 | 0 | 0 | 0.45131 | 0 | 0.88038 | 7.3142 | 0 | 0 | 0.42 | 0.85172 | 0 | 0 | 0 | 0 | 9.9177 | 0 | 0 | 0 | 0 | 0 | 0 | 0 | 0 | 0 | 0 | 0 | 0 | 0
3 | 24 | 20 | 6 | 1.7931 | 0 | 2.4469 | 0 | 0 | 0 | 0.0012057 | 0.96676 | 0 | 0 | 3.9589 | 0 | 9.1669 | 0 | 0 | 0 | 0 | 0 | 0 | 0 | 0 | 0 | 0 | 0 | 0 | 0 | 0.45131 | 0 | 1.1038 | 7.7169 | 0 | 0 | 0.3675 | 0.84933 | 0 | 0 | 0 | 0 | 10.4889 | 0 | 0 | 0 | 0 | 0 | 0 | 0 | 0 | 0 | 0 | 0 | 0 | 0
3 | 24 | 21 | 6 | 1.7931 | 0 | 2.4469 | 0 | 0 | 0 | 0.0012057 | 0.98836 | 0 | 0 | 6.6375 | 0 | 11.8671 | 0 | 0 | 0 | 0 | 0 | 0 | 0 | 0 | 0 | 0 | 0 | 0 | 0 | 0.45131 | 0 | 1.2156 | 8.5759 | 0 | 0 | 0.4725 | 0.84902 | 0 | 0.00070394 | 0 | 0 | 11.565 | 0 | 0 | 0 | 0 | 0 | 0 | 0 | 0 | 0 | 0 | 0 | 0 | 0
3 | 24 | 22 | 6 | 1.7931 | 0 | 2.4469 | 0 | 0 | 0 | 0.0012057 | 1.0008 | 0 | 0 | 4.3272 | 0 | 9.5693 | 0 | 0 | 0 | 0 | 0 | 0 | 0 | 0 | 0 | 0 | 0 | 0 | 0 | 0.45131 | 0 | 1.1038 | 8.7005 | 0 | 0 | 0.315 | 0.85169 | 0 | 0.00071435 | 0 | 0 | 11.4231 | 0 | 0 | 0 | 0 | 0 | 0 | 0 | 0 | 0 | 0 | 0 | 0 | 0
3 | 24 | 23 | 6 | 1.7931 | 0 | 2.4469 | 0 | 0 | 0 | 0.0012057 | 0.5501 | 0 | 0 | 0.66675 | 0 | 5.4581 | 0 | 0 | 0 | 0 | 0 | 0 | 0 | 0 | 0 | 0 | 0 | 0 | 0 | 0.45131 | 0 | 0.88038 | 6.2982 | 0 | 0 | 0.0525 | 0.85856 | 0 | 0.0004519 | 0 | 0 | 8.5414 | 0 | 0 | 0 | 0 | 0 | 0 | 0 | 0 | 0 | 0 | 0 | 0 | 0
3 | 24 | 24 | 6 | 1.7931 | 0 | 2.4469 | 0 | 0 | 0 | 0.0012057 | 0.69369 | 0 | 0 | 0.66677 | 0 | 5.6017 | 0 | 0 | 0 | 0 | 0 | 0 | 0 | 0 | 0 | 0 | 0 | 0 | 0 | 0.45131 | 0 | 0.54519 | 7.6433 | 0 | 0 | 0.0525 | 0.8704 | 0 | 0.00056937 | 0 | 0 | 9.5633 | 0 | 0 | 0 | 0 | 0 | 0 | 0 | 0 | 0 | 0 | 0 | 0 | 0
3 | 25 | 1 | 7 | 1.7931 | 0 | 2.4469 | 0 | 0 | 0 | 0.0012057 | 0.76309 | 0 | 0 | 0.6668 | 0 | 5.6711 | 0 | 0 | 0 | 0 | 0 | 0 | 0 | 0 | 0 | 0 | 0 | 0 | 0 | 0.45131 | 0 | 0.32173 | 8.3293 | 0 | 0 | 0.0525 | 0.88118 | 0 | 0.00062756 | 0 | 0 | 10.0366 | 0 | 0 | 0 | 0 | 0 | 0 | 0 | 0 | 0 | 0 | 0 | 0 | 0
3 | 25 | 2 | 7 | 1.7931 | 0 | 2.4469 | 0 | 0 | 0 | 0.0012057 | 0.78824 | 0 | 0 | 0.66684 | 0 | 5.6963 | 0 | 0 | 0 | 0 | 0 | 0 | 0 | 0 | 0 | 0 | 0 | 0 | 0 | 0.45131 | 0 | 0.32173 | 8.6217 | 0 | 0 | 0.0525 | 0.88228 | 0 | 0.00065048 | 0 | 0 | 10.3302 | 0 | 0 | 0 | 0 | 0 | 0 | 0 | 0 | 0 | 0 | 0 | 0 | 0
3 | 25 | 3 | 7 | 1.7931 | 0 | 2.4469 | 0 | 0 | 0 | 0.0012057 | 0.84087 | 0 | 0 | 0.66684 | 0 | 5.7489 | 0 | 0 | 0 | 0 | 0 | 0 | 0 | 0 | 0 | 0 | 0 | 0 | 0 | 0.45131 | 0 | 0.32173 | 9.1102 | 0 | 0 | 0.0525 | 0.88914 | 0 | 0.0006916 | 0 | 0 | 10.8256 | 0 | 0 | 0 | 0 | 0 | 0 | 0 | 0 | 0 | 0 | 0 | 0 | 0
3 | 25 | 4 | 7 | 1.7931 | 0 | 2.4469 | 0 | 0 | 0 | 0.0012057 | 0.82579 | 0 | 0 | 0.66685 | 0 | 5.7339 | 0 | 0 | 0 | 0 | 0 | 0 | 0 | 0 | 0 | 0 | 0 | 0 | 0 | 0.45131 | 0 | 0.32173 | 9.026 | 0 | 0 | 0.0525 | 0.88431 | 0 | 0.00068351 | 0 | 0 | 10.7365 | 0 | 0 | 0 | 0 | 0 | 0 | 0 | 0 | 0 | 0 | 0 | 0 | 0
3 | 25 | 5 | 7 | 1.7931 | 0 | 2.4469 | 0 | 0 | 0 | 0.0012057 | 0.86787 | 0 | 0 | 0.66683 | 0 | 5.7759 | 0 | 0 | 0 | 0 | 0 | 0 | 0 | 0 | 0 | 0 | 0 | 0 | 0 | 0.45131 | 0 | 0.32173 | 9.4635 | 0 | 0 | 0.0525 | 0.89079 | 0 | 0.00071796 | 0 | 0 | 11.1806 | 0 | 0 | 0 | 0 | 0 | 0 | 0 | 0 | 0 | 0 | 0 | 0 | 0
3 | 25 | 6 | 7 | 1.7931 | 0 | 2.4469 | 0 | 0 | 0 | 0.0012057 | 0.86698 | 0 | 0 | 3.7923 | 0 | 8.9005 | 0 | 0 | 0 | 0 | 0 | 0 | 0 | 0 | 0 | 0 | 0 | 0 | 0 | 0.45131 | 0 | 0.54519 | 9.4003 | 0 | 0 | 0.315 | 0.884 | 0 | 0.00071453 | 0 | 0 | 11.5965 | 0 | 0 | 0 | 0 | 0 | 0 | 0 | 0 | 0 | 0 | 0 | 0 | 0
3 | 25 | 7 | 7 | 1.7931 | 0 | 2.4469 | 0 | 0 | 0 | 0.0012057 | 1.2082 | 0 | 0 | 6.2927 | 0 | 11.7421 | 0 | 0 | 0 | 0 | 0 | 0 | 0 | 0 | 0 | 0 | 0 | 0 | 0 | 0.45131 | 0 | 0.71279 | 11.7071 | 0 | 0 | 0.525 | 0.88168 | 0 | 0.00092495 | 0 | 0 | 14.2788 | 0 | 0 | 0 | 0 | 0 | 0 | 0 | 0 | 0 | 0 | 0 | 0 | 0
3 | 25 | 8 | 7 | 1.7931 | 0 | 13.5789 | 0 | 0 | 0 | 0.0012057 | 1.0005 | 0 | 0 | 3.9589 | 0 | 20.3326 | 0 | 0 | 0 | 0 | 0 | 0 | 0 | 0 | 0 | 0 | 0 | 0 | 0 | 0.45131 | 0 | 0.71279 | 9.4823 | 0 | 0 | 0.42 | 0.87388 | 0 | 0.0007523 | 0 | 0 | 11.941 | 0 | 0 | 0 | 0 | 0 | 0 | 0 | 0 | 0 | 0 | 0 | 0 | 0
3 | 25 | 9 | 7 | 1.7931 | 0 | 13.5789 | 0 | 0 | 0 | 0.0012057 | 0.943 | 0 | 0 | 4.8631 | 0 | 21.1793 | 0 | 0 | 0 | 0 | 0 | 0 | 0 | 0 | 0 | 0 | 0 | 0 | 0 | 0.45131 | 0 | 0.71279 | 9.1299 | 0 | 0 | 0.315 | 0.87653 | 0 | 0.00071425 | 0 | 0 | 11.4863 | 0 | 0 | 0 | 0 | 0 | 0 | 0 | 0 | 0 | 0 | 0 | 0 | 0
3 | 25 | 10 | 7 | 1.7931 | 0 | 13.5789 | 0 | 0 | 0 | 0.0012057 | 0.7558 | 0 | 0 | 3.7923 | 0 | 19.9213 | 0 | 0 | 0 | 0 | 0 | 0 | 0 | 0 | 0 | 0 | 0 | 0 | 0 | 0.45131 | 0 | 0.71279 | 6.7629 | 0 | 0 | 0.315 | 0.8624 | 0 | 0 | 0 | 0 | 9.1044 | 0 | 0 | 0 | 0 | 0 | 0 | 0 | 0 | 0 | 0 | 0 | 0 | 0
3 | 25 | 11 | 7 | 1.7931 | 0 | 13.5789 | 0 | 0 | 0 | 0.0012057 | 0.68126 | 0 | 0 | 3.9589 | 0 | 20.0134 | 0 | 0 | 0 | 0 | 0 | 0 | 0 | 0 | 0 | 0 | 0 | 0 | 0 | 0.45131 | 0 | 0.54519 | 6.0653 | 0 | 0 | 0.3675 | 0.8656 | 0 | 0 | 0 | 0 | 8.2949 | 0 | 0 | 0 | 0 | 0 | 0 | 0 | 0 | 0 | 0 | 0 | 0 | 0
3 | 25 | 12 | 7 | 1.7931 | 0 | 8.6313 | 0 | 0 | 0 | 0.0012057 | 0.64986 | 0 | 0 | 3.9589 | 0 | 15.0344 | 0 | 0 | 0 | 0 | 0 | 0 | 0 | 0 | 0 | 0 | 0 | 0 | 0 | 0.45131 | 0 | 0.54519 | 5.5718 | 0 | 0 | 0.42 | 0.85336 | 0 | 0 | 0 | 0 | 7.8417 | 0 | 0 | 0 | 0 | 0 | 0 | 0 | 0 | 0 | 0 | 0 | 0 | 0
3 | 25 | 13 | 7 | 1.7931 | 0 | 13.5789 | 0 | 0 | 0 | 0.0012057 | 0.49471 | 0 | 0 | 5.936 | 0 | 21.8039 | 0 | 0 | 0 | 0 | 0 | 0 | 0 | 0 | 0 | 0 | 0 | 0 | 0 | 0.45131 | 0 | 0.54519 | 4.2869 | 0 | 0 | 0.3675 | 0.8471 | 0 | 0 | 0 | 0 | 6.498 | 0 | 0 | 0 | 0 | 0 | 0 | 0 | 0 | 0 | 0 | 0 | 0 | 0
3 | 25 | 14 | 7 | 1.7931 | 0 | 13.5789 | 0 | 0 | 0 | 0.0012057 | 0.40221 | 0 | 0 | 3.9589 | 0 | 19.7343 | 0 | 0 | 0 | 0 | 0 | 0 | 0 | 0 | 0 | 0 | 0 | 0 | 0 | 0.45131 | 0 | 0.54519 | 3.7166 | 0 | 0 | 0.3675 | 0.84986 | 0 | 0 | 0 | 0 | 5.9305 | 0 | 0 | 0 | 0 | 0 | 0 | 0 | 0 | 0 | 0 | 0 | 0 | 0
3 | 25 | 15 | 7 | 1.7931 | 0 | 13.5789 | 0 | 0 | 0 | 0.0012057 | 0.37898 | 0 | 0 | 4.2454 | 0 | 19.9976 | 0 | 0 | 0 | 0 | 0 | 0 | 0 | 0 | 0 | 0 | 0 | 0 | 0 | 0.45131 | 0 | 0.54519 | 3.5396 | 0 | 0 | 0.315 | 0.84988 | 0 | 0 | 0 | 0 | 5.7009 | 0 | 0 | 0 | 0 | 0 | 0 | 0 | 0 | 0 | 0 | 0 | 0 | 0
3 | 25 | 16 | 7 | 1.7931 | 0 | 13.5789 | 0 | 0 | 0 | 0.0012057 | 0.38373 | 0 | 0 | 3.7923 | 0 | 19.5492 | 0 | 0 | 0 | 0 | 0 | 0 | 0 | 0 | 0 | 0 | 0 | 0 | 0 | 0.45131 | 0 | 0.54519 | 3.4548 | 0 | 0 | 0.315 | 0.84816 | 0 | 0 | 0 | 0 | 5.6145 | 0 | 0 | 0 | 0 | 0 | 0 | 0 | 0 | 0 | 0 | 0 | 0 | 0
3 | 25 | 17 | 7 | 1.7931 | 0 | 13.5789 | 0 | 0 | 0 | 0.0012057 | 0.42677 | 0 | 0 | 6.2927 | 0 | 22.0927 | 0 | 0 | 0 | 0 | 0 | 0 | 0 | 0 | 0 | 0 | 0 | 0 | 0 | 0.45131 | 0 | 0.54519 | 3.506 | 0 | 0 | 0.525 | 0.8469 | 0 | 0 | 0 | 0 | 5.8744 | 0 | 0 | 0 | 0 | 0 | 0 | 0 | 0 | 0 | 0 | 0 | 0 | 0
3 | 25 | 18 | 7 | 1.7931 | 0 | 9.8682 | 0 | 0 | 0 | 0.0012057 | 0.53188 | 0 | 0 | 6.2927 | 0 | 18.4871 | 0 | 0 | 0 | 0 | 0 | 0 | 0 | 0 | 0 | 0 | 0 | 0 | 0 | 0.45131 | 0 | 0.54519 | 4.2622 | 0 | 0 | 0.525 | 0.84948 | 0 | 0 | 0 | 0 | 6.6332 | 0 | 0 | 0 | 0 | 0 | 0 | 0 | 0 | 0 | 0 | 0 | 0 | 0
3 | 25 | 19 | 7 | 1.7931 | 0 | 2.4469 | 0 | 0 | 0 | 0.0012057 | 0.79941 | 0 | 0 | 3.9589 | 0 | 8.9996 | 0 | 0 | 0 | 0 | 0 | 0 | 0 | 0 | 0 | 0 | 0 | 0 | 0 | 0.45131 | 0 | 0.88038 | 5.7614 | 0 | 0 | 0.42 | 0.85188 | 0 | 0 | 0 | 0 | 8.365 | 0 | 0 | 0 | 0 | 0 | 0 | 0 | 0 | 0 | 0 | 0 | 0 | 0
3 | 25 | 20 | 7 | 1.7931 | 0 | 2.4469 | 0 | 0 | 0 | 0.0012057 | 0.88487 | 0 | 0 | 3.9589 | 0 | 9.085 | 0 | 0 | 0 | 0 | 0 | 0 | 0 | 0 | 0 | 0 | 0 | 0 | 0 | 0.45131 | 0 | 1.1038 | 6.3638 | 0 | 0 | 0.3675 | 0.8501 | 0 | 0 | 0 | 0 | 9.1366 | 0 | 0 | 0 | 0 | 0 | 0 | 0 | 0 | 0 | 0 | 0 | 0 | 0
3 | 25 | 21 | 7 | 1.7931 | 0 | 2.4469 | 0 | 0 | 0 | 0.0012057 | 0.9268 | 0 | 0 | 6.6375 | 0 | 11.8055 | 0 | 0 | 0 | 0 | 0 | 0 | 0 | 0 | 0 | 0 | 0 | 0 | 0 | 0.45131 | 0 | 1.2156 | 6.8651 | 0 | 0 | 0.4725 | 0.85018 | 0 | 0 | 0 | 0 | 9.8546 | 0 | 0 | 0 | 0 | 0 | 0 | 0 | 0 | 0 | 0 | 0 | 0 | 0
3 | 25 | 22 | 7 | 1.7931 | 0 | 2.4469 | 0 | 0 | 0 | 0.0012057 | 0.89362 | 0 | 0 | 4.3273 | 0 | 9.4621 | 0 | 0 | 0 | 0 | 0 | 0 | 0 | 0 | 0 | 0 | 0 | 0 | 0 | 0.45131 | 0 | 1.1038 | 6.6601 | 0 | 0 | 0.315 | 0.84502 | 0 | 0 | 0 | 0 | 9.3753 | 0 | 0 | 0 | 0 | 0 | 0 | 0 | 0 | 0 | 0 | 0 | 0 | 0
3 | 25 | 23 | 7 | 1.7931 | 0 | 2.4469 | 0 | 0 | 0 | 0.0012057 | 0.41865 | 0 | 0 | 0.66677 | 0 | 5.3266 | 0 | 0 | 0 | 0 | 0 | 0 | 0 | 0 | 0 | 0 | 0 | 0 | 0 | 0.45131 | 0 | 0.88038 | 4.6302 | 0 | 0 | 0.0525 | 0.84772 | 0 | 0 | 0 | 0 | 6.8621 | 0 | 0 | 0 | 0 | 0 | 0 | 0 | 0 | 0 | 0 | 0 | 0 | 0
3 | 25 | 24 | 7 | 1.7931 | 0 | 2.4469 | 0 | 0 | 0 | 0.0012057 | 0.55512 | 0 | 0 | 0.66678 | 0 | 5.4631 | 0 | 0 | 0 | 0 | 0 | 0 | 0 | 0 | 0 | 0 | 0 | 0 | 0 | 0.45131 | 0 | 0.54519 | 5.6308 | 0 | 0 | 0.0525 | 0.85695 | 0 | 0 | 0 | 0 | 7.5367 | 0 | 0 | 0 | 0 | 0 | 0 | 0 | 0 | 0 | 0 | 0 | 0 | 0
3 | 26 | 1 | 1 | 1.7931 | 0 | 2.4469 | 0 | 0 | 0 | 0.0012057 | 0.58495 | 0 | 0 | 0.66681 | 0 | 5.493 | 0 | 0 | 0 | 0 | 0 | 0 | 0 | 0 | 0 | 0 | 0 | 0 | 0 | 0.45131 | 0 | 0.32173 | 5.866 | 0 | 0 | 0.0525 | 0.86006 | 0 | 0 | 0 | 0 | 7.5516 | 0 | 0 | 0 | 0 | 0 | 0 | 0 | 0 | 0 | 0 | 0 | 0 | 0
3 | 26 | 2 | 1 | 1.7931 | 0 | 2.4469 | 0 | 0 | 0 | 0.0012057 | 0.62991 | 0 | 0 | 0.66683 | 0 | 5.538 | 0 | 0 | 0 | 0 | 0 | 0 | 0 | 0 | 0 | 0 | 0 | 0 | 0 | 0.45131 | 0 | 0.32173 | 6.249 | 0 | 0 | 0.0525 | 0.8643 | 0 | 0 | 0 | 0 | 7.9389 | 0 | 0 | 0 | 0 | 0 | 0 | 0 | 0 | 0 | 0 | 0 | 0 | 0
3 | 26 | 3 | 1 | 1.7931 | 0 | 2.4469 | 0 | 0 | 0 | 0.0012057 | 0.6656 | 0 | 0 | 0.66684 | 0 | 5.5737 | 0 | 0 | 0 | 0 | 0 | 0 | 0 | 0 | 0 | 0 | 0 | 0 | 0 | 0.45131 | 0 | 0.32173 | 6.5033 | 0 | 0 | 0.0525 | 0.86776 | 0 | 0 | 0 | 0 | 8.1966 | 0 | 0 | 0 | 0 | 0 | 0 | 0 | 0 | 0 | 0 | 0 | 0 | 0
3 | 26 | 4 | 1 | 1.7931 | 0 | 2.4469 | 0 | 0 | 0 | 0.0012057 | 0.67544 | 0 | 0 | 0.66685 | 0 | 5.5835 | 0 | 0 | 0 | 0 | 0 | 0 | 0 | 0 | 0 | 0 | 0 | 0 | 0 | 0.45131 | 0 | 0.32173 | 6.6583 | 0 | 0 | 0.0525 | 0.86729 | 0 | 0 | 0 | 0 | 8.3512 | 0 | 0 | 0 | 0 | 0 | 0 | 0 | 0 | 0 | 0 | 0 | 0 | 0
3 | 26 | 5 | 1 | 1.7931 | 0 | 2.4469 | 0 | 0 | 0 | 0.0012057 | 0.70321 | 0 | 0 | 0.66684 | 0 | 5.6113 | 0 | 0 | 0 | 0 | 0 | 0 | 0 | 0 | 0 | 0 | 0 | 0 | 0 | 0.45131 | 0 | 0.32173 | 6.9379 | 0 | 0 | 0.0525 | 0.87031 | 0 | 0 | 0 | 0 | 8.6337 | 0 | 0 | 0 | 0 | 0 | 0 | 0 | 0 | 0 | 0 | 0 | 0 | 0
3 | 26 | 6 | 1 | 1.7931 | 0 | 2.4469 | 0 | 0 | 0 | 0.0012057 | 0.74419 | 0 | 0 | 3.7923 | 0 | 8.7777 | 0 | 0 | 0 | 0 | 0 | 0 | 0 | 0 | 0 | 0 | 0 | 0 | 0 | 0.45131 | 0 | 0.54519 | 7.2774 | 0 | 0 | 0.315 | 0.86895 | 0 | 0 | 0 | 0 | 9.4578 | 0 | 0 | 0 | 0 | 0 | 0 | 0 | 0 | 0 | 0 | 0 | 0 | 0
3 | 26 | 7 | 1 | 1.7931 | 0 | 2.4469 | 0 | 0 | 0 | 0.0012057 | 1.1234 | 0 | 0 | 6.2927 | 0 | 11.6573 | 0 | 0 | 0 | 0 | 0 | 0 | 0 | 0 | 0 | 0 | 0 | 0 | 0 | 0.45131 | 0 | 0.71279 | 9.0533 | 0 | 0 | 0.525 | 0.85828 | 0 | 0 | 0 | 0 | 11.6006 | 0 | 0 | 0 | 0 | 0 | 0 | 0 | 0 | 0 | 0 | 0 | 0 | 0
3 | 26 | 8 | 1 | 1.7931 | 0 | 13.5789 | 0 | 0 | 0 | 0.0012057 | 0.92775 | 0 | 0 | 3.9589 | 0 | 20.2599 | 0 | 0 | 0 | 0 | 0 | 0 | 0 | 0 | 0 | 0 | 0 | 0 | 0 | 0.45131 | 0 | 0.71279 | 7.4699 | 0 | 0 | 0.42 | 0.85976 | 0 | 0 | 0 | 0 | 9.9138 | 0 | 0 | 0 | 0 | 0 | 0 | 0 | 0 | 0 | 0 | 0 | 0 | 0
3 | 26 | 9 | 1 | 1.7931 | 0 | 13.5789 | 0 | 0 | 0 | 0.0012057 | 0.78396 | 0 | 0 | 4.8631 | 0 | 21.0203 | 0 | 0 | 0 | 0 | 0 | 0 | 0 | 0 | 0 | 0 | 0 | 0 | 0 | 0.45131 | 0 | 0.71279 | 6.2676 | 0 | 0 | 0.315 | 0.84991 | 0 | 0 | 0 | 0 | 8.5966 | 0 | 0 | 0 | 0 | 0 | 0 | 0 | 0 | 0 | 0 | 0 | 0 | 0
3 | 26 | 10 | 1 | 1.7931 | 0 | 13.5789 | 0 | 0 | 0 | 0.0012057 | 0.61172 | 0 | 0 | 3.7923 | 0 | 19.7772 | 0 | 0 | 0 | 0 | 0 | 0 | 0 | 0 | 0 | 0 | 0 | 0 | 0 | 0.45131 | 0 | 0.71279 | 5.1949 | 0 | 0 | 0.315 | 0.84275 | 0 | 0 | 0 | 0 | 7.5167 | 0 | 0 | 0 | 0 | 0 | 0 | 0 | 0 | 0 | 0 | 0 | 0 | 0
3 | 26 | 11 | 1 | 1.7931 | 0 | 13.5789 | 0 | 0 | 0 | 0.0012057 | 0.5268 | 0 | 0 | 3.9589 | 0 | 19.8589 | 0 | 0 | 0 | 0 | 0 | 0 | 0 | 0 | 0 | 0 | 0 | 0 | 0 | 0.45131 | 0 | 0.54519 | 4.2929 | 0 | 0 | 0.3675 | 0.84071 | 0 | 0 | 0 | 0 | 6.4976 | 0 | 0 | 0 | 0 | 0 | 0 | 0 | 0 | 0 | 0 | 0 | 0 | 0
3 | 26 | 12 | 1 | 1.7931 | 0 | 8.6313 | 0 | 0 | 0 | 0.0012057 | 0.46919 | 0 | 0 | 3.9589 | 0 | 14.8538 | 0 | 0 | 0 | 0 | 0 | 0 | 0 | 0 | 0 | 0 | 0 | 0 | 0 | 0.45131 | 0 | 0.54519 | 3.756 | 0 | 0 | 0.42 | 0.82011 | 0 | 0 | 0 | 0 | 5.9926 | 0 | 0 | 0 | 0 | 0 | 0 | 0 | 0 | 0 | 0 | 0 | 0 | 0
3 | 26 | 13 | 1 | 1.7931 | 0 | 13.5789 | 0 | 0 | 0 | 0.0012057 | 0.32562 | 0 | 0 | 5.9359 | 0 | 21.6348 | 0 | 0 | 0 | 0 | 0 | 0 | 0 | 0 | 0 | 0 | 0 | 0 | 0 | 0.45131 | 0 | 0.54519 | 2.9085 | 0 | 0 | 0.3675 | 0.81968 | 0 | 0 | 0 | 0 | 5.0922 | 0 | 0 | 0 | 0 | 0 | 0 | 0 | 0 | 0 | 0 | 0 | 0 | 0
3 | 26 | 14 | 1 | 1.7931 | 0 | 13.5789 | 0 | 0 | 0 | 0.0012057 | 0.22413 | 0 | 0 | 3.9589 | 0 | 19.5562 | 0 | 0 | 0 | 0 | 0 | 0 | 0 | 0 | 0 | 0 | 0 | 0 | 0 | 0.45131 | 0 | 0.54519 | 2.2941 | 0 | 0 | 0.3675 | 0.82327 | 0 | 0 | 0 | 0 | 4.4814 | 0 | 0 | 0 | 0 | 0 | 0 | 0 | 0 | 0 | 0 | 0 | 0 | 0
3 | 26 | 15 | 1 | 1.7931 | 0 | 13.5789 | 0 | 0 | 0 | 0.0012057 | 0.22368 | 0 | 0 | 4.2453 | 0 | 19.8422 | 0 | 0 | 0 | 0 | 0 | 0 | 0 | 0 | 0 | 0 | 0 | 0 | 0 | 0.45131 | 0 | 0.54519 | 1.9398 | 0 | 0 | 0.315 | 0.82124 | 0 | 0 | 0 | 0 | 4.0726 | 0 | 0 | 0 | 0 | 0 | 0 | 0 | 0 | 0 | 0 | 0 | 0 | 0
3 | 26 | 16 | 1 | 1.7931 | 0 | 13.5789 | 0 | 0 | 0 | 0.0012057 | 0.23573 | 0 | 0 | 3.7923 | 0 | 19.4012 | 0 | 0 | 0 | 0 | 0 | 0 | 0 | 0 | 0 | 0 | 0 | 0 | 0 | 0.45131 | 0 | 0.54519 | 2.0126 | 0 | 0 | 0.315 | 0.82059 | 0 | 0 | 0 | 0 | 4.1447 | 0 | 0 | 0 | 0 | 0 | 0 | 0 | 0 | 0 | 0 | 0 | 0 | 0
3 | 26 | 17 | 1 | 1.7931 | 0 | 13.5789 | 0 | 0 | 0 | 0.0012057 | 0.23694 | 0 | 0 | 6.2926 | 0 | 21.9028 | 0 | 0 | 0 | 0 | 0 | 0 | 0 | 0 | 0 | 0 | 0 | 0 | 0 | 0.45131 | 0 | 0.54519 | 1.9942 | 0 | 0 | 0.525 | 0.817 | 0 | 0 | 0 | 0 | 4.3327 | 0 | 0 | 0 | 0 | 0 | 0 | 0 | 0 | 0 | 0 | 0 | 0 | 0
3 | 26 | 18 | 1 | 1.7931 | 0 | 9.8682 | 0 | 0 | 0 | 0.0012057 | 0.31376 | 0 | 0 | 6.2926 | 0 | 18.2689 | 0 | 0 | 0 | 0 | 0 | 0 | 0 | 0 | 0 | 0 | 0 | 0 | 0 | 0.45131 | 0 | 0.54519 | 2.4584 | 0 | 0 | 0.525 | 0.82061 | 0 | 0 | 0 | 0 | 4.8005 | 0 | 0 | 0 | 0 | 0 | 0 | 0 | 0 | 0 | 0 | 0 | 0 | 0
3 | 26 | 19 | 1 | 1.7931 | 0 | 2.4469 | 0 | 0 | 0 | 0.0012057 | 0.46948 | 0 | 0 | 3.9589 | 0 | 8.6696 | 0 | 0 | 0 | 0 | 0 | 0 | 0 | 0 | 0 | 0 | 0 | 0 | 0 | 0.45131 | 0 | 0.88038 | 3.2006 | 0 | 0 | 0.42 | 0.81837 | 0 | 0 | 0 | 0 | 5.7706 | 0 | 0 | 0 | 0 | 0 | 0 | 0 | 0 | 0 | 0 | 0 | 0 | 0
3 | 26 | 20 | 1 | 1.7931 | 0 | 2.4469 | 0 | 0 | 0 | 0.0012057 | 0.56271 | 0 | 0 | 3.9589 | 0 | 8.7628 | 0 | 0 | 0 | 0 | 0 | 0 | 0 | 0 | 0 | 0 | 0 | 0 | 0 | 0.45131 | 0 | 1.1038 | 3.9715 | 0 | 0 | 0.3675 | 0.81693 | 0 | 0 | 0 | 0 | 6.7111 | 0 | 0 | 0 | 0 | 0 | 0 | 0 | 0 | 0 | 0 | 0 | 0 | 0
3 | 26 | 21 | 1 | 1.7931 | 0 | 2.4469 | 0 | 0 | 0 | 0.0012057 | 0.61625 | 0 | 0 | 6.6375 | 0 | 11.4949 | 0 | 0 | 0 | 0 | 0 | 0 | 0 | 0 | 0 | 0 | 0 | 0 | 0 | 0.45131 | 0 | 1.2156 | 4.289 | 0 | 0 | 0.4725 | 0.81523 | 0 | 0 | 0 | 0 | 7.2437 | 0 | 0 | 0 | 0 | 0 | 0 | 0 | 0 | 0 | 0 | 0 | 0 | 0
3 | 26 | 22 | 1 | 1.7931 | 0 | 2.4469 | 0 | 0 | 0 | 0.0012057 | 0.64719 | 0 | 0 | 4.3271 | 0 | 9.2156 | 0 | 0 | 0 | 0 | 0 | 0 | 0 | 0 | 0 | 0 | 0 | 0 | 0 | 0.45131 | 0 | 1.1038 | 4.6789 | 0 | 0 | 0.315 | 0.8187 | 0 | 0 | 0 | 0 | 7.3678 | 0 | 0 | 0 | 0 | 0 | 0 | 0 | 0 | 0 | 0 | 0 | 0 | 0
3 | 26 | 23 | 1 | 1.7931 | 0 | 2.4469 | 0 | 0 | 0 | 0.0012057 | 0.23857 | 0 | 0 | 0.66671 | 0 | 5.1465 | 0 | 0 | 0 | 0 | 0 | 0 | 0 | 0 | 0 | 0 | 0 | 0 | 0 | 0.45131 | 0 | 0.88038 | 3.1203 | 0 | 0 | 0.0525 | 0.82823 | 0 | 0 | 0 | 0 | 5.3327 | 0 | 0 | 0 | 0 | 0 | 0 | 0 | 0 | 0 | 0 | 0 | 0 | 0
3 | 26 | 24 | 1 | 1.7931 | 0 | 2.4469 | 0 | 0 | 0 | 0.0012057 | 0.35339 | 0 | 0 | 0.66675 | 0 | 5.2614 | 0 | 0 | 0 | 0 | 0 | 0 | 0 | 0 | 0 | 0 | 0 | 0 | 0 | 0.45131 | 0 | 0.54519 | 4.1184 | 0 | 0 | 0.0525 | 0.83464 | 0 | 0 | 0 | 0 | 6.002 | 0 | 0 | 0 | 0 | 0 | 0 | 0 | 0 | 0 | 0 | 0 | 0 | 0
3 | 27 | 1 | 2 | 1.7931 | 0 | 2.4469 | 0 | 0 | 0 | 0.0012057 | 0.43244 | 0 | 0 | 0.66676 | 0 | 5.3404 | 0 | 0 | 0 | 0 | 0 | 0 | 0 | 0 | 0 | 0 | 0 | 0 | 0 | 0.45131 | 0 | 0.32173 | 4.7708 | 0 | 0 | 0.0525 | 0.84478 | 0 | 0 | 0 | 0 | 6.4411 | 0 | 0 | 0 | 0 | 0 | 0 | 0 | 0 | 0 | 0 | 0 | 0 | 0
3 | 27 | 2 | 2 | 1.7931 | 0 | 2.4469 | 0 | 0 | 0 | 0.0012057 | 0.47601 | 0 | 0 | 0.66679 | 0 | 5.384 | 0 | 0 | 0 | 0 | 0 | 0 | 0 | 0 | 0 | 0 | 0 | 0 | 0 | 0.45131 | 0 | 0.32173 | 5.1155 | 0 | 0 | 0.0525 | 0.84769 | 0 | 0 | 0 | 0 | 6.7887 | 0 | 0 | 0 | 0 | 0 | 0 | 0 | 0 | 0 | 0 | 0 | 0 | 0
3 | 27 | 3 | 2 | 1.7931 | 0 | 2.4469 | 0 | 0 | 0 | 0.0012057 | 0.48501 | 0 | 0 | 0.6668 | 0 | 5.393 | 0 | 0 | 0 | 0 | 0 | 0 | 0 | 0 | 0 | 0 | 0 | 0 | 0 | 0.45131 | 0 | 0.32173 | 5.2323 | 0 | 0 | 0.0525 | 0.84579 | 0 | 0 | 0 | 0 | 6.9036 | 0 | 0 | 0 | 0 | 0 | 0 | 0 | 0 | 0 | 0 | 0 | 0 | 0
3 | 27 | 4 | 2 | 1.7931 | 0 | 2.4469 | 0 | 0 | 0 | 0.0012057 | 0.50757 | 0 | 0 | 0.66678 | 0 | 5.4156 | 0 | 0 | 0 | 0 | 0 | 0 | 0 | 0 | 0 | 0 | 0 | 0 | 0 | 0.45131 | 0 | 0.32173 | 5.4311 | 0 | 0 | 0.0525 | 0.84684 | 0 | 0 | 0 | 0 | 7.1035 | 0 | 0 | 0 | 0 | 0 | 0 | 0 | 0 | 0 | 0 | 0 | 0 | 0
3 | 27 | 5 | 2 | 1.7931 | 0 | 2.4469 | 0 | 0 | 0 | 0.0012057 | 0.50535 | 0 | 0 | 0.66678 | 0 | 5.4134 | 0 | 0 | 0 | 0 | 0 | 0 | 0 | 0 | 0 | 0 | 0 | 0 | 0 | 0.45131 | 0 | 0.32173 | 5.4666 | 0 | 0 | 0.0525 | 0.84369 | 0 | 0 | 0 | 0 | 7.1358 | 0 | 0 | 0 | 0 | 0 | 0 | 0 | 0 | 0 | 0 | 0 | 0 | 0
3 | 27 | 6 | 2 | 1.7931 | 0 | 2.4469 | 0 | 0 | 0 | 0.0012057 | 0.5439 | 0 | 0 | 3.7922 | 0 | 8.5774 | 0 | 0 | 0 | 0 | 0 | 0 | 0 | 0 | 0 | 0 | 0 | 0 | 0 | 0.45131 | 0 | 0.54519 | 5.7038 | 0 | 0 | 0.315 | 0.84127 | 0 | 0 | 0 | 0 | 7.8566 | 0 | 0 | 0 | 0 | 0 | 0 | 0 | 0 | 0 | 0 | 0 | 0 | 0
3 | 27 | 7 | 2 | 1.7931 | 0 | 2.4469 | 0 | 0 | 0 | 0.0012057 | 0.98916 | 0 | 0 | 6.2926 | 0 | 11.523 | 0 | 0 | 0 | 0 | 0 | 0 | 0 | 0 | 0 | 0 | 0 | 0 | 0 | 0.45131 | 0 | 0.71279 | 7.8548 | 0 | 0 | 0.525 | 0.83613 | 0 | 0 | 0 | 0 | 10.38 | 0 | 0 | 0 | 0 | 0 | 0 | 0 | 0 | 0 | 0 | 0 | 0 | 0
3 | 27 | 8 | 2 | 1.7931 | 0 | 13.5789 | 0 | 0 | 0 | 0.0012057 | 0.77036 | 0 | 0 | 3.9589 | 0 | 20.1024 | 0 | 0 | 0 | 0 | 0 | 0 | 0 | 0 | 0 | 0 | 0 | 0 | 0 | 0.45131 | 0 | 0.71279 | 6.3369 | 0 | 0 | 0.42 | 0.8441 | 0 | 0 | 0 | 0 | 8.7651 | 0 | 0 | 0 | 0 | 0 | 0 | 0 | 0 | 0 | 0 | 0 | 0 | 0
3 | 27 | 9 | 2 | 1.7931 | 0 | 13.5789 | 0 | 0 | 0 | 0.0012057 | 0.60807 | 0 | 0 | 4.863 | 0 | 20.8443 | 0 | 0 | 0 | 0 | 0 | 0 | 0 | 0 | 0 | 0 | 0 | 0 | 0 | 0.45131 | 0 | 0.71279 | 5.1487 | 0 | 0 | 0.315 | 0.83088 | 0 | 0 | 0 | 0 | 7.4587 | 0 | 0 | 0 | 0 | 0 | 0 | 0 | 0 | 0 | 0 | 0 | 0 | 0
3 | 27 | 10 | 2 | 1.7931 | 0 | 13.5789 | 0 | 0 | 0 | 0.0012057 | 0.47581 | 0 | 0 | 3.7922 | 0 | 19.6412 | 0 | 0 | 0 | 0 | 0 | 0 | 0 | 0 | 0 | 0 | 0 | 0 | 0 | 0.45131 | 0 | 0.71279 | 4.2155 | 0 | 0 | 0.315 | 0.82493 | 0 | 0 | 0 | 0 | 6.5195 | 0 | 0 | 0 | 0 | 0 | 0 | 0 | 0 | 0 | 0 | 0 | 0 | 0
3 | 27 | 11 | 2 | 1.7931 | 0 | 13.5789 | 0 | 0 | 0 | 0.0012057 | 0.41671 | 0 | 0 | 3.9589 | 0 | 19.7488 | 0 | 0 | 0 | 0 | 0 | 0 | 0 | 0 | 0 | 0 | 0 | 0 | 0 | 0.45131 | 0 | 0.54519 | 3.8484 | 0 | 0 | 0.3675 | 0.82415 | 0 | 0 | 0 | 0 | 6.0365 | 0 | 0 | 0 | 0 | 0 | 0 | 0 | 0 | 0 | 0 | 0 | 0 | 0
3 | 27 | 12 | 2 | 1.7931 | 0 | 8.6313 | 0 | 0 | 0 | 0.0012057 | 0.38364 | 0 | 0 | 3.9589 | 0 | 14.7682 | 0 | 0 | 0 | 0 | 0 | 0 | 0 | 0 | 0 | 0 | 0 | 0 | 0 | 0.45131 | 0 | 0.54519 | 3.3415 | 0 | 0 | 0.42 | 0.80995 | 0 | 0 | 0 | 0 | 5.568 | 0 | 0 | 0 | 0 | 0 | 0 | 0 | 0 | 0 | 0 | 0 | 0 | 0
3 | 27 | 13 | 2 | 1.7931 | 0 | 13.5789 | 0 | 0 | 0 | 0.0012057 | 0.25632 | 0 | 0 | 5.9358 | 0 | 21.5654 | 0 | 0 | 0 | 0 | 0 | 0 | 0 | 0 | 0 | 0 | 0 | 0 | 0 | 0.45131 | 0 | 0.54519 | 2.7089 | 0 | 0 | 0.3675 | 0.80983 | 0 | 0 | 0 | 0 | 4.8827 | 0 | 0 | 0 | 0 | 0 | 0 | 0 | 0 | 0 | 0 | 0 | 0 | 0
3 | 27 | 14 | 2 | 1.7931 | 0 | 13.5789 | 0 | 0 | 0 | 0.0012057 | 0.16275 | 0 | 0 | 3.9589 | 0 | 19.4948 | 0 | 0 | 0 | 0 | 0 | 0 | 0 | 0 | 0 | 0 | 0 | 0 | 0 | 0.45131 | 0 | 0.54519 | 2.159 | 0 | 0 | 0.3675 | 0.81153 | 0 | 0 | 0 | 0 | 4.3345 | 0 | 0 | 0 | 0 | 0 | 0 | 0 | 0 | 0 | 0 | 0 | 0 | 0
3 | 27 | 15 | 2 | 1.7931 | 0 | 13.5789 | 0 | 0 | 0 | 0.0012057 | 0.18256 | 0 | 0 | 4.2453 | 0 | 19.801 | 0 | 0 | 0 | 0 | 0 | 0 | 0 | 0 | 0 | 0 | 0 | 0 | 0 | 0.45131 | 0 | 0.54519 | 2.1027 | 0 | 0 | 0.315 | 0.81077 | 0 | 0 | 0 | 0 | 4.2249 | 0 | 0 | 0 | 0 | 0 | 0 | 0 | 0 | 0 | 0 | 0 | 0 | 0
3 | 27 | 16 | 2 | 1.7931 | 0 | 13.5789 | 0 | 0 | 0 | 0.0012057 | 0.1989 | 0 | 0 | 3.7922 | 0 | 19.3643 | 0 | 0 | 0 | 0 | 0 | 0 | 0 | 0 | 0 | 0 | 0 | 0 | 0 | 0.45131 | 0 | 0.54519 | 2.2257 | 0 | 0 | 0.315 | 0.8123 | 0 | 0 | 0 | 0 | 4.3495 | 0 | 0 | 0 | 0 | 0 | 0 | 0 | 0 | 0 | 0 | 0 | 0 | 0
3 | 27 | 17 | 2 | 1.7931 | 0 | 13.5789 | 0 | 0 | 0 | 0.0012057 | 0.20991 | 0 | 0 | 6.2926 | 0 | 21.8757 | 0 | 0 | 0 | 0 | 0 | 0 | 0 | 0 | 0 | 0 | 0 | 0 | 0 | 0.45131 | 0 | 0.54519 | 2.2623 | 0 | 0 | 0.525 | 0.81152 | 0 | 0 | 0 | 0 | 4.5953 | 0 | 0 | 0 | 0 | 0 | 0 | 0 | 0 | 0 | 0 | 0 | 0 | 0
3 | 27 | 18 | 2 | 1.7931 | 0 | 9.8682 | 0 | 0 | 0 | 0.0012057 | 0.28307 | 0 | 0 | 6.2926 | 0 | 18.2382 | 0 | 0 | 0 | 0 | 0 | 0 | 0 | 0 | 0 | 0 | 0 | 0 | 0 | 0.45131 | 0 | 0.54519 | 2.7948 | 0 | 0 | 0.525 | 0.81632 | 0 | 0 | 0 | 0 | 5.1327 | 0 | 0 | 0 | 0 | 0 | 0 | 0 | 0 | 0 | 0 | 0 | 0 | 0
3 | 27 | 19 | 2 | 1.7931 | 0 | 2.4469 | 0 | 0 | 0 | 0.0012057 | 0.42065 | 0 | 0 | 3.9589 | 0 | 8.6207 | 0 | 0 | 0 | 0 | 0 | 0 | 0 | 0 | 0 | 0 | 0 | 0 | 0 | 0.45131 | 0 | 0.88038 | 3.4911 | 0 | 0 | 0.42 | 0.81007 | 0 | 0 | 0 | 0 | 6.0529 | 0 | 0 | 0 | 0 | 0 | 0 | 0 | 0 | 0 | 0 | 0 | 0 | 0
3 | 27 | 20 | 2 | 1.7931 | 0 | 2.4469 | 0 | 0 | 0 | 0.0012057 | 0.49909 | 0 | 0 | 3.9588 | 0 | 8.6992 | 0 | 0 | 0 | 0 | 0 | 0 | 0 | 0 | 0 | 0 | 0 | 0 | 0 | 0.45131 | 0 | 1.1038 | 3.8905 | 0 | 0 | 0.3675 | 0.8102 | 0 | 0 | 0 | 0 | 6.6234 | 0 | 0 | 0 | 0 | 0 | 0 | 0 | 0 | 0 | 0 | 0 | 0 | 0
3 | 27 | 21 | 2 | 1.7931 | 0 | 2.4469 | 0 | 0 | 0 | 0.0012057 | 0.54751 | 0 | 0 | 6.6374 | 0 | 11.4261 | 0 | 0 | 0 | 0 | 0 | 0 | 0 | 0 | 0 | 0 | 0 | 0 | 0 | 0.45131 | 0 | 1.2156 | 4.3396 | 0 | 0 | 0.4725 | 0.80667 | 0 | 0 | 0 | 0 | 7.2856 | 0 | 0 | 0 | 0 | 0 | 0 | 0 | 0 | 0 | 0 | 0 | 0 | 0
3 | 27 | 22 | 2 | 1.7931 | 0 | 2.4469 | 0 | 0 | 0 | 0.0012057 | 0.53075 | 0 | 0 | 4.327 | 0 | 9.099 | 0 | 0 | 0 | 0 | 0 | 0 | 0 | 0 | 0 | 0 | 0 | 0 | 0 | 0.45131 | 0 | 1.1038 | 4.2378 | 0 | 0 | 0.315 | 0.80186 | 0 | 0 | 0 | 0 | 6.9099 | 0 | 0 | 0 | 0 | 0 | 0 | 0 | 0 | 0 | 0 | 0 | 0 | 0
3 | 27 | 23 | 2 | 1.7931 | 0 | 2.4469 | 0 | 0 | 0 | 0.0012057 | 0.16857 | 0 | 0 | 0.66664 | 0 | 5.0764 | 0 | 0 | 0 | 0 | 0 | 0 | 0 | 0 | 0 | 0 | 0 | 0 | 0 | 0.45131 | 0 | 0.88038 | 2.6484 | 0 | 0 | 0.0525 | 0.81222 | 0 | 0 | 0 | 0 | 4.8448 | 0 | 0 | 0 | 0 | 0 | 0 | 0 | 0 | 0 | 0 | 0 | 0 | 0
3 | 27 | 24 | 2 | 1.7931 | 0 | 2.4469 | 0 | 0 | 0 | 0.0012057 | 0.27828 | 0 | 0 | 0.66667 | 0 | 5.1862 | 0 | 0 | 0 | 0 | 0 | 0 | 0 | 0 | 0 | 0 | 0 | 0 | 0 | 0.45131 | 0 | 0.54519 | 3.4907 | 0 | 0 | 0.0525 | 0.82241 | 0 | 0 | 0 | 0 | 5.3621 | 0 | 0 | 0 | 0 | 0 | 0 | 0 | 0 | 0 | 0 | 0 | 0 | 0
3 | 28 | 1 | 3 | 1.7931 | 0 | 2.4469 | 0 | 0 | 0 | 0.0012057 | 0.34827 | 0 | 0 | 0.6667 | 0 | 5.2562 | 0 | 0 | 0 | 0 | 0 | 0 | 0 | 0 | 0 | 0 | 0 | 0 | 0 | 0.45131 | 0 | 0.32173 | 4.1942 | 0 | 0 | 0.0525 | 0.83102 | 0 | 0 | 0 | 0 | 5.8508 | 0 | 0 | 0 | 0 | 0 | 0 | 0 | 0 | 0 | 0 | 0 | 0 | 0
3 | 28 | 2 | 3 | 1.7931 | 0 | 2.4469 | 0 | 0 | 0 | 0.0012057 | 0.41254 | 0 | 0 | 0.66673 | 0 | 5.3205 | 0 | 0 | 0 | 0 | 0 | 0 | 0 | 0 | 0 | 0 | 0 | 0 | 0 | 0.45131 | 0 | 0.32173 | 4.7116 | 0 | 0 | 0.0525 | 0.8362 | 0 | 0 | 0 | 0 | 6.3734 | 0 | 0 | 0 | 0 | 0 | 0 | 0 | 0 | 0 | 0 | 0 | 0 | 0
3 | 28 | 3 | 3 | 1.7931 | 0 | 2.4469 | 0 | 0 | 0 | 0.0012057 | 0.46063 | 0 | 0 | 0.66674 | 0 | 5.3686 | 0 | 0 | 0 | 0 | 0 | 0 | 0 | 0 | 0 | 0 | 0 | 0 | 0 | 0.45131 | 0 | 0.32173 | 5.0802 | 0 | 0 | 0.0525 | 0.84023 | 0 | 0 | 0 | 0 | 6.7459 | 0 | 0 | 0 | 0 | 0 | 0 | 0 | 0 | 0 | 0 | 0 | 0 | 0
3 | 28 | 4 | 3 | 1.7931 | 0 | 2.4469 | 0 | 0 | 0 | 0.0012057 | 0.47873 | 0 | 0 | 0.66675 | 0 | 5.3867 | 0 | 0 | 0 | 0 | 0 | 0 | 0 | 0 | 0 | 0 | 0 | 0 | 0 | 0.45131 | 0 | 0.32173 | 5.2549 | 0 | 0 | 0.0525 | 0.83984 | 0 | 0 | 0 | 0 | 6.9202 | 0 | 0 | 0 | 0 | 0 | 0 | 0 | 0 | 0 | 0 | 0 | 0 | 0
3 | 28 | 5 | 3 | 1.7931 | 0 | 2.4469 | 0 | 0 | 0 | 0.0012057 | 0.53094 | 0 | 0 | 0.66674 | 0 | 5.4389 | 0 | 0 | 0 | 0 | 0 | 0 | 0 | 0 | 0 | 0 | 0 | 0 | 0 | 0.45131 | 0 | 0.32173 | 5.6659 | 0 | 0 | 0.0525 | 0.84594 | 0 | 0 | 0 | 0 | 7.3374 | 0 | 0 | 0 | 0 | 0 | 0 | 0 | 0 | 0 | 0 | 0 | 0 | 0
3 | 28 | 6 | 3 | 1.7931 | 0 | 2.4469 | 0 | 0 | 0 | 0.0012057 | 0.53074 | 0 | 0 | 3.7922 | 0 | 8.5642 | 0 | 0 | 0 | 0 | 0 | 0 | 0 | 0 | 0 | 0 | 0 | 0 | 0 | 0.45131 | 0 | 0.54519 | 5.9887 | 0 | 0 | 0.315 | 0.83676 | 0 | 0.00043291 | 0 | 0 | 8.1374 | 0 | 0 | 0 | 0 | 0 | 0 | 0 | 0 | 0 | 0 | 0 | 0 | 0
3 | 28 | 7 | 3 | 1.7931 | 0 | 2.4469 | 0 | 0 | 0 | 0.0012057 | 1.0124 | 0 | 0 | 6.2926 | 0 | 11.5462 | 0 | 0 | 0 | 0 | 0 | 0 | 0 | 0 | 0 | 0 | 0 | 0 | 0 | 0.45131 | 0 | 0.71279 | 9.0541 | 0 | 0 | 0.525 | 0.83613 | 0 | 0.010101 | 0 | 0 | 11.5894 | 0 | 0 | 0 | 0 | 0 | 0 | 0 | 0 | 0 | 0 | 0 | 0 | 0
3 | 28 | 8 | 3 | 1.7931 | 0 | 13.5789 | 0 | 0 | 0 | 0.0012057 | 0.73381 | 0 | 0 | 3.9589 | 0 | 20.0659 | 0 | 0 | 0 | 0 | 0 | 0 | 0 | 0 | 0 | 0 | 0 | 0 | 0 | 0.45131 | 0 | 0.71279 | 6.1431 | 0 | 0 | 0.42 | 0.83431 | 0 | 0 | 0 | 0 | 8.5615 | 0 | 0 | 0 | 0 | 0 | 0 | 0 | 0 | 0 | 0 | 0 | 0 | 0
3 | 28 | 9 | 3 | 1.7931 | 0 | 13.5789 | 0 | 0 | 0 | 0.0012057 | 0.64896 | 0 | 0 | 4.863 | 0 | 20.8851 | 0 | 0 | 0 | 0 | 0 | 0 | 0 | 0 | 0 | 0 | 0 | 0 | 0 | 0.45131 | 0 | 0.71279 | 5.6196 | 0 | 0 | 0.315 | 0.83434 | 0 | 0 | 0 | 0 | 7.933 | 0 | 0 | 0 | 0 | 0 | 0 | 0 | 0 | 0 | 0 | 0 | 0 | 0
3 | 28 | 10 | 3 | 1.7931 | 0 | 13.5789 | 0 | 0 | 0 | 0.0012057 | 0.49564 | 0 | 0 | 3.7922 | 0 | 19.6611 | 0 | 0 | 0 | 0 | 0 | 0 | 0 | 0 | 0 | 0 | 0 | 0 | 0 | 0.45131 | 0 | 0.71279 | 4.3835 | 0 | 0 | 0.315 | 0.82488 | 0 | 0 | 0 | 0 | 6.6874 | 0 | 0 | 0 | 0 | 0 | 0 | 0 | 0 | 0 | 0 | 0 | 0 | 0
3 | 28 | 11 | 3 | 1.7931 | 0 | 13.5789 | 0 | 0 | 0 | 0.0012057 | 0.41653 | 0 | 0 | 3.9589 | 0 | 19.7486 | 0 | 0 | 0 | 0 | 0 | 0 | 0 | 0 | 0 | 0 | 0 | 0 | 0 | 0.45131 | 0 | 0.54519 | 3.8139 | 0 | 0 | 0.3675 | 0.82053 | 0 | 0 | 0 | 0 | 5.9985 | 0 | 0 | 0 | 0 | 0 | 0 | 0 | 0 | 0 | 0 | 0 | 0 | 0
3 | 28 | 12 | 3 | 1.7931 | 0 | 8.6313 | 0 | 0 | 0 | 0.0012057 | 0.36703 | 0 | 0 | 3.9589 | 0 | 14.7516 | 0 | 0 | 0 | 0 | 0 | 0 | 0 | 0 | 0 | 0 | 0 | 0 | 0 | 0.45131 | 0 | 0.54519 | 3.2708 | 0 | 0 | 0.42 | 0.80298 | 0 | 0 | 0 | 0 | 5.4902 | 0 | 0 | 0 | 0 | 0 | 0 | 0 | 0 | 0 | 0 | 0 | 0 | 0
3 | 28 | 13 | 3 | 1.7931 | 0 | 13.5789 | 0 | 0 | 0 | 0.0012057 | 0.20109 | 0 | 0 | 5.9358 | 0 | 21.5101 | 0 | 0 | 0 | 0 | 0 | 0 | 0 | 0 | 0 | 0 | 0 | 0 | 0 | 0.45131 | 0 | 0.54519 | 2.3997 | 0 | 0 | 0.3675 | 0.79924 | 0 | 0 | 0 | 0 | 4.5629 | 0 | 0 | 0 | 0 | 0 | 0 | 0 | 0 | 0 | 0 | 0 | 0 | 0
3 | 28 | 14 | 3 | 1.7931 | 0 | 13.5789 | 0 | 0 | 0 | 0.0012057 | 0.13174 | 0 | 0 | 3.9588 | 0 | 19.4638 | 0 | 0 | 0 | 0 | 0 | 0 | 0 | 0 | 0 | 0 | 0 | 0 | 0 | 0.45131 | 0 | 0.54519 | 1.7874 | 0 | 0 | 0.3675 | 0.80274 | 0 | 0 | 0 | 0 | 3.9542 | 0 | 0 | 0 | 0 | 0 | 0 | 0 | 0 | 0 | 0 | 0 | 0 | 0
3 | 28 | 15 | 3 | 1.7931 | 0 | 13.5789 | 0 | 0 | 0 | 0.0012057 | 0.17381 | 0 | 0 | 4.2452 | 0 | 19.7922 | 0 | 0 | 0 | 0 | 0 | 0 | 0 | 0 | 0 | 0 | 0 | 0 | 0 | 0.45131 | 0 | 0.54519 | 2.0802 | 0 | 0 | 0.315 | 0.80666 | 0 | 0 | 0 | 0 | 4.1984 | 0 | 0 | 0 | 0 | 0 | 0 | 0 | 0 | 0 | 0 | 0 | 0 | 0
3 | 28 | 16 | 3 | 1.7931 | 0 | 13.5789 | 0 | 0 | 0 | 0.0012057 | 0.18231 | 0 | 0 | 3.7922 | 0 | 19.3477 | 0 | 0 | 0 | 0 | 0 | 0 | 0 | 0 | 0 | 0 | 0 | 0 | 0 | 0.45131 | 0 | 0.54519 | 2.1047 | 0 | 0 | 0.315 | 0.80548 | 0 | 0 | 0 | 0 | 4.2217 | 0 | 0 | 0 | 0 | 0 | 0 | 0 | 0 | 0 | 0 | 0 | 0 | 0
3 | 28 | 17 | 3 | 1.7931 | 0 | 13.5789 | 0 | 0 | 0 | 0.0012057 | 0.21342 | 0 | 0 | 6.2925 | 0 | 21.8792 | 0 | 0 | 0 | 0 | 0 | 0 | 0 | 0 | 0 | 0 | 0 | 0 | 0 | 0.45131 | 0 | 0.54519 | 2.292 | 0 | 0 | 0.525 | 0.80834 | 0 | 0 | 0 | 0 | 4.6218 | 0 | 0 | 0 | 0 | 0 | 0 | 0 | 0 | 0 | 0 | 0 | 0 | 0
3 | 28 | 18 | 3 | 1.7931 | 0 | 9.8682 | 0 | 0 | 0 | 0.0012057 | 0.27718 | 0 | 0 | 6.2926 | 0 | 18.2323 | 0 | 0 | 0 | 0 | 0 | 0 | 0 | 0 | 0 | 0 | 0 | 0 | 0 | 0.45131 | 0 | 0.54519 | 2.6227 | 0 | 0 | 0.525 | 0.81139 | 0 | 0 | 0 | 0 | 4.9556 | 0 | 0 | 0 | 0 | 0 | 0 | 0 | 0 | 0 | 0 | 0 | 0 | 0
3 | 28 | 19 | 3 | 1.7931 | 0 | 2.4469 | 0 | 0 | 0 | 0.0012057 | 0.4025 | 0 | 0 | 3.9589 | 0 | 8.6026 | 0 | 0 | 0 | 0 | 0 | 0 | 0 | 0 | 0 | 0 | 0 | 0 | 0 | 0.45131 | 0 | 0.88038 | 3.3898 | 0 | 0 | 0.42 | 0.80802 | 0 | 0 | 0 | 0 | 5.9496 | 0 | 0 | 0 | 0 | 0 | 0 | 0 | 0 | 0 | 0 | 0 | 0 | 0
3 | 28 | 20 | 3 | 1.7931 | 0 | 2.4469 | 0 | 0 | 0 | 0.0012057 | 0.45517 | 0 | 0 | 3.9588 | 0 | 8.6552 | 0 | 0 | 0 | 0 | 0 | 0 | 0 | 0 | 0 | 0 | 0 | 0 | 0 | 0.45131 | 0 | 1.1038 | 3.5803 | 0 | 0 | 0.3675 | 0.80225 | 0 | 0 | 0 | 0 | 6.3052 | 0 | 0 | 0 | 0 | 0 | 0 | 0 | 0 | 0 | 0 | 0 | 0 | 0
3 | 28 | 21 | 3 | 1.7931 | 0 | 2.4469 | 0 | 0 | 0 | 0.0012057 | 0.50962 | 0 | 0 | 6.6374 | 0 | 11.3882 | 0 | 0 | 0 | 0 | 0 | 0 | 0 | 0 | 0 | 0 | 0 | 0 | 0 | 0.45131 | 0 | 1.2156 | 4.1487 | 0 | 0 | 0.4725 | 0.80415 | 0 | 0 | 0 | 0 | 7.0922 | 0 | 0 | 0 | 0 | 0 | 0 | 0 | 0 | 0 | 0 | 0 | 0 | 0
3 | 28 | 22 | 3 | 1.7931 | 0 | 2.4469 | 0 | 0 | 0 | 0.0012057 | 0.54003 | 0 | 0 | 4.327 | 0 | 9.1082 | 0 | 0 | 0 | 0 | 0 | 0 | 0 | 0 | 0 | 0 | 0 | 0 | 0 | 0.45131 | 0 | 1.1038 | 4.5554 | 0 | 0 | 0.315 | 0.80424 | 0 | 0 | 0 | 0 | 7.2298 | 0 | 0 | 0 | 0 | 0 | 0 | 0 | 0 | 0 | 0 | 0 | 0 | 0
3 | 28 | 23 | 3 | 1.7931 | 0 | 2.4469 | 0 | 0 | 0 | 0.0012057 | 0.16838 | 0 | 0 | 0.66663 | 0 | 5.0762 | 0 | 0 | 0 | 0 | 0 | 0 | 0 | 0 | 0 | 0 | 0 | 0 | 0 | 0.45131 | 0 | 0.88038 | 2.5988 | 0 | 0 | 0.0525 | 0.80926 | 0 | 0 | 0 | 0 | 4.7922 | 0 | 0 | 0 | 0 | 0 | 0 | 0 | 0 | 0 | 0 | 0 | 0 | 0
3 | 28 | 24 | 3 | 1.7931 | 0 | 2.4469 | 0 | 0 | 0 | 0.0012057 | 0.26282 | 0 | 0 | 0.66665 | 0 | 5.1707 | 0 | 0 | 0 | 0 | 0 | 0 | 0 | 0 | 0 | 0 | 0 | 0 | 0 | 0.45131 | 0 | 0.54519 | 3.2982 | 0 | 0 | 0.0525 | 0.81702 | 0 | 0 | 0 | 0 | 5.1642 | 0 | 0 | 0 | 0 | 0 | 0 | 0 | 0 | 0 | 0 | 0 | 0 | 0
3 | 29 | 1 | 4 | 1.7931 | 0 | 2.4469 | 0 | 0 | 0 | 0.0012057 | 0.34162 | 0 | 0 | 0.66668 | 0 | 5.2495 | 0 | 0 | 0 | 0 | 0 | 0 | 0 | 0 | 0 | 0 | 0 | 0 | 0 | 0.45131 | 0 | 0.32173 | 4.0754 | 0 | 0 | 0.0525 | 0.83007 | 0 | 0 | 0 | 0 | 5.731 | 0 | 0 | 0 | 0 | 0 | 0 | 0 | 0 | 0 | 0 | 0 | 0 | 0
3 | 29 | 2 | 4 | 1.7931 | 0 | 2.4469 | 0 | 0 | 0 | 0.0012057 | 0.38298 | 0 | 0 | 0.66672 | 0 | 5.2909 | 0 | 0 | 0 | 0 | 0 | 0 | 0 | 0 | 0 | 0 | 0 | 0 | 0 | 0.45131 | 0 | 0.32173 | 4.4491 | 0 | 0 | 0.0525 | 0.83093 | 0 | 0 | 0 | 0 | 6.1056 | 0 | 0 | 0 | 0 | 0 | 0 | 0 | 0 | 0 | 0 | 0 | 0 | 0
3 | 29 | 3 | 4 | 1.7931 | 0 | 2.4469 | 0 | 0 | 0 | 0.0012057 | 0.41954 | 0 | 0 | 0.66671 | 0 | 5.3275 | 0 | 0 | 0 | 0 | 0 | 0 | 0 | 0 | 0 | 0 | 0 | 0 | 0 | 0.45131 | 0 | 0.32173 | 4.785 | 0 | 0 | 0.0525 | 0.83252 | 0 | 0 | 0 | 0 | 6.4431 | 0 | 0 | 0 | 0 | 0 | 0 | 0 | 0 | 0 | 0 | 0 | 0 | 0
3 | 29 | 4 | 4 | 1.7931 | 0 | 2.4469 | 0 | 0 | 0 | 0.0012057 | 0.43236 | 0 | 0 | 0.66671 | 0 | 5.3403 | 0 | 0 | 0 | 0 | 0 | 0 | 0 | 0 | 0 | 0 | 0 | 0 | 0 | 0.45131 | 0 | 0.32173 | 4.781 | 0 | 0 | 0.0525 | 0.83119 | 0 | 0 | 0 | 0 | 6.4378 | 0 | 0 | 0 | 0 | 0 | 0 | 0 | 0 | 0 | 0 | 0 | 0 | 0
3 | 29 | 5 | 4 | 1.7931 | 0 | 2.4469 | 0 | 0 | 0 | 0.0012057 | 0.46291 | 0 | 0 | 0.66671 | 0 | 5.3708 | 0 | 0 | 0 | 0 | 0 | 0 | 0 | 0 | 0 | 0 | 0 | 0 | 0 | 0.45131 | 0 | 0.32173 | 5.0907 | 0 | 0 | 0.0525 | 0.83328 | 0 | 0 | 0 | 0 | 6.7495 | 0 | 0 | 0 | 0 | 0 | 0 | 0 | 0 | 0 | 0 | 0 | 0 | 0
3 | 29 | 6 | 4 | 1.7931 | 0 | 2.4469 | 0 | 0 | 0 | 0.0012057 | 0.48942 | 0 | 0 | 3.7922 | 0 | 8.5228 | 0 | 0 | 0 | 0 | 0 | 0 | 0 | 0 | 0 | 0 | 0 | 0 | 0 | 0.45131 | 0 | 0.54519 | 5.2626 | 0 | 0 | 0.315 | 0.8283 | 0 | 0 | 0 | 0 | 7.4024 | 0 | 0 | 0 | 0 | 0 | 0 | 0 | 0 | 0 | 0 | 0 | 0 | 0
3 | 29 | 7 | 4 | 1.7931 | 0 | 2.4469 | 0 | 0 | 0 | 0.0012057 | 0.90958 | 0 | 0 | 6.2925 | 0 | 11.4433 | 0 | 0 | 0 | 0 | 0 | 0 | 0 | 0 | 0 | 0 | 0 | 0 | 0 | 0.45131 | 0 | 0.71279 | 7.1109 | 0 | 0 | 0.525 | 0.82261 | 0 | 0 | 0 | 0 | 9.6226 | 0 | 0 | 0 | 0 | 0 | 0 | 0 | 0 | 0 | 0 | 0 | 0 | 0
3 | 29 | 8 | 4 | 1.7931 | 0 | 13.5789 | 0 | 0 | 0 | 0.0012057 | 0.6125 | 0 | 0 | 3.9588 | 0 | 19.9446 | 0 | 0 | 0 | 0 | 0 | 0 | 0 | 0 | 0 | 0 | 0 | 0 | 0 | 0.45131 | 0 | 0.71279 | 5.095 | 0 | 0 | 0.42 | 0.81996 | 0 | 0 | 0 | 0 | 7.499 | 0 | 0 | 0 | 0 | 0 | 0 | 0 | 0 | 0 | 0 | 0 | 0 | 0
3 | 29 | 9 | 4 | 1.7931 | 0 | 13.5789 | 0 | 0 | 0 | 0.0012057 | 0.5819 | 0 | 0 | 4.8629 | 0 | 20.818 | 0 | 0 | 0 | 0 | 0 | 0 | 0 | 0 | 0 | 0 | 0 | 0 | 0 | 0.45131 | 0 | 0.71279 | 4.8377 | 0 | 0 | 0.315 | 0.82622 | 0 | 0 | 0 | 0 | 7.143 | 0 | 0 | 0 | 0 | 0 | 0 | 0 | 0 | 0 | 0 | 0 | 0 | 0
3 | 29 | 10 | 4 | 1.7931 | 0 | 13.5789 | 0 | 0 | 0 | 0.0012057 | 0.44007 | 0 | 0 | 3.7922 | 0 | 19.6055 | 0 | 0 | 0 | 0 | 0 | 0 | 0 | 0 | 0 | 0 | 0 | 0 | 0 | 0.45131 | 0 | 0.71279 | 3.7281 | 0 | 0 | 0.315 | 0.81481 | 0 | 0 | 0 | 0 | 6.022 | 0 | 0 | 0 | 0 | 0 | 0 | 0 | 0 | 0 | 0 | 0 | 0 | 0
3 | 29 | 11 | 4 | 1.7931 | 0 | 13.5789 | 0 | 0 | 0 | 0.0012057 | 0.37378 | 0 | 0 | 3.9588 | 0 | 19.7058 | 0 | 0 | 0 | 0 | 0 | 0 | 0 | 0 | 0 | 0 | 0 | 0 | 0 | 0.45131 | 0 | 0.54519 | 3.2599 | 0 | 0 | 0.3675 | 0.813 | 0 | 0 | 0 | 0 | 5.4368 | 0 | 0 | 0 | 0 | 0 | 0 | 0 | 0 | 0 | 0 | 0 | 0 | 0
3 | 29 | 12 | 4 | 1.7931 | 0 | 8.6313 | 0 | 0 | 0 | 0.0012057 | 0.33432 | 0 | 0 | 3.9588 | 0 | 14.7188 | 0 | 0 | 0 | 0 | 0 | 0 | 0 | 0 | 0 | 0 | 0 | 0 | 0 | 0.45131 | 0 | 0.54519 | 2.8243 | 0 | 0 | 0.42 | 0.79862 | 0 | 0 | 0 | 0 | 5.0395 | 0 | 0 | 0 | 0 | 0 | 0 | 0 | 0 | 0 | 0 | 0 | 0 | 0
3 | 29 | 13 | 4 | 1.7931 | 0 | 13.5789 | 0 | 0 | 0 | 0.0012057 | 0.19278 | 0 | 0 | 5.9357 | 0 | 21.5017 | 0 | 0 | 0 | 0 | 0 | 0 | 0 | 0 | 0 | 0 | 0 | 0 | 0 | 0.45131 | 0 | 0.54519 | 2.1172 | 0 | 0 | 0.3675 | 0.79658 | 0 | 0 | 0 | 0 | 4.2778 | 0 | 0 | 0 | 0 | 0 | 0 | 0 | 0 | 0 | 0 | 0 | 0 | 0
3 | 29 | 14 | 4 | 1.7931 | 0 | 13.5789 | 0 | 0 | 0 | 0.0012057 | 0.12251 | 0 | 0 | 3.9588 | 0 | 19.4546 | 0 | 0 | 0 | 0 | 0 | 0 | 0 | 0 | 0 | 0 | 0 | 0 | 0 | 0.45131 | 0 | 0.54519 | 1.4085 | 0 | 0 | 0.3675 | 0.79556 | 0 | 0 | 0 | 0 | 3.5681 | 0 | 0 | 0 | 0 | 0 | 0 | 0 | 0 | 0 | 0 | 0 | 0 | 0
3 | 29 | 15 | 4 | 1.7931 | 0 | 13.5789 | 0 | 0 | 0 | 0.0012057 | 0.16887 | 0 | 0 | 4.2452 | 0 | 19.7872 | 0 | 0 | 0 | 0 | 0 | 0 | 0 | 0 | 0 | 0 | 0 | 0 | 0 | 0.45131 | 0 | 0.54519 | 1.8646 | 0 | 0 | 0.315 | 0.80253 | 0 | 0 | 0 | 0 | 3.9786 | 0 | 0 | 0 | 0 | 0 | 0 | 0 | 0 | 0 | 0 | 0 | 0 | 0
3 | 29 | 16 | 4 | 1.7931 | 0 | 13.5789 | 0 | 0 | 0 | 0.0012057 | 0.1842 | 0 | 0 | 3.7922 | 0 | 19.3496 | 0 | 0 | 0 | 0 | 0 | 0 | 0 | 0 | 0 | 0 | 0 | 0 | 0 | 0.45131 | 0 | 0.54519 | 1.9912 | 0 | 0 | 0.315 | 0.80439 | 0 | 0 | 0 | 0 | 4.1071 | 0 | 0 | 0 | 0 | 0 | 0 | 0 | 0 | 0 | 0 | 0 | 0 | 0
3 | 29 | 17 | 4 | 1.7931 | 0 | 13.5789 | 0 | 0 | 0 | 0.0012057 | 0.20782 | 0 | 0 | 6.2925 | 0 | 21.8736 | 0 | 0 | 0 | 0 | 0 | 0 | 0 | 0 | 0 | 0 | 0 | 0 | 0 | 0.45131 | 0 | 0.54519 | 2.3289 | 0 | 0 | 0.525 | 0.80805 | 0 | 0 | 0 | 0 | 4.6585 | 0 | 0 | 0 | 0 | 0 | 0 | 0 | 0 | 0 | 0 | 0 | 0 | 0
3 | 29 | 18 | 4 | 1.7931 | 0 | 9.8682 | 0 | 0 | 0 | 0.0012057 | 0.29558 | 0 | 0 | 6.2925 | 0 | 18.2507 | 0 | 0 | 0 | 0 | 0 | 0 | 0 | 0 | 0 | 0 | 0 | 0 | 0 | 0.45131 | 0 | 0.54519 | 3.0303 | 0 | 0 | 0.525 | 0.81497 | 0 | 0 | 0 | 0 | 5.3668 | 0 | 0 | 0 | 0 | 0 | 0 | 0 | 0 | 0 | 0 | 0 | 0 | 0
3 | 29 | 19 | 4 | 1.7931 | 0 | 2.4469 | 0 | 0 | 0 | 0.0012057 | 0.46787 | 0 | 0 | 3.9589 | 0 | 8.668 | 0 | 0 | 0 | 0 | 0 | 0 | 0 | 0 | 0 | 0 | 0 | 0 | 0 | 0.45131 | 0 | 0.88038 | 4.0457 | 0 | 0 | 0.42 | 0.81554 | 0 | 0 | 0 | 0 | 6.6129 | 0 | 0 | 0 | 0 | 0 | 0 | 0 | 0 | 0 | 0 | 0 | 0 | 0
3 | 29 | 20 | 4 | 1.7931 | 0 | 2.4469 | 0 | 0 | 0 | 0.0012057 | 0.52775 | 0 | 0 | 3.9588 | 0 | 8.7278 | 0 | 0 | 0 | 0 | 0 | 0 | 0 | 0 | 0 | 0 | 0 | 0 | 0 | 0.45131 | 0 | 1.1038 | 4.5099 | 0 | 0 | 0.3675 | 0.81187 | 0 | 0 | 0 | 0 | 7.2444 | 0 | 0 | 0 | 0 | 0 | 0 | 0 | 0 | 0 | 0 | 0 | 0 | 0
3 | 29 | 21 | 4 | 1.7931 | 0 | 2.4469 | 0 | 0 | 0 | 0.0012057 | 0.57086 | 0 | 0 | 6.6374 | 0 | 11.4495 | 0 | 0 | 0 | 0 | 0 | 0 | 0 | 0 | 0 | 0 | 0 | 0 | 0 | 0.45131 | 0 | 1.2156 | 4.8113 | 0 | 0 | 0.4725 | 0.80741 | 0 | 0 | 0 | 0 | 7.7581 | 0 | 0 | 0 | 0 | 0 | 0 | 0 | 0 | 0 | 0 | 0 | 0 | 0
3 | 29 | 22 | 4 | 1.7931 | 0 | 2.4469 | 0 | 0 | 0 | 0.0012057 | 0.58915 | 0 | 0 | 4.327 | 0 | 9.1573 | 0 | 0 | 0 | 0 | 0 | 0 | 0 | 0 | 0 | 0 | 0 | 0 | 0 | 0.45131 | 0 | 1.1038 | 4.8971 | 0 | 0 | 0.315 | 0.80797 | 0 | 0 | 0 | 0 | 7.5752 | 0 | 0 | 0 | 0 | 0 | 0 | 0 | 0 | 0 | 0 | 0 | 0 | 0
3 | 29 | 23 | 4 | 1.7931 | 0 | 2.4469 | 0 | 0 | 0 | 0.0012057 | 0.19325 | 0 | 0 | 0.66663 | 0 | 5.1011 | 0 | 0 | 0 | 0 | 0 | 0 | 0 | 0 | 0 | 0 | 0 | 0 | 0 | 0.45131 | 0 | 0.88038 | 2.971 | 0 | 0 | 0.0525 | 0.81484 | 0 | 0 | 0 | 0 | 5.17 | 0 | 0 | 0 | 0 | 0 | 0 | 0 | 0 | 0 | 0 | 0 | 0 | 0
3 | 29 | 24 | 4 | 1.7931 | 0 | 2.4469 | 0 | 0 | 0 | 0.0012057 | 0.28997 | 0 | 0 | 0.66665 | 0 | 5.1978 | 0 | 0 | 0 | 0 | 0 | 0 | 0 | 0 | 0 | 0 | 0 | 0 | 0 | 0.45131 | 0 | 0.54519 | 3.7796 | 0 | 0 | 0.0525 | 0.82124 | 0 | 0 | 0 | 0 | 5.6498 | 0 | 0 | 0 | 0 | 0 | 0 | 0 | 0 | 0 | 0 | 0 | 0 | 0
3 | 30 | 1 | 5 | 1.7931 | 0 | 2.4469 | 0 | 0 | 0 | 0.0012057 | 0.35999 | 0 | 0 | 0.66667 | 0 | 5.2679 | 0 | 0 | 0 | 0 | 0 | 0 | 0 | 0 | 0 | 0 | 0 | 0 | 0 | 0.45131 | 0 | 0.32173 | 4.375 | 0 | 0 | 0.0525 | 0.82976 | 0 | 0 | 0 | 0 | 6.0303 | 0 | 0 | 0 | 0 | 0 | 0 | 0 | 0 | 0 | 0 | 0 | 0 | 0
3 | 30 | 2 | 5 | 1.7931 | 0 | 2.4469 | 0 | 0 | 0 | 0.0012057 | 0.3874 | 0 | 0 | 0.6667 | 0 | 5.2953 | 0 | 0 | 0 | 0 | 0 | 0 | 0 | 0 | 0 | 0 | 0 | 0 | 0 | 0.45131 | 0 | 0.32173 | 4.4506 | 0 | 0 | 0.0525 | 0.82931 | 0 | 0 | 0 | 0 | 6.1055 | 0 | 0 | 0 | 0 | 0 | 0 | 0 | 0 | 0 | 0 | 0 | 0 | 0
3 | 30 | 3 | 5 | 1.7931 | 0 | 2.4469 | 0 | 0 | 0 | 0.0012057 | 0.40486 | 0 | 0 | 0.6667 | 0 | 5.3128 | 0 | 0 | 0 | 0 | 0 | 0 | 0 | 0 | 0 | 0 | 0 | 0 | 0 | 0.45131 | 0 | 0.32173 | 4.5342 | 0 | 0 | 0.0525 | 0.82847 | 0 | 0 | 0 | 0 | 6.1882 | 0 | 0 | 0 | 0 | 0 | 0 | 0 | 0 | 0 | 0 | 0 | 0 | 0
3 | 30 | 4 | 5 | 1.7931 | 0 | 2.4469 | 0 | 0 | 0 | 0.0012057 | 0.42668 | 0 | 0 | 0.66669 | 0 | 5.3346 | 0 | 0 | 0 | 0 | 0 | 0 | 0 | 0 | 0 | 0 | 0 | 0 | 0 | 0.45131 | 0 | 0.32173 | 4.5789 | 0 | 0 | 0.0525 | 0.82923 | 0 | 0 | 0 | 0 | 6.2336 | 0 | 0 | 0 | 0 | 0 | 0 | 0 | 0 | 0 | 0 | 0 | 0 | 0
3 | 30 | 5 | 5 | 1.7931 | 0 | 2.4469 | 0 | 0 | 0 | 0.0012057 | 0.44608 | 0 | 0 | 0.66669 | 0 | 5.354 | 0 | 0 | 0 | 0 | 0 | 0 | 0 | 0 | 0 | 0 | 0 | 0 | 0 | 0.45131 | 0 | 0.32173 | 4.6909 | 0 | 0 | 0.0525 | 0.82982 | 0 | 0 | 0 | 0 | 6.3463 | 0 | 0 | 0 | 0 | 0 | 0 | 0 | 0 | 0 | 0 | 0 | 0 | 0
3 | 30 | 6 | 5 | 1.7931 | 0 | 2.4469 | 0 | 0 | 0 | 0.0012057 | 0.47685 | 0 | 0 | 3.7922 | 0 | 8.5102 | 0 | 0 | 0 | 0 | 0 | 0 | 0 | 0 | 0 | 0 | 0 | 0 | 0 | 0.45131 | 0 | 0.54519 | 4.8104 | 0 | 0 | 0.315 | 0.82588 | 0 | 0 | 0 | 0 | 6.9478 | 0 | 0 | 0 | 0 | 0 | 0 | 0 | 0 | 0 | 0 | 0 | 0 | 0
3 | 30 | 7 | 5 | 1.7931 | 0 | 2.4469 | 0 | 0 | 0 | 0.0012057 | 0.9593 | 0 | 0 | 6.2925 | 0 | 11.493 | 0 | 0 | 0 | 0 | 0 | 0 | 0 | 0 | 0 | 0 | 0 | 0 | 0 | 0.45131 | 0 | 0.71279 | 7.0515 | 0 | 0 | 0.525 | 0.82359 | 0 | 0 | 0 | 0 | 9.5641 | 0 | 0 | 0 | 0 | 0 | 0 | 0 | 0 | 0 | 0 | 0 | 0 | 0
3 | 30 | 8 | 5 | 1.7931 | 0 | 13.5789 | 0 | 0 | 0 | 0.0012057 | 0.71364 | 0 | 0 | 3.9588 | 0 | 20.0457 | 0 | 0 | 0 | 0 | 0 | 0 | 0 | 0 | 0 | 0 | 0 | 0 | 0 | 0.45131 | 0 | 0.71279 | 5.4207 | 0 | 0 | 0.42 | 0.82256 | 0 | 0 | 0 | 0 | 7.8274 | 0 | 0 | 0 | 0 | 0 | 0 | 0 | 0 | 0 | 0 | 0 | 0 | 0
3 | 30 | 9 | 5 | 1.7931 | 0 | 13.5789 | 0 | 0 | 0 | 0.0012057 | 0.60019 | 0 | 0 | 4.8629 | 0 | 20.8363 | 0 | 0 | 0 | 0 | 0 | 0 | 0 | 0 | 0 | 0 | 0 | 0 | 0 | 0.45131 | 0 | 0.71279 | 4.7652 | 0 | 0 | 0.315 | 0.81545 | 0 | 0 | 0 | 0 | 7.0598 | 0 | 0 | 0 | 0 | 0 | 0 | 0 | 0 | 0 | 0 | 0 | 0 | 0
3 | 30 | 10 | 5 | 1.7931 | 0 | 13.5789 | 0 | 0 | 0 | 0.0012057 | 0.54001 | 0 | 0 | 3.7921 | 0 | 19.7054 | 0 | 0 | 0 | 0 | 0 | 0 | 0 | 0 | 0 | 0 | 0 | 0 | 0 | 0.45131 | 0 | 0.71279 | 4.4388 | 0 | 0 | 0.315 | 0.81261 | 0 | 0 | 0 | 0 | 6.7305 | 0 | 0 | 0 | 0 | 0 | 0 | 0 | 0 | 0 | 0 | 0 | 0 | 0
3 | 30 | 11 | 5 | 1.7931 | 0 | 13.5789 | 0 | 0 | 0 | 0.0012057 | 0.52242 | 0 | 0 | 3.9588 | 0 | 19.8545 | 0 | 0 | 0 | 0 | 0 | 0 | 0 | 0 | 0 | 0 | 0 | 0 | 0 | 0.45131 | 0 | 0.54519 | 4.3922 | 0 | 0 | 0.3675 | 0.8179 | 0 | 0 | 0 | 0 | 6.5741 | 0 | 0 | 0 | 0 | 0 | 0 | 0 | 0 | 0 | 0 | 0 | 0 | 0
3 | 30 | 12 | 5 | 1.7931 | 0 | 8.6313 | 0 | 0 | 0 | 0.0012057 | 0.4961 | 0 | 0 | 3.9588 | 0 | 14.8806 | 0 | 0 | 0 | 0 | 0 | 0 | 0 | 0 | 0 | 0 | 0 | 0 | 0 | 0.45131 | 0 | 0.54519 | 4.134 | 0 | 0 | 0.42 | 0.81144 | 0 | 0 | 0 | 0 | 6.362 | 0 | 0 | 0 | 0 | 0 | 0 | 0 | 0 | 0 | 0 | 0 | 0 | 0
3 | 30 | 13 | 5 | 1.7931 | 0 | 13.5789 | 0 | 0 | 0 | 0.0012057 | 0.43707 | 0 | 0 | 5.9357 | 0 | 21.746 | 0 | 0 | 0 | 0 | 0 | 0 | 0 | 0 | 0 | 0 | 0 | 0 | 0 | 0.45131 | 0 | 0.54519 | 3.878 | 0 | 0 | 0.3675 | 0.81101 | 0 | 0 | 0 | 0 | 6.053 | 0 | 0 | 0 | 0 | 0 | 0 | 0 | 0 | 0 | 0 | 0 | 0 | 0
3 | 30 | 14 | 5 | 1.7931 | 0 | 13.5789 | 0 | 0 | 0 | 0.0012057 | 0.43146 | 0 | 0 | 3.9588 | 0 | 19.7635 | 0 | 0 | 0 | 0 | 0 | 0 | 0 | 0 | 0 | 0 | 0 | 0 | 0 | 0.45131 | 0 | 0.54519 | 3.7508 | 0 | 0 | 0.3675 | 0.81165 | 0 | 0 | 0 | 0 | 5.9264 | 0 | 0 | 0 | 0 | 0 | 0 | 0 | 0 | 0 | 0 | 0 | 0 | 0
3 | 30 | 15 | 5 | 1.7931 | 0 | 13.5789 | 0 | 0 | 0 | 0.0012057 | 0.44581 | 0 | 0 | 4.2452 | 0 | 20.0642 | 0 | 0 | 0 | 0 | 0 | 0 | 0 | 0 | 0 | 0 | 0 | 0 | 0 | 0.45131 | 0 | 0.54519 | 3.9124 | 0 | 0 | 0.315 | 0.81378 | 0 | 0 | 0 | 0 | 6.0377 | 0 | 0 | 0 | 0 | 0 | 0 | 0 | 0 | 0 | 0 | 0 | 0 | 0
3 | 30 | 16 | 5 | 1.7931 | 0 | 13.5789 | 0 | 0 | 0 | 0.0012057 | 0.46015 | 0 | 0 | 3.7921 | 0 | 19.6255 | 0 | 0 | 0 | 0 | 0 | 0 | 0 | 0 | 0 | 0 | 0 | 0 | 0 | 0.45131 | 0 | 0.54519 | 3.9971 | 0 | 0 | 0.315 | 0.81635 | 0 | 0 | 0 | 0 | 6.1249 | 0 | 0 | 0 | 0 | 0 | 0 | 0 | 0 | 0 | 0 | 0 | 0 | 0
3 | 30 | 17 | 5 | 1.7931 | 0 | 13.5789 | 0 | 0 | 0 | 0.0012057 | 0.44827 | 0 | 0 | 6.2925 | 0 | 22.114 | 0 | 0 | 0 | 0 | 0 | 0 | 0 | 0 | 0 | 0 | 0 | 0 | 0 | 0.45131 | 0 | 0.54519 | 3.9628 | 0 | 0 | 0.525 | 0.81688 | 0 | 0 | 0 | 0 | 6.3012 | 0 | 0 | 0 | 0 | 0 | 0 | 0 | 0 | 0 | 0 | 0 | 0 | 0
3 | 30 | 18 | 5 | 1.7931 | 0 | 9.8682 | 0 | 0 | 0 | 0.0012057 | 0.51243 | 0 | 0 | 6.2925 | 0 | 18.4675 | 0 | 0 | 0 | 0 | 0 | 0 | 0 | 0 | 0 | 0 | 0 | 0 | 0 | 0.45131 | 0 | 0.54519 | 4.3227 | 0 | 0 | 0.525 | 0.81801 | 0 | 0 | 0 | 0 | 6.6622 | 0 | 0 | 0 | 0 | 0 | 0 | 0 | 0 | 0 | 0 | 0 | 0 | 0
3 | 30 | 19 | 5 | 1.7931 | 0 | 2.4469 | 0 | 0 | 0 | 0.0012057 | 0.64723 | 0 | 0 | 3.9588 | 0 | 8.8473 | 0 | 0 | 0 | 0 | 0 | 0 | 0 | 0 | 0 | 0 | 0 | 0 | 0 | 0.45131 | 0 | 0.88038 | 4.877 | 0 | 0 | 0.42 | 0.81273 | 0 | 0 | 0 | 0 | 7.4414 | 0 | 0 | 0 | 0 | 0 | 0 | 0 | 0 | 0 | 0 | 0 | 0 | 0
3 | 30 | 20 | 5 | 1.7931 | 0 | 2.4469 | 0 | 0 | 0 | 0.0012057 | 0.68032 | 0 | 0 | 3.9588 | 0 | 8.8804 | 0 | 0 | 0 | 0 | 0 | 0 | 0 | 0 | 0 | 0 | 0 | 0 | 0 | 0.45131 | 0 | 1.1038 | 5.0265 | 0 | 0 | 0.3675 | 0.80818 | 0 | 0 | 0 | 0 | 7.7574 | 0 | 0 | 0 | 0 | 0 | 0 | 0 | 0 | 0 | 0 | 0 | 0 | 0
3 | 30 | 21 | 5 | 1.7931 | 0 | 2.4469 | 0 | 0 | 0 | 0.0012057 | 0.69558 | 0 | 0 | 6.6374 | 0 | 11.5742 | 0 | 0 | 0 | 0 | 0 | 0 | 0 | 0 | 0 | 0 | 0 | 0 | 0 | 0.45131 | 0 | 1.2156 | 4.9669 | 0 | 0 | 0.4725 | 0.80559 | 0 | 0 | 0 | 0 | 7.9119 | 0 | 0 | 0 | 0 | 0 | 0 | 0 | 0 | 0 | 0 | 0 | 0 | 0
3 | 30 | 22 | 5 | 1.7931 | 0 | 2.4469 | 0 | 0 | 0 | 0.0012057 | 0.70295 | 0 | 0 | 4.3269 | 0 | 9.2711 | 0 | 0 | 0 | 0 | 0 | 0 | 0 | 0 | 0 | 0 | 0 | 0 | 0 | 0.45131 | 0 | 1.1038 | 5.0271 | 0 | 0 | 0.315 | 0.8075 | 0 | 0 | 0 | 0 | 7.7048 | 0 | 0 | 0 | 0 | 0 | 0 | 0 | 0 | 0 | 0 | 0 | 0 | 0
3 | 30 | 23 | 5 | 1.7931 | 0 | 2.4469 | 0 | 0 | 0 | 0.0012057 | 0.24633 | 0 | 0 | 0.66662 | 0 | 5.1542 | 0 | 0 | 0 | 0 | 0 | 0 | 0 | 0 | 0 | 0 | 0 | 0 | 0 | 0.45131 | 0 | 0.88038 | 3.1821 | 0 | 0 | 0.0525 | 0.8121 | 0 | 0 | 0 | 0 | 5.3784 | 0 | 0 | 0 | 0 | 0 | 0 | 0 | 0 | 0 | 0 | 0 | 0 | 0
3 | 30 | 24 | 5 | 1.7931 | 0 | 2.4469 | 0 | 0 | 0 | 0.0012057 | 0.38502 | 0 | 0 | 0.66664 | 0 | 5.2929 | 0 | 0 | 0 | 0 | 0 | 0 | 0 | 0 | 0 | 0 | 0 | 0 | 0 | 0.45131 | 0 | 0.54519 | 4.0205 | 0 | 0 | 0.0525 | 0.82158 | 0 | 0 | 0 | 0 | 5.8911 | 0 | 0 | 0 | 0 | 0 | 0 | 0 | 0 | 0 | 0 | 0 | 0 | 0
3 | 31 | 1 | 6 | 1.7931 | 0 | 2.4469 | 0 | 0 | 0 | 0.0012057 | 0.46284 | 0 | 0 | 0.66667 | 0 | 5.3707 | 0 | 0 | 0 | 0 | 0 | 0 | 0 | 0 | 0 | 0 | 0 | 0 | 0 | 0.45131 | 0 | 0.32173 | 4.6017 | 0 | 0 | 0.0525 | 0.83245 | 0 | 0 | 0 | 0 | 6.2597 | 0 | 0 | 0 | 0 | 0 | 0 | 0 | 0 | 0 | 0 | 0 | 0 | 0
3 | 31 | 2 | 6 | 1.7931 | 0 | 2.4469 | 0 | 0 | 0 | 0.0012057 | 0.51894 | 0 | 0 | 0.66671 | 0 | 5.4269 | 0 | 0 | 0 | 0 | 0 | 0 | 0 | 0 | 0 | 0 | 0 | 0 | 0 | 0.45131 | 0 | 0.32173 | 5.0444 | 0 | 0 | 0.0525 | 0.8381 | 0 | 0 | 0 | 0 | 6.7081 | 0 | 0 | 0 | 0 | 0 | 0 | 0 | 0 | 0 | 0 | 0 | 0 | 0
3 | 31 | 3 | 6 | 1.7931 | 0 | 2.4469 | 0 | 0 | 0 | 0.0012057 | 0.55461 | 0 | 0 | 0.66673 | 0 | 5.4626 | 0 | 0 | 0 | 0 | 0 | 0 | 0 | 0 | 0 | 0 | 0 | 0 | 0 | 0.45131 | 0 | 0.32173 | 5.3595 | 0 | 0 | 0.0525 | 0.84133 | 0 | 0 | 0 | 0 | 7.0264 | 0 | 0 | 0 | 0 | 0 | 0 | 0 | 0 | 0 | 0 | 0 | 0 | 0
3 | 31 | 4 | 6 | 1.7931 | 0 | 2.4469 | 0 | 0 | 0 | 0.0012057 | 0.58521 | 0 | 0 | 0.66673 | 0 | 5.4932 | 0 | 0 | 0 | 0 | 0 | 0 | 0 | 0 | 0 | 0 | 0 | 0 | 0 | 0.45131 | 0 | 0.32173 | 5.6517 | 0 | 0 | 0.0525 | 0.84427 | 0 | 0 | 0 | 0 | 7.3215 | 0 | 0 | 0 | 0 | 0 | 0 | 0 | 0 | 0 | 0 | 0 | 0 | 0
3 | 31 | 5 | 6 | 1.7931 | 0 | 2.4469 | 0 | 0 | 0 | 0.0012057 | 0.60479 | 0 | 0 | 0.66674 | 0 | 5.5127 | 0 | 0 | 0 | 0 | 0 | 0 | 0 | 0 | 0 | 0 | 0 | 0 | 0 | 0.45131 | 0 | 0.32173 | 5.8676 | 0 | 0 | 0.0525 | 0.84566 | 0 | 0 | 0 | 0 | 7.5388 | 0 | 0 | 0 | 0 | 0 | 0 | 0 | 0 | 0 | 0 | 0 | 0 | 0
3 | 31 | 6 | 6 | 1.7931 | 0 | 2.4469 | 0 | 0 | 0 | 0.0012057 | 0.59706 | 0 | 0 | 3.7922 | 0 | 8.6305 | 0 | 0 | 0 | 0 | 0 | 0 | 0 | 0 | 0 | 0 | 0 | 0 | 0 | 0.45131 | 0 | 0.54519 | 5.7634 | 0 | 0 | 0.315 | 0.83811 | 0 | 0 | 0 | 0 | 7.913 | 0 | 0 | 0 | 0 | 0 | 0 | 0 | 0 | 0 | 0 | 0 | 0 | 0
3 | 31 | 7 | 6 | 1.7931 | 0 | 2.4469 | 0 | 0 | 0 | 0.0012057 | 1.0171 | 0 | 0 | 6.2926 | 0 | 11.5509 | 0 | 0 | 0 | 0 | 0 | 0 | 0 | 0 | 0 | 0 | 0 | 0 | 0 | 0.45131 | 0 | 0.71279 | 7.8845 | 0 | 0 | 0.525 | 0.83441 | 0 | 0 | 0 | 0 | 10.408 | 0 | 0 | 0 | 0 | 0 | 0 | 0 | 0 | 0 | 0 | 0 | 0 | 0
3 | 31 | 8 | 6 | 1.7931 | 0 | 13.5789 | 0 | 0 | 0 | 0.0012057 | 0.71125 | 0 | 0 | 3.9588 | 0 | 20.0433 | 0 | 0 | 0 | 0 | 0 | 0 | 0 | 0 | 0 | 0 | 0 | 0 | 0 | 0.45131 | 0 | 0.71279 | 5.7784 | 0 | 0 | 0.42 | 0.83064 | 0 | 0 | 0 | 0 | 8.1932 | 0 | 0 | 0 | 0 | 0 | 0 | 0 | 0 | 0 | 0 | 0 | 0 | 0
3 | 31 | 9 | 6 | 1.7931 | 0 | 13.5789 | 0 | 0 | 0 | 0.0012057 | 0.63895 | 0 | 0 | 4.8629 | 0 | 20.8751 | 0 | 0 | 0 | 0 | 0 | 0 | 0 | 0 | 0 | 0 | 0 | 0 | 0 | 0.45131 | 0 | 0.71279 | 5.2508 | 0 | 0 | 0.315 | 0.83183 | 0 | 0 | 0 | 0 | 7.5617 | 0 | 0 | 0 | 0 | 0 | 0 | 0 | 0 | 0 | 0 | 0 | 0 | 0
3 | 31 | 10 | 6 | 1.7931 | 0 | 13.5789 | 0 | 0 | 0 | 0.0012057 | 0.52352 | 0 | 0 | 3.7922 | 0 | 19.6889 | 0 | 0 | 0 | 0 | 0 | 0 | 0 | 0 | 0 | 0 | 0 | 0 | 0 | 0.45131 | 0 | 0.71279 | 4.5255 | 0 | 0 | 0.315 | 0.82648 | 0 | 0 | 0 | 0 | 6.8311 | 0 | 0 | 0 | 0 | 0 | 0 | 0 | 0 | 0 | 0 | 0 | 0 | 0
3 | 31 | 11 | 6 | 1.7931 | 0 | 13.5789 | 0 | 0 | 0 | 0.0012057 | 0.4662 | 0 | 0 | 3.9589 | 0 | 19.7983 | 0 | 0 | 0 | 0 | 0 | 0 | 0 | 0 | 0 | 0 | 0 | 0 | 0 | 0.45131 | 0 | 0.54519 | 4.1362 | 0 | 0 | 0.3675 | 0.82847 | 0 | 0 | 0 | 0 | 6.3286 | 0 | 0 | 0 | 0 | 0 | 0 | 0 | 0 | 0 | 0 | 0 | 0 | 0
3 | 31 | 12 | 6 | 1.7931 | 0 | 8.6313 | 0 | 0 | 0 | 0.0012057 | 0.55688 | 0 | 0 | 3.9589 | 0 | 14.9414 | 0 | 0 | 0 | 0 | 0 | 0 | 0 | 0 | 0 | 0 | 0 | 0 | 0 | 0.45131 | 0 | 0.54519 | 4.3949 | 0 | 0 | 0.42 | 0.82572 | 0 | 0 | 0 | 0 | 6.6371 | 0 | 0 | 0 | 0 | 0 | 0 | 0 | 0 | 0 | 0 | 0 | 0 | 0
3 | 31 | 13 | 6 | 1.7931 | 0 | 13.5789 | 0 | 0 | 0 | 0.0012057 | 0.5017 | 0 | 0 | 5.9358 | 0 | 21.8107 | 0 | 0 | 0 | 0 | 0 | 0 | 0 | 0 | 0 | 0 | 0 | 0 | 0 | 0.45131 | 0 | 0.54519 | 4.2573 | 0 | 0 | 0.3675 | 0.82422 | 0 | 0 | 0 | 0 | 6.4455 | 0 | 0 | 0 | 0 | 0 | 0 | 0 | 0 | 0 | 0 | 0 | 0 | 0
3 | 31 | 14 | 6 | 1.7931 | 0 | 13.5789 | 0 | 0 | 0 | 0.0012057 | 0.39154 | 0 | 0 | 3.9589 | 0 | 19.7236 | 0 | 0 | 0 | 0 | 0 | 0 | 0 | 0 | 0 | 0 | 0 | 0 | 0 | 0.45131 | 0 | 0.54519 | 3.6477 | 0 | 0 | 0.3675 | 0.82237 | 0 | 0 | 0 | 0 | 5.834 | 0 | 0 | 0 | 0 | 0 | 0 | 0 | 0 | 0 | 0 | 0 | 0 | 0
3 | 31 | 15 | 6 | 1.7931 | 0 | 13.5789 | 0 | 0 | 0 | 0.0012057 | 0.30792 | 0 | 0 | 4.2452 | 0 | 19.9264 | 0 | 0 | 0 | 0 | 0 | 0 | 0 | 0 | 0 | 0 | 0 | 0 | 0 | 0.45131 | 0 | 0.54519 | 3.141 | 0 | 0 | 0.315 | 0.81733 | 0 | 0 | 0 | 0 | 5.2699 | 0 | 0 | 0 | 0 | 0 | 0 | 0 | 0 | 0 | 0 | 0 | 0 | 0
3 | 31 | 16 | 6 | 1.7931 | 0 | 13.5789 | 0 | 0 | 0 | 0.0012057 | 0.38146 | 0 | 0 | 3.7922 | 0 | 19.5469 | 0 | 0 | 0 | 0 | 0 | 0 | 0 | 0 | 0 | 0 | 0 | 0 | 0 | 0.45131 | 0 | 0.54519 | 3.5246 | 0 | 0 | 0.315 | 0.82002 | 0 | 0 | 0 | 0 | 5.6561 | 0 | 0 | 0 | 0 | 0 | 0 | 0 | 0 | 0 | 0 | 0 | 0 | 0
3 | 31 | 17 | 6 | 1.7931 | 0 | 13.5789 | 0 | 0 | 0 | 0.0012057 | 0.43391 | 0 | 0 | 6.2926 | 0 | 22.0997 | 0 | 0 | 0 | 0 | 0 | 0 | 0 | 0 | 0 | 0 | 0 | 0 | 0 | 0.45131 | 0 | 0.54519 | 3.8393 | 0 | 0 | 0.525 | 0.82198 | 0 | 0 | 0 | 0 | 6.1828 | 0 | 0 | 0 | 0 | 0 | 0 | 0 | 0 | 0 | 0 | 0 | 0 | 0
3 | 31 | 18 | 6 | 1.7931 | 0 | 9.8682 | 0 | 0 | 0 | 0.0012057 | 0.5306 | 0 | 0 | 6.2926 | 0 | 18.4857 | 0 | 0 | 0 | 0 | 0 | 0 | 0 | 0 | 0 | 0 | 0 | 0 | 0 | 0.45131 | 0 | 0.54519 | 4.2652 | 0 | 0 | 0.525 | 0.82528 | 0 | 0 | 0 | 0 | 6.6119 | 0 | 0 | 0 | 0 | 0 | 0 | 0 | 0 | 0 | 0 | 0 | 0 | 0
3 | 31 | 19 | 6 | 1.7931 | 0 | 2.4469 | 0 | 0 | 0 | 0.0012057 | 0.69904 | 0 | 0 | 3.9589 | 0 | 8.8991 | 0 | 0 | 0 | 0 | 0 | 0 | 0 | 0 | 0 | 0 | 0 | 0 | 0 | 0.45131 | 0 | 0.88038 | 4.9797 | 0 | 0 | 0.42 | 0.82325 | 0 | 0 | 0 | 0 | 7.5547 | 0 | 0 | 0 | 0 | 0 | 0 | 0 | 0 | 0 | 0 | 0 | 0 | 0
3 | 31 | 20 | 6 | 1.7931 | 0 | 2.4469 | 0 | 0 | 0 | 0.0012057 | 0.72281 | 0 | 0 | 3.9588 | 0 | 8.9229 | 0 | 0 | 0 | 0 | 0 | 0 | 0 | 0 | 0 | 0 | 0 | 0 | 0 | 0.45131 | 0 | 1.1038 | 5.1954 | 0 | 0 | 0.3675 | 0.81683 | 0 | 0 | 0 | 0 | 7.9349 | 0 | 0 | 0 | 0 | 0 | 0 | 0 | 0 | 0 | 0 | 0 | 0 | 0
3 | 31 | 21 | 6 | 1.7931 | 0 | 2.4469 | 0 | 0 | 0 | 0.0012057 | 0.77196 | 0 | 0 | 6.6374 | 0 | 11.6506 | 0 | 0 | 0 | 0 | 0 | 0 | 0 | 0 | 0 | 0 | 0 | 0 | 0 | 0.45131 | 0 | 1.2156 | 5.6698 | 0 | 0 | 0.4725 | 0.81942 | 0 | 0 | 0 | 0 | 8.6286 | 0 | 0 | 0 | 0 | 0 | 0 | 0 | 0 | 0 | 0 | 0 | 0 | 0
3 | 31 | 22 | 6 | 1.7931 | 0 | 2.4469 | 0 | 0 | 0 | 0.0012057 | 0.76913 | 0 | 0 | 4.327 | 0 | 9.3374 | 0 | 0 | 0 | 0 | 0 | 0 | 0 | 0 | 0 | 0 | 0 | 0 | 0 | 0.45131 | 0 | 1.1038 | 5.6923 | 0 | 0 | 0.315 | 0.81936 | 0 | 0 | 0 | 0 | 8.3819 | 0 | 0 | 0 | 0 | 0 | 0 | 0 | 0 | 0 | 0 | 0 | 0 | 0
3 | 31 | 23 | 6 | 1.7931 | 0 | 2.4469 | 0 | 0 | 0 | 0.0012057 | 0.29993 | 0 | 0 | 0.66666 | 0 | 5.2078 | 0 | 0 | 0 | 0 | 0 | 0 | 0 | 0 | 0 | 0 | 0 | 0 | 0 | 0.45131 | 0 | 0.88038 | 3.7199 | 0 | 0 | 0.0525 | 0.82275 | 0 | 0 | 0 | 0 | 5.9269 | 0 | 0 | 0 | 0 | 0 | 0 | 0 | 0 | 0 | 0 | 0 | 0 | 0
3 | 31 | 24 | 6 | 1.7931 | 0 | 2.4469 | 0 | 0 | 0 | 0.0012057 | 0.42188 | 0 | 0 | 0.66668 | 0 | 5.3298 | 0 | 0 | 0 | 0 | 0 | 0 | 0 | 0 | 0 | 0 | 0 | 0 | 0 | 0.45131 | 0 | 0.54519 | 4.4564 | 0 | 0 | 0.0525 | 0.82947 | 0 | 0 | 0 | 0 | 6.3349 | 0 | 0 | 0 | 0 | 0 | 0 | 0 | 0 | 0 | 0 | 0 | 0 | 0
4 | 1 | 1 | 7 | 1.7931 | 0 | 2.4469 | 0 | 0 | 0 | 0.0012057 | 0.47307 | 0 | 0 | 0.65255 | 0 | 5.3669 | 0 | 0 | 0 | 0 | 0 | 0 | 0 | 0 | 0 | 0 | 0 | 0 | 0 | 0.45131 | 0 | 0.32173 | 4.879 | 0 | 0 | 0.0525 | 0.8347 | 0 | 0 | 0 | 0 | 6.5393 | 0 | 0 | 0 | 0 | 0 | 0 | 0 | 0 | 0 | 0 | 0 | 0 | 0
4 | 1 | 2 | 7 | 1.7931 | 0 | 2.4469 | 0 | 0 | 0 | 0.0012057 | 0.48797 | 0 | 0 | 0.65256 | 0 | 5.3818 | 0 | 0 | 0 | 0 | 0 | 0 | 0 | 0 | 0 | 0 | 0 | 0 | 0 | 0.45131 | 0 | 0.32173 | 4.958 | 0 | 0 | 0.0525 | 0.83316 | 0 | 0 | 0 | 0 | 6.6167 | 0 | 0 | 0 | 0 | 0 | 0 | 0 | 0 | 0 | 0 | 0 | 0 | 0
4 | 1 | 3 | 7 | 1.7931 | 0 | 2.4469 | 0 | 0 | 0 | 0.0012057 | 0.49887 | 0 | 0 | 0.65255 | 0 | 5.3926 | 0 | 0 | 0 | 0 | 0 | 0 | 0 | 0 | 0 | 0 | 0 | 0 | 0 | 0.45131 | 0 | 0.32173 | 5.0093 | 0 | 0 | 0.0525 | 0.83246 | 0 | 0 | 0 | 0 | 6.6673 | 0 | 0 | 0 | 0 | 0 | 0 | 0 | 0 | 0 | 0 | 0 | 0 | 0
4 | 1 | 4 | 7 | 1.7931 | 0 | 2.4469 | 0 | 0 | 0 | 0.0012057 | 0.49891 | 0 | 0 | 0.65254 | 0 | 5.3927 | 0 | 0 | 0 | 0 | 0 | 0 | 0 | 0 | 0 | 0 | 0 | 0 | 0 | 0.45131 | 0 | 0.32173 | 4.9882 | 0 | 0 | 0.0525 | 0.83036 | 0 | 0 | 0 | 0 | 6.6441 | 0 | 0 | 0 | 0 | 0 | 0 | 0 | 0 | 0 | 0 | 0 | 0 | 0
4 | 1 | 5 | 7 | 1.7931 | 0 | 2.4469 | 0 | 0 | 0 | 0.0012057 | 0.5212 | 0 | 0 | 0.65253 | 0 | 5.415 | 0 | 0 | 0 | 0 | 0 | 0 | 0 | 0 | 0 | 0 | 0 | 0 | 0 | 0.45131 | 0 | 0.32173 | 5.2674 | 0 | 0 | 0.0525 | 0.8321 | 0 | 0 | 0 | 0 | 6.925 | 0 | 0 | 0 | 0 | 0 | 0 | 0 | 0 | 0 | 0 | 0 | 0 | 0
4 | 1 | 6 | 7 | 1.7931 | 0 | 2.4469 | 0 | 0 | 0 | 0.0012057 | 0.55375 | 0 | 0 | 3.7073 | 0 | 8.5023 | 0 | 0 | 0 | 0 | 0 | 0 | 0 | 0 | 0 | 0 | 0 | 0 | 0 | 0.45131 | 0 | 0.54519 | 5.289 | 0 | 0 | 0.315 | 0.83153 | 0 | 0 | 0 | 0 | 7.432 | 0 | 0 | 0 | 0 | 0 | 0 | 0 | 0 | 0 | 0 | 0 | 0 | 0
4 | 1 | 7 | 7 | 1.7931 | 0 | 2.4469 | 0 | 0 | 0 | 0.0012057 | 1.0213 | 0 | 0 | 6.1511 | 0 | 11.4136 | 0 | 0 | 0 | 0 | 0 | 0 | 0 | 0 | 0 | 0 | 0 | 0 | 0 | 0.45131 | 0 | 0.71279 | 7.9148 | 0 | 0 | 0.525 | 0.83239 | 0 | 0 | 0 | 0 | 10.4363 | 0 | 0 | 0 | 0 | 0 | 0 | 0 | 0 | 0 | 0 | 0 | 0 | 0
4 | 1 | 8 | 7 | 1.7931 | 0 | 13.5789 | 0 | 0 | 0 | 0.0012057 | 0.66975 | 0 | 0 | 3.9588 | 0 | 20.0018 | 0 | 0 | 0 | 0 | 0 | 0 | 0 | 0 | 0 | 0 | 0 | 0 | 0 | 0.45131 | 0 | 0.71279 | 5.3443 | 0 | 0 | 0.42 | 0.82225 | 0 | 0 | 0 | 0 | 7.7507 | 0 | 0 | 0 | 0 | 0 | 0 | 0 | 0 | 0 | 0 | 0 | 0 | 0
4 | 1 | 9 | 7 | 1.7931 | 0 | 13.5789 | 0 | 0 | 0 | 0.0012057 | 0.55236 | 0 | 0 | 4.6662 | 0 | 20.5918 | 0 | 0 | 0 | 0 | 0 | 0 | 0 | 0 | 0 | 0 | 0 | 0 | 0 | 0.45131 | 0 | 0.71279 | 4.4505 | 0 | 0 | 0.315 | 0.81732 | 0 | 0 | 0 | 0 | 6.747 | 0 | 0 | 0 | 0 | 0 | 0 | 0 | 0 | 0 | 0 | 0 | 0 | 0
4 | 1 | 10 | 7 | 1.7931 | 0 | 13.5789 | 0 | 0 | 0 | 0.0012057 | 0.4258 | 0 | 0 | 3.7073 | 0 | 19.5063 | 0 | 0 | 0 | 0 | 0 | 0 | 0 | 0 | 0 | 0 | 0 | 0 | 0 | 0.45131 | 0 | 0.71279 | 3.4701 | 0 | 0 | 0.315 | 0.81233 | 0 | 0 | 0 | 0 | 5.7616 | 0 | 0 | 0 | 0 | 0 | 0 | 0 | 0 | 0 | 0 | 0 | 0 | 0
4 | 1 | 11 | 7 | 1.7931 | 0 | 13.5789 | 0 | 0 | 0 | 0.0012057 | 0.35329 | 0 | 0 | 3.9588 | 0 | 19.6853 | 0 | 0 | 0 | 0 | 0 | 0 | 0 | 0 | 0 | 0 | 0 | 0 | 0 | 0.45131 | 0 | 0.54519 | 2.9823 | 0 | 0 | 0.3675 | 0.80874 | 0 | 0 | 0 | 0 | 5.1551 | 0 | 0 | 0 | 0 | 0 | 0 | 0 | 0 | 0 | 0 | 0 | 0 | 0
4 | 1 | 12 | 7 | 1.7931 | 0 | 8.6313 | 0 | 0 | 0 | 0.0012057 | 0.31397 | 0 | 0 | 3.9588 | 0 | 14.6985 | 0 | 0 | 0 | 0 | 0 | 0 | 0 | 0 | 0 | 0 | 0 | 0 | 0 | 0.45131 | 0 | 0.54519 | 2.4956 | 0 | 0 | 0.42 | 0.79716 | 0 | 0 | 0 | 0 | 4.7093 | 0 | 0 | 0 | 0 | 0 | 0 | 0 | 0 | 0 | 0 | 0 | 0 | 0
4 | 1 | 13 | 7 | 1.7931 | 0 | 13.5789 | 0 | 0 | 0 | 0.0012057 | 0.17392 | 0 | 0 | 3.9588 | 0 | 19.506 | 0 | 0 | 0 | 0 | 0 | 0 | 0 | 0 | 0 | 0 | 0 | 0 | 0 | 0.45131 | 0 | 0.54519 | 1.7397 | 0 | 0 | 0.3675 | 0.79606 | 0 | 0 | 0 | 0 | 3.8998 | 0 | 0 | 0 | 0 | 0 | 0 | 0 | 0 | 0 | 0 | 0 | 0 | 0
4 | 1 | 14 | 7 | 1.7931 | 0 | 13.5789 | 0 | 0 | 0 | 0.0012057 | 0.11025 | 0 | 0 | 5.9679 | 0 | 21.4514 | 0 | 0 | 0 | 0 | 0 | 0 | 0 | 0 | 0 | 0 | 0 | 0 | 0 | 0.45131 | 0 | 0.54519 | 1.3741 | 0 | 0 | 0.3675 | 0.7974 | 0 | 0 | 0 | 0 | 3.5355 | 0 | 0 | 0 | 0 | 0 | 0 | 0 | 0 | 0 | 0 | 0 | 0 | 0
4 | 1 | 15 | 7 | 1.7931 | 0 | 13.5789 | 0 | 0 | 0 | 0.0012057 | 0.12719 | 0 | 0 | 3.7073 | 0 | 19.2077 | 0 | 0 | 0 | 0 | 0 | 0 | 0 | 0 | 0 | 0 | 0 | 0 | 0 | 0.45131 | 0 | 0.54519 | 1.4475 | 0 | 0 | 0.315 | 0.7978 | 0 | 0 | 0 | 0 | 3.5568 | 0 | 0 | 0 | 0 | 0 | 0 | 0 | 0 | 0 | 0 | 0 | 0 | 0
4 | 1 | 16 | 7 | 1.7931 | 0 | 13.5789 | 0 | 0 | 0 | 0.0012057 | 0.13905 | 0 | 0 | 3.7073 | 0 | 19.2195 | 0 | 0 | 0 | 0 | 0 | 0 | 0 | 0 | 0 | 0 | 0 | 0 | 0 | 0.45131 | 0 | 0.54519 | 1.5032 | 0 | 0 | 0.315 | 0.79985 | 0 | 0 | 0 | 0 | 3.6145 | 0 | 0 | 0 | 0 | 0 | 0 | 0 | 0 | 0 | 0 | 0 | 0 | 0
4 | 1 | 17 | 7 | 1.7931 | 0 | 13.5789 | 0 | 0 | 0 | 0.0012057 | 0.15653 | 0 | 0 | 6.1511 | 0 | 21.6808 | 0 | 0 | 0 | 0 | 0 | 0 | 0 | 0 | 0 | 0 | 0 | 0 | 0 | 0.45131 | 0 | 0.54519 | 1.626 | 0 | 0 | 0.525 | 0.79738 | 0 | 0 | 0 | 0 | 3.9449 | 0 | 0 | 0 | 0 | 0 | 0 | 0 | 0 | 0 | 0 | 0 | 0 | 0
4 | 1 | 18 | 7 | 1.7931 | 0 | 9.8682 | 0 | 0 | 0 | 0.0012057 | 0.20793 | 0 | 0 | 6.1511 | 0 | 18.0216 | 0 | 0 | 0 | 0 | 0 | 0 | 0 | 0 | 0 | 0 | 0 | 0 | 0 | 0.45131 | 0 | 0.54519 | 1.9641 | 0 | 0 | 0.525 | 0.79921 | 0 | 0 | 0 | 0 | 4.2848 | 0 | 0 | 0 | 0 | 0 | 0 | 0 | 0 | 0 | 0 | 0 | 0 | 0
4 | 1 | 19 | 7 | 1.7931 | 0 | 2.4469 | 0 | 0 | 0 | 0.0012057 | 0.33698 | 0 | 0 | 3.9588 | 0 | 8.537 | 0 | 0 | 0 | 0 | 0 | 0 | 0 | 0 | 0 | 0 | 0 | 0 | 0 | 0.45131 | 0 | 0.88038 | 2.6334 | 0 | 0 | 0.42 | 0.79655 | 0 | 0 | 0 | 0 | 5.1816 | 0 | 0 | 0 | 0 | 0 | 0 | 0 | 0 | 0 | 0 | 0 | 0 | 0
4 | 1 | 20 | 7 | 1.7931 | 0 | 2.4469 | 0 | 0 | 0 | 0.0012057 | 0.39418 | 0 | 0 | 3.9588 | 0 | 8.5942 | 0 | 0 | 0 | 0 | 0 | 0 | 0 | 0 | 0 | 0 | 0 | 0 | 0 | 0.45131 | 0 | 1.1038 | 2.9116 | 0 | 0 | 0.3675 | 0.7915 | 0 | 0 | 0 | 0 | 5.6257 | 0 | 0 | 0 | 0 | 0 | 0 | 0 | 0 | 0 | 0 | 0 | 0 | 0
4 | 1 | 21 | 7 | 1.7931 | 0 | 2.4469 | 0 | 0 | 0 | 0.0012057 | 0.42472 | 0 | 0 | 6.5363 | 0 | 11.2023 | 0 | 0 | 0 | 0 | 0 | 0 | 0 | 0 | 0 | 0 | 0 | 0 | 0 | 0.45131 | 0 | 1.2156 | 2.9157 | 0 | 0 | 0.4725 | 0.78865 | 0 | 0 | 0 | 0 | 5.8437 | 0 | 0 | 0 | 0 | 0 | 0 | 0 | 0 | 0 | 0 | 0 | 0 | 0
4 | 1 | 22 | 7 | 1.7931 | 0 | 2.4469 | 0 | 0 | 0 | 0.0012057 | 0.45755 | 0 | 0 | 4.0101 | 0 | 8.7089 | 0 | 0 | 0 | 0 | 0 | 0 | 0 | 0 | 0 | 0 | 0 | 0 | 0 | 0.45131 | 0 | 1.1038 | 3.128 | 0 | 0 | 0.315 | 0.79024 | 0 | 0 | 0 | 0 | 5.7884 | 0 | 0 | 0 | 0 | 0 | 0 | 0 | 0 | 0 | 0 | 0 | 0 | 0
4 | 1 | 23 | 7 | 1.7931 | 0 | 2.4469 | 0 | 0 | 0 | 0.0012057 | 0.10979 | 0 | 0 | 0.65244 | 0 | 5.0034 | 0 | 0 | 0 | 0 | 0 | 0 | 0 | 0 | 0 | 0 | 0 | 0 | 0 | 0.45131 | 0 | 0.88038 | 1.6321 | 0 | 0 | 0.0525 | 0.79541 | 0 | 0 | 0 | 0 | 3.8117 | 0 | 0 | 0 | 0 | 0 | 0 | 0 | 0 | 0 | 0 | 0 | 0 | 0
4 | 1 | 24 | 7 | 1.7931 | 0 | 2.4469 | 0 | 0 | 0 | 0.0012057 | 0.18651 | 0 | 0 | 0.65246 | 0 | 5.0802 | 0 | 0 | 0 | 0 | 0 | 0 | 0 | 0 | 0 | 0 | 0 | 0 | 0 | 0.45131 | 0 | 0.54519 | 2.434 | 0 | 0 | 0.0525 | 0.80511 | 0 | 0 | 0 | 0 | 4.2882 | 0 | 0 | 0 | 0 | 0 | 0 | 0 | 0 | 0 | 0 | 0 | 0 | 0
4 | 2 | 1 | 1 | 1.7931 | 0 | 2.4469 | 0 | 0 | 0 | 0.0012057 | 0.25714 | 0 | 0 | 0.65248 | 0 | 5.1509 | 0 | 0 | 0 | 0 | 0 | 0 | 0 | 0 | 0 | 0 | 0 | 0 | 0 | 0.45131 | 0 | 0.32173 | 3.0215 | 0 | 0 | 0.0525 | 0.81588 | 0 | 0 | 0 | 0 | 4.6629 | 0 | 0 | 0 | 0 | 0 | 0 | 0 | 0 | 0 | 0 | 0 | 0 | 0
4 | 2 | 2 | 1 | 1.7931 | 0 | 2.4469 | 0 | 0 | 0 | 0.0012057 | 0.31092 | 0 | 0 | 0.65252 | 0 | 5.2047 | 0 | 0 | 0 | 0 | 0 | 0 | 0 | 0 | 0 | 0 | 0 | 0 | 0 | 0.45131 | 0 | 0.32173 | 3.5505 | 0 | 0 | 0.0525 | 0.81993 | 0 | 0 | 0 | 0 | 5.1959 | 0 | 0 | 0 | 0 | 0 | 0 | 0 | 0 | 0 | 0 | 0 | 0 | 0
4 | 2 | 3 | 1 | 1.7931 | 0 | 2.4469 | 0 | 0 | 0 | 0.0012057 | 0.32973 | 0 | 0 | 0.65253 | 0 | 5.2235 | 0 | 0 | 0 | 0 | 0 | 0 | 0 | 0 | 0 | 0 | 0 | 0 | 0 | 0.45131 | 0 | 0.32173 | 3.788 | 0 | 0 | 0.0525 | 0.81837 | 0 | 0 | 0 | 0 | 5.4319 | 0 | 0 | 0 | 0 | 0 | 0 | 0 | 0 | 0 | 0 | 0 | 0 | 0
4 | 2 | 4 | 1 | 1.7931 | 0 | 2.4469 | 0 | 0 | 0 | 0.0012057 | 0.3828 | 0 | 0 | 0.65251 | 0 | 5.2765 | 0 | 0 | 0 | 0 | 0 | 0 | 0 | 0 | 0 | 0 | 0 | 0 | 0 | 0.45131 | 0 | 0.32173 | 4.3646 | 0 | 0 | 0.0525 | 0.8238 | 0 | 0 | 0 | 0 | 6.014 | 0 | 0 | 0 | 0 | 0 | 0 | 0 | 0 | 0 | 0 | 0 | 0 | 0
4 | 2 | 5 | 1 | 1.7931 | 0 | 2.4469 | 0 | 0 | 0 | 0.0012057 | 0.40528 | 0 | 0 | 0.65252 | 0 | 5.299 | 0 | 0 | 0 | 0 | 0 | 0 | 0 | 0 | 0 | 0 | 0 | 0 | 0 | 0.45131 | 0 | 0.32173 | 4.5706 | 0 | 0 | 0.0525 | 0.82411 | 0 | 0 | 0 | 0 | 6.2203 | 0 | 0 | 0 | 0 | 0 | 0 | 0 | 0 | 0 | 0 | 0 | 0 | 0
4 | 2 | 6 | 1 | 1.7931 | 0 | 2.4469 | 0 | 0 | 0 | 0.0012057 | 0.45624 | 0 | 0 | 3.7073 | 0 | 8.4047 | 0 | 0 | 0 | 0 | 0 | 0 | 0 | 0 | 0 | 0 | 0 | 0 | 0 | 0.45131 | 0 | 0.54519 | 4.8972 | 0 | 0 | 0.315 | 0.8238 | 0 | 0 | 0 | 0 | 7.0325 | 0 | 0 | 0 | 0 | 0 | 0 | 0 | 0 | 0 | 0 | 0 | 0 | 0
4 | 2 | 7 | 1 | 1.7931 | 0 | 2.4469 | 0 | 0 | 0 | 0.0012057 | 0.94471 | 0 | 0 | 6.1511 | 0 | 11.337 | 0 | 0 | 0 | 0 | 0 | 0 | 0 | 0 | 0 | 0 | 0 | 0 | 0 | 0.45131 | 0 | 0.71279 | 7.445 | 0 | 0 | 0.525 | 0.82178 | 0 | 0 | 0 | 0 | 9.9559 | 0 | 0 | 0 | 0 | 0 | 0 | 0 | 0 | 0 | 0 | 0 | 0 | 0
4 | 2 | 8 | 1 | 1.7931 | 0 | 13.5789 | 0 | 0 | 0 | 0.0012057 | 0.63163 | 0 | 0 | 3.9588 | 0 | 19.9637 | 0 | 0 | 0 | 0 | 0 | 0 | 0 | 0 | 0 | 0 | 0 | 0 | 0 | 0.45131 | 0 | 0.71279 | 5.2956 | 0 | 0 | 0.42 | 0.81823 | 0 | 0 | 0 | 0 | 7.698 | 0 | 0 | 0 | 0 | 0 | 0 | 0 | 0 | 0 | 0 | 0 | 0 | 0
4 | 2 | 9 | 1 | 1.7931 | 0 | 13.5789 | 0 | 0 | 0 | 0.0012057 | 0.5334 | 0 | 0 | 4.6662 | 0 | 20.5728 | 0 | 0 | 0 | 0 | 0 | 0 | 0 | 0 | 0 | 0 | 0 | 0 | 0 | 0.45131 | 0 | 0.71279 | 4.7899 | 0 | 0 | 0.315 | 0.81529 | 0 | 0 | 0 | 0 | 7.0843 | 0 | 0 | 0 | 0 | 0 | 0 | 0 | 0 | 0 | 0 | 0 | 0 | 0
4 | 2 | 10 | 1 | 1.7931 | 0 | 13.5789 | 0 | 0 | 0 | 0.0012057 | 0.4572 | 0 | 0 | 3.7072 | 0 | 19.5376 | 0 | 0 | 0 | 0 | 0 | 0 | 0 | 0 | 0 | 0 | 0 | 0 | 0 | 0.45131 | 0 | 0.71279 | 4.1918 | 0 | 0 | 0.315 | 0.81733 | 0 | 0 | 0 | 0 | 6.4882 | 0 | 0 | 0 | 0 | 0 | 0 | 0 | 0 | 0 | 0 | 0 | 0 | 0
4 | 2 | 11 | 1 | 1.7931 | 0 | 13.5789 | 0 | 0 | 0 | 0.0012057 | 0.4145 | 0 | 0 | 3.9588 | 0 | 19.7465 | 0 | 0 | 0 | 0 | 0 | 0 | 0 | 0 | 0 | 0 | 0 | 0 | 0 | 0.45131 | 0 | 0.54519 | 3.9397 | 0 | 0 | 0.3675 | 0.81951 | 0 | 0 | 0 | 0 | 6.1232 | 0 | 0 | 0 | 0 | 0 | 0 | 0 | 0 | 0 | 0 | 0 | 0 | 0
4 | 2 | 12 | 1 | 1.7931 | 0 | 8.6313 | 0 | 0 | 0 | 0.0012057 | 0.35023 | 0 | 0 | 3.9588 | 0 | 14.7347 | 0 | 0 | 0 | 0 | 0 | 0 | 0 | 0 | 0 | 0 | 0 | 0 | 0 | 0.45131 | 0 | 0.54519 | 3.4507 | 0 | 0 | 0.42 | 0.79785 | 0 | 0 | 0 | 0 | 5.665 | 0 | 0 | 0 | 0 | 0 | 0 | 0 | 0 | 0 | 0 | 0 | 0 | 0
4 | 2 | 13 | 1 | 1.7931 | 0 | 13.5789 | 0 | 0 | 0 | 0.0012057 | 0.21958 | 0 | 0 | 3.9588 | 0 | 19.5516 | 0 | 0 | 0 | 0 | 0 | 0 | 0 | 0 | 0 | 0 | 0 | 0 | 0 | 0.45131 | 0 | 0.54519 | 2.6113 | 0 | 0 | 0.3675 | 0.79846 | 0 | 0 | 0 | 0 | 4.7738 | 0 | 0 | 0 | 0 | 0 | 0 | 0 | 0 | 0 | 0 | 0 | 0 | 0
4 | 2 | 14 | 1 | 1.7931 | 0 | 13.5789 | 0 | 0 | 0 | 0.0012057 | 0.15526 | 0 | 0 | 5.9679 | 0 | 21.4963 | 0 | 0 | 0 | 0 | 0 | 0 | 0 | 0 | 0 | 0 | 0 | 0 | 0 | 0.45131 | 0 | 0.54519 | 2.3269 | 0 | 0 | 0.3675 | 0.80522 | 0 | 0 | 0 | 0 | 4.4961 | 0 | 0 | 0 | 0 | 0 | 0 | 0 | 0 | 0 | 0 | 0 | 0 | 0
4 | 2 | 15 | 1 | 1.7931 | 0 | 13.5789 | 0 | 0 | 0 | 0.0012057 | 0.22183 | 0 | 0 | 3.7073 | 0 | 19.3023 | 0 | 0 | 0 | 0 | 0 | 0 | 0 | 0 | 0 | 0 | 0 | 0 | 0 | 0.45131 | 0 | 0.54519 | 2.8679 | 0 | 0 | 0.315 | 0.81309 | 0 | 0 | 0 | 0 | 4.9925 | 0 | 0 | 0 | 0 | 0 | 0 | 0 | 0 | 0 | 0 | 0 | 0 | 0
4 | 2 | 16 | 1 | 1.7931 | 0 | 13.5789 | 0 | 0 | 0 | 0.0012057 | 0.23471 | 0 | 0 | 3.7073 | 0 | 19.3152 | 0 | 0 | 0 | 0 | 0 | 0 | 0 | 0 | 0 | 0 | 0 | 0 | 0 | 0.45131 | 0 | 0.54519 | 2.9648 | 0 | 0 | 0.315 | 0.81042 | 0 | 0 | 0 | 0 | 5.0867 | 0 | 0 | 0 | 0 | 0 | 0 | 0 | 0 | 0 | 0 | 0 | 0 | 0
4 | 2 | 17 | 1 | 1.7931 | 0 | 13.5789 | 0 | 0 | 0 | 0.0012057 | 0.29751 | 0 | 0 | 6.151 | 0 | 21.8218 | 0 | 0 | 0 | 0 | 0 | 0 | 0 | 0 | 0 | 0 | 0 | 0 | 0 | 0.45131 | 0 | 0.54519 | 3.389 | 0 | 0 | 0.525 | 0.8155 | 0 | 0 | 0 | 0 | 5.726 | 0 | 0 | 0 | 0 | 0 | 0 | 0 | 0 | 0 | 0 | 0 | 0 | 0
4 | 2 | 18 | 1 | 1.7931 | 0 | 9.8682 | 0 | 0 | 0 | 0.0012057 | 0.39062 | 0 | 0 | 6.151 | 0 | 18.2042 | 0 | 0 | 0 | 0 | 0 | 0 | 0 | 0 | 0 | 0 | 0 | 0 | 0 | 0.45131 | 0 | 0.54519 | 3.8988 | 0 | 0 | 0.525 | 0.81814 | 0 | 0 | 0 | 0 | 6.2384 | 0 | 0 | 0 | 0 | 0 | 0 | 0 | 0 | 0 | 0 | 0 | 0 | 0
4 | 2 | 19 | 1 | 1.7931 | 0 | 2.4469 | 0 | 0 | 0 | 0.0012057 | 0.56042 | 0 | 0 | 3.9588 | 0 | 8.7605 | 0 | 0 | 0 | 0 | 0 | 0 | 0 | 0 | 0 | 0 | 0 | 0 | 0 | 0.45131 | 0 | 0.88038 | 4.9505 | 0 | 0 | 0.42 | 0.81498 | 0 | 0 | 0 | 0 | 7.5172 | 0 | 0 | 0 | 0 | 0 | 0 | 0 | 0 | 0 | 0 | 0 | 0 | 0
4 | 2 | 20 | 1 | 1.7931 | 0 | 2.4469 | 0 | 0 | 0 | 0.0012057 | 0.63658 | 0 | 0 | 3.9588 | 0 | 8.8366 | 0 | 0 | 0 | 0 | 0 | 0 | 0 | 0 | 0 | 0 | 0 | 0 | 0 | 0.45131 | 0 | 1.1038 | 5.2439 | 0 | 0 | 0.3675 | 0.81155 | 0 | 0 | 0 | 0 | 7.978 | 0 | 0 | 0 | 0 | 0 | 0 | 0 | 0 | 0 | 0 | 0 | 0 | 0
4 | 2 | 21 | 1 | 1.7931 | 0 | 2.4469 | 0 | 0 | 0 | 0.0012057 | 0.61834 | 0 | 0 | 6.5363 | 0 | 11.3959 | 0 | 0 | 0 | 0 | 0 | 0 | 0 | 0 | 0 | 0 | 0 | 0 | 0 | 0.45131 | 0 | 1.2156 | 5.1534 | 0 | 0 | 0.4725 | 0.80116 | 0 | 0 | 0 | 0 | 8.0939 | 0 | 0 | 0 | 0 | 0 | 0 | 0 | 0 | 0 | 0 | 0 | 0 | 0
4 | 2 | 22 | 1 | 1.7931 | 0 | 2.4469 | 0 | 0 | 0 | 0.0012057 | 0.63373 | 0 | 0 | 4.0101 | 0 | 8.885 | 0 | 0 | 0 | 0 | 0 | 0 | 0 | 0 | 0 | 0 | 0 | 0 | 0 | 0.45131 | 0 | 1.1038 | 5.2143 | 0 | 0 | 0.315 | 0.80279 | 0 | 0 | 0 | 0 | 7.8873 | 0 | 0 | 0 | 0 | 0 | 0 | 0 | 0 | 0 | 0 | 0 | 0 | 0
4 | 2 | 23 | 1 | 1.7931 | 0 | 2.4469 | 0 | 0 | 0 | 0.0012057 | 0.21397 | 0 | 0 | 0.65242 | 0 | 5.1076 | 0 | 0 | 0 | 0 | 0 | 0 | 0 | 0 | 0 | 0 | 0 | 0 | 0 | 0.45131 | 0 | 0.88038 | 3.2339 | 0 | 0 | 0.0525 | 0.81001 | 0 | 0 | 0 | 0 | 5.4281 | 0 | 0 | 0 | 0 | 0 | 0 | 0 | 0 | 0 | 0 | 0 | 0 | 0
4 | 2 | 24 | 1 | 1.7931 | 0 | 2.4469 | 0 | 0 | 0 | 0.0012057 | 0.36311 | 0 | 0 | 0.65244 | 0 | 5.2568 | 0 | 0 | 0 | 0 | 0 | 0 | 0 | 0 | 0 | 0 | 0 | 0 | 0 | 0.45131 | 0 | 0.54519 | 4.7055 | 0 | 0 | 0.0525 | 0.82129 | 0 | 0.84885 | 0 | 0 | 7.4247 | 0 | 0 | 0 | 0 | 0 | 0 | 0 | 0 | 0 | 0 | 0 | 0 | 0
4 | 3 | 1 | 2 | 1.7931 | 0 | 2.4469 | 0 | 0 | 0 | 0.0012057 | 0.42608 | 0 | 0 | 0.65247 | 0 | 5.3198 | 0 | 0 | 0 | 0 | 0 | 0 | 0 | 0 | 0 | 0 | 0 | 0 | 0 | 0.45131 | 0 | 0.32173 | 5.196 | 0 | 0 | 0.0525 | 0.82811 | 0 | 1.0183 | 0 | 0 | 7.8679 | 0 | 0 | 0 | 0 | 0 | 0 | 0 | 0 | 0 | 0 | 0 | 0 | 0
4 | 3 | 2 | 2 | 1.7931 | 0 | 2.4469 | 0 | 0 | 0 | 0.0012057 | 0.47503 | 0 | 0 | 0.6525 | 0 | 5.3688 | 0 | 0 | 0 | 0 | 0 | 0 | 0 | 0 | 0 | 0 | 0 | 0 | 0 | 0.45131 | 0 | 0.32173 | 5.5545 | 0 | 0 | 0.0525 | 0.83201 | 0 | 1.0909 | 0 | 0 | 8.3029 | 0 | 0 | 0 | 0 | 0 | 0 | 0 | 0 | 0 | 0 | 0 | 0 | 0
4 | 3 | 3 | 2 | 1.7931 | 0 | 2.4469 | 0 | 0 | 0 | 0.0012057 | 0.49991 | 0 | 0 | 0.65251 | 0 | 5.3936 | 0 | 0 | 0 | 0 | 0 | 0 | 0 | 0 | 0 | 0 | 0 | 0 | 0 | 0.45131 | 0 | 0.32173 | 5.3578 | 0 | 0 | 0.0525 | 0.83238 | 0 | 0 | 0 | 0 | 7.0158 | 0 | 0 | 0 | 0 | 0 | 0 | 0 | 0 | 0 | 0 | 0 | 0 | 0
4 | 3 | 4 | 2 | 1.7931 | 0 | 2.4469 | 0 | 0 | 0 | 0.0012057 | 0.48009 | 0 | 0 | 0.65251 | 0 | 5.3738 | 0 | 0 | 0 | 0 | 0 | 0 | 0 | 0 | 0 | 0 | 0 | 0 | 0 | 0.45131 | 0 | 0.32173 | 4.8527 | 0 | 0 | 0.0525 | 0.8265 | 0 | 0 | 0 | 0 | 6.5048 | 0 | 0 | 0 | 0 | 0 | 0 | 0 | 0 | 0 | 0 | 0 | 0 | 0
4 | 3 | 5 | 2 | 1.7931 | 0 | 2.4469 | 0 | 0 | 0 | 0.0012057 | 0.50009 | 0 | 0 | 0.6525 | 0 | 5.3938 | 0 | 0 | 0 | 0 | 0 | 0 | 0 | 0 | 0 | 0 | 0 | 0 | 0 | 0.45131 | 0 | 0.32173 | 4.9579 | 0 | 0 | 0.0525 | 0.82778 | 0 | 0 | 0 | 0 | 6.6112 | 0 | 0 | 0 | 0 | 0 | 0 | 0 | 0 | 0 | 0 | 0 | 0 | 0
4 | 3 | 6 | 2 | 1.7931 | 0 | 2.4469 | 0 | 0 | 0 | 0.0012057 | 0.55318 | 0 | 0 | 3.7073 | 0 | 8.5016 | 0 | 0 | 0 | 0 | 0 | 0 | 0 | 0 | 0 | 0 | 0 | 0 | 0 | 0.45131 | 0 | 0.54519 | 5.0653 | 0 | 0 | 0.315 | 0.82867 | 0 | 0 | 0 | 0 | 7.2054 | 0 | 0 | 0 | 0 | 0 | 0 | 0 | 0 | 0 | 0 | 0 | 0 | 0
4 | 3 | 7 | 2 | 1.7931 | 0 | 2.4469 | 0 | 0 | 0 | 0.0012057 | 0.97418 | 0 | 0 | 6.1511 | 0 | 11.3665 | 0 | 0 | 0 | 0 | 0 | 0 | 0 | 0 | 0 | 0 | 0 | 0 | 0 | 0.45131 | 0 | 0.71279 | 6.8799 | 0 | 0 | 0.525 | 0.82037 | 0 | 0 | 0 | 0 | 9.3894 | 0 | 0 | 0 | 0 | 0 | 0 | 0 | 0 | 0 | 0 | 0 | 0 | 0
4 | 3 | 8 | 2 | 1.7931 | 0 | 13.5789 | 0 | 0 | 0 | 0.0012057 | 0.64009 | 0 | 0 | 3.9588 | 0 | 19.9721 | 0 | 0 | 0 | 0 | 0 | 0 | 0 | 0 | 0 | 0 | 0 | 0 | 0 | 0.45131 | 0 | 0.71279 | 4.6517 | 0 | 0 | 0.42 | 0.81013 | 0 | 0 | 0 | 0 | 7.0459 | 0 | 0 | 0 | 0 | 0 | 0 | 0 | 0 | 0 | 0 | 0 | 0 | 0
4 | 3 | 9 | 2 | 1.7931 | 0 | 13.5789 | 0 | 0 | 0 | 0.0012057 | 0.57068 | 0 | 0 | 4.6661 | 0 | 20.61 | 0 | 0 | 0 | 0 | 0 | 0 | 0 | 0 | 0 | 0 | 0 | 0 | 0 | 0.45131 | 0 | 0.71279 | 3.9005 | 0 | 0 | 0.315 | 0.80657 | 0 | 0 | 0 | 0 | 6.1862 | 0 | 0 | 0 | 0 | 0 | 0 | 0 | 0 | 0 | 0 | 0 | 0 | 0
4 | 3 | 10 | 2 | 1.7931 | 0 | 13.5789 | 0 | 0 | 0 | 0.0012057 | 0.52488 | 0 | 0 | 3.7072 | 0 | 19.6053 | 0 | 0 | 0 | 0 | 0 | 0 | 0 | 0 | 0 | 0 | 0 | 0 | 0 | 0.45131 | 0 | 0.71279 | 3.2302 | 0 | 0 | 0.315 | 0.8047 | 0 | 0 | 0 | 0 | 5.514 | 0 | 0 | 0 | 0 | 0 | 0 | 0 | 0 | 0 | 0 | 0 | 0 | 0
4 | 3 | 11 | 2 | 1.7931 | 0 | 13.5789 | 0 | 0 | 0 | 0.0012057 | 0.4614 | 0 | 0 | 3.9588 | 0 | 19.7934 | 0 | 0 | 0 | 0 | 0 | 0 | 0 | 0 | 0 | 0 | 0 | 0 | 0 | 0.45131 | 0 | 0.54519 | 3.3512 | 0 | 0 | 0.3675 | 0.8051 | 0 | 0 | 0 | 0 | 5.5203 | 0 | 0 | 0 | 0 | 0 | 0 | 0 | 0 | 0 | 0 | 0 | 0 | 0
4 | 3 | 12 | 2 | 1.7931 | 0 | 8.6313 | 0 | 0 | 0 | 0.0012057 | 0.50056 | 0 | 0 | 3.9588 | 0 | 14.885 | 0 | 0 | 0 | 0 | 0 | 0 | 0 | 0 | 0 | 0 | 0 | 0 | 0 | 0.45131 | 0 | 0.54519 | 3.3603 | 0 | 0 | 0.42 | 0.80533 | 0 | 0 | 0 | 0 | 5.5821 | 0 | 0 | 0 | 0 | 0 | 0 | 0 | 0 | 0 | 0 | 0 | 0 | 0
4 | 3 | 13 | 2 | 1.7931 | 0 | 13.5789 | 0 | 0 | 0 | 0.0012057 | 0.42121 | 0 | 0 | 3.9588 | 0 | 19.7532 | 0 | 0 | 0 | 0 | 0 | 0 | 0 | 0 | 0 | 0 | 0 | 0 | 0 | 0.45131 | 0 | 0.54519 | 3.0984 | 0 | 0 | 0.3675 | 0.80507 | 0 | 0 | 0 | 0 | 5.2675 | 0 | 0 | 0 | 0 | 0 | 0 | 0 | 0 | 0 | 0 | 0 | 0 | 0
4 | 3 | 14 | 2 | 1.7931 | 0 | 13.5789 | 0 | 0 | 0 | 0.0012057 | 0.42296 | 0 | 0 | 5.9678 | 0 | 21.764 | 0 | 0 | 0 | 0 | 0 | 0 | 0 | 0 | 0 | 0 | 0 | 0 | 0 | 0.45131 | 0 | 0.54519 | 3.2033 | 0 | 0 | 0.3675 | 0.80634 | 0 | 0 | 0 | 0 | 5.3736 | 0 | 0 | 0 | 0 | 0 | 0 | 0 | 0 | 0 | 0 | 0 | 0 | 0
4 | 3 | 15 | 2 | 1.7931 | 0 | 13.5789 | 0 | 0 | 0 | 0.0012057 | 0.4285 | 0 | 0 | 3.7073 | 0 | 19.509 | 0 | 0 | 0 | 0 | 0 | 0 | 0 | 0 | 0 | 0 | 0 | 0 | 0 | 0.45131 | 0 | 0.54519 | 3.2198 | 0 | 0 | 0.315 | 0.80717 | 0 | 0 | 0 | 0 | 5.3385 | 0 | 0 | 0 | 0 | 0 | 0 | 0 | 0 | 0 | 0 | 0 | 0 | 0
4 | 3 | 16 | 2 | 1.7931 | 0 | 13.5789 | 0 | 0 | 0 | 0.0012057 | 0.4237 | 0 | 0 | 3.7073 | 0 | 19.5042 | 0 | 0 | 0 | 0 | 0 | 0 | 0 | 0 | 0 | 0 | 0 | 0 | 0 | 0.45131 | 0 | 0.54519 | 3.3181 | 0 | 0 | 0.315 | 0.80887 | 0 | 0 | 0 | 0 | 5.4384 | 0 | 0 | 0 | 0 | 0 | 0 | 0 | 0 | 0 | 0 | 0 | 0 | 0
4 | 3 | 17 | 2 | 1.7931 | 0 | 13.5789 | 0 | 0 | 0 | 0.0012057 | 0.38201 | 0 | 0 | 6.1511 | 0 | 21.9063 | 0 | 0 | 0 | 0 | 0 | 0 | 0 | 0 | 0 | 0 | 0 | 0 | 0 | 0.45131 | 0 | 0.54519 | 3.3396 | 0 | 0 | 0.525 | 0.80558 | 0 | 0 | 0 | 0 | 5.6667 | 0 | 0 | 0 | 0 | 0 | 0 | 0 | 0 | 0 | 0 | 0 | 0 | 0
4 | 3 | 18 | 2 | 1.7931 | 0 | 9.8682 | 0 | 0 | 0 | 0.0012057 | 0.44956 | 0 | 0 | 6.151 | 0 | 18.2632 | 0 | 0 | 0 | 0 | 0 | 0 | 0 | 0 | 0 | 0 | 0 | 0 | 0 | 0.45131 | 0 | 0.54519 | 3.583 | 0 | 0 | 0.525 | 0.80684 | 0 | 0 | 0 | 0 | 5.9113 | 0 | 0 | 0 | 0 | 0 | 0 | 0 | 0 | 0 | 0 | 0 | 0 | 0
4 | 3 | 19 | 2 | 1.7931 | 0 | 2.4469 | 0 | 0 | 0 | 0.0012057 | 0.59578 | 0 | 0 | 3.9588 | 0 | 8.7958 | 0 | 0 | 0 | 0 | 0 | 0 | 0 | 0 | 0 | 0 | 0 | 0 | 0 | 0.45131 | 0 | 0.88038 | 4.1234 | 0 | 0 | 0.42 | 0.80288 | 0 | 0 | 0 | 0 | 6.678 | 0 | 0 | 0 | 0 | 0 | 0 | 0 | 0 | 0 | 0 | 0 | 0 | 0
4 | 3 | 20 | 2 | 1.7931 | 0 | 2.4469 | 0 | 0 | 0 | 0.0012057 | 0.62995 | 0 | 0 | 3.9588 | 0 | 8.83 | 0 | 0 | 0 | 0 | 0 | 0 | 0 | 0 | 0 | 0 | 0 | 0 | 0 | 0.45131 | 0 | 1.1038 | 4.2677 | 0 | 0 | 0.3675 | 0.79844 | 0 | 0 | 0 | 0 | 6.9888 | 0 | 0 | 0 | 0 | 0 | 0 | 0 | 0 | 0 | 0 | 0 | 0 | 0
4 | 3 | 21 | 2 | 1.7931 | 0 | 2.4469 | 0 | 0 | 0 | 0.0012057 | 0.65456 | 0 | 0 | 6.5363 | 0 | 11.4321 | 0 | 0 | 0 | 0 | 0 | 0 | 0 | 0 | 0 | 0 | 0 | 0 | 0 | 0.45131 | 0 | 1.2156 | 4.4907 | 0 | 0 | 0.4725 | 0.79767 | 0 | 0 | 0 | 0 | 7.4278 | 0 | 0 | 0 | 0 | 0 | 0 | 0 | 0 | 0 | 0 | 0 | 0 | 0
4 | 3 | 22 | 2 | 1.7931 | 0 | 2.4469 | 0 | 0 | 0 | 0.0012057 | 0.66705 | 0 | 0 | 4.0101 | 0 | 8.9184 | 0 | 0 | 0 | 0 | 0 | 0 | 0 | 0 | 0 | 0 | 0 | 0 | 0 | 0.45131 | 0 | 1.1038 | 4.4528 | 0 | 0 | 0.315 | 0.80022 | 0 | 0 | 0 | 0 | 7.1232 | 0 | 0 | 0 | 0 | 0 | 0 | 0 | 0 | 0 | 0 | 0 | 0 | 0
4 | 3 | 23 | 2 | 1.7931 | 0 | 2.4469 | 0 | 0 | 0 | 0.0012057 | 0.2013 | 0 | 0 | 0.65244 | 0 | 5.095 | 0 | 0 | 0 | 0 | 0 | 0 | 0 | 0 | 0 | 0 | 0 | 0 | 0 | 0.45131 | 0 | 0.88038 | 2.7869 | 0 | 0 | 0.0525 | 0.80303 | 0 | 0 | 0 | 0 | 4.9741 | 0 | 0 | 0 | 0 | 0 | 0 | 0 | 0 | 0 | 0 | 0 | 0 | 0
4 | 3 | 24 | 2 | 1.7931 | 0 | 2.4469 | 0 | 0 | 0 | 0.0012057 | 0.34187 | 0 | 0 | 0.65245 | 0 | 5.2355 | 0 | 0 | 0 | 0 | 0 | 0 | 0 | 0 | 0 | 0 | 0 | 0 | 0 | 0.45131 | 0 | 0.54519 | 3.677 | 0 | 0 | 0.0525 | 0.81357 | 0 | 0 | 0 | 0 | 5.5396 | 0 | 0 | 0 | 0 | 0 | 0 | 0 | 0 | 0 | 0 | 0 | 0 | 0
4 | 4 | 1 | 3 | 1.7931 | 0 | 2.4469 | 0 | 0 | 0 | 0.0012057 | 0.37404 | 0 | 0 | 0.65248 | 0 | 5.2678 | 0 | 0 | 0 | 0 | 0 | 0 | 0 | 0 | 0 | 0 | 0 | 0 | 0 | 0.45131 | 0 | 0.32173 | 3.8808 | 0 | 0 | 0.0525 | 0.81683 | 0 | 0 | 0 | 0 | 5.5232 | 0 | 0 | 0 | 0 | 0 | 0 | 0 | 0 | 0 | 0 | 0 | 0 | 0
4 | 4 | 2 | 3 | 1.7931 | 0 | 2.4469 | 0 | 0 | 0 | 0.0012057 | 0.47078 | 0 | 0 | 0.6525 | 0 | 5.3645 | 0 | 0 | 0 | 0 | 0 | 0 | 0 | 0 | 0 | 0 | 0 | 0 | 0 | 0.45131 | 0 | 0.32173 | 4.6108 | 0 | 0 | 0.0525 | 0.82961 | 0 | 0 | 0 | 0 | 6.2659 | 0 | 0 | 0 | 0 | 0 | 0 | 0 | 0 | 0 | 0 | 0 | 0 | 0
4 | 4 | 3 | 3 | 1.7931 | 0 | 2.4469 | 0 | 0 | 0 | 0.0012057 | 0.51767 | 0 | 0 | 0.65253 | 0 | 5.4114 | 0 | 0 | 0 | 0 | 0 | 0 | 0 | 0 | 0 | 0 | 0 | 0 | 0 | 0.45131 | 0 | 0.32173 | 5.0127 | 0 | 0 | 0.0525 | 0.83453 | 0 | 0 | 0 | 0 | 6.6728 | 0 | 0 | 0 | 0 | 0 | 0 | 0 | 0 | 0 | 0 | 0 | 0 | 0
4 | 4 | 4 | 3 | 1.7931 | 0 | 2.4469 | 0 | 0 | 0 | 0.0012057 | 0.57195 | 0 | 0 | 0.65255 | 0 | 5.4657 | 0 | 0 | 0 | 0 | 0 | 0 | 0 | 0 | 0 | 0 | 0 | 0 | 0 | 0.45131 | 0 | 0.32173 | 5.5464 | 0 | 0 | 0.0525 | 0.84143 | 0 | 0 | 0 | 0 | 7.2134 | 0 | 0 | 0 | 0 | 0 | 0 | 0 | 0 | 0 | 0 | 0 | 0 | 0
4 | 4 | 5 | 3 | 1.7931 | 0 | 2.4469 | 0 | 0 | 0 | 0.0012057 | 0.61391 | 0 | 0 | 0.65256 | 0 | 5.5077 | 0 | 0 | 0 | 0 | 0 | 0 | 0 | 0 | 0 | 0 | 0 | 0 | 0 | 0.45131 | 0 | 0.32173 | 6.0869 | 0 | 0 | 0.0525 | 0.84637 | 0 | 0 | 0 | 0 | 7.7588 | 0 | 0 | 0 | 0 | 0 | 0 | 0 | 0 | 0 | 0 | 0 | 0 | 0
4 | 4 | 6 | 3 | 1.7931 | 0 | 2.4469 | 0 | 0 | 0 | 0.0012057 | 0.68917 | 0 | 0 | 3.7073 | 0 | 8.6377 | 0 | 0 | 0 | 0 | 0 | 0 | 0 | 0 | 0 | 0 | 0 | 0 | 0 | 0.45131 | 0 | 0.54519 | 7.2231 | 0 | 0 | 0.315 | 0.85161 | 0 | 0.8876 | 0 | 0 | 10.2738 | 0 | 0 | 0 | 0 | 0 | 0 | 0 | 0 | 0 | 0 | 0 | 0 | 0
4 | 4 | 7 | 3 | 1.7931 | 0 | 2.4469 | 0 | 0 | 0 | 0.0012057 | 1.1152 | 0 | 0 | 6.1511 | 0 | 11.5076 | 0 | 0 | 0 | 0 | 0 | 0 | 0 | 0 | 0 | 0 | 0 | 0 | 0 | 0.45131 | 0 | 0.71279 | 10.0835 | 0 | 0 | 0.525 | 0.84519 | 0 | 1.2498 | 0 | 0 | 13.8676 | 0 | 0 | 0 | 0 | 0 | 0 | 0 | 0 | 0 | 0 | 0 | 0 | 0
4 | 4 | 8 | 3 | 1.7931 | 0 | 13.5789 | 0 | 0 | 0 | 0.0012057 | 0.89337 | 0 | 0 | 3.9588 | 0 | 20.2254 | 0 | 0 | 0 | 0 | 0 | 0 | 0 | 0 | 0 | 0 | 0 | 0 | 0 | 0.45131 | 0 | 0.71279 | 7.9921 | 0 | 0 | 0.42 | 0.84099 | 0 | 0.6726 | 0 | 0 | 11.0898 | 0 | 0 | 0 | 0 | 0 | 0 | 0 | 0 | 0 | 0 | 0 | 0 | 0
4 | 4 | 9 | 3 | 1.7931 | 0 | 13.5789 | 0 | 0 | 0 | 0.0012057 | 0.73573 | 0 | 0 | 4.6662 | 0 | 20.7752 | 0 | 0 | 0 | 0 | 0 | 0 | 0 | 0 | 0 | 0 | 0 | 0 | 0 | 0.45131 | 0 | 0.71279 | 6.1598 | 0 | 0 | 0.315 | 0.83124 | 0 | 0 | 0 | 0 | 8.4702 | 0 | 0 | 0 | 0 | 0 | 0 | 0 | 0 | 0 | 0 | 0 | 0 | 0
4 | 4 | 10 | 3 | 1.7931 | 0 | 13.5789 | 0 | 0 | 0 | 0.0012057 | 0.54552 | 0 | 0 | 3.7073 | 0 | 19.626 | 0 | 0 | 0 | 0 | 0 | 0 | 0 | 0 | 0 | 0 | 0 | 0 | 0 | 0.45131 | 0 | 0.71279 | 4.8116 | 0 | 0 | 0.315 | 0.82246 | 0 | 0 | 0 | 0 | 7.1132 | 0 | 0 | 0 | 0 | 0 | 0 | 0 | 0 | 0 | 0 | 0 | 0 | 0
4 | 4 | 11 | 3 | 1.7931 | 0 | 13.5789 | 0 | 0 | 0 | 0.0012057 | 0.44383 | 0 | 0 | 3.9588 | 0 | 19.7759 | 0 | 0 | 0 | 0 | 0 | 0 | 0 | 0 | 0 | 0 | 0 | 0 | 0 | 0.45131 | 0 | 0.54519 | 3.9835 | 0 | 0 | 0.3675 | 0.8168 | 0 | 0 | 0 | 0 | 6.1643 | 0 | 0 | 0 | 0 | 0 | 0 | 0 | 0 | 0 | 0 | 0 | 0 | 0
4 | 4 | 12 | 3 | 1.7931 | 0 | 8.6313 | 0 | 0 | 0 | 0.0012057 | 0.39057 | 0 | 0 | 3.9588 | 0 | 14.7751 | 0 | 0 | 0 | 0 | 0 | 0 | 0 | 0 | 0 | 0 | 0 | 0 | 0 | 0.45131 | 0 | 0.54519 | 3.2603 | 0 | 0 | 0.42 | 0.79751 | 0 | 0 | 0 | 0 | 5.4743 | 0 | 0 | 0 | 0 | 0 | 0 | 0 | 0 | 0 | 0 | 0 | 0 | 0
4 | 4 | 13 | 3 | 1.7931 | 0 | 13.5789 | 0 | 0 | 0 | 0.0012057 | 0.24279 | 0 | 0 | 3.9588 | 0 | 19.5748 | 0 | 0 | 0 | 0 | 0 | 0 | 0 | 0 | 0 | 0 | 0 | 0 | 0 | 0.45131 | 0 | 0.54519 | 2.4736 | 0 | 0 | 0.3675 | 0.79607 | 0 | 0 | 0 | 0 | 4.6337 | 0 | 0 | 0 | 0 | 0 | 0 | 0 | 0 | 0 | 0 | 0 | 0 | 0
4 | 4 | 14 | 3 | 1.7931 | 0 | 13.5789 | 0 | 0 | 0 | 0.0012057 | 0.13555 | 0 | 0 | 5.9679 | 0 | 21.4766 | 0 | 0 | 0 | 0 | 0 | 0 | 0 | 0 | 0 | 0 | 0 | 0 | 0 | 0.45131 | 0 | 0.54519 | 1.8253 | 0 | 0 | 0.3675 | 0.7952 | 0 | 0 | 0 | 0 | 3.9845 | 0 | 0 | 0 | 0 | 0 | 0 | 0 | 0 | 0 | 0 | 0 | 0 | 0
4 | 4 | 15 | 3 | 1.7931 | 0 | 13.5789 | 0 | 0 | 0 | 0.0012057 | 0.14893 | 0 | 0 | 3.7072 | 0 | 19.2294 | 0 | 0 | 0 | 0 | 0 | 0 | 0 | 0 | 0 | 0 | 0 | 0 | 0 | 0.45131 | 0 | 0.54519 | 1.6194 | 0 | 0 | 0.315 | 0.79257 | 0 | 0 | 0 | 0 | 3.7235 | 0 | 0 | 0 | 0 | 0 | 0 | 0 | 0 | 0 | 0 | 0 | 0 | 0
4 | 4 | 16 | 3 | 1.7931 | 0 | 13.5789 | 0 | 0 | 0 | 0.0012057 | 0.13074 | 0 | 0 | 3.7072 | 0 | 19.2112 | 0 | 0 | 0 | 0 | 0 | 0 | 0 | 0 | 0 | 0 | 0 | 0 | 0 | 0.45131 | 0 | 0.54519 | 1.2756 | 0 | 0 | 0.315 | 0.78646 | 0 | 0 | 0 | 0 | 3.3736 | 0 | 0 | 0 | 0 | 0 | 0 | 0 | 0 | 0 | 0 | 0 | 0 | 0
4 | 4 | 17 | 3 | 1.7931 | 0 | 13.5789 | 0 | 0 | 0 | 0.0012057 | 0.14119 | 0 | 0 | 6.151 | 0 | 21.6654 | 0 | 0 | 0 | 0 | 0 | 0 | 0 | 0 | 0 | 0 | 0 | 0 | 0 | 0.45131 | 0 | 0.54519 | 1.2978 | 0 | 0 | 0.525 | 0.78611 | 0 | 0 | 0 | 0 | 3.6054 | 0 | 0 | 0 | 0 | 0 | 0 | 0 | 0 | 0 | 0 | 0 | 0 | 0
4 | 4 | 18 | 3 | 1.7931 | 0 | 9.8682 | 0 | 0 | 0 | 0.0012057 | 0.20048 | 0 | 0 | 6.151 | 0 | 18.014 | 0 | 0 | 0 | 0 | 0 | 0 | 0 | 0 | 0 | 0 | 0 | 0 | 0 | 0.45131 | 0 | 0.54519 | 1.8188 | 0 | 0 | 0.525 | 0.79199 | 0 | 0 | 0 | 0 | 4.1323 | 0 | 0 | 0 | 0 | 0 | 0 | 0 | 0 | 0 | 0 | 0 | 0 | 0
4 | 4 | 19 | 3 | 1.7931 | 0 | 2.4469 | 0 | 0 | 0 | 0.0012057 | 0.33578 | 0 | 0 | 3.9588 | 0 | 8.5358 | 0 | 0 | 0 | 0 | 0 | 0 | 0 | 0 | 0 | 0 | 0 | 0 | 0 | 0.45131 | 0 | 0.88038 | 2.5761 | 0 | 0 | 0.42 | 0.7893 | 0 | 0 | 0 | 0 | 5.1171 | 0 | 0 | 0 | 0 | 0 | 0 | 0 | 0 | 0 | 0 | 0 | 0 | 0
4 | 4 | 20 | 3 | 1.7931 | 0 | 2.4469 | 0 | 0 | 0 | 0.0012057 | 0.40567 | 0 | 0 | 3.9588 | 0 | 8.6057 | 0 | 0 | 0 | 0 | 0 | 0 | 0 | 0 | 0 | 0 | 0 | 0 | 0 | 0.45131 | 0 | 1.1038 | 2.8212 | 0 | 0 | 0.3675 | 0.78663 | 0 | 0 | 0 | 0 | 5.5305 | 0 | 0 | 0 | 0 | 0 | 0 | 0 | 0 | 0 | 0 | 0 | 0 | 0
4 | 4 | 21 | 3 | 1.7931 | 0 | 2.4469 | 0 | 0 | 0 | 0.0012057 | 0.47687 | 0 | 0 | 6.5363 | 0 | 11.2544 | 0 | 0 | 0 | 0 | 0 | 0 | 0 | 0 | 0 | 0 | 0 | 0 | 0 | 0.45131 | 0 | 1.2156 | 3.3747 | 0 | 0 | 0.4725 | 0.78745 | 0 | 0 | 0 | 0 | 6.3015 | 0 | 0 | 0 | 0 | 0 | 0 | 0 | 0 | 0 | 0 | 0 | 0 | 0
4 | 4 | 22 | 3 | 1.7931 | 0 | 2.4469 | 0 | 0 | 0 | 0.0012057 | 0.56758 | 0 | 0 | 4.01 | 0 | 8.8188 | 0 | 0 | 0 | 0 | 0 | 0 | 0 | 0 | 0 | 0 | 0 | 0 | 0 | 0.45131 | 0 | 1.1038 | 4.2208 | 0 | 0 | 0.315 | 0.79829 | 0 | 0 | 0 | 0 | 6.8892 | 0 | 0 | 0 | 0 | 0 | 0 | 0 | 0 | 0 | 0 | 0 | 0 | 0
4 | 4 | 23 | 3 | 1.7931 | 0 | 2.4469 | 0 | 0 | 0 | 0.0012057 | 0.15442 | 0 | 0 | 0.65244 | 0 | 5.0481 | 0 | 0 | 0 | 0 | 0 | 0 | 0 | 0 | 0 | 0 | 0 | 0 | 0 | 0.45131 | 0 | 0.88038 | 2.379 | 0 | 0 | 0.0525 | 0.80136 | 0 | 0 | 0 | 0 | 4.5645 | 0 | 0 | 0 | 0 | 0 | 0 | 0 | 0 | 0 | 0 | 0 | 0 | 0
4 | 4 | 24 | 3 | 1.7931 | 0 | 2.4469 | 0 | 0 | 0 | 0.0012057 | 0.27158 | 0 | 0 | 0.65245 | 0 | 5.1653 | 0 | 0 | 0 | 0 | 0 | 0 | 0 | 0 | 0 | 0 | 0 | 0 | 0 | 0.45131 | 0 | 0.54519 | 3.4377 | 0 | 0 | 0.0525 | 0.81372 | 0 | 0 | 0 | 0 | 5.3004 | 0 | 0 | 0 | 0 | 0 | 0 | 0 | 0 | 0 | 0 | 0 | 0 | 0
4 | 5 | 1 | 4 | 1.7931 | 0 | 2.4469 | 0 | 0 | 0 | 0.0012057 | 0.3486 | 0 | 0 | 0.65249 | 0 | 5.2423 | 0 | 0 | 0 | 0 | 0 | 0 | 0 | 0 | 0 | 0 | 0 | 0 | 0 | 0.45131 | 0 | 0.32173 | 4.0382 | 0 | 0 | 0.0525 | 0.82284 | 0 | 0 | 0 | 0 | 5.6866 | 0 | 0 | 0 | 0 | 0 | 0 | 0 | 0 | 0 | 0 | 0 | 0 | 0
4 | 5 | 2 | 4 | 1.7931 | 0 | 2.4469 | 0 | 0 | 0 | 0.0012057 | 0.40983 | 0 | 0 | 0.65251 | 0 | 5.3036 | 0 | 0 | 0 | 0 | 0 | 0 | 0 | 0 | 0 | 0 | 0 | 0 | 0 | 0.45131 | 0 | 0.32173 | 4.4697 | 0 | 0 | 0.0525 | 0.82835 | 0 | 0 | 0 | 0 | 6.1236 | 0 | 0 | 0 | 0 | 0 | 0 | 0 | 0 | 0 | 0 | 0 | 0 | 0
4 | 5 | 3 | 4 | 1.7931 | 0 | 2.4469 | 0 | 0 | 0 | 0.0012057 | 0.44037 | 0 | 0 | 0.65253 | 0 | 5.3341 | 0 | 0 | 0 | 0 | 0 | 0 | 0 | 0 | 0 | 0 | 0 | 0 | 0 | 0.45131 | 0 | 0.32173 | 4.7283 | 0 | 0 | 0.0525 | 0.82993 | 0 | 0 | 0 | 0 | 6.3838 | 0 | 0 | 0 | 0 | 0 | 0 | 0 | 0 | 0 | 0 | 0 | 0 | 0
4 | 5 | 4 | 4 | 1.7931 | 0 | 2.4469 | 0 | 0 | 0 | 0.0012057 | 0.44706 | 0 | 0 | 0.65253 | 0 | 5.3408 | 0 | 0 | 0 | 0 | 0 | 0 | 0 | 0 | 0 | 0 | 0 | 0 | 0 | 0.45131 | 0 | 0.32173 | 4.8188 | 0 | 0 | 0.0525 | 0.82798 | 0 | 0 | 0 | 0 | 6.4723 | 0 | 0 | 0 | 0 | 0 | 0 | 0 | 0 | 0 | 0 | 0 | 0 | 0
4 | 5 | 5 | 4 | 1.7931 | 0 | 2.4469 | 0 | 0 | 0 | 0.0012057 | 0.44562 | 0 | 0 | 0.65251 | 0 | 5.3394 | 0 | 0 | 0 | 0 | 0 | 0 | 0 | 0 | 0 | 0 | 0 | 0 | 0 | 0.45131 | 0 | 0.32173 | 4.8484 | 0 | 0 | 0.0525 | 0.82478 | 0 | 0 | 0 | 0 | 6.4987 | 0 | 0 | 0 | 0 | 0 | 0 | 0 | 0 | 0 | 0 | 0 | 0 | 0
4 | 5 | 6 | 4 | 1.7931 | 0 | 2.4469 | 0 | 0 | 0 | 0.0012057 | 0.46533 | 0 | 0 | 3.7073 | 0 | 8.4138 | 0 | 0 | 0 | 0 | 0 | 0 | 0 | 0 | 0 | 0 | 0 | 0 | 0 | 0.45131 | 0 | 0.54519 | 4.8238 | 0 | 0 | 0.315 | 0.81933 | 0 | 0 | 0 | 0 | 6.9546 | 0 | 0 | 0 | 0 | 0 | 0 | 0 | 0 | 0 | 0 | 0 | 0 | 0
4 | 5 | 7 | 4 | 1.7931 | 0 | 2.4469 | 0 | 0 | 0 | 0.0012057 | 0.90622 | 0 | 0 | 6.151 | 0 | 11.2985 | 0 | 0 | 0 | 0 | 0 | 0 | 0 | 0 | 0 | 0 | 0 | 0 | 0 | 0.45131 | 0 | 0.71279 | 6.7584 | 0 | 0 | 0.525 | 0.81234 | 0 | 0 | 0 | 0 | 9.2598 | 0 | 0 | 0 | 0 | 0 | 0 | 0 | 0 | 0 | 0 | 0 | 0 | 0
4 | 5 | 8 | 4 | 1.7931 | 0 | 13.5789 | 0 | 0 | 0 | 0.0012057 | 0.57041 | 0 | 0 | 3.9588 | 0 | 19.9024 | 0 | 0 | 0 | 0 | 0 | 0 | 0 | 0 | 0 | 0 | 0 | 0 | 0 | 0.45131 | 0 | 0.71279 | 4.1665 | 0 | 0 | 0.42 | 0.80499 | 0 | 0 | 0 | 0 | 6.5555 | 0 | 0 | 0 | 0 | 0 | 0 | 0 | 0 | 0 | 0 | 0 | 0 | 0
4 | 5 | 9 | 4 | 1.7931 | 0 | 13.5789 | 0 | 0 | 0 | 0.0012057 | 0.40789 | 0 | 0 | 4.6661 | 0 | 20.4472 | 0 | 0 | 0 | 0 | 0 | 0 | 0 | 0 | 0 | 0 | 0 | 0 | 0 | 0.45131 | 0 | 0.71279 | 3.0393 | 0 | 0 | 0.315 | 0.7932 | 0 | 0 | 0 | 0 | 5.3116 | 0 | 0 | 0 | 0 | 0 | 0 | 0 | 0 | 0 | 0 | 0 | 0 | 0
4 | 5 | 10 | 4 | 1.7931 | 0 | 13.5789 | 0 | 0 | 0 | 0.0012057 | 0.31343 | 0 | 0 | 3.7072 | 0 | 19.3938 | 0 | 0 | 0 | 0 | 0 | 0 | 0 | 0 | 0 | 0 | 0 | 0 | 0 | 0.45131 | 0 | 0.71279 | 2.3418 | 0 | 0 | 0.315 | 0.78793 | 0 | 0 | 0 | 0 | 4.6088 | 0 | 0 | 0 | 0 | 0 | 0 | 0 | 0 | 0 | 0 | 0 | 0 | 0
4 | 5 | 11 | 4 | 1.7931 | 0 | 13.5789 | 0 | 0 | 0 | 0.0012057 | 0.26821 | 0 | 0 | 3.9588 | 0 | 19.6002 | 0 | 0 | 0 | 0 | 0 | 0 | 0 | 0 | 0 | 0 | 0 | 0 | 0 | 0.45131 | 0 | 0.54519 | 2.2013 | 0 | 0 | 0.3675 | 0.79008 | 0 | 0 | 0 | 0 | 4.3554 | 0 | 0 | 0 | 0 | 0 | 0 | 0 | 0 | 0 | 0 | 0 | 0 | 0
4 | 5 | 12 | 4 | 1.7931 | 0 | 8.6313 | 0 | 0 | 0 | 0.0012057 | 0.27009 | 0 | 0 | 3.9588 | 0 | 14.6546 | 0 | 0 | 0 | 0 | 0 | 0 | 0 | 0 | 0 | 0 | 0 | 0 | 0 | 0.45131 | 0 | 0.54519 | 2.1265 | 0 | 0 | 0.42 | 0.78928 | 0 | 0 | 0 | 0 | 4.3323 | 0 | 0 | 0 | 0 | 0 | 0 | 0 | 0 | 0 | 0 | 0 | 0 | 0
4 | 5 | 13 | 4 | 1.7931 | 0 | 13.5789 | 0 | 0 | 0 | 0.0012057 | 0.18191 | 0 | 0 | 3.9588 | 0 | 19.5139 | 0 | 0 | 0 | 0 | 0 | 0 | 0 | 0 | 0 | 0 | 0 | 0 | 0 | 0.45131 | 0 | 0.54519 | 1.8945 | 0 | 0 | 0.3675 | 0.79097 | 0 | 0 | 0 | 0 | 4.0495 | 0 | 0 | 0 | 0 | 0 | 0 | 0 | 0 | 0 | 0 | 0 | 0 | 0
4 | 5 | 14 | 4 | 1.7931 | 0 | 13.5789 | 0 | 0 | 0 | 0.0012057 | 0.13744 | 0 | 0 | 5.9678 | 0 | 21.4784 | 0 | 0 | 0 | 0 | 0 | 0 | 0 | 0 | 0 | 0 | 0 | 0 | 0 | 0.45131 | 0 | 0.54519 | 1.5628 | 0 | 0 | 0.3675 | 0.79194 | 0 | 0 | 0 | 0 | 3.7187 | 0 | 0 | 0 | 0 | 0 | 0 | 0 | 0 | 0 | 0 | 0 | 0 | 0
4 | 5 | 15 | 4 | 1.7931 | 0 | 13.5789 | 0 | 0 | 0 | 0.0012057 | 0.1663 | 0 | 0 | 3.7072 | 0 | 19.2467 | 0 | 0 | 0 | 0 | 0 | 0 | 0 | 0 | 0 | 0 | 0 | 0 | 0 | 0.45131 | 0 | 0.54519 | 1.8008 | 0 | 0 | 0.315 | 0.79646 | 0 | 0 | 0 | 0 | 3.9088 | 0 | 0 | 0 | 0 | 0 | 0 | 0 | 0 | 0 | 0 | 0 | 0 | 0
4 | 5 | 16 | 4 | 1.7931 | 0 | 13.5789 | 0 | 0 | 0 | 0.0012057 | 0.18999 | 0 | 0 | 3.7072 | 0 | 19.2704 | 0 | 0 | 0 | 0 | 0 | 0 | 0 | 0 | 0 | 0 | 0 | 0 | 0 | 0.45131 | 0 | 0.54519 | 2.0142 | 0 | 0 | 0.315 | 0.79971 | 0 | 0 | 0 | 0 | 4.1254 | 0 | 0 | 0 | 0 | 0 | 0 | 0 | 0 | 0 | 0 | 0 | 0 | 0
4 | 5 | 17 | 4 | 1.7931 | 0 | 13.5789 | 0 | 0 | 0 | 0.0012057 | 0.20218 | 0 | 0 | 6.151 | 0 | 21.7264 | 0 | 0 | 0 | 0 | 0 | 0 | 0 | 0 | 0 | 0 | 0 | 0 | 0 | 0.45131 | 0 | 0.54519 | 2.2416 | 0 | 0 | 0.525 | 0.80128 | 0 | 0 | 0 | 0 | 4.5643 | 0 | 0 | 0 | 0 | 0 | 0 | 0 | 0 | 0 | 0 | 0 | 0 | 0
4 | 5 | 18 | 4 | 1.7931 | 0 | 9.8682 | 0 | 0 | 0 | 0.0012057 | 0.28962 | 0 | 0 | 6.151 | 0 | 18.1032 | 0 | 0 | 0 | 0 | 0 | 0 | 0 | 0 | 0 | 0 | 0 | 0 | 0 | 0.45131 | 0 | 0.54519 | 2.8142 | 0 | 0 | 0.525 | 0.8048 | 0 | 0 | 0 | 0 | 5.1405 | 0 | 0 | 0 | 0 | 0 | 0 | 0 | 0 | 0 | 0 | 0 | 0 | 0
4 | 5 | 19 | 4 | 1.7931 | 0 | 2.4469 | 0 | 0 | 0 | 0.0012057 | 0.42598 | 0 | 0 | 3.9588 | 0 | 8.626 | 0 | 0 | 0 | 0 | 0 | 0 | 0 | 0 | 0 | 0 | 0 | 0 | 0 | 0.45131 | 0 | 0.88038 | 3.536 | 0 | 0 | 0.42 | 0.80034 | 0 | 0 | 0 | 0 | 6.088 | 0 | 0 | 0 | 0 | 0 | 0 | 0 | 0 | 0 | 0 | 0 | 0 | 0
4 | 5 | 20 | 4 | 1.7931 | 0 | 2.4469 | 0 | 0 | 0 | 0.0012057 | 0.52059 | 0 | 0 | 3.9588 | 0 | 8.7206 | 0 | 0 | 0 | 0 | 0 | 0 | 0 | 0 | 0 | 0 | 0 | 0 | 0 | 0.45131 | 0 | 1.1038 | 4.1031 | 0 | 0 | 0.3675 | 0.79893 | 0 | 0 | 0 | 0 | 6.8247 | 0 | 0 | 0 | 0 | 0 | 0 | 0 | 0 | 0 | 0 | 0 | 0 | 0
4 | 5 | 21 | 4 | 1.7931 | 0 | 2.4469 | 0 | 0 | 0 | 0.0012057 | 0.53675 | 0 | 0 | 6.5363 | 0 | 11.3143 | 0 | 0 | 0 | 0 | 0 | 0 | 0 | 0 | 0 | 0 | 0 | 0 | 0 | 0.45131 | 0 | 1.2156 | 4.1352 | 0 | 0 | 0.4725 | 0.79275 | 0 | 0 | 0 | 0 | 7.0674 | 0 | 0 | 0 | 0 | 0 | 0 | 0 | 0 | 0 | 0 | 0 | 0 | 0
4 | 5 | 22 | 4 | 1.7931 | 0 | 2.4469 | 0 | 0 | 0 | 0.0012057 | 0.51806 | 0 | 0 | 4.0101 | 0 | 8.7693 | 0 | 0 | 0 | 0 | 0 | 0 | 0 | 0 | 0 | 0 | 0 | 0 | 0 | 0.45131 | 0 | 1.1038 | 3.9305 | 0 | 0 | 0.315 | 0.78895 | 0 | 0 | 0 | 0 | 6.5896 | 0 | 0 | 0 | 0 | 0 | 0 | 0 | 0 | 0 | 0 | 0 | 0 | 0
4 | 5 | 23 | 4 | 1.7931 | 0 | 2.4469 | 0 | 0 | 0 | 0.0012057 | 0.12585 | 0 | 0 | 0.6524 | 0 | 5.0195 | 0 | 0 | 0 | 0 | 0 | 0 | 0 | 0 | 0 | 0 | 0 | 0 | 0 | 0.45131 | 0 | 0.88038 | 2.0574 | 0 | 0 | 0.0525 | 0.79469 | 0 | 0 | 0 | 0 | 4.2363 | 0 | 0 | 0 | 0 | 0 | 0 | 0 | 0 | 0 | 0 | 0 | 0 | 0
4 | 5 | 24 | 4 | 1.7931 | 0 | 2.4469 | 0 | 0 | 0 | 0.0012057 | 0.21612 | 0 | 0 | 0.65241 | 0 | 5.1098 | 0 | 0 | 0 | 0 | 0 | 0 | 0 | 0 | 0 | 0 | 0 | 0 | 0 | 0.45131 | 0 | 0.54519 | 3.009 | 0 | 0 | 0.0525 | 0.80334 | 0 | 0 | 0 | 0 | 4.8613 | 0 | 0 | 0 | 0 | 0 | 0 | 0 | 0 | 0 | 0 | 0 | 0 | 0
4 | 6 | 1 | 5 | 1.7931 | 0 | 2.4469 | 0 | 0 | 0 | 0.0012057 | 0.28698 | 0 | 0 | 0.65244 | 0 | 5.1806 | 0 | 0 | 0 | 0 | 0 | 0 | 0 | 0 | 0 | 0 | 0 | 0 | 0 | 0.45131 | 0 | 0.32173 | 3.6162 | 0 | 0 | 0.0525 | 0.81157 | 0 | 0 | 0 | 0 | 5.2533 | 0 | 0 | 0 | 0 | 0 | 0 | 0 | 0 | 0 | 0 | 0 | 0 | 0
4 | 6 | 2 | 5 | 1.7931 | 0 | 2.4469 | 0 | 0 | 0 | 0.0012057 | 0.35684 | 0 | 0 | 0.65246 | 0 | 5.2505 | 0 | 0 | 0 | 0 | 0 | 0 | 0 | 0 | 0 | 0 | 0 | 0 | 0 | 0.45131 | 0 | 0.32173 | 4.0753 | 0 | 0 | 0.0525 | 0.81778 | 0 | 0 | 0 | 0 | 5.7187 | 0 | 0 | 0 | 0 | 0 | 0 | 0 | 0 | 0 | 0 | 0 | 0 | 0
4 | 6 | 3 | 5 | 1.7931 | 0 | 2.4469 | 0 | 0 | 0 | 0.0012057 | 0.37286 | 0 | 0 | 0.65248 | 0 | 5.2666 | 0 | 0 | 0 | 0 | 0 | 0 | 0 | 0 | 0 | 0 | 0 | 0 | 0 | 0.45131 | 0 | 0.32173 | 4.2253 | 0 | 0 | 0.0525 | 0.81654 | 0 | 0 | 0 | 0 | 5.8674 | 0 | 0 | 0 | 0 | 0 | 0 | 0 | 0 | 0 | 0 | 0 | 0 | 0
4 | 6 | 4 | 5 | 1.7931 | 0 | 2.4469 | 0 | 0 | 0 | 0.0012057 | 0.42442 | 0 | 0 | 0.65247 | 0 | 5.3181 | 0 | 0 | 0 | 0 | 0 | 0 | 0 | 0 | 0 | 0 | 0 | 0 | 0 | 0.45131 | 0 | 0.32173 | 4.536 | 0 | 0 | 0.0525 | 0.82258 | 0 | 0 | 0 | 0 | 6.1842 | 0 | 0 | 0 | 0 | 0 | 0 | 0 | 0 | 0 | 0 | 0 | 0 | 0
4 | 6 | 5 | 5 | 1.7931 | 0 | 2.4469 | 0 | 0 | 0 | 0.0012057 | 0.43255 | 0 | 0 | 0.65249 | 0 | 5.3263 | 0 | 0 | 0 | 0 | 0 | 0 | 0 | 0 | 0 | 0 | 0 | 0 | 0 | 0.45131 | 0 | 0.32173 | 4.6519 | 0 | 0 | 0.0525 | 0.82098 | 0 | 0 | 0 | 0 | 6.2984 | 0 | 0 | 0 | 0 | 0 | 0 | 0 | 0 | 0 | 0 | 0 | 0 | 0
4 | 6 | 6 | 5 | 1.7931 | 0 | 2.4469 | 0 | 0 | 0 | 0.0012057 | 0.49306 | 0 | 0 | 3.7072 | 0 | 8.4415 | 0 | 0 | 0 | 0 | 0 | 0 | 0 | 0 | 0 | 0 | 0 | 0 | 0 | 0.45131 | 0 | 0.54519 | 4.9037 | 0 | 0 | 0.315 | 0.82269 | 0 | 0 | 0 | 0 | 7.0379 | 0 | 0 | 0 | 0 | 0 | 0 | 0 | 0 | 0 | 0 | 0 | 0 | 0
4 | 6 | 7 | 5 | 1.7931 | 0 | 2.4469 | 0 | 0 | 0 | 0.0012057 | 0.98183 | 0 | 0 | 6.151 | 0 | 11.3741 | 0 | 0 | 0 | 0 | 0 | 0 | 0 | 0 | 0 | 0 | 0 | 0 | 0 | 0.45131 | 0 | 0.71279 | 7.4965 | 0 | 0 | 0.525 | 0.82059 | 0 | 0 | 0 | 0 | 10.0061 | 0 | 0 | 0 | 0 | 0 | 0 | 0 | 0 | 0 | 0 | 0 | 0 | 0
4 | 6 | 8 | 5 | 1.7931 | 0 | 13.5789 | 0 | 0 | 0 | 0.0012057 | 0.72943 | 0 | 0 | 3.9588 | 0 | 20.0615 | 0 | 0 | 0 | 0 | 0 | 0 | 0 | 0 | 0 | 0 | 0 | 0 | 0 | 0.45131 | 0 | 0.71279 | 5.749 | 0 | 0 | 0.42 | 0.81901 | 0 | 0 | 0 | 0 | 8.1521 | 0 | 0 | 0 | 0 | 0 | 0 | 0 | 0 | 0 | 0 | 0 | 0 | 0
4 | 6 | 9 | 5 | 1.7931 | 0 | 13.5789 | 0 | 0 | 0 | 0.0012057 | 0.63942 | 0 | 0 | 4.6661 | 0 | 20.6788 | 0 | 0 | 0 | 0 | 0 | 0 | 0 | 0 | 0 | 0 | 0 | 0 | 0 | 0.45131 | 0 | 0.71279 | 5.1887 | 0 | 0 | 0.315 | 0.81644 | 0 | 0 | 0 | 0 | 7.4842 | 0 | 0 | 0 | 0 | 0 | 0 | 0 | 0 | 0 | 0 | 0 | 0 | 0
4 | 6 | 10 | 5 | 1.7931 | 0 | 13.5789 | 0 | 0 | 0 | 0.0012057 | 0.54083 | 0 | 0 | 3.7072 | 0 | 19.6213 | 0 | 0 | 0 | 0 | 0 | 0 | 0 | 0 | 0 | 0 | 0 | 0 | 0 | 0.45131 | 0 | 0.71279 | 4.622 | 0 | 0 | 0.315 | 0.80735 | 0 | 0 | 0 | 0 | 6.9084 | 0 | 0 | 0 | 0 | 0 | 0 | 0 | 0 | 0 | 0 | 0 | 0 | 0
4 | 6 | 11 | 5 | 1.7931 | 0 | 13.5789 | 0 | 0 | 0 | 0.0012057 | 0.44381 | 0 | 0 | 3.9588 | 0 | 19.7758 | 0 | 0 | 0 | 0 | 0 | 0 | 0 | 0 | 0 | 0 | 0 | 0 | 0 | 0.45131 | 0 | 0.54519 | 3.7142 | 0 | 0 | 0.3675 | 0.80044 | 0 | 0 | 0 | 0 | 5.8786 | 0 | 0 | 0 | 0 | 0 | 0 | 0 | 0 | 0 | 0 | 0 | 0 | 0
4 | 6 | 12 | 5 | 1.7931 | 0 | 8.6313 | 0 | 0 | 0 | 0.0012057 | 0.47982 | 0 | 0 | 3.9588 | 0 | 14.8643 | 0 | 0 | 0 | 0 | 0 | 0 | 0 | 0 | 0 | 0 | 0 | 0 | 0 | 0.45131 | 0 | 0.54519 | 3.6429 | 0 | 0 | 0.42 | 0.79983 | 0 | 0 | 0 | 0 | 5.8593 | 0 | 0 | 0 | 0 | 0 | 0 | 0 | 0 | 0 | 0 | 0 | 0 | 0
4 | 6 | 13 | 5 | 1.7931 | 0 | 13.5789 | 0 | 0 | 0 | 0.0012057 | 0.42005 | 0 | 0 | 3.9588 | 0 | 19.7521 | 0 | 0 | 0 | 0 | 0 | 0 | 0 | 0 | 0 | 0 | 0 | 0 | 0 | 0.45131 | 0 | 0.54519 | 3.5067 | 0 | 0 | 0.3675 | 0.79914 | 0 | 0 | 0 | 0 | 5.6698 | 0 | 0 | 0 | 0 | 0 | 0 | 0 | 0 | 0 | 0 | 0 | 0 | 0
4 | 6 | 14 | 5 | 1.7931 | 0 | 13.5789 | 0 | 0 | 0 | 0.0012057 | 0.42765 | 0 | 0 | 5.9677 | 0 | 21.7686 | 0 | 0 | 0 | 0 | 0 | 0 | 0 | 0 | 0 | 0 | 0 | 0 | 0 | 0.45131 | 0 | 0.54519 | 3.5416 | 0 | 0 | 0.3675 | 0.80154 | 0 | 0 | 0 | 0 | 5.7072 | 0 | 0 | 0 | 0 | 0 | 0 | 0 | 0 | 0 | 0 | 0 | 0 | 0
4 | 6 | 15 | 5 | 1.7931 | 0 | 13.5789 | 0 | 0 | 0 | 0.0012057 | 0.43585 | 0 | 0 | 3.7072 | 0 | 19.5163 | 0 | 0 | 0 | 0 | 0 | 0 | 0 | 0 | 0 | 0 | 0 | 0 | 0 | 0.45131 | 0 | 0.54519 | 3.4874 | 0 | 0 | 0.315 | 0.80258 | 0 | 0 | 0 | 0 | 5.6015 | 0 | 0 | 0 | 0 | 0 | 0 | 0 | 0 | 0 | 0 | 0 | 0 | 0
4 | 6 | 16 | 5 | 1.7931 | 0 | 13.5789 | 0 | 0 | 0 | 0.0012057 | 0.42825 | 0 | 0 | 3.7072 | 0 | 19.5087 | 0 | 0 | 0 | 0 | 0 | 0 | 0 | 0 | 0 | 0 | 0 | 0 | 0 | 0.45131 | 0 | 0.54519 | 3.3713 | 0 | 0 | 0.315 | 0.80244 | 0 | 0 | 0 | 0 | 5.4852 | 0 | 0 | 0 | 0 | 0 | 0 | 0 | 0 | 0 | 0 | 0 | 0 | 0
4 | 6 | 17 | 5 | 1.7931 | 0 | 13.5789 | 0 | 0 | 0 | 0.0012057 | 0.39773 | 0 | 0 | 6.151 | 0 | 21.9219 | 0 | 0 | 0 | 0 | 0 | 0 | 0 | 0 | 0 | 0 | 0 | 0 | 0 | 0.45131 | 0 | 0.54519 | 3.17 | 0 | 0 | 0.525 | 0.80112 | 0 | 0 | 0 | 0 | 5.4927 | 0 | 0 | 0 | 0 | 0 | 0 | 0 | 0 | 0 | 0 | 0 | 0 | 0
4 | 6 | 18 | 5 | 1.7931 | 0 | 9.8682 | 0 | 0 | 0 | 0.0012057 | 0.42838 | 0 | 0 | 6.151 | 0 | 18.2419 | 0 | 0 | 0 | 0 | 0 | 0 | 0 | 0 | 0 | 0 | 0 | 0 | 0 | 0.45131 | 0 | 0.54519 | 2.9461 | 0 | 0 | 0.525 | 0.79871 | 0 | 0 | 0 | 0 | 5.2663 | 0 | 0 | 0 | 0 | 0 | 0 | 0 | 0 | 0 | 0 | 0 | 0 | 0
4 | 6 | 19 | 5 | 1.7931 | 0 | 2.4469 | 0 | 0 | 0 | 0.0012057 | 0.5449 | 0 | 0 | 3.9588 | 0 | 8.7449 | 0 | 0 | 0 | 0 | 0 | 0 | 0 | 0 | 0 | 0 | 0 | 0 | 0 | 0.45131 | 0 | 0.88038 | 3.5174 | 0 | 0 | 0.42 | 0.79157 | 0 | 0 | 0 | 0 | 6.0607 | 0 | 0 | 0 | 0 | 0 | 0 | 0 | 0 | 0 | 0 | 0 | 0 | 0
4 | 6 | 20 | 5 | 1.7931 | 0 | 2.4469 | 0 | 0 | 0 | 0.0012057 | 0.57432 | 0 | 0 | 3.9588 | 0 | 8.7743 | 0 | 0 | 0 | 0 | 0 | 0 | 0 | 0 | 0 | 0 | 0 | 0 | 0 | 0.45131 | 0 | 1.1038 | 3.7186 | 0 | 0 | 0.3675 | 0.78668 | 0 | 0 | 0 | 0 | 6.4279 | 0 | 0 | 0 | 0 | 0 | 0 | 0 | 0 | 0 | 0 | 0 | 0 | 0
4 | 6 | 21 | 5 | 1.7931 | 0 | 2.4469 | 0 | 0 | 0 | 0.0012057 | 0.58621 | 0 | 0 | 6.5363 | 0 | 11.3637 | 0 | 0 | 0 | 0 | 0 | 0 | 0 | 0 | 0 | 0 | 0 | 0 | 0 | 0.45131 | 0 | 1.2156 | 3.8564 | 0 | 0 | 0.4725 | 0.78386 | 0 | 0 | 0 | 0 | 6.7797 | 0 | 0 | 0 | 0 | 0 | 0 | 0 | 0 | 0 | 0 | 0 | 0 | 0
4 | 6 | 22 | 5 | 1.7931 | 0 | 2.4469 | 0 | 0 | 0 | 0.0012057 | 0.61283 | 0 | 0 | 4.01 | 0 | 8.864 | 0 | 0 | 0 | 0 | 0 | 0 | 0 | 0 | 0 | 0 | 0 | 0 | 0 | 0.45131 | 0 | 1.1038 | 4.0925 | 0 | 0 | 0.315 | 0.78879 | 0 | 0 | 0 | 0 | 6.7514 | 0 | 0 | 0 | 0 | 0 | 0 | 0 | 0 | 0 | 0 | 0 | 0 | 0
4 | 6 | 23 | 5 | 1.7931 | 0 | 2.4469 | 0 | 0 | 0 | 0.0012057 | 0.15647 | 0 | 0 | 0.65239 | 0 | 5.0501 | 0 | 0 | 0 | 0 | 0 | 0 | 0 | 0 | 0 | 0 | 0 | 0 | 0 | 0.45131 | 0 | 0.88038 | 2.2516 | 0 | 0 | 0.0525 | 0.79073 | 0 | 0 | 0 | 0 | 4.4265 | 0 | 0 | 0 | 0 | 0 | 0 | 0 | 0 | 0 | 0 | 0 | 0 | 0
4 | 6 | 24 | 5 | 1.7931 | 0 | 2.4469 | 0 | 0 | 0 | 0.0012057 | 0.28801 | 0 | 0 | 0.6524 | 0 | 5.1816 | 0 | 0 | 0 | 0 | 0 | 0 | 0 | 0 | 0 | 0 | 0 | 0 | 0 | 0.45131 | 0 | 0.54519 | 3.0924 | 0 | 0 | 0.0525 | 0.80239 | 0 | 0 | 0 | 0 | 4.9438 | 0 | 0 | 0 | 0 | 0 | 0 | 0 | 0 | 0 | 0 | 0 | 0 | 0
4 | 7 | 1 | 6 | 1.7931 | 0 | 2.4469 | 0 | 0 | 0 | 0.0012057 | 0.33741 | 0 | 0 | 0.65244 | 0 | 5.2311 | 0 | 0 | 0 | 0 | 0 | 0 | 0 | 0 | 0 | 0 | 0 | 0 | 0 | 0.45131 | 0 | 0.32173 | 3.2822 | 0 | 0 | 0.0525 | 0.8083 | 0 | 0 | 0 | 0 | 4.9161 | 0 | 0 | 0 | 0 | 0 | 0 | 0 | 0 | 0 | 0 | 0 | 0 | 0
4 | 7 | 2 | 6 | 1.7931 | 0 | 2.4469 | 0 | 0 | 0 | 0.0012057 | 0.37706 | 0 | 0 | 0.65246 | 0 | 5.2707 | 0 | 0 | 0 | 0 | 0 | 0 | 0 | 0 | 0 | 0 | 0 | 0 | 0 | 0.45131 | 0 | 0.32173 | 3.5591 | 0 | 0 | 0.0525 | 0.81174 | 0 | 0 | 0 | 0 | 5.1964 | 0 | 0 | 0 | 0 | 0 | 0 | 0 | 0 | 0 | 0 | 0 | 0 | 0
4 | 7 | 3 | 6 | 1.7931 | 0 | 2.4469 | 0 | 0 | 0 | 0.0012057 | 0.41003 | 0 | 0 | 0.65247 | 0 | 5.3037 | 0 | 0 | 0 | 0 | 0 | 0 | 0 | 0 | 0 | 0 | 0 | 0 | 0 | 0.45131 | 0 | 0.32173 | 3.8236 | 0 | 0 | 0.0525 | 0.81486 | 0 | 0 | 0 | 0 | 5.464 | 0 | 0 | 0 | 0 | 0 | 0 | 0 | 0 | 0 | 0 | 0 | 0 | 0
4 | 7 | 4 | 6 | 1.7931 | 0 | 2.4469 | 0 | 0 | 0 | 0.0012057 | 0.42147 | 0 | 0 | 0.65248 | 0 | 5.3152 | 0 | 0 | 0 | 0 | 0 | 0 | 0 | 0 | 0 | 0 | 0 | 0 | 0 | 0.45131 | 0 | 0.32173 | 3.593 | 0 | 0 | 0.0525 | 0.81486 | 0 | 0 | 0 | 0 | 5.2334 | 0 | 0 | 0 | 0 | 0 | 0 | 0 | 0 | 0 | 0 | 0 | 0 | 0
4 | 7 | 5 | 6 | 1.7931 | 0 | 2.4469 | 0 | 0 | 0 | 0.0012057 | 0.402 | 0 | 0 | 0.65248 | 0 | 5.2957 | 0 | 0 | 0 | 0 | 0 | 0 | 0 | 0 | 0 | 0 | 0 | 0 | 0 | 0.45131 | 0 | 0.32173 | 3.3887 | 0 | 0 | 0.0525 | 0.81059 | 0 | 0 | 0 | 0 | 5.0249 | 0 | 0 | 0 | 0 | 0 | 0 | 0 | 0 | 0 | 0 | 0 | 0 | 0
4 | 7 | 6 | 6 | 1.7931 | 0 | 2.4469 | 0 | 0 | 0 | 0.0012057 | 0.42936 | 0 | 0 | 3.7072 | 0 | 8.3778 | 0 | 0 | 0 | 0 | 0 | 0 | 0 | 0 | 0 | 0 | 0 | 0 | 0 | 0.45131 | 0 | 0.54519 | 3.3703 | 0 | 0 | 0.315 | 0.80931 | 0 | 0 | 0 | 0 | 5.4911 | 0 | 0 | 0 | 0 | 0 | 0 | 0 | 0 | 0 | 0 | 0 | 0 | 0
4 | 7 | 7 | 6 | 1.7931 | 0 | 2.4469 | 0 | 0 | 0 | 0.0012057 | 0.85935 | 0 | 0 | 6.151 | 0 | 11.2516 | 0 | 0 | 0 | 0 | 0 | 0 | 0 | 0 | 0 | 0 | 0 | 0 | 0 | 0.45131 | 0 | 0.71279 | 5.3324 | 0 | 0 | 0.525 | 0.80193 | 0 | 0 | 0 | 0 | 7.8235 | 0 | 0 | 0 | 0 | 0 | 0 | 0 | 0 | 0 | 0 | 0 | 0 | 0
4 | 7 | 8 | 6 | 1.7931 | 0 | 13.5789 | 0 | 0 | 0 | 0.0012057 | 0.56218 | 0 | 0 | 3.9588 | 0 | 19.8942 | 0 | 0 | 0 | 0 | 0 | 0 | 0 | 0 | 0 | 0 | 0 | 0 | 0 | 0.45131 | 0 | 0.71279 | 3.7115 | 0 | 0 | 0.42 | 0.79835 | 0 | 0 | 0 | 0 | 6.0939 | 0 | 0 | 0 | 0 | 0 | 0 | 0 | 0 | 0 | 0 | 0 | 0 | 0
4 | 7 | 9 | 6 | 1.7931 | 0 | 13.5789 | 0 | 0 | 0 | 0.0012057 | 0.41356 | 0 | 0 | 4.6661 | 0 | 20.4528 | 0 | 0 | 0 | 0 | 0 | 0 | 0 | 0 | 0 | 0 | 0 | 0 | 0 | 0.45131 | 0 | 0.71279 | 2.77 | 0 | 0 | 0.315 | 0.79315 | 0 | 0 | 0 | 0 | 5.0423 | 0 | 0 | 0 | 0 | 0 | 0 | 0 | 0 | 0 | 0 | 0 | 0 | 0
4 | 7 | 10 | 6 | 1.7931 | 0 | 13.5789 | 0 | 0 | 0 | 0.0012057 | 0.51154 | 0 | 0 | 3.7072 | 0 | 19.5919 | 0 | 0 | 0 | 0 | 0 | 0 | 0 | 0 | 0 | 0 | 0 | 0 | 0 | 0.45131 | 0 | 0.71279 | 3.8255 | 0 | 0 | 0.315 | 0.81025 | 0 | 0 | 0 | 0 | 6.1148 | 0 | 0 | 0 | 0 | 0 | 0 | 0 | 0 | 0 | 0 | 0 | 0 | 0
4 | 7 | 11 | 6 | 1.7931 | 0 | 13.5789 | 0 | 0 | 0 | 0.0012057 | 0.52012 | 0 | 0 | 3.9588 | 0 | 19.8522 | 0 | 0 | 0 | 0 | 0 | 0 | 0 | 0 | 0 | 0 | 0 | 0 | 0 | 0.45131 | 0 | 0.54519 | 4.1459 | 0 | 0 | 0.3675 | 0.81705 | 0 | 0 | 0 | 0 | 6.3269 | 0 | 0 | 0 | 0 | 0 | 0 | 0 | 0 | 0 | 0 | 0 | 0 | 0
4 | 7 | 12 | 6 | 1.7931 | 0 | 8.6313 | 0 | 0 | 0 | 0.0012057 | 0.50582 | 0 | 0 | 3.9588 | 0 | 14.8903 | 0 | 0 | 0 | 0 | 0 | 0 | 0 | 0 | 0 | 0 | 0 | 0 | 0 | 0.45131 | 0 | 0.54519 | 4.0426 | 0 | 0 | 0.42 | 0.81079 | 0 | 0 | 0 | 0 | 6.2699 | 0 | 0 | 0 | 0 | 0 | 0 | 0 | 0 | 0 | 0 | 0 | 0 | 0
4 | 7 | 13 | 6 | 1.7931 | 0 | 13.5789 | 0 | 0 | 0 | 0.0012057 | 0.37716 | 0 | 0 | 3.9588 | 0 | 19.7092 | 0 | 0 | 0 | 0 | 0 | 0 | 0 | 0 | 0 | 0 | 0 | 0 | 0 | 0.45131 | 0 | 0.54519 | 3.5984 | 0 | 0 | 0.3675 | 0.80969 | 0 | 0 | 0 | 0 | 5.7721 | 0 | 0 | 0 | 0 | 0 | 0 | 0 | 0 | 0 | 0 | 0 | 0 | 0
4 | 7 | 14 | 6 | 1.7931 | 0 | 13.5789 | 0 | 0 | 0 | 0.0012057 | 0.29948 | 0 | 0 | 5.9679 | 0 | 21.6406 | 0 | 0 | 0 | 0 | 0 | 0 | 0 | 0 | 0 | 0 | 0 | 0 | 0 | 0.45131 | 0 | 0.54519 | 3.2025 | 0 | 0 | 0.3675 | 0.82098 | 0 | 0 | 0 | 0 | 5.3875 | 0 | 0 | 0 | 0 | 0 | 0 | 0 | 0 | 0 | 0 | 0 | 0 | 0
4 | 7 | 15 | 6 | 1.7931 | 0 | 13.5789 | 0 | 0 | 0 | 0.0012057 | 0.25765 | 0 | 0 | 3.7073 | 0 | 19.3381 | 0 | 0 | 0 | 0 | 0 | 0 | 0 | 0 | 0 | 0 | 0 | 0 | 0 | 0.45131 | 0 | 0.54519 | 3.0923 | 0 | 0 | 0.315 | 0.8192 | 0 | 0 | 0 | 0 | 5.223 | 0 | 0 | 0 | 0 | 0 | 0 | 0 | 0 | 0 | 0 | 0 | 0 | 0
4 | 7 | 16 | 6 | 1.7931 | 0 | 13.5789 | 0 | 0 | 0 | 0.0012057 | 0.24979 | 0 | 0 | 3.7073 | 0 | 19.3303 | 0 | 0 | 0 | 0 | 0 | 0 | 0 | 0 | 0 | 0 | 0 | 0 | 0 | 0.45131 | 0 | 0.54519 | 2.8488 | 0 | 0 | 0.315 | 0.81542 | 0 | 0 | 0 | 0 | 4.9757 | 0 | 0 | 0 | 0 | 0 | 0 | 0 | 0 | 0 | 0 | 0 | 0 | 0
4 | 7 | 17 | 6 | 1.7931 | 0 | 13.5789 | 0 | 0 | 0 | 0.0012057 | 0.28319 | 0 | 0 | 6.1511 | 0 | 21.8075 | 0 | 0 | 0 | 0 | 0 | 0 | 0 | 0 | 0 | 0 | 0 | 0 | 0 | 0.45131 | 0 | 0.54519 | 3.1608 | 0 | 0 | 0.525 | 0.81566 | 0 | 0 | 0 | 0 | 5.498 | 0 | 0 | 0 | 0 | 0 | 0 | 0 | 0 | 0 | 0 | 0 | 0 | 0
4 | 7 | 18 | 6 | 1.7931 | 0 | 9.8682 | 0 | 0 | 0 | 0.0012057 | 0.43339 | 0 | 0 | 6.1511 | 0 | 18.247 | 0 | 0 | 0 | 0 | 0 | 0 | 0 | 0 | 0 | 0 | 0 | 0 | 0 | 0.45131 | 0 | 0.54519 | 4.1907 | 0 | 0 | 0.525 | 0.82467 | 0 | 0 | 0 | 0 | 6.5369 | 0 | 0 | 0 | 0 | 0 | 0 | 0 | 0 | 0 | 0 | 0 | 0 | 0
4 | 7 | 19 | 6 | 1.7931 | 0 | 2.4469 | 0 | 0 | 0 | 0.0012057 | 0.6516 | 0 | 0 | 3.9588 | 0 | 8.8517 | 0 | 0 | 0 | 0 | 0 | 0 | 0 | 0 | 0 | 0 | 0 | 0 | 0 | 0.45131 | 0 | 0.88038 | 5.3521 | 0 | 0 | 0.42 | 0.8211 | 0 | 0 | 0 | 0 | 7.9249 | 0 | 0 | 0 | 0 | 0 | 0 | 0 | 0 | 0 | 0 | 0 | 0 | 0
4 | 7 | 20 | 6 | 1.7931 | 0 | 2.4469 | 0 | 0 | 0 | 0.0012057 | 0.69353 | 0 | 0 | 3.9588 | 0 | 8.8936 | 0 | 0 | 0 | 0 | 0 | 0 | 0 | 0 | 0 | 0 | 0 | 0 | 0 | 0.45131 | 0 | 1.1038 | 5.5283 | 0 | 0 | 0.3675 | 0.813 | 0 | 0 | 0 | 0 | 8.2639 | 0 | 0 | 0 | 0 | 0 | 0 | 0 | 0 | 0 | 0 | 0 | 0 | 0
4 | 7 | 21 | 6 | 1.7931 | 0 | 2.4469 | 0 | 0 | 0 | 0.0012057 | 0.77017 | 0 | 0 | 6.5363 | 0 | 11.5477 | 0 | 0 | 0 | 0 | 0 | 0 | 0 | 0 | 0 | 0 | 0 | 0 | 0 | 0.45131 | 0 | 1.2156 | 6.0572 | 0 | 0 | 0.4725 | 0.81772 | 0 | 0 | 0 | 0 | 9.0143 | 0 | 0 | 0 | 0 | 0 | 0 | 0 | 0 | 0 | 0 | 0 | 0 | 0
4 | 7 | 22 | 6 | 1.7931 | 0 | 2.4469 | 0 | 0 | 0 | 0.0012057 | 0.80899 | 0 | 0 | 4.0102 | 0 | 9.0604 | 0 | 0 | 0 | 0 | 0 | 0 | 0 | 0 | 0 | 0 | 0 | 0 | 0 | 0.45131 | 0 | 1.1038 | 6.5393 | 0 | 0 | 0.315 | 0.82281 | 0 | 0 | 0 | 0 | 9.2323 | 0 | 0 | 0 | 0 | 0 | 0 | 0 | 0 | 0 | 0 | 0 | 0 | 0
4 | 7 | 23 | 6 | 1.7931 | 0 | 2.4469 | 0 | 0 | 0 | 0.0012057 | 0.34546 | 0 | 0 | 0.65247 | 0 | 5.2392 | 0 | 0 | 0 | 0 | 0 | 0 | 0 | 0 | 0 | 0 | 0 | 0 | 0 | 0.45131 | 0 | 0.88038 | 4.5814 | 0 | 0 | 0.0525 | 0.82565 | 0 | 0.00029511 | 0 | 0 | 6.7915 | 0 | 0 | 0 | 0 | 0 | 0 | 0 | 0 | 0 | 0 | 0 | 0 | 0
4 | 7 | 24 | 6 | 1.7931 | 0 | 2.4469 | 0 | 0 | 0 | 0.0012057 | 0.50613 | 0 | 0 | 0.65248 | 0 | 5.3998 | 0 | 0 | 0 | 0 | 0 | 0 | 0 | 0 | 0 | 0 | 0 | 0 | 0 | 0.45131 | 0 | 0.54519 | 5.8687 | 0 | 0 | 0.0525 | 0.83853 | 0 | 0.00041837 | 0 | 0 | 7.7566 | 0 | 0 | 0 | 0 | 0 | 0 | 0 | 0 | 0 | 0 | 0 | 0 | 0
4 | 8 | 1 | 7 | 1.7931 | 0 | 2.4469 | 0 | 0 | 0 | 0.0012057 | 0.58092 | 0 | 0 | 0.65251 | 0 | 5.4747 | 0 | 0 | 0 | 0 | 0 | 0 | 0 | 0 | 0 | 0 | 0 | 0 | 0 | 0.45131 | 0 | 0.32173 | 6.5252 | 0 | 0 | 0.0525 | 0.84904 | 0 | 0.0004789 | 0 | 0 | 8.2002 | 0 | 0 | 0 | 0 | 0 | 0 | 0 | 0 | 0 | 0 | 0 | 0 | 0
4 | 8 | 2 | 7 | 1.7931 | 0 | 2.4469 | 0 | 0 | 0 | 0.0012057 | 0.63872 | 0 | 0 | 0.65255 | 0 | 5.5325 | 0 | 0 | 0 | 0 | 0 | 0 | 0 | 0 | 0 | 0 | 0 | 0 | 0 | 0.45131 | 0 | 0.32173 | 7.0279 | 0 | 0 | 0.0525 | 0.85488 | 0 | 0.0005251 | 0 | 0 | 8.7088 | 0 | 0 | 0 | 0 | 0 | 0 | 0 | 0 | 0 | 0 | 0 | 0 | 0
4 | 8 | 3 | 7 | 1.7931 | 0 | 2.4469 | 0 | 0 | 0 | 0.0012057 | 0.6543 | 0 | 0 | 0.65256 | 0 | 5.5481 | 0 | 0 | 0 | 0 | 0 | 0 | 0 | 0 | 0 | 0 | 0 | 0 | 0 | 0.45131 | 0 | 0.32173 | 7.2201 | 0 | 0 | 0.0525 | 0.85448 | 0 | 0.00053927 | 0 | 0 | 8.9007 | 0 | 0 | 0 | 0 | 0 | 0 | 0 | 0 | 0 | 0 | 0 | 0 | 0
4 | 8 | 4 | 7 | 1.7931 | 0 | 2.4469 | 0 | 0 | 0 | 0.0012057 | 0.67805 | 0 | 0 | 0.65255 | 0 | 5.5718 | 0 | 0 | 0 | 0 | 0 | 0 | 0 | 0 | 0 | 0 | 0 | 0 | 0 | 0.45131 | 0 | 0.32173 | 7.4711 | 0 | 0 | 0.0525 | 0.8561 | 0 | 0.00055921 | 0 | 0 | 9.1533 | 0 | 0 | 0 | 0 | 0 | 0 | 0 | 0 | 0 | 0 | 0 | 0 | 0
4 | 8 | 5 | 7 | 1.7931 | 0 | 2.4469 | 0 | 0 | 0 | 0.0012057 | 0.70045 | 0 | 0 | 0.65255 | 0 | 5.5942 | 0 | 0 | 0 | 0 | 0 | 0 | 0 | 0 | 0 | 0 | 0 | 0 | 0 | 0.45131 | 0 | 0.32173 | 7.7187 | 0 | 0 | 0.0525 | 0.85775 | 0 | 0.0005791 | 0 | 0 | 9.4026 | 0 | 0 | 0 | 0 | 0 | 0 | 0 | 0 | 0 | 0 | 0 | 0 | 0
4 | 8 | 6 | 7 | 1.7931 | 0 | 2.4469 | 0 | 0 | 0 | 0.0012057 | 0.70646 | 0 | 0 | 3.7073 | 0 | 8.655 | 0 | 0 | 0 | 0 | 0 | 0 | 0 | 0 | 0 | 0 | 0 | 0 | 0 | 0.45131 | 0 | 0.54519 | 7.7274 | 0 | 0 | 0.315 | 0.85271 | 0 | 0.0045976 | 0 | 0 | 9.8962 | 0 | 0 | 0 | 0 | 0 | 0 | 0 | 0 | 0 | 0 | 0 | 0 | 0
4 | 8 | 7 | 7 | 1.7931 | 0 | 2.4469 | 0 | 0 | 0 | 0.0012057 | 1.043 | 0 | 0 | 6.1511 | 0 | 11.4353 | 0 | 0 | 0 | 0 | 0 | 0 | 0 | 0 | 0 | 0 | 0 | 0 | 0 | 0.45131 | 0 | 0.71279 | 9.7316 | 0 | 0 | 0.525 | 0.8393 | 0 | 0.018213 | 0 | 0 | 12.2782 | 0 | 0 | 0 | 0 | 0 | 0 | 0 | 0 | 0 | 0 | 0 | 0 | 0
4 | 8 | 8 | 7 | 1.7931 | 0 | 13.5789 | 0 | 0 | 0 | 0.0012057 | 0.69255 | 0 | 0 | 3.9588 | 0 | 20.0246 | 0 | 0 | 0 | 0 | 0 | 0 | 0 | 0 | 0 | 0 | 0 | 0 | 0 | 0.45131 | 0 | 0.71279 | 6.0593 | 0 | 0 | 0.42 | 0.82327 | 0 | 0 | 0 | 0 | 8.4667 | 0 | 0 | 0 | 0 | 0 | 0 | 0 | 0 | 0 | 0 | 0 | 0 | 0
4 | 8 | 9 | 7 | 1.7931 | 0 | 13.5789 | 0 | 0 | 0 | 0.0012057 | 0.54664 | 0 | 0 | 4.6661 | 0 | 20.586 | 0 | 0 | 0 | 0 | 0 | 0 | 0 | 0 | 0 | 0 | 0 | 0 | 0 | 0.45131 | 0 | 0.71279 | 4.7657 | 0 | 0 | 0.315 | 0.81151 | 0 | 0 | 0 | 0 | 7.0563 | 0 | 0 | 0 | 0 | 0 | 0 | 0 | 0 | 0 | 0 | 0 | 0 | 0
4 | 8 | 10 | 7 | 1.7931 | 0 | 13.5789 | 0 | 0 | 0 | 0.0012057 | 0.43313 | 0 | 0 | 3.7072 | 0 | 19.5135 | 0 | 0 | 0 | 0 | 0 | 0 | 0 | 0 | 0 | 0 | 0 | 0 | 0 | 0.45131 | 0 | 0.71279 | 3.7918 | 0 | 0 | 0.315 | 0.80837 | 0 | 0 | 0 | 0 | 6.0792 | 0 | 0 | 0 | 0 | 0 | 0 | 0 | 0 | 0 | 0 | 0 | 0 | 0
4 | 8 | 11 | 7 | 1.7931 | 0 | 13.5789 | 0 | 0 | 0 | 0.0012057 | 0.37068 | 0 | 0 | 3.9588 | 0 | 19.7027 | 0 | 0 | 0 | 0 | 0 | 0 | 0 | 0 | 0 | 0 | 0 | 0 | 0 | 0.45131 | 0 | 0.54519 | 3.2761 | 0 | 0 | 0.3675 | 0.80481 | 0 | 0 | 0 | 0 | 5.4449 | 0 | 0 | 0 | 0 | 0 | 0 | 0 | 0 | 0 | 0 | 0 | 0 | 0
4 | 8 | 12 | 7 | 1.7931 | 0 | 8.6313 | 0 | 0 | 0 | 0.0012057 | 0.33777 | 0 | 0 | 3.9588 | 0 | 14.7222 | 0 | 0 | 0 | 0 | 0 | 0 | 0 | 0 | 0 | 0 | 0 | 0 | 0 | 0.45131 | 0 | 0.54519 | 2.7808 | 0 | 0 | 0.42 | 0.79015 | 0 | 0 | 0 | 0 | 4.9874 | 0 | 0 | 0 | 0 | 0 | 0 | 0 | 0 | 0 | 0 | 0 | 0 | 0
4 | 8 | 13 | 7 | 1.7931 | 0 | 13.5789 | 0 | 0 | 0 | 0.0012057 | 0.20605 | 0 | 0 | 3.9588 | 0 | 19.5381 | 0 | 0 | 0 | 0 | 0 | 0 | 0 | 0 | 0 | 0 | 0 | 0 | 0 | 0.45131 | 0 | 0.54519 | 2.0652 | 0 | 0 | 0.3675 | 0.79023 | 0 | 0 | 0 | 0 | 4.2194 | 0 | 0 | 0 | 0 | 0 | 0 | 0 | 0 | 0 | 0 | 0 | 0 | 0
4 | 8 | 14 | 7 | 1.7931 | 0 | 13.5789 | 0 | 0 | 0 | 0.0012057 | 0.11607 | 0 | 0 | 5.9678 | 0 | 21.457 | 0 | 0 | 0 | 0 | 0 | 0 | 0 | 0 | 0 | 0 | 0 | 0 | 0 | 0.45131 | 0 | 0.54519 | 1.5725 | 0 | 0 | 0.3675 | 0.79037 | 0 | 0 | 0 | 0 | 3.7269 | 0 | 0 | 0 | 0 | 0 | 0 | 0 | 0 | 0 | 0 | 0 | 0 | 0
4 | 8 | 15 | 7 | 1.7931 | 0 | 13.5789 | 0 | 0 | 0 | 0.0012057 | 0.13385 | 0 | 0 | 3.7072 | 0 | 19.2143 | 0 | 0 | 0 | 0 | 0 | 0 | 0 | 0 | 0 | 0 | 0 | 0 | 0 | 0.45131 | 0 | 0.54519 | 1.4917 | 0 | 0 | 0.315 | 0.79318 | 0 | 0 | 0 | 0 | 3.5964 | 0 | 0 | 0 | 0 | 0 | 0 | 0 | 0 | 0 | 0 | 0 | 0 | 0
4 | 8 | 16 | 7 | 1.7931 | 0 | 13.5789 | 0 | 0 | 0 | 0.0012057 | 0.13463 | 0 | 0 | 3.7072 | 0 | 19.2151 | 0 | 0 | 0 | 0 | 0 | 0 | 0 | 0 | 0 | 0 | 0 | 0 | 0 | 0.45131 | 0 | 0.54519 | 1.4942 | 0 | 0 | 0.315 | 0.7909 | 0 | 0 | 0 | 0 | 3.5966 | 0 | 0 | 0 | 0 | 0 | 0 | 0 | 0 | 0 | 0 | 0 | 0 | 0
4 | 8 | 17 | 7 | 1.7931 | 0 | 13.5789 | 0 | 0 | 0 | 0.0012057 | 0.15207 | 0 | 0 | 6.151 | 0 | 21.6763 | 0 | 0 | 0 | 0 | 0 | 0 | 0 | 0 | 0 | 0 | 0 | 0 | 0 | 0.45131 | 0 | 0.54519 | 1.5834 | 0 | 0 | 0.525 | 0.78969 | 0 | 0 | 0 | 0 | 3.8946 | 0 | 0 | 0 | 0 | 0 | 0 | 0 | 0 | 0 | 0 | 0 | 0 | 0
4 | 8 | 18 | 7 | 1.7931 | 0 | 9.8682 | 0 | 0 | 0 | 0.0012057 | 0.25088 | 0 | 0 | 6.151 | 0 | 18.0644 | 0 | 0 | 0 | 0 | 0 | 0 | 0 | 0 | 0 | 0 | 0 | 0 | 0 | 0.45131 | 0 | 0.54519 | 2.534 | 0 | 0 | 0.525 | 0.80401 | 0 | 0 | 0 | 0 | 4.8595 | 0 | 0 | 0 | 0 | 0 | 0 | 0 | 0 | 0 | 0 | 0 | 0 | 0
4 | 8 | 19 | 7 | 1.7931 | 0 | 2.4469 | 0 | 0 | 0 | 0.0012057 | 0.4371 | 0 | 0 | 3.9588 | 0 | 8.6371 | 0 | 0 | 0 | 0 | 0 | 0 | 0 | 0 | 0 | 0 | 0 | 0 | 0 | 0.45131 | 0 | 0.88038 | 3.6185 | 0 | 0 | 0.42 | 0.80615 | 0 | 0 | 0 | 0 | 6.1763 | 0 | 0 | 0 | 0 | 0 | 0 | 0 | 0 | 0 | 0 | 0 | 0 | 0
4 | 8 | 20 | 7 | 1.7931 | 0 | 2.4469 | 0 | 0 | 0 | 0.0012057 | 0.52385 | 0 | 0 | 3.9588 | 0 | 8.7239 | 0 | 0 | 0 | 0 | 0 | 0 | 0 | 0 | 0 | 0 | 0 | 0 | 0 | 0.45131 | 0 | 1.1038 | 4.324 | 0 | 0 | 0.3675 | 0.80365 | 0 | 0 | 0 | 0 | 7.0503 | 0 | 0 | 0 | 0 | 0 | 0 | 0 | 0 | 0 | 0 | 0 | 0 | 0
4 | 8 | 21 | 7 | 1.7931 | 0 | 2.4469 | 0 | 0 | 0 | 0.0012057 | 0.61514 | 0 | 0 | 6.5363 | 0 | 11.3927 | 0 | 0 | 0 | 0 | 0 | 0 | 0 | 0 | 0 | 0 | 0 | 0 | 0 | 0.45131 | 0 | 1.2156 | 4.9448 | 0 | 0 | 0.4725 | 0.80602 | 0 | 0 | 0 | 0 | 7.8902 | 0 | 0 | 0 | 0 | 0 | 0 | 0 | 0 | 0 | 0 | 0 | 0 | 0
4 | 8 | 22 | 7 | 1.7931 | 0 | 2.4469 | 0 | 0 | 0 | 0.0012057 | 0.64003 | 0 | 0 | 4.0101 | 0 | 8.8914 | 0 | 0 | 0 | 0 | 0 | 0 | 0 | 0 | 0 | 0 | 0 | 0 | 0 | 0.45131 | 0 | 1.1038 | 5.1871 | 0 | 0 | 0.315 | 0.8077 | 0 | 0 | 0 | 0 | 7.865 | 0 | 0 | 0 | 0 | 0 | 0 | 0 | 0 | 0 | 0 | 0 | 0 | 0
4 | 8 | 23 | 7 | 1.7931 | 0 | 2.4469 | 0 | 0 | 0 | 0.0012057 | 0.21649 | 0 | 0 | 0.65244 | 0 | 5.1102 | 0 | 0 | 0 | 0 | 0 | 0 | 0 | 0 | 0 | 0 | 0 | 0 | 0 | 0.45131 | 0 | 0.88038 | 3.0918 | 0 | 0 | 0.0525 | 0.81361 | 0 | 0 | 0 | 0 | 5.2896 | 0 | 0 | 0 | 0 | 0 | 0 | 0 | 0 | 0 | 0 | 0 | 0 | 0
4 | 8 | 24 | 7 | 1.7931 | 0 | 2.4469 | 0 | 0 | 0 | 0.0012057 | 0.33123 | 0 | 0 | 0.65246 | 0 | 5.2249 | 0 | 0 | 0 | 0 | 0 | 0 | 0 | 0 | 0 | 0 | 0 | 0 | 0 | 0.45131 | 0 | 0.54519 | 4.1427 | 0 | 0 | 0.0525 | 0.81973 | 0 | 0 | 0 | 0 | 6.0115 | 0 | 0 | 0 | 0 | 0 | 0 | 0 | 0 | 0 | 0 | 0 | 0 | 0
4 | 9 | 1 | 1 | 1.7931 | 0 | 2.4469 | 0 | 0 | 0 | 0.0012057 | 0.39754 | 0 | 0 | 0.65248 | 0 | 5.2912 | 0 | 0 | 0 | 0 | 0 | 0 | 0 | 0 | 0 | 0 | 0 | 0 | 0 | 0.45131 | 0 | 0.32173 | 4.6396 | 0 | 0 | 0.0525 | 0.8274 | 0 | 0 | 0 | 0 | 6.2925 | 0 | 0 | 0 | 0 | 0 | 0 | 0 | 0 | 0 | 0 | 0 | 0 | 0
4 | 9 | 2 | 1 | 1.7931 | 0 | 2.4469 | 0 | 0 | 0 | 0.0012057 | 0.42553 | 0 | 0 | 0.65251 | 0 | 5.3193 | 0 | 0 | 0 | 0 | 0 | 0 | 0 | 0 | 0 | 0 | 0 | 0 | 0 | 0.45131 | 0 | 0.32173 | 4.8044 | 0 | 0 | 0.0525 | 0.82748 | 0 | 0 | 0 | 0 | 6.4574 | 0 | 0 | 0 | 0 | 0 | 0 | 0 | 0 | 0 | 0 | 0 | 0 | 0
4 | 9 | 3 | 1 | 1.7931 | 0 | 2.4469 | 0 | 0 | 0 | 0.0012057 | 0.45755 | 0 | 0 | 0.65251 | 0 | 5.3513 | 0 | 0 | 0 | 0 | 0 | 0 | 0 | 0 | 0 | 0 | 0 | 0 | 0 | 0.45131 | 0 | 0.32173 | 5.0025 | 0 | 0 | 0.0525 | 0.82957 | 0 | 0 | 0 | 0 | 6.6576 | 0 | 0 | 0 | 0 | 0 | 0 | 0 | 0 | 0 | 0 | 0 | 0 | 0
4 | 9 | 4 | 1 | 1.7931 | 0 | 2.4469 | 0 | 0 | 0 | 0.0012057 | 0.51109 | 0 | 0 | 0.65251 | 0 | 5.4048 | 0 | 0 | 0 | 0 | 0 | 0 | 0 | 0 | 0 | 0 | 0 | 0 | 0 | 0.45131 | 0 | 0.32173 | 5.4333 | 0 | 0 | 0.0525 | 0.83588 | 0 | 0 | 0 | 0 | 7.0948 | 0 | 0 | 0 | 0 | 0 | 0 | 0 | 0 | 0 | 0 | 0 | 0 | 0
4 | 9 | 5 | 1 | 1.7931 | 0 | 2.4469 | 0 | 0 | 0 | 0.0012057 | 0.53434 | 0 | 0 | 0.65252 | 0 | 5.4281 | 0 | 0 | 0 | 0 | 0 | 0 | 0 | 0 | 0 | 0 | 0 | 0 | 0 | 0.45131 | 0 | 0.32173 | 5.663 | 0 | 0 | 0.0525 | 0.8369 | 0 | 0 | 0 | 0 | 7.3254 | 0 | 0 | 0 | 0 | 0 | 0 | 0 | 0 | 0 | 0 | 0 | 0 | 0
4 | 9 | 6 | 1 | 1.7931 | 0 | 2.4469 | 0 | 0 | 0 | 0.0012057 | 0.55497 | 0 | 0 | 3.7073 | 0 | 8.5035 | 0 | 0 | 0 | 0 | 0 | 0 | 0 | 0 | 0 | 0 | 0 | 0 | 0 | 0.45131 | 0 | 0.54519 | 5.6643 | 0 | 0 | 0.315 | 0.832 | 0 | 0 | 0 | 0 | 7.8079 | 0 | 0 | 0 | 0 | 0 | 0 | 0 | 0 | 0 | 0 | 0 | 0 | 0
4 | 9 | 7 | 1 | 1.7931 | 0 | 2.4469 | 0 | 0 | 0 | 0.0012057 | 0.96044 | 0 | 0 | 6.1511 | 0 | 11.3527 | 0 | 0 | 0 | 0 | 0 | 0 | 0 | 0 | 0 | 0 | 0 | 0 | 0 | 0.45131 | 0 | 0.71279 | 7.6393 | 0 | 0 | 0.525 | 0.82156 | 0 | 0 | 0 | 0 | 10.15 | 0 | 0 | 0 | 0 | 0 | 0 | 0 | 0 | 0 | 0 | 0 | 0 | 0
4 | 9 | 8 | 1 | 1.7931 | 0 | 13.5789 | 0 | 0 | 0 | 0.0012057 | 0.6397 | 0 | 0 | 3.9588 | 0 | 19.9717 | 0 | 0 | 0 | 0 | 0 | 0 | 0 | 0 | 0 | 0 | 0 | 0 | 0 | 0.45131 | 0 | 0.71279 | 5.0487 | 0 | 0 | 0.42 | 0.81532 | 0 | 0 | 0 | 0 | 7.4481 | 0 | 0 | 0 | 0 | 0 | 0 | 0 | 0 | 0 | 0 | 0 | 0 | 0
4 | 9 | 9 | 1 | 1.7931 | 0 | 13.5789 | 0 | 0 | 0 | 0.0012057 | 0.51628 | 0 | 0 | 4.6661 | 0 | 20.5556 | 0 | 0 | 0 | 0 | 0 | 0 | 0 | 0 | 0 | 0 | 0 | 0 | 0 | 0.45131 | 0 | 0.71279 | 3.9658 | 0 | 0 | 0.315 | 0.81013 | 0 | 0 | 0 | 0 | 6.255 | 0 | 0 | 0 | 0 | 0 | 0 | 0 | 0 | 0 | 0 | 0 | 0 | 0
4 | 9 | 10 | 1 | 1.7931 | 0 | 13.5789 | 0 | 0 | 0 | 0.0012057 | 0.41363 | 0 | 0 | 3.7072 | 0 | 19.4941 | 0 | 0 | 0 | 0 | 0 | 0 | 0 | 0 | 0 | 0 | 0 | 0 | 0 | 0.45131 | 0 | 0.71279 | 3.3037 | 0 | 0 | 0.315 | 0.80568 | 0 | 0 | 0 | 0 | 5.5884 | 0 | 0 | 0 | 0 | 0 | 0 | 0 | 0 | 0 | 0 | 0 | 0 | 0
4 | 9 | 11 | 1 | 1.7931 | 0 | 13.5789 | 0 | 0 | 0 | 0.0012057 | 0.37616 | 0 | 0 | 3.9588 | 0 | 19.7082 | 0 | 0 | 0 | 0 | 0 | 0 | 0 | 0 | 0 | 0 | 0 | 0 | 0 | 0.45131 | 0 | 0.54519 | 2.9922 | 0 | 0 | 0.3675 | 0.80883 | 0 | 0 | 0 | 0 | 5.1651 | 0 | 0 | 0 | 0 | 0 | 0 | 0 | 0 | 0 | 0 | 0 | 0 | 0
4 | 9 | 12 | 1 | 1.7931 | 0 | 8.6313 | 0 | 0 | 0 | 0.0012057 | 0.40808 | 0 | 0 | 3.9588 | 0 | 14.7926 | 0 | 0 | 0 | 0 | 0 | 0 | 0 | 0 | 0 | 0 | 0 | 0 | 0 | 0.45131 | 0 | 0.54519 | 3.3678 | 0 | 0 | 0.42 | 0.80881 | 0 | 0 | 0 | 0 | 5.5931 | 0 | 0 | 0 | 0 | 0 | 0 | 0 | 0 | 0 | 0 | 0 | 0 | 0
4 | 9 | 13 | 1 | 1.7931 | 0 | 13.5789 | 0 | 0 | 0 | 0.0012057 | 0.40834 | 0 | 0 | 3.9588 | 0 | 19.7404 | 0 | 0 | 0 | 0 | 0 | 0 | 0 | 0 | 0 | 0 | 0 | 0 | 0 | 0.45131 | 0 | 0.54519 | 3.5136 | 0 | 0 | 0.3675 | 0.81689 | 0 | 0 | 0 | 0 | 5.6945 | 0 | 0 | 0 | 0 | 0 | 0 | 0 | 0 | 0 | 0 | 0 | 0 | 0
4 | 9 | 14 | 1 | 1.7931 | 0 | 13.5789 | 0 | 0 | 0 | 0.0012057 | 0.36305 | 0 | 0 | 5.9679 | 0 | 21.7041 | 0 | 0 | 0 | 0 | 0 | 0 | 0 | 0 | 0 | 0 | 0 | 0 | 0 | 0.45131 | 0 | 0.54519 | 3.3493 | 0 | 0 | 0.3675 | 0.81924 | 0 | 0 | 0 | 0 | 5.5325 | 0 | 0 | 0 | 0 | 0 | 0 | 0 | 0 | 0 | 0 | 0 | 0 | 0
4 | 9 | 15 | 1 | 1.7931 | 0 | 13.5789 | 0 | 0 | 0 | 0.0012057 | 0.32552 | 0 | 0 | 3.7073 | 0 | 19.406 | 0 | 0 | 0 | 0 | 0 | 0 | 0 | 0 | 0 | 0 | 0 | 0 | 0 | 0.45131 | 0 | 0.54519 | 3.0065 | 0 | 0 | 0.315 | 0.81456 | 0 | 0 | 0 | 0 | 5.1326 | 0 | 0 | 0 | 0 | 0 | 0 | 0 | 0 | 0 | 0 | 0 | 0 | 0
4 | 9 | 16 | 1 | 1.7931 | 0 | 13.5789 | 0 | 0 | 0 | 0.0012057 | 0.31902 | 0 | 0 | 3.7073 | 0 | 19.3995 | 0 | 0 | 0 | 0 | 0 | 0 | 0 | 0 | 0 | 0 | 0 | 0 | 0 | 0.45131 | 0 | 0.54519 | 2.8883 | 0 | 0 | 0.315 | 0.81369 | 0 | 0 | 0 | 0 | 5.0135 | 0 | 0 | 0 | 0 | 0 | 0 | 0 | 0 | 0 | 0 | 0 | 0 | 0
4 | 9 | 17 | 1 | 1.7931 | 0 | 13.5789 | 0 | 0 | 0 | 0.0012057 | 0.32238 | 0 | 0 | 6.1511 | 0 | 21.8467 | 0 | 0 | 0 | 0 | 0 | 0 | 0 | 0 | 0 | 0 | 0 | 0 | 0 | 0.45131 | 0 | 0.54519 | 2.8884 | 0 | 0 | 0.525 | 0.81217 | 0 | 0 | 0 | 0 | 5.2221 | 0 | 0 | 0 | 0 | 0 | 0 | 0 | 0 | 0 | 0 | 0 | 0 | 0
4 | 9 | 18 | 1 | 1.7931 | 0 | 9.8682 | 0 | 0 | 0 | 0.0012057 | 0.3755 | 0 | 0 | 6.1511 | 0 | 18.1891 | 0 | 0 | 0 | 0 | 0 | 0 | 0 | 0 | 0 | 0 | 0 | 0 | 0 | 0.45131 | 0 | 0.54519 | 3.034 | 0 | 0 | 0.525 | 0.80894 | 0 | 0 | 0 | 0 | 5.3644 | 0 | 0 | 0 | 0 | 0 | 0 | 0 | 0 | 0 | 0 | 0 | 0 | 0
4 | 9 | 19 | 1 | 1.7931 | 0 | 2.4469 | 0 | 0 | 0 | 0.0012057 | 0.56001 | 0 | 0 | 3.9588 | 0 | 8.7601 | 0 | 0 | 0 | 0 | 0 | 0 | 0 | 0 | 0 | 0 | 0 | 0 | 0 | 0.45131 | 0 | 0.88038 | 3.9426 | 0 | 0 | 0.42 | 0.80602 | 0 | 0 | 0 | 0 | 6.5003 | 0 | 0 | 0 | 0 | 0 | 0 | 0 | 0 | 0 | 0 | 0 | 0 | 0
4 | 9 | 20 | 1 | 1.7931 | 0 | 2.4469 | 0 | 0 | 0 | 0.0012057 | 0.59906 | 0 | 0 | 3.9588 | 0 | 8.7991 | 0 | 0 | 0 | 0 | 0 | 0 | 0 | 0 | 0 | 0 | 0 | 0 | 0 | 0.45131 | 0 | 1.1038 | 4.1902 | 0 | 0 | 0.3675 | 0.79994 | 0 | 0 | 0 | 0 | 6.9127 | 0 | 0 | 0 | 0 | 0 | 0 | 0 | 0 | 0 | 0 | 0 | 0 | 0
4 | 9 | 21 | 1 | 1.7931 | 0 | 2.4469 | 0 | 0 | 0 | 0.0012057 | 0.64187 | 0 | 0 | 6.5363 | 0 | 11.4194 | 0 | 0 | 0 | 0 | 0 | 0 | 0 | 0 | 0 | 0 | 0 | 0 | 0 | 0.45131 | 0 | 1.2156 | 4.4874 | 0 | 0 | 0.4725 | 0.80045 | 0 | 0 | 0 | 0 | 7.4273 | 0 | 0 | 0 | 0 | 0 | 0 | 0 | 0 | 0 | 0 | 0 | 0 | 0
4 | 9 | 22 | 1 | 1.7931 | 0 | 2.4469 | 0 | 0 | 0 | 0.0012057 | 0.63524 | 0 | 0 | 4.0101 | 0 | 8.8866 | 0 | 0 | 0 | 0 | 0 | 0 | 0 | 0 | 0 | 0 | 0 | 0 | 0 | 0.45131 | 0 | 1.1038 | 4.3513 | 0 | 0 | 0.315 | 0.79955 | 0 | 0 | 0 | 0 | 7.021 | 0 | 0 | 0 | 0 | 0 | 0 | 0 | 0 | 0 | 0 | 0 | 0 | 0
4 | 9 | 23 | 1 | 1.7931 | 0 | 2.4469 | 0 | 0 | 0 | 0.0012057 | 0.18719 | 0 | 0 | 0.65243 | 0 | 5.0808 | 0 | 0 | 0 | 0 | 0 | 0 | 0 | 0 | 0 | 0 | 0 | 0 | 0 | 0.45131 | 0 | 0.88038 | 2.6858 | 0 | 0 | 0.0525 | 0.80381 | 0 | 0 | 0 | 0 | 4.8738 | 0 | 0 | 0 | 0 | 0 | 0 | 0 | 0 | 0 | 0 | 0 | 0 | 0
4 | 9 | 24 | 1 | 1.7931 | 0 | 2.4469 | 0 | 0 | 0 | 0.0012057 | 0.31523 | 0 | 0 | 0.65244 | 0 | 5.2089 | 0 | 0 | 0 | 0 | 0 | 0 | 0 | 0 | 0 | 0 | 0 | 0 | 0 | 0.45131 | 0 | 0.54519 | 3.4857 | 0 | 0 | 0.0525 | 0.81269 | 0 | 0 | 0 | 0 | 5.3474 | 0 | 0 | 0 | 0 | 0 | 0 | 0 | 0 | 0 | 0 | 0 | 0 | 0
4 | 10 | 1 | 2 | 1.7931 | 0 | 2.4469 | 0 | 0 | 0 | 0.0012057 | 0.35502 | 0 | 0 | 0.65248 | 0 | 5.2487 | 0 | 0 | 0 | 0 | 0 | 0 | 0 | 0 | 0 | 0 | 0 | 0 | 0 | 0.45131 | 0 | 0.32173 | 3.7234 | 0 | 0 | 0.0525 | 0.81687 | 0 | 0 | 0 | 0 | 5.3658 | 0 | 0 | 0 | 0 | 0 | 0 | 0 | 0 | 0 | 0 | 0 | 0 | 0
4 | 10 | 2 | 2 | 1.7931 | 0 | 2.4469 | 0 | 0 | 0 | 0.0012057 | 0.38862 | 0 | 0 | 0.65249 | 0 | 5.2823 | 0 | 0 | 0 | 0 | 0 | 0 | 0 | 0 | 0 | 0 | 0 | 0 | 0 | 0.45131 | 0 | 0.32173 | 3.9798 | 0 | 0 | 0.0525 | 0.81877 | 0 | 0 | 0 | 0 | 5.6241 | 0 | 0 | 0 | 0 | 0 | 0 | 0 | 0 | 0 | 0 | 0 | 0 | 0
4 | 10 | 3 | 2 | 1.7931 | 0 | 2.4469 | 0 | 0 | 0 | 0.0012057 | 0.40928 | 0 | 0 | 0.65249 | 0 | 5.303 | 0 | 0 | 0 | 0 | 0 | 0 | 0 | 0 | 0 | 0 | 0 | 0 | 0 | 0.45131 | 0 | 0.32173 | 4.0033 | 0 | 0 | 0.0525 | 0.81959 | 0 | 0 | 0 | 0 | 5.6484 | 0 | 0 | 0 | 0 | 0 | 0 | 0 | 0 | 0 | 0 | 0 | 0 | 0
4 | 10 | 4 | 2 | 1.7931 | 0 | 2.4469 | 0 | 0 | 0 | 0.0012057 | 0.42974 | 0 | 0 | 0.65249 | 0 | 5.3235 | 0 | 0 | 0 | 0 | 0 | 0 | 0 | 0 | 0 | 0 | 0 | 0 | 0 | 0.45131 | 0 | 0.32173 | 4.0126 | 0 | 0 | 0.0525 | 0.82117 | 0 | 0 | 0 | 0 | 5.6593 | 0 | 0 | 0 | 0 | 0 | 0 | 0 | 0 | 0 | 0 | 0 | 0 | 0
4 | 10 | 5 | 2 | 1.7931 | 0 | 2.4469 | 0 | 0 | 0 | 0.0012057 | 0.41457 | 0 | 0 | 0.6525 | 0 | 5.3083 | 0 | 0 | 0 | 0 | 0 | 0 | 0 | 0 | 0 | 0 | 0 | 0 | 0 | 0.45131 | 0 | 0.32173 | 3.827 | 0 | 0 | 0.0525 | 0.81689 | 0 | 0 | 0 | 0 | 5.4694 | 0 | 0 | 0 | 0 | 0 | 0 | 0 | 0 | 0 | 0 | 0 | 0 | 0
4 | 10 | 6 | 2 | 1.7931 | 0 | 2.4469 | 0 | 0 | 0 | 0.0012057 | 0.44682 | 0 | 0 | 3.7072 | 0 | 8.3953 | 0 | 0 | 0 | 0 | 0 | 0 | 0 | 0 | 0 | 0 | 0 | 0 | 0 | 0.45131 | 0 | 0.54519 | 3.7241 | 0 | 0 | 0.315 | 0.81451 | 0 | 0 | 0 | 0 | 5.8501 | 0 | 0 | 0 | 0 | 0 | 0 | 0 | 0 | 0 | 0 | 0 | 0 | 0
4 | 10 | 7 | 2 | 1.7931 | 0 | 2.4469 | 0 | 0 | 0 | 0.0012057 | 0.92094 | 0 | 0 | 6.151 | 0 | 11.3132 | 0 | 0 | 0 | 0 | 0 | 0 | 0 | 0 | 0 | 0 | 0 | 0 | 0 | 0.45131 | 0 | 0.71279 | 5.726 | 0 | 0 | 0.525 | 0.81074 | 0 | 0 | 0 | 0 | 8.2258 | 0 | 0 | 0 | 0 | 0 | 0 | 0 | 0 | 0 | 0 | 0 | 0 | 0
4 | 10 | 8 | 2 | 1.7931 | 0 | 13.5789 | 0 | 0 | 0 | 0.0012057 | 0.63947 | 0 | 0 | 3.9588 | 0 | 19.9715 | 0 | 0 | 0 | 0 | 0 | 0 | 0 | 0 | 0 | 0 | 0 | 0 | 0 | 0.45131 | 0 | 0.71279 | 4.1191 | 0 | 0 | 0.42 | 0.80643 | 0 | 0 | 0 | 0 | 6.5096 | 0 | 0 | 0 | 0 | 0 | 0 | 0 | 0 | 0 | 0 | 0 | 0 | 0
4 | 10 | 9 | 2 | 1.7931 | 0 | 13.5789 | 0 | 0 | 0 | 0.0012057 | 0.49081 | 0 | 0 | 4.6661 | 0 | 20.5301 | 0 | 0 | 0 | 0 | 0 | 0 | 0 | 0 | 0 | 0 | 0 | 0 | 0 | 0.45131 | 0 | 0.71279 | 2.961 | 0 | 0 | 0.315 | 0.79675 | 0 | 0 | 0 | 0 | 5.2368 | 0 | 0 | 0 | 0 | 0 | 0 | 0 | 0 | 0 | 0 | 0 | 0 | 0
4 | 10 | 10 | 2 | 1.7931 | 0 | 13.5789 | 0 | 0 | 0 | 0.0012057 | 0.4192 | 0 | 0 | 3.7072 | 0 | 19.4996 | 0 | 0 | 0 | 0 | 0 | 0 | 0 | 0 | 0 | 0 | 0 | 0 | 0 | 0.45131 | 0 | 0.71279 | 2.2182 | 0 | 0 | 0.315 | 0.79134 | 0 | 0 | 0 | 0 | 4.4886 | 0 | 0 | 0 | 0 | 0 | 0 | 0 | 0 | 0 | 0 | 0 | 0 | 0
4 | 10 | 11 | 2 | 1.7931 | 0 | 13.5789 | 0 | 0 | 0 | 0.0012057 | 0.36939 | 0 | 0 | 3.9588 | 0 | 19.7014 | 0 | 0 | 0 | 0 | 0 | 0 | 0 | 0 | 0 | 0 | 0 | 0 | 0 | 0.45131 | 0 | 0.54519 | 2.0898 | 0 | 0 | 0.3675 | 0.79211 | 0 | 0 | 0 | 0 | 4.2459 | 0 | 0 | 0 | 0 | 0 | 0 | 0 | 0 | 0 | 0 | 0 | 0 | 0
4 | 10 | 12 | 2 | 1.7931 | 0 | 8.6313 | 0 | 0 | 0 | 0.0012057 | 0.37846 | 0 | 0 | 3.9588 | 0 | 14.7629 | 0 | 0 | 0 | 0 | 0 | 0 | 0 | 0 | 0 | 0 | 0 | 0 | 0 | 0.45131 | 0 | 0.54519 | 2.0772 | 0 | 0 | 0.42 | 0.78792 | 0 | 0 | 0 | 0 | 4.2816 | 0 | 0 | 0 | 0 | 0 | 0 | 0 | 0 | 0 | 0 | 0 | 0 | 0
4 | 10 | 13 | 2 | 1.7931 | 0 | 13.5789 | 0 | 0 | 0 | 0.0012057 | 0.29391 | 0 | 0 | 3.9588 | 0 | 19.6259 | 0 | 0 | 0 | 0 | 0 | 0 | 0 | 0 | 0 | 0 | 0 | 0 | 0 | 0.45131 | 0 | 0.54519 | 1.7083 | 0 | 0 | 0.3675 | 0.78692 | 0 | 0 | 0 | 0 | 3.8592 | 0 | 0 | 0 | 0 | 0 | 0 | 0 | 0 | 0 | 0 | 0 | 0 | 0
4 | 10 | 14 | 2 | 1.7931 | 0 | 13.5789 | 0 | 0 | 0 | 0.0012057 | 0.30911 | 0 | 0 | 5.9677 | 0 | 21.6501 | 0 | 0 | 0 | 0 | 0 | 0 | 0 | 0 | 0 | 0 | 0 | 0 | 0 | 0.45131 | 0 | 0.54519 | 2.1277 | 0 | 0 | 0.3675 | 0.79102 | 0 | 0 | 0 | 0 | 4.2827 | 0 | 0 | 0 | 0 | 0 | 0 | 0 | 0 | 0 | 0 | 0 | 0 | 0
4 | 10 | 15 | 2 | 1.7931 | 0 | 13.5789 | 0 | 0 | 0 | 0.0012057 | 0.32143 | 0 | 0 | 3.7072 | 0 | 19.4019 | 0 | 0 | 0 | 0 | 0 | 0 | 0 | 0 | 0 | 0 | 0 | 0 | 0 | 0.45131 | 0 | 0.54519 | 2.2759 | 0 | 0 | 0.315 | 0.79323 | 0 | 0 | 0 | 0 | 4.3806 | 0 | 0 | 0 | 0 | 0 | 0 | 0 | 0 | 0 | 0 | 0 | 0 | 0
4 | 10 | 16 | 2 | 1.7931 | 0 | 13.5789 | 0 | 0 | 0 | 0.0012057 | 0.29911 | 0 | 0 | 3.7072 | 0 | 19.3795 | 0 | 0 | 0 | 0 | 0 | 0 | 0 | 0 | 0 | 0 | 0 | 0 | 0 | 0.45131 | 0 | 0.54519 | 2.2081 | 0 | 0 | 0.315 | 0.79153 | 0 | 0 | 0 | 0 | 4.3111 | 0 | 0 | 0 | 0 | 0 | 0 | 0 | 0 | 0 | 0 | 0 | 0 | 0
4 | 10 | 17 | 2 | 1.7931 | 0 | 13.5789 | 0 | 0 | 0 | 0.0012057 | 0.2801 | 0 | 0 | 6.151 | 0 | 21.8043 | 0 | 0 | 0 | 0 | 0 | 0 | 0 | 0 | 0 | 0 | 0 | 0 | 0 | 0.45131 | 0 | 0.54519 | 2.1596 | 0 | 0 | 0.525 | 0.79187 | 0 | 0 | 0 | 0 | 4.473 | 0 | 0 | 0 | 0 | 0 | 0 | 0 | 0 | 0 | 0 | 0 | 0 | 0
4 | 10 | 18 | 2 | 1.7931 | 0 | 9.8682 | 0 | 0 | 0 | 0.0012057 | 0.41224 | 0 | 0 | 6.151 | 0 | 18.2258 | 0 | 0 | 0 | 0 | 0 | 0 | 0 | 0 | 0 | 0 | 0 | 0 | 0 | 0.45131 | 0 | 0.54519 | 2.9013 | 0 | 0 | 0.525 | 0.80228 | 0 | 0 | 0 | 0 | 5.225 | 0 | 0 | 0 | 0 | 0 | 0 | 0 | 0 | 0 | 0 | 0 | 0 | 0
4 | 10 | 19 | 2 | 1.7931 | 0 | 2.4469 | 0 | 0 | 0 | 0.0012057 | 0.52596 | 0 | 0 | 3.9588 | 0 | 8.726 | 0 | 0 | 0 | 0 | 0 | 0 | 0 | 0 | 0 | 0 | 0 | 0 | 0 | 0.45131 | 0 | 0.88038 | 3.4757 | 0 | 0 | 0.42 | 0.79465 | 0 | 0 | 0 | 0 | 6.022 | 0 | 0 | 0 | 0 | 0 | 0 | 0 | 0 | 0 | 0 | 0 | 0 | 0
4 | 10 | 20 | 2 | 1.7931 | 0 | 2.4469 | 0 | 0 | 0 | 0.0012057 | 0.51594 | 0 | 0 | 3.9588 | 0 | 8.716 | 0 | 0 | 0 | 0 | 0 | 0 | 0 | 0 | 0 | 0 | 0 | 0 | 0 | 0.45131 | 0 | 1.1038 | 3.3924 | 0 | 0 | 0.3675 | 0.78458 | 0 | 0 | 0 | 0 | 6.0997 | 0 | 0 | 0 | 0 | 0 | 0 | 0 | 0 | 0 | 0 | 0 | 0 | 0
4 | 10 | 21 | 2 | 1.7931 | 0 | 2.4469 | 0 | 0 | 0 | 0.0012057 | 0.54473 | 0 | 0 | 6.5363 | 0 | 11.3223 | 0 | 0 | 0 | 0 | 0 | 0 | 0 | 0 | 0 | 0 | 0 | 0 | 0 | 0.45131 | 0 | 1.2156 | 3.5922 | 0 | 0 | 0.4725 | 0.78444 | 0 | 0 | 0 | 0 | 6.516 | 0 | 0 | 0 | 0 | 0 | 0 | 0 | 0 | 0 | 0 | 0 | 0 | 0
4 | 10 | 22 | 2 | 1.7931 | 0 | 2.4469 | 0 | 0 | 0 | 0.0012057 | 0.60097 | 0 | 0 | 4.01 | 0 | 8.8522 | 0 | 0 | 0 | 0 | 0 | 0 | 0 | 0 | 0 | 0 | 0 | 0 | 0 | 0.45131 | 0 | 1.1038 | 3.878 | 0 | 0 | 0.315 | 0.79299 | 0 | 0 | 0 | 0 | 6.5411 | 0 | 0 | 0 | 0 | 0 | 0 | 0 | 0 | 0 | 0 | 0 | 0 | 0
4 | 10 | 23 | 2 | 1.7931 | 0 | 2.4469 | 0 | 0 | 0 | 0.0012057 | 0.16926 | 0 | 0 | 0.65241 | 0 | 5.0629 | 0 | 0 | 0 | 0 | 0 | 0 | 0 | 0 | 0 | 0 | 0 | 0 | 0 | 0.45131 | 0 | 0.88038 | 2.5095 | 0 | 0 | 0.0525 | 0.80063 | 0 | 0 | 0 | 0 | 4.6943 | 0 | 0 | 0 | 0 | 0 | 0 | 0 | 0 | 0 | 0 | 0 | 0 | 0
4 | 10 | 24 | 2 | 1.7931 | 0 | 2.4469 | 0 | 0 | 0 | 0.0012057 | 0.26007 | 0 | 0 | 0.65244 | 0 | 5.1537 | 0 | 0 | 0 | 0 | 0 | 0 | 0 | 0 | 0 | 0 | 0 | 0 | 0 | 0.45131 | 0 | 0.54519 | 3.1644 | 0 | 0 | 0.0525 | 0.80344 | 0 | 0 | 0 | 0 | 5.0169 | 0 | 0 | 0 | 0 | 0 | 0 | 0 | 0 | 0 | 0 | 0 | 0 | 0
4 | 11 | 1 | 3 | 1.7931 | 0 | 2.4469 | 0 | 0 | 0 | 0.0012057 | 0.35531 | 0 | 0 | 0.65244 | 0 | 5.249 | 0 | 0 | 0 | 0 | 0 | 0 | 0 | 0 | 0 | 0 | 0 | 0 | 0 | 0.45131 | 0 | 0.32173 | 3.7859 | 0 | 0 | 0.0525 | 0.81667 | 0 | 0 | 0 | 0 | 5.4281 | 0 | 0 | 0 | 0 | 0 | 0 | 0 | 0 | 0 | 0 | 0 | 0 | 0
4 | 11 | 2 | 3 | 1.7931 | 0 | 2.4469 | 0 | 0 | 0 | 0.0012057 | 0.39765 | 0 | 0 | 0.65248 | 0 | 5.2914 | 0 | 0 | 0 | 0 | 0 | 0 | 0 | 0 | 0 | 0 | 0 | 0 | 0 | 0.45131 | 0 | 0.32173 | 4.0291 | 0 | 0 | 0.0525 | 0.81977 | 0 | 0 | 0 | 0 | 5.6745 | 0 | 0 | 0 | 0 | 0 | 0 | 0 | 0 | 0 | 0 | 0 | 0 | 0
4 | 11 | 3 | 3 | 1.7931 | 0 | 2.4469 | 0 | 0 | 0 | 0.0012057 | 0.41384 | 0 | 0 | 0.65249 | 0 | 5.3076 | 0 | 0 | 0 | 0 | 0 | 0 | 0 | 0 | 0 | 0 | 0 | 0 | 0 | 0.45131 | 0 | 0.32173 | 4.2784 | 0 | 0 | 0.0525 | 0.81966 | 0 | 0 | 0 | 0 | 5.9236 | 0 | 0 | 0 | 0 | 0 | 0 | 0 | 0 | 0 | 0 | 0 | 0 | 0
4 | 11 | 4 | 3 | 1.7931 | 0 | 2.4469 | 0 | 0 | 0 | 0.0012057 | 0.42534 | 0 | 0 | 0.65248 | 0 | 5.319 | 0 | 0 | 0 | 0 | 0 | 0 | 0 | 0 | 0 | 0 | 0 | 0 | 0 | 0.45131 | 0 | 0.32173 | 4.4183 | 0 | 0 | 0.0525 | 0.81898 | 0 | 0 | 0 | 0 | 6.0629 | 0 | 0 | 0 | 0 | 0 | 0 | 0 | 0 | 0 | 0 | 0 | 0 | 0
4 | 11 | 5 | 3 | 1.7931 | 0 | 2.4469 | 0 | 0 | 0 | 0.0012057 | 0.43348 | 0 | 0 | 0.65247 | 0 | 5.3272 | 0 | 0 | 0 | 0 | 0 | 0 | 0 | 0 | 0 | 0 | 0 | 0 | 0 | 0.45131 | 0 | 0.32173 | 4.4539 | 0 | 0 | 0.0525 | 0.81826 | 0 | 0 | 0 | 0 | 6.0977 | 0 | 0 | 0 | 0 | 0 | 0 | 0 | 0 | 0 | 0 | 0 | 0 | 0
4 | 11 | 6 | 3 | 1.7931 | 0 | 2.4469 | 0 | 0 | 0 | 0.0012057 | 0.4532 | 0 | 0 | 3.7072 | 0 | 8.4016 | 0 | 0 | 0 | 0 | 0 | 0 | 0 | 0 | 0 | 0 | 0 | 0 | 0 | 0.45131 | 0 | 0.54519 | 4.593 | 0 | 0 | 0.315 | 0.81458 | 0 | 0 | 0 | 0 | 6.7191 | 0 | 0 | 0 | 0 | 0 | 0 | 0 | 0 | 0 | 0 | 0 | 0 | 0
4 | 11 | 7 | 3 | 1.7931 | 0 | 2.4469 | 0 | 0 | 0 | 0.0012057 | 0.84607 | 0 | 0 | 6.151 | 0 | 11.2383 | 0 | 0 | 0 | 0 | 0 | 0 | 0 | 0 | 0 | 0 | 0 | 0 | 0 | 0.45131 | 0 | 0.71279 | 6.3016 | 0 | 0 | 0.525 | 0.80499 | 0 | 0 | 0 | 0 | 8.7957 | 0 | 0 | 0 | 0 | 0 | 0 | 0 | 0 | 0 | 0 | 0 | 0 | 0
4 | 11 | 8 | 3 | 1.7931 | 0 | 13.5789 | 0 | 0 | 0 | 0.0012057 | 0.53658 | 0 | 0 | 3.9588 | 0 | 19.8686 | 0 | 0 | 0 | 0 | 0 | 0 | 0 | 0 | 0 | 0 | 0 | 0 | 0 | 0.45131 | 0 | 0.71279 | 4.3078 | 0 | 0 | 0.42 | 0.80197 | 0 | 0 | 0 | 0 | 6.6938 | 0 | 0 | 0 | 0 | 0 | 0 | 0 | 0 | 0 | 0 | 0 | 0 | 0
4 | 11 | 9 | 3 | 1.7931 | 0 | 13.5789 | 0 | 0 | 0 | 0.0012057 | 0.41829 | 0 | 0 | 4.6661 | 0 | 20.4576 | 0 | 0 | 0 | 0 | 0 | 0 | 0 | 0 | 0 | 0 | 0 | 0 | 0 | 0.45131 | 0 | 0.71279 | 3.4956 | 0 | 0 | 0.315 | 0.793 | 0 | 0 | 0 | 0 | 5.7678 | 0 | 0 | 0 | 0 | 0 | 0 | 0 | 0 | 0 | 0 | 0 | 0 | 0
4 | 11 | 10 | 3 | 1.7931 | 0 | 13.5789 | 0 | 0 | 0 | 0.0012057 | 0.2937 | 0 | 0 | 3.7072 | 0 | 19.3741 | 0 | 0 | 0 | 0 | 0 | 0 | 0 | 0 | 0 | 0 | 0 | 0 | 0 | 0.45131 | 0 | 0.71279 | 2.5013 | 0 | 0 | 0.315 | 0.78453 | 0 | 0 | 0 | 0 | 4.7649 | 0 | 0 | 0 | 0 | 0 | 0 | 0 | 0 | 0 | 0 | 0 | 0 | 0
4 | 11 | 11 | 3 | 1.7931 | 0 | 13.5789 | 0 | 0 | 0 | 0.0012057 | 0.22163 | 0 | 0 | 3.9588 | 0 | 19.5536 | 0 | 0 | 0 | 0 | 0 | 0 | 0 | 0 | 0 | 0 | 0 | 0 | 0 | 0.45131 | 0 | 0.54519 | 2.0145 | 0 | 0 | 0.3675 | 0.78203 | 0 | 0 | 0 | 0 | 4.1606 | 0 | 0 | 0 | 0 | 0 | 0 | 0 | 0 | 0 | 0 | 0 | 0 | 0
4 | 11 | 12 | 3 | 1.7931 | 0 | 8.6313 | 0 | 0 | 0 | 0.0012057 | 0.16879 | 0 | 0 | 3.9588 | 0 | 14.5532 | 0 | 0 | 0 | 0 | 0 | 0 | 0 | 0 | 0 | 0 | 0 | 0 | 0 | 0.45131 | 0 | 0.54519 | 1.4844 | 0 | 0 | 0.42 | 0.77771 | 0 | 0 | 0 | 0 | 3.6787 | 0 | 0 | 0 | 0 | 0 | 0 | 0 | 0 | 0 | 0 | 0 | 0 | 0
4 | 11 | 13 | 3 | 1.7931 | 0 | 13.5789 | 0 | 0 | 0 | 0.0012057 | 0.084556 | 0 | 0 | 3.9588 | 0 | 19.4165 | 0 | 0 | 0 | 0 | 0 | 0 | 0 | 0 | 0 | 0 | 0 | 0 | 0 | 0.45131 | 0 | 0.54519 | 0.82738 | 0 | 0 | 0.3675 | 0.77496 | 0 | 0 | 0 | 0 | 2.9663 | 0 | 0 | 0 | 0 | 0 | 0 | 0 | 0 | 0 | 0 | 0 | 0 | 0
4 | 11 | 14 | 3 | 1.7931 | 0 | 13.5789 | 0 | 0 | 0 | 0.0012057 | 0.083731 | 0 | 0 | 5.9676 | 0 | 21.4246 | 0 | 0 | 0 | 0 | 0 | 0 | 0 | 0 | 0 | 0 | 0 | 0 | 0 | 0.45131 | 0 | 0.54519 | 0.74391 | 0 | 0 | 0.3675 | 0.77449 | 0 | 0 | 0 | 0 | 2.8824 | 0 | 0 | 0 | 0 | 0 | 0 | 0 | 0 | 0 | 0 | 0 | 0 | 0
4 | 11 | 15 | 3 | 1.7931 | 0 | 13.5789 | 0 | 0 | 0 | 0.0012057 | 0.084733 | 0 | 0 | 3.7071 | 0 | 19.1651 | 0 | 0 | 0 | 0 | 0 | 0 | 0 | 0 | 0 | 0 | 0 | 0 | 0 | 0.45131 | 0 | 0.54519 | 0.70598 | 0 | 0 | 0.315 | 0.77392 | 0 | 0 | 0 | 0 | 2.7914 | 0 | 0 | 0 | 0 | 0 | 0 | 0 | 0 | 0 | 0 | 0 | 0 | 0
4 | 11 | 16 | 3 | 1.7931 | 0 | 13.5789 | 0 | 0 | 0 | 0.0012057 | 0.08376 | 0 | 0 | 3.7071 | 0 | 19.1641 | 0 | 0 | 0 | 0 | 0 | 0 | 0 | 0 | 0 | 0 | 0 | 0 | 0 | 0.45131 | 0 | 0.54519 | 0.66348 | 0 | 0 | 0.315 | 0.77337 | 0 | 0 | 0 | 0 | 2.7483 | 0 | 0 | 0 | 0 | 0 | 0 | 0 | 0 | 0 | 0 | 0 | 0 | 0
4 | 11 | 17 | 3 | 1.7931 | 0 | 13.5789 | 0 | 0 | 0 | 0.0012057 | 0.085999 | 0 | 0 | 6.1509 | 0 | 21.6101 | 0 | 0 | 0 | 0 | 0 | 0 | 0 | 0 | 0 | 0 | 0 | 0 | 0 | 0.45131 | 0 | 0.54519 | 0.7464 | 0 | 0 | 0.525 | 0.77398 | 0 | 0 | 0 | 0 | 3.0419 | 0 | 0 | 0 | 0 | 0 | 0 | 0 | 0 | 0 | 0 | 0 | 0 | 0
4 | 11 | 18 | 3 | 1.7931 | 0 | 9.8682 | 0 | 0 | 0 | 0.0012057 | 0.094301 | 0 | 0 | 6.1509 | 0 | 17.9078 | 0 | 0 | 0 | 0 | 0 | 0 | 0 | 0 | 0 | 0 | 0 | 0 | 0 | 0.45131 | 0 | 0.54519 | 0.76914 | 0 | 0 | 0.525 | 0.77417 | 0 | 0 | 0 | 0 | 3.0648 | 0 | 0 | 0 | 0 | 0 | 0 | 0 | 0 | 0 | 0 | 0 | 0 | 0
4 | 11 | 19 | 3 | 1.7931 | 0 | 2.4469 | 0 | 0 | 0 | 0.0012057 | 0.1342 | 0 | 0 | 3.9588 | 0 | 8.3342 | 0 | 0 | 0 | 0 | 0 | 0 | 0 | 0 | 0 | 0 | 0 | 0 | 0 | 0.45131 | 0 | 0.88038 | 1.0053 | 0 | 0 | 0.42 | 0.77053 | 0 | 0 | 0 | 0 | 3.5275 | 0 | 0 | 0 | 0 | 0 | 0 | 0 | 0 | 0 | 0 | 0 | 0 | 0
4 | 11 | 20 | 3 | 1.7931 | 0 | 2.4469 | 0 | 0 | 0 | 0.0012057 | 0.19101 | 0 | 0 | 3.9588 | 0 | 8.391 | 0 | 0 | 0 | 0 | 0 | 0 | 0 | 0 | 0 | 0 | 0 | 0 | 0 | 0.45131 | 0 | 1.1038 | 1.6125 | 0 | 0 | 0.3675 | 0.77102 | 0 | 0 | 0 | 0 | 4.3062 | 0 | 0 | 0 | 0 | 0 | 0 | 0 | 0 | 0 | 0 | 0 | 0 | 0
4 | 11 | 21 | 3 | 1.7931 | 0 | 2.4469 | 0 | 0 | 0 | 0.0012057 | 0.24474 | 0 | 0 | 6.5363 | 0 | 11.0222 | 0 | 0 | 0 | 0 | 0 | 0 | 0 | 0 | 0 | 0 | 0 | 0 | 0 | 0.45131 | 0 | 1.2156 | 1.8497 | 0 | 0 | 0.4725 | 0.76816 | 0 | 0 | 0 | 0 | 4.7572 | 0 | 0 | 0 | 0 | 0 | 0 | 0 | 0 | 0 | 0 | 0 | 0 | 0
4 | 11 | 22 | 3 | 1.7931 | 0 | 2.4469 | 0 | 0 | 0 | 0.0012057 | 0.28271 | 0 | 0 | 4.0099 | 0 | 8.5338 | 0 | 0 | 0 | 0 | 0 | 0 | 0 | 0 | 0 | 0 | 0 | 0 | 0 | 0.45131 | 0 | 1.1038 | 2.2055 | 0 | 0 | 0.315 | 0.77087 | 0 | 0 | 0 | 0 | 4.8465 | 0 | 0 | 0 | 0 | 0 | 0 | 0 | 0 | 0 | 0 | 0 | 0 | 0
4 | 11 | 23 | 3 | 1.7931 | 0 | 2.4469 | 0 | 0 | 0 | 0.0012057 | 0.080314 | 0 | 0 | 0.65234 | 0 | 4.9739 | 0 | 0 | 0 | 0 | 0 | 0 | 0 | 0 | 0 | 0 | 0 | 0 | 0 | 0.45131 | 0 | 0.88038 | 0.99492 | 0 | 0 | 0.0525 | 0.77582 | 0 | 0 | 0 | 0 | 3.1549 | 0 | 0 | 0 | 0 | 0 | 0 | 0 | 0 | 0 | 0 | 0 | 0 | 0
4 | 11 | 24 | 3 | 1.7931 | 0 | 2.4469 | 0 | 0 | 0 | 0.0012057 | 0.081957 | 0 | 0 | 0.65236 | 0 | 4.9755 | 0 | 0 | 0 | 0 | 0 | 0 | 0 | 0 | 0 | 0 | 0 | 0 | 0 | 0.45131 | 0 | 0.54519 | 1.1013 | 0 | 0 | 0.0525 | 0.78287 | 0 | 0 | 0 | 0 | 2.9332 | 0 | 0 | 0 | 0 | 0 | 0 | 0 | 0 | 0 | 0 | 0 | 0 | 0
4 | 12 | 1 | 4 | 1.7931 | 0 | 2.4469 | 0 | 0 | 0 | 0.0012057 | 0.094729 | 0 | 0 | 0.65239 | 0 | 4.9883 | 0 | 0 | 0 | 0 | 0 | 0 | 0 | 0 | 0 | 0 | 0 | 0 | 0 | 0.45131 | 0 | 0.32173 | 1.6359 | 0 | 0 | 0.0525 | 0.78762 | 0 | 0 | 0 | 0 | 3.249 | 0 | 0 | 0 | 0 | 0 | 0 | 0 | 0 | 0 | 0 | 0 | 0 | 0
4 | 12 | 2 | 4 | 1.7931 | 0 | 2.4469 | 0 | 0 | 0 | 0.0012057 | 0.12317 | 0 | 0 | 0.65241 | 0 | 5.0168 | 0 | 0 | 0 | 0 | 0 | 0 | 0 | 0 | 0 | 0 | 0 | 0 | 0 | 0.45131 | 0 | 0.32173 | 1.8536 | 0 | 0 | 0.0525 | 0.78754 | 0 | 0 | 0 | 0 | 3.4667 | 0 | 0 | 0 | 0 | 0 | 0 | 0 | 0 | 0 | 0 | 0 | 0 | 0
4 | 12 | 3 | 4 | 1.7931 | 0 | 2.4469 | 0 | 0 | 0 | 0.0012057 | 0.14366 | 0 | 0 | 0.65241 | 0 | 5.0373 | 0 | 0 | 0 | 0 | 0 | 0 | 0 | 0 | 0 | 0 | 0 | 0 | 0 | 0.45131 | 0 | 0.32173 | 2.2441 | 0 | 0 | 0.0525 | 0.78725 | 0 | 0 | 0 | 0 | 3.8569 | 0 | 0 | 0 | 0 | 0 | 0 | 0 | 0 | 0 | 0 | 0 | 0 | 0
4 | 12 | 4 | 4 | 1.7931 | 0 | 2.4469 | 0 | 0 | 0 | 0.0012057 | 0.19618 | 0 | 0 | 0.6524 | 0 | 5.0898 | 0 | 0 | 0 | 0 | 0 | 0 | 0 | 0 | 0 | 0 | 0 | 0 | 0 | 0.45131 | 0 | 0.32173 | 2.6969 | 0 | 0 | 0.0525 | 0.79537 | 0 | 0 | 0 | 0 | 4.3178 | 0 | 0 | 0 | 0 | 0 | 0 | 0 | 0 | 0 | 0 | 0 | 0 | 0
4 | 12 | 5 | 4 | 1.7931 | 0 | 2.4469 | 0 | 0 | 0 | 0.0012057 | 0.20744 | 0 | 0 | 0.65242 | 0 | 5.1011 | 0 | 0 | 0 | 0 | 0 | 0 | 0 | 0 | 0 | 0 | 0 | 0 | 0 | 0.45131 | 0 | 0.32173 | 2.7578 | 0 | 0 | 0.0525 | 0.79436 | 0 | 0 | 0 | 0 | 4.3777 | 0 | 0 | 0 | 0 | 0 | 0 | 0 | 0 | 0 | 0 | 0 | 0 | 0
4 | 12 | 6 | 4 | 1.7931 | 0 | 2.4469 | 0 | 0 | 0 | 0.0012057 | 0.24368 | 0 | 0 | 3.7072 | 0 | 8.1921 | 0 | 0 | 0 | 0 | 0 | 0 | 0 | 0 | 0 | 0 | 0 | 0 | 0 | 0.45131 | 0 | 0.54519 | 3.0761 | 0 | 0 | 0.315 | 0.79134 | 0 | 0 | 0 | 0 | 5.179 | 0 | 0 | 0 | 0 | 0 | 0 | 0 | 0 | 0 | 0 | 0 | 0 | 0
4 | 12 | 7 | 4 | 1.7931 | 0 | 2.4469 | 0 | 0 | 0 | 0.0012057 | 0.72926 | 0 | 0 | 6.1509 | 0 | 11.1214 | 0 | 0 | 0 | 0 | 0 | 0 | 0 | 0 | 0 | 0 | 0 | 0 | 0 | 0.45131 | 0 | 0.71279 | 5.2421 | 0 | 0 | 0.525 | 0.78824 | 0 | 0 | 0 | 0 | 7.7194 | 0 | 0 | 0 | 0 | 0 | 0 | 0 | 0 | 0 | 0 | 0 | 0 | 0
4 | 12 | 8 | 4 | 1.7931 | 0 | 13.5789 | 0 | 0 | 0 | 0.0012057 | 0.44854 | 0 | 0 | 3.9588 | 0 | 19.7805 | 0 | 0 | 0 | 0 | 0 | 0 | 0 | 0 | 0 | 0 | 0 | 0 | 0 | 0.45131 | 0 | 0.71279 | 3.668 | 0 | 0 | 0.42 | 0.7845 | 0 | 0 | 0 | 0 | 6.0366 | 0 | 0 | 0 | 0 | 0 | 0 | 0 | 0 | 0 | 0 | 0 | 0 | 0
4 | 12 | 9 | 4 | 1.7931 | 0 | 13.5789 | 0 | 0 | 0 | 0.0012057 | 0.33565 | 0 | 0 | 4.666 | 0 | 20.3748 | 0 | 0 | 0 | 0 | 0 | 0 | 0 | 0 | 0 | 0 | 0 | 0 | 0 | 0.45131 | 0 | 0.71279 | 3.1253 | 0 | 0 | 0.315 | 0.77808 | 0 | 0 | 0 | 0 | 5.3825 | 0 | 0 | 0 | 0 | 0 | 0 | 0 | 0 | 0 | 0 | 0 | 0 | 0
4 | 12 | 10 | 4 | 1.7931 | 0 | 13.5789 | 0 | 0 | 0 | 0.0012057 | 0.27073 | 0 | 0 | 3.7071 | 0 | 19.351 | 0 | 0 | 0 | 0 | 0 | 0 | 0 | 0 | 0 | 0 | 0 | 0 | 0 | 0.45131 | 0 | 0.71279 | 2.705 | 0 | 0 | 0.315 | 0.77424 | 0 | 0 | 0 | 0 | 4.9583 | 0 | 0 | 0 | 0 | 0 | 0 | 0 | 0 | 0 | 0 | 0 | 0 | 0
4 | 12 | 11 | 4 | 1.7931 | 0 | 13.5789 | 0 | 0 | 0 | 0.0012057 | 0.24975 | 0 | 0 | 3.9588 | 0 | 19.5817 | 0 | 0 | 0 | 0 | 0 | 0 | 0 | 0 | 0 | 0 | 0 | 0 | 0 | 0.45131 | 0 | 0.54519 | 2.7831 | 0 | 0 | 0.3675 | 0.77875 | 0 | 0 | 0 | 0 | 4.9258 | 0 | 0 | 0 | 0 | 0 | 0 | 0 | 0 | 0 | 0 | 0 | 0 | 0
4 | 12 | 12 | 4 | 1.7931 | 0 | 8.6313 | 0 | 0 | 0 | 0.0012057 | 0.32898 | 0 | 0 | 3.9588 | 0 | 14.7134 | 0 | 0 | 0 | 0 | 0 | 0 | 0 | 0 | 0 | 0 | 0 | 0 | 0 | 0.45131 | 0 | 0.54519 | 3.2459 | 0 | 0 | 0.42 | 0.78366 | 0 | 0 | 0 | 0 | 5.446 | 0 | 0 | 0 | 0 | 0 | 0 | 0 | 0 | 0 | 0 | 0 | 0 | 0
4 | 12 | 13 | 4 | 1.7931 | 0 | 13.5789 | 0 | 0 | 0 | 0.0012057 | 0.30247 | 0 | 0 | 3.9588 | 0 | 19.6344 | 0 | 0 | 0 | 0 | 0 | 0 | 0 | 0 | 0 | 0 | 0 | 0 | 0 | 0.45131 | 0 | 0.54519 | 3.3256 | 0 | 0 | 0.3675 | 0.78966 | 0 | 0 | 0 | 0 | 5.4793 | 0 | 0 | 0 | 0 | 0 | 0 | 0 | 0 | 0 | 0 | 0 | 0 | 0
4 | 12 | 14 | 4 | 1.7931 | 0 | 13.5789 | 0 | 0 | 0 | 0.0012057 | 0.26581 | 0 | 0 | 5.9676 | 0 | 21.6066 | 0 | 0 | 0 | 0 | 0 | 0 | 0 | 0 | 0 | 0 | 0 | 0 | 0 | 0.45131 | 0 | 0.54519 | 3.1263 | 0 | 0 | 0.3675 | 0.78472 | 0 | 0 | 0 | 0 | 5.2751 | 0 | 0 | 0 | 0 | 0 | 0 | 0 | 0 | 0 | 0 | 0 | 0 | 0
4 | 12 | 15 | 4 | 1.7931 | 0 | 13.5789 | 0 | 0 | 0 | 0.0012057 | 0.28864 | 0 | 0 | 3.7071 | 0 | 19.369 | 0 | 0 | 0 | 0 | 0 | 0 | 0 | 0 | 0 | 0 | 0 | 0 | 0 | 0.45131 | 0 | 0.54519 | 3.2961 | 0 | 0 | 0.315 | 0.78832 | 0 | 0 | 0 | 0 | 5.3959 | 0 | 0 | 0 | 0 | 0 | 0 | 0 | 0 | 0 | 0 | 0 | 0 | 0
4 | 12 | 16 | 4 | 1.7931 | 0 | 13.5789 | 0 | 0 | 0 | 0.0012057 | 0.31894 | 0 | 0 | 3.7071 | 0 | 19.3993 | 0 | 0 | 0 | 0 | 0 | 0 | 0 | 0 | 0 | 0 | 0 | 0 | 0 | 0.45131 | 0 | 0.54519 | 3.4074 | 0 | 0 | 0.315 | 0.79309 | 0 | 0 | 0 | 0 | 5.5119 | 0 | 0 | 0 | 0 | 0 | 0 | 0 | 0 | 0 | 0 | 0 | 0 | 0
4 | 12 | 17 | 4 | 1.7931 | 0 | 13.5789 | 0 | 0 | 0 | 0.0012057 | 0.31415 | 0 | 0 | 6.1509 | 0 | 21.8383 | 0 | 0 | 0 | 0 | 0 | 0 | 0 | 0 | 0 | 0 | 0 | 0 | 0 | 0.45131 | 0 | 0.54519 | 3.4049 | 0 | 0 | 0.525 | 0.79403 | 0 | 0 | 0 | 0 | 5.7205 | 0 | 0 | 0 | 0 | 0 | 0 | 0 | 0 | 0 | 0 | 0 | 0 | 0
4 | 12 | 18 | 4 | 1.7931 | 0 | 9.8682 | 0 | 0 | 0 | 0.0012057 | 0.39878 | 0 | 0 | 6.1509 | 0 | 18.2123 | 0 | 0 | 0 | 0 | 0 | 0 | 0 | 0 | 0 | 0 | 0 | 0 | 0 | 0.45131 | 0 | 0.54519 | 3.8527 | 0 | 0 | 0.525 | 0.79711 | 0 | 0 | 0 | 0 | 6.1713 | 0 | 0 | 0 | 0 | 0 | 0 | 0 | 0 | 0 | 0 | 0 | 0 | 0
4 | 12 | 19 | 4 | 1.7931 | 0 | 2.4469 | 0 | 0 | 0 | 0.0012057 | 0.53971 | 0 | 0 | 3.9588 | 0 | 8.7397 | 0 | 0 | 0 | 0 | 0 | 0 | 0 | 0 | 0 | 0 | 0 | 0 | 0 | 0.45131 | 0 | 0.88038 | 4.5298 | 0 | 0 | 0.42 | 0.79206 | 0 | 0 | 0 | 0 | 7.0736 | 0 | 0 | 0 | 0 | 0 | 0 | 0 | 0 | 0 | 0 | 0 | 0 | 0
4 | 12 | 20 | 4 | 1.7931 | 0 | 2.4469 | 0 | 0 | 0 | 0.0012057 | 0.56501 | 0 | 0 | 3.9588 | 0 | 8.765 | 0 | 0 | 0 | 0 | 0 | 0 | 0 | 0 | 0 | 0 | 0 | 0 | 0 | 0.45131 | 0 | 1.1038 | 4.6214 | 0 | 0 | 0.3675 | 0.78546 | 0 | 0 | 0 | 0 | 7.3295 | 0 | 0 | 0 | 0 | 0 | 0 | 0 | 0 | 0 | 0 | 0 | 0 | 0
4 | 12 | 21 | 4 | 1.7931 | 0 | 2.4469 | 0 | 0 | 0 | 0.0012057 | 0.58547 | 0 | 0 | 6.5362 | 0 | 11.3629 | 0 | 0 | 0 | 0 | 0 | 0 | 0 | 0 | 0 | 0 | 0 | 0 | 0 | 0.45131 | 0 | 1.2156 | 4.7018 | 0 | 0 | 0.4725 | 0.7832 | 0 | 0 | 0 | 0 | 7.6244 | 0 | 0 | 0 | 0 | 0 | 0 | 0 | 0 | 0 | 0 | 0 | 0 | 0
4 | 12 | 22 | 4 | 1.7931 | 0 | 2.4469 | 0 | 0 | 0 | 0.0012057 | 0.60169 | 0 | 0 | 4.0099 | 0 | 8.8528 | 0 | 0 | 0 | 0 | 0 | 0 | 0 | 0 | 0 | 0 | 0 | 0 | 0 | 0.45131 | 0 | 1.1038 | 4.7972 | 0 | 0 | 0.315 | 0.78587 | 0 | 0 | 0 | 0 | 7.4532 | 0 | 0 | 0 | 0 | 0 | 0 | 0 | 0 | 0 | 0 | 0 | 0 | 0
4 | 12 | 23 | 4 | 1.7931 | 0 | 2.4469 | 0 | 0 | 0 | 0.0012057 | 0.16508 | 0 | 0 | 0.65233 | 0 | 5.0586 | 0 | 0 | 0 | 0 | 0 | 0 | 0 | 0 | 0 | 0 | 0 | 0 | 0 | 0.45131 | 0 | 0.88038 | 2.8128 | 0 | 0 | 0.0525 | 0.79116 | 0 | 0 | 0 | 0 | 4.9882 | 0 | 0 | 0 | 0 | 0 | 0 | 0 | 0 | 0 | 0 | 0 | 0 | 0
4 | 12 | 24 | 4 | 1.7931 | 0 | 2.4469 | 0 | 0 | 0 | 0.0012057 | 0.31865 | 0 | 0 | 0.65235 | 0 | 5.2122 | 0 | 0 | 0 | 0 | 0 | 0 | 0 | 0 | 0 | 0 | 0 | 0 | 0 | 0.45131 | 0 | 0.54519 | 3.8652 | 0 | 0 | 0.0525 | 0.80369 | 0 | 0 | 0 | 0 | 5.7179 | 0 | 0 | 0 | 0 | 0 | 0 | 0 | 0 | 0 | 0 | 0 | 0 | 0
4 | 13 | 1 | 5 | 1.7931 | 0 | 2.4469 | 0 | 0 | 0 | 0.0012057 | 0.3805 | 0 | 0 | 0.65239 | 0 | 5.2741 | 0 | 0 | 0 | 0 | 0 | 0 | 0 | 0 | 0 | 0 | 0 | 0 | 0 | 0.45131 | 0 | 0.32173 | 4.2746 | 0 | 0 | 0.0525 | 0.81064 | 0 | 0 | 0 | 0 | 5.9108 | 0 | 0 | 0 | 0 | 0 | 0 | 0 | 0 | 0 | 0 | 0 | 0 | 0
4 | 13 | 2 | 5 | 1.7931 | 0 | 2.4469 | 0 | 0 | 0 | 0.0012057 | 0.44332 | 0 | 0 | 0.65241 | 0 | 5.337 | 0 | 0 | 0 | 0 | 0 | 0 | 0 | 0 | 0 | 0 | 0 | 0 | 0 | 0.45131 | 0 | 0.32173 | 4.7298 | 0 | 0 | 0.0525 | 0.81751 | 0 | 0 | 0 | 0 | 6.3728 | 0 | 0 | 0 | 0 | 0 | 0 | 0 | 0 | 0 | 0 | 0 | 0 | 0
4 | 13 | 3 | 5 | 1.7931 | 0 | 2.4469 | 0 | 0 | 0 | 0.0012057 | 0.46939 | 0 | 0 | 0.65243 | 0 | 5.3631 | 0 | 0 | 0 | 0 | 0 | 0 | 0 | 0 | 0 | 0 | 0 | 0 | 0 | 0.45131 | 0 | 0.32173 | 4.901 | 0 | 0 | 0.0525 | 0.81861 | 0 | 0 | 0 | 0 | 6.5452 | 0 | 0 | 0 | 0 | 0 | 0 | 0 | 0 | 0 | 0 | 0 | 0 | 0
4 | 13 | 4 | 5 | 1.7931 | 0 | 2.4469 | 0 | 0 | 0 | 0.0012057 | 0.48619 | 0 | 0 | 0.65243 | 0 | 5.3799 | 0 | 0 | 0 | 0 | 0 | 0 | 0 | 0 | 0 | 0 | 0 | 0 | 0 | 0.45131 | 0 | 0.32173 | 5.0034 | 0 | 0 | 0.0525 | 0.81883 | 0 | 0 | 0 | 0 | 6.6477 | 0 | 0 | 0 | 0 | 0 | 0 | 0 | 0 | 0 | 0 | 0 | 0 | 0
4 | 13 | 5 | 5 | 1.7931 | 0 | 2.4469 | 0 | 0 | 0 | 0.0012057 | 0.491 | 0 | 0 | 0.65243 | 0 | 5.3847 | 0 | 0 | 0 | 0 | 0 | 0 | 0 | 0 | 0 | 0 | 0 | 0 | 0 | 0.45131 | 0 | 0.32173 | 5.0125 | 0 | 0 | 0.0525 | 0.81747 | 0 | 0 | 0 | 0 | 6.6555 | 0 | 0 | 0 | 0 | 0 | 0 | 0 | 0 | 0 | 0 | 0 | 0 | 0
4 | 13 | 6 | 5 | 1.7931 | 0 | 2.4469 | 0 | 0 | 0 | 0.0012057 | 0.53583 | 0 | 0 | 3.7072 | 0 | 8.4842 | 0 | 0 | 0 | 0 | 0 | 0 | 0 | 0 | 0 | 0 | 0 | 0 | 0 | 0.45131 | 0 | 0.54519 | 5.1754 | 0 | 0 | 0.315 | 0.81709 | 0 | 0 | 0 | 0 | 7.304 | 0 | 0 | 0 | 0 | 0 | 0 | 0 | 0 | 0 | 0 | 0 | 0 | 0
4 | 13 | 7 | 5 | 1.7931 | 0 | 2.4469 | 0 | 0 | 0 | 0.0012057 | 1.0218 | 0 | 0 | 6.151 | 0 | 11.414 | 0 | 0 | 0 | 0 | 0 | 0 | 0 | 0 | 0 | 0 | 0 | 0 | 0 | 0.45131 | 0 | 0.71279 | 7.7249 | 0 | 0 | 0.525 | 0.81586 | 0 | 0 | 0 | 0 | 10.2298 | 0 | 0 | 0 | 0 | 0 | 0 | 0 | 0 | 0 | 0 | 0 | 0 | 0
4 | 13 | 8 | 5 | 1.7931 | 0 | 13.5789 | 0 | 0 | 0 | 0.0012057 | 0.76843 | 0 | 0 | 3.9588 | 0 | 20.1004 | 0 | 0 | 0 | 0 | 0 | 0 | 0 | 0 | 0 | 0 | 0 | 0 | 0 | 0.45131 | 0 | 0.71279 | 6.0222 | 0 | 0 | 0.42 | 0.81295 | 0 | 0 | 0 | 0 | 8.4192 | 0 | 0 | 0 | 0 | 0 | 0 | 0 | 0 | 0 | 0 | 0 | 0 | 0
4 | 13 | 9 | 5 | 1.7931 | 0 | 13.5789 | 0 | 0 | 0 | 0.0012057 | 0.69303 | 0 | 0 | 4.6661 | 0 | 20.7323 | 0 | 0 | 0 | 0 | 0 | 0 | 0 | 0 | 0 | 0 | 0 | 0 | 0 | 0.45131 | 0 | 0.71279 | 5.5337 | 0 | 0 | 0.315 | 0.81207 | 0 | 0 | 0 | 0 | 7.8248 | 0 | 0 | 0 | 0 | 0 | 0 | 0 | 0 | 0 | 0 | 0 | 0 | 0
4 | 13 | 10 | 5 | 1.7931 | 0 | 13.5789 | 0 | 0 | 0 | 0.0012057 | 0.6515 | 0 | 0 | 3.7072 | 0 | 19.7319 | 0 | 0 | 0 | 0 | 0 | 0 | 0 | 0 | 0 | 0 | 0 | 0 | 0 | 0.45131 | 0 | 0.71279 | 5.2041 | 0 | 0 | 0.315 | 0.81178 | 0 | 0 | 0 | 0 | 7.495 | 0 | 0 | 0 | 0 | 0 | 0 | 0 | 0 | 0 | 0 | 0 | 0 | 0
4 | 13 | 11 | 5 | 1.7931 | 0 | 13.5789 | 0 | 0 | 0 | 0.0012057 | 0.56289 | 0 | 0 | 3.9588 | 0 | 19.8949 | 0 | 0 | 0 | 0 | 0 | 0 | 0 | 0 | 0 | 0 | 0 | 0 | 0 | 0.45131 | 0 | 0.54519 | 4.6347 | 0 | 0 | 0.3675 | 0.80474 | 0 | 0 | 0 | 0 | 6.8034 | 0 | 0 | 0 | 0 | 0 | 0 | 0 | 0 | 0 | 0 | 0 | 0 | 0
4 | 13 | 12 | 5 | 1.7931 | 0 | 8.6313 | 0 | 0 | 0 | 0.0012057 | 0.66202 | 0 | 0 | 3.9588 | 0 | 15.0465 | 0 | 0 | 0 | 0 | 0 | 0 | 0 | 0 | 0 | 0 | 0 | 0 | 0 | 0.45131 | 0 | 0.54519 | 5.2112 | 0 | 0 | 0.42 | 0.81381 | 0 | 0 | 0 | 0 | 7.4415 | 0 | 0 | 0 | 0 | 0 | 0 | 0 | 0 | 0 | 0 | 0 | 0 | 0
4 | 13 | 13 | 5 | 1.7931 | 0 | 13.5789 | 0 | 0 | 0 | 0.0012057 | 0.57772 | 0 | 0 | 3.9588 | 0 | 19.9097 | 0 | 0 | 0 | 0 | 0 | 0 | 0 | 0 | 0 | 0 | 0 | 0 | 0 | 0.45131 | 0 | 0.54519 | 4.8254 | 0 | 0 | 0.3675 | 0.811 | 0 | 0 | 0 | 0 | 7.0004 | 0 | 0 | 0 | 0 | 0 | 0 | 0 | 0 | 0 | 0 | 0 | 0 | 0
4 | 13 | 14 | 5 | 1.7931 | 0 | 13.5789 | 0 | 0 | 0 | 0.0012057 | 0.54816 | 0 | 0 | 5.9677 | 0 | 21.8891 | 0 | 0 | 0 | 0 | 0 | 0 | 0 | 0 | 0 | 0 | 0 | 0 | 0 | 0.45131 | 0 | 0.54519 | 4.5704 | 0 | 0 | 0.3675 | 0.80885 | 0 | 0 | 0 | 0 | 6.7432 | 0 | 0 | 0 | 0 | 0 | 0 | 0 | 0 | 0 | 0 | 0 | 0 | 0
4 | 13 | 15 | 5 | 1.7931 | 0 | 13.5789 | 0 | 0 | 0 | 0.0012057 | 0.54036 | 0 | 0 | 3.7072 | 0 | 19.6208 | 0 | 0 | 0 | 0 | 0 | 0 | 0 | 0 | 0 | 0 | 0 | 0 | 0 | 0.45131 | 0 | 0.54519 | 4.4315 | 0 | 0 | 0.315 | 0.80853 | 0 | 0 | 0 | 0 | 6.5515 | 0 | 0 | 0 | 0 | 0 | 0 | 0 | 0 | 0 | 0 | 0 | 0 | 0
4 | 13 | 16 | 5 | 1.7931 | 0 | 13.5789 | 0 | 0 | 0 | 0.0012057 | 0.51915 | 0 | 0 | 3.7072 | 0 | 19.5996 | 0 | 0 | 0 | 0 | 0 | 0 | 0 | 0 | 0 | 0 | 0 | 0 | 0 | 0.45131 | 0 | 0.54519 | 3.5438 | 0 | 0 | 0.315 | 0.807 | 0 | 0 | 0 | 0 | 5.6623 | 0 | 0 | 0 | 0 | 0 | 0 | 0 | 0 | 0 | 0 | 0 | 0 | 0
4 | 13 | 17 | 5 | 1.7931 | 0 | 13.5789 | 0 | 0 | 0 | 0.0012057 | 0.44731 | 0 | 0 | 6.151 | 0 | 21.9715 | 0 | 0 | 0 | 0 | 0 | 0 | 0 | 0 | 0 | 0 | 0 | 0 | 0 | 0.45131 | 0 | 0.54519 | 3.0389 | 0 | 0 | 0.525 | 0.80068 | 0 | 0 | 0 | 0 | 5.3611 | 0 | 0 | 0 | 0 | 0 | 0 | 0 | 0 | 0 | 0 | 0 | 0 | 0
4 | 13 | 18 | 5 | 1.7931 | 0 | 9.8682 | 0 | 0 | 0 | 0.0012057 | 0.49122 | 0 | 0 | 6.151 | 0 | 18.3048 | 0 | 0 | 0 | 0 | 0 | 0 | 0 | 0 | 0 | 0 | 0 | 0 | 0 | 0.45131 | 0 | 0.54519 | 3.2702 | 0 | 0 | 0.525 | 0.80025 | 0 | 0 | 0 | 0 | 5.592 | 0 | 0 | 0 | 0 | 0 | 0 | 0 | 0 | 0 | 0 | 0 | 0 | 0
4 | 13 | 19 | 5 | 1.7931 | 0 | 2.4469 | 0 | 0 | 0 | 0.0012057 | 0.63663 | 0 | 0 | 3.9588 | 0 | 8.8367 | 0 | 0 | 0 | 0 | 0 | 0 | 0 | 0 | 0 | 0 | 0 | 0 | 0 | 0.45131 | 0 | 0.88038 | 3.8792 | 0 | 0 | 0.42 | 0.79732 | 0 | 0 | 0 | 0 | 6.4282 | 0 | 0 | 0 | 0 | 0 | 0 | 0 | 0 | 0 | 0 | 0 | 0 | 0
4 | 13 | 20 | 5 | 1.7931 | 0 | 2.4469 | 0 | 0 | 0 | 0.0012057 | 0.66621 | 0 | 0 | 3.9588 | 0 | 8.8662 | 0 | 0 | 0 | 0 | 0 | 0 | 0 | 0 | 0 | 0 | 0 | 0 | 0 | 0.45131 | 0 | 1.1038 | 4.1218 | 0 | 0 | 0.3675 | 0.79268 | 0 | 0 | 0 | 0 | 6.8371 | 0 | 0 | 0 | 0 | 0 | 0 | 0 | 0 | 0 | 0 | 0 | 0 | 0
4 | 13 | 21 | 5 | 1.7931 | 0 | 2.4469 | 0 | 0 | 0 | 0.0012057 | 0.64726 | 0 | 0 | 6.5363 | 0 | 11.4248 | 0 | 0 | 0 | 0 | 0 | 0 | 0 | 0 | 0 | 0 | 0 | 0 | 0 | 0.45131 | 0 | 1.2156 | 3.9021 | 0 | 0 | 0.4725 | 0.78588 | 0 | 0 | 0 | 0 | 6.8274 | 0 | 0 | 0 | 0 | 0 | 0 | 0 | 0 | 0 | 0 | 0 | 0 | 0
4 | 13 | 22 | 5 | 1.7931 | 0 | 2.4469 | 0 | 0 | 0 | 0.0012057 | 0.66427 | 0 | 0 | 4.01 | 0 | 8.9155 | 0 | 0 | 0 | 0 | 0 | 0 | 0 | 0 | 0 | 0 | 0 | 0 | 0 | 0.45131 | 0 | 1.1038 | 4.0992 | 0 | 0 | 0.315 | 0.78979 | 0 | 0 | 0 | 0 | 6.7591 | 0 | 0 | 0 | 0 | 0 | 0 | 0 | 0 | 0 | 0 | 0 | 0 | 0
4 | 13 | 23 | 5 | 1.7931 | 0 | 2.4469 | 0 | 0 | 0 | 0.0012057 | 0.18518 | 0 | 0 | 0.65238 | 0 | 5.0788 | 0 | 0 | 0 | 0 | 0 | 0 | 0 | 0 | 0 | 0 | 0 | 0 | 0 | 0.45131 | 0 | 0.88038 | 2.3023 | 0 | 0 | 0.0525 | 0.78952 | 0 | 0 | 0 | 0 | 4.476 | 0 | 0 | 0 | 0 | 0 | 0 | 0 | 0 | 0 | 0 | 0 | 0 | 0
4 | 13 | 24 | 5 | 1.7931 | 0 | 2.4469 | 0 | 0 | 0 | 0.0012057 | 0.3257 | 0 | 0 | 0.65239 | 0 | 5.2193 | 0 | 0 | 0 | 0 | 0 | 0 | 0 | 0 | 0 | 0 | 0 | 0 | 0 | 0.45131 | 0 | 0.54519 | 3.0759 | 0 | 0 | 0.0525 | 0.80219 | 0 | 0 | 0 | 0 | 4.9271 | 0 | 0 | 0 | 0 | 0 | 0 | 0 | 0 | 0 | 0 | 0 | 0 | 0
4 | 14 | 1 | 6 | 1.7931 | 0 | 2.4469 | 0 | 0 | 0 | 0.0012057 | 0.3858 | 0 | 0 | 0.65243 | 0 | 5.2794 | 0 | 0 | 0 | 0 | 0 | 0 | 0 | 0 | 0 | 0 | 0 | 0 | 0 | 0.45131 | 0 | 0.32173 | 3.5059 | 0 | 0 | 0.0525 | 0.81036 | 0 | 0 | 0 | 0 | 5.1418 | 0 | 0 | 0 | 0 | 0 | 0 | 0 | 0 | 0 | 0 | 0 | 0 | 0
4 | 14 | 2 | 6 | 1.7931 | 0 | 2.4469 | 0 | 0 | 0 | 0.0012057 | 0.43569 | 0 | 0 | 0.65246 | 0 | 5.3294 | 0 | 0 | 0 | 0 | 0 | 0 | 0 | 0 | 0 | 0 | 0 | 0 | 0 | 0.45131 | 0 | 0.32173 | 3.6589 | 0 | 0 | 0.0525 | 0.81554 | 0 | 0 | 0 | 0 | 5.3 | 0 | 0 | 0 | 0 | 0 | 0 | 0 | 0 | 0 | 0 | 0 | 0 | 0
4 | 14 | 3 | 6 | 1.7931 | 0 | 2.4469 | 0 | 0 | 0 | 0.0012057 | 0.44836 | 0 | 0 | 0.65248 | 0 | 5.3421 | 0 | 0 | 0 | 0 | 0 | 0 | 0 | 0 | 0 | 0 | 0 | 0 | 0 | 0.45131 | 0 | 0.32173 | 3.7321 | 0 | 0 | 0.0525 | 0.81578 | 0 | 0 | 0 | 0 | 5.3734 | 0 | 0 | 0 | 0 | 0 | 0 | 0 | 0 | 0 | 0 | 0 | 0 | 0
4 | 14 | 4 | 6 | 1.7931 | 0 | 2.4469 | 0 | 0 | 0 | 0.0012057 | 0.44589 | 0 | 0 | 0.65248 | 0 | 5.3396 | 0 | 0 | 0 | 0 | 0 | 0 | 0 | 0 | 0 | 0 | 0 | 0 | 0 | 0.45131 | 0 | 0.32173 | 3.7213 | 0 | 0 | 0.0525 | 0.81407 | 0 | 0 | 0 | 0 | 5.3609 | 0 | 0 | 0 | 0 | 0 | 0 | 0 | 0 | 0 | 0 | 0 | 0 | 0
4 | 14 | 5 | 6 | 1.7931 | 0 | 2.4469 | 0 | 0 | 0 | 0.0012057 | 0.4608 | 0 | 0 | 0.65247 | 0 | 5.3545 | 0 | 0 | 0 | 0 | 0 | 0 | 0 | 0 | 0 | 0 | 0 | 0 | 0 | 0.45131 | 0 | 0.32173 | 3.787 | 0 | 0 | 0.0525 | 0.81554 | 0 | 0 | 0 | 0 | 5.428 | 0 | 0 | 0 | 0 | 0 | 0 | 0 | 0 | 0 | 0 | 0 | 0 | 0
4 | 14 | 6 | 6 | 1.7931 | 0 | 2.4469 | 0 | 0 | 0 | 0.0012057 | 0.47841 | 0 | 0 | 3.7072 | 0 | 8.4269 | 0 | 0 | 0 | 0 | 0 | 0 | 0 | 0 | 0 | 0 | 0 | 0 | 0 | 0.45131 | 0 | 0.54519 | 3.7405 | 0 | 0 | 0.315 | 0.81395 | 0 | 0 | 0 | 0 | 5.866 | 0 | 0 | 0 | 0 | 0 | 0 | 0 | 0 | 0 | 0 | 0 | 0 | 0
4 | 14 | 7 | 6 | 1.7931 | 0 | 2.4469 | 0 | 0 | 0 | 0.0012057 | 0.86877 | 0 | 0 | 6.151 | 0 | 11.261 | 0 | 0 | 0 | 0 | 0 | 0 | 0 | 0 | 0 | 0 | 0 | 0 | 0 | 0.45131 | 0 | 0.71279 | 4.763 | 0 | 0 | 0.525 | 0.80498 | 0 | 0 | 0 | 0 | 7.2571 | 0 | 0 | 0 | 0 | 0 | 0 | 0 | 0 | 0 | 0 | 0 | 0 | 0
4 | 14 | 8 | 6 | 1.7931 | 0 | 13.5789 | 0 | 0 | 0 | 0.0012057 | 0.51407 | 0 | 0 | 3.9588 | 0 | 19.8461 | 0 | 0 | 0 | 0 | 0 | 0 | 0 | 0 | 0 | 0 | 0 | 0 | 0 | 0.45131 | 0 | 0.71279 | 2.939 | 0 | 0 | 0.42 | 0.79694 | 0 | 0 | 0 | 0 | 5.32 | 0 | 0 | 0 | 0 | 0 | 0 | 0 | 0 | 0 | 0 | 0 | 0 | 0
4 | 14 | 9 | 6 | 1.7931 | 0 | 13.5789 | 0 | 0 | 0 | 0.0012057 | 0.37575 | 0 | 0 | 4.6661 | 0 | 20.4151 | 0 | 0 | 0 | 0 | 0 | 0 | 0 | 0 | 0 | 0 | 0 | 0 | 0 | 0.45131 | 0 | 0.71279 | 2.3117 | 0 | 0 | 0.315 | 0.78904 | 0 | 0 | 0 | 0 | 4.5799 | 0 | 0 | 0 | 0 | 0 | 0 | 0 | 0 | 0 | 0 | 0 | 0 | 0
4 | 14 | 10 | 6 | 1.7931 | 0 | 13.5789 | 0 | 0 | 0 | 0.0012057 | 0.31553 | 0 | 0 | 3.7072 | 0 | 19.3959 | 0 | 0 | 0 | 0 | 0 | 0 | 0 | 0 | 0 | 0 | 0 | 0 | 0 | 0.45131 | 0 | 0.71279 | 1.9862 | 0 | 0 | 0.315 | 0.78621 | 0 | 0 | 0 | 0 | 4.2515 | 0 | 0 | 0 | 0 | 0 | 0 | 0 | 0 | 0 | 0 | 0 | 0 | 0
4 | 14 | 11 | 6 | 1.7931 | 0 | 13.5789 | 0 | 0 | 0 | 0.0012057 | 0.2425 | 0 | 0 | 3.9588 | 0 | 19.5745 | 0 | 0 | 0 | 0 | 0 | 0 | 0 | 0 | 0 | 0 | 0 | 0 | 0 | 0.45131 | 0 | 0.54519 | 1.5517 | 0 | 0 | 0.3675 | 0.78662 | 0 | 0 | 0 | 0 | 3.7023 | 0 | 0 | 0 | 0 | 0 | 0 | 0 | 0 | 0 | 0 | 0 | 0 | 0
4 | 14 | 12 | 6 | 1.7931 | 0 | 8.6313 | 0 | 0 | 0 | 0.0012057 | 0.22138 | 0 | 0 | 3.9588 | 0 | 14.6058 | 0 | 0 | 0 | 0 | 0 | 0 | 0 | 0 | 0 | 0 | 0 | 0 | 0 | 0.45131 | 0 | 0.54519 | 1.3998 | 0 | 0 | 0.42 | 0.78388 | 0 | 0 | 0 | 0 | 3.6002 | 0 | 0 | 0 | 0 | 0 | 0 | 0 | 0 | 0 | 0 | 0 | 0 | 0
4 | 14 | 13 | 6 | 1.7931 | 0 | 13.5789 | 0 | 0 | 0 | 0.0012057 | 0.15522 | 0 | 0 | 3.9588 | 0 | 19.4872 | 0 | 0 | 0 | 0 | 0 | 0 | 0 | 0 | 0 | 0 | 0 | 0 | 0 | 0.45131 | 0 | 0.54519 | 1.0016 | 0 | 0 | 0.3675 | 0.78299 | 0 | 0 | 0 | 0 | 3.1486 | 0 | 0 | 0 | 0 | 0 | 0 | 0 | 0 | 0 | 0 | 0 | 0 | 0
4 | 14 | 14 | 6 | 1.7931 | 0 | 13.5789 | 0 | 0 | 0 | 0.0012057 | 0.11634 | 0 | 0 | 5.9677 | 0 | 21.4573 | 0 | 0 | 0 | 0 | 0 | 0 | 0 | 0 | 0 | 0 | 0 | 0 | 0 | 0.45131 | 0 | 0.54519 | 0.81026 | 0 | 0 | 0.3675 | 0.78149 | 0 | 0 | 0 | 0 | 2.9558 | 0 | 0 | 0 | 0 | 0 | 0 | 0 | 0 | 0 | 0 | 0 | 0 | 0
4 | 14 | 15 | 6 | 1.7931 | 0 | 13.5789 | 0 | 0 | 0 | 0.0012057 | 0.095224 | 0 | 0 | 3.7072 | 0 | 19.1756 | 0 | 0 | 0 | 0 | 0 | 0 | 0 | 0 | 0 | 0 | 0 | 0 | 0 | 0.45131 | 0 | 0.54519 | 0.63506 | 0 | 0 | 0.315 | 0.77948 | 0 | 0 | 0 | 0 | 2.726 | 0 | 0 | 0 | 0 | 0 | 0 | 0 | 0 | 0 | 0 | 0 | 0 | 0
4 | 14 | 16 | 6 | 1.7931 | 0 | 13.5789 | 0 | 0 | 0 | 0.0012057 | 0.09189 | 0 | 0 | 3.7072 | 0 | 19.1723 | 0 | 0 | 0 | 0 | 0 | 0 | 0 | 0 | 0 | 0 | 0 | 0 | 0 | 0.45131 | 0 | 0.54519 | 0.57591 | 0 | 0 | 0.315 | 0.77857 | 0 | 0 | 0 | 0 | 2.666 | 0 | 0 | 0 | 0 | 0 | 0 | 0 | 0 | 0 | 0 | 0 | 0 | 0
4 | 14 | 17 | 6 | 1.7931 | 0 | 13.5789 | 0 | 0 | 0 | 0.0012057 | 0.086354 | 0 | 0 | 6.151 | 0 | 21.6105 | 0 | 0 | 0 | 0 | 0 | 0 | 0 | 0 | 0 | 0 | 0 | 0 | 0 | 0.45131 | 0 | 0.54519 | 0.42136 | 0 | 0 | 0.525 | 0.77175 | 0 | 0 | 0 | 0 | 2.7146 | 0 | 0 | 0 | 0 | 0 | 0 | 0 | 0 | 0 | 0 | 0 | 0 | 0
4 | 14 | 18 | 6 | 1.7931 | 0 | 9.8682 | 0 | 0 | 0 | 0.0012057 | 0.10686 | 0 | 0 | 6.151 | 0 | 17.9204 | 0 | 0 | 0 | 0 | 0 | 0 | 0 | 0 | 0 | 0 | 0 | 0 | 0 | 0.45131 | 0 | 0.54519 | 0.69582 | 0 | 0 | 0.525 | 0.77149 | 0 | 0 | 0 | 0 | 2.9888 | 0 | 0 | 0 | 0 | 0 | 0 | 0 | 0 | 0 | 0 | 0 | 0 | 0
4 | 14 | 19 | 6 | 1.7931 | 0 | 2.4469 | 0 | 0 | 0 | 0.0012057 | 0.15969 | 0 | 0 | 3.9588 | 0 | 8.3597 | 0 | 0 | 0 | 0 | 0 | 0 | 0 | 0 | 0 | 0 | 0 | 0 | 0 | 0.45131 | 0 | 0.88038 | 0.9023 | 0 | 0 | 0.42 | 0.77131 | 0 | 0 | 0 | 0 | 3.4253 | 0 | 0 | 0 | 0 | 0 | 0 | 0 | 0 | 0 | 0 | 0 | 0 | 0
4 | 14 | 20 | 6 | 1.7931 | 0 | 2.4469 | 0 | 0 | 0 | 0.0012057 | 0.17993 | 0 | 0 | 3.9588 | 0 | 8.3799 | 0 | 0 | 0 | 0 | 0 | 0 | 0 | 0 | 0 | 0 | 0 | 0 | 0 | 0.45131 | 0 | 1.1038 | 1.1864 | 0 | 0 | 0.3675 | 0.76949 | 0 | 0 | 0 | 0 | 3.8785 | 0 | 0 | 0 | 0 | 0 | 0 | 0 | 0 | 0 | 0 | 0 | 0 | 0
4 | 14 | 21 | 6 | 1.7931 | 0 | 2.4469 | 0 | 0 | 0 | 0.0012057 | 0.23415 | 0 | 0 | 6.5363 | 0 | 11.0116 | 0 | 0 | 0 | 0 | 0 | 0 | 0 | 0 | 0 | 0 | 0 | 0 | 0 | 0.45131 | 0 | 1.2156 | 1.5108 | 0 | 0 | 0.4725 | 0.76858 | 0 | 0 | 0 | 0 | 4.4188 | 0 | 0 | 0 | 0 | 0 | 0 | 0 | 0 | 0 | 0 | 0 | 0 | 0
4 | 14 | 22 | 6 | 1.7931 | 0 | 2.4469 | 0 | 0 | 0 | 0.0012057 | 0.25388 | 0 | 0 | 4.0099 | 0 | 8.505 | 0 | 0 | 0 | 0 | 0 | 0 | 0 | 0 | 0 | 0 | 0 | 0 | 0 | 0.45131 | 0 | 1.1038 | 1.5187 | 0 | 0 | 0.315 | 0.76982 | 0 | 0 | 0 | 0 | 4.1587 | 0 | 0 | 0 | 0 | 0 | 0 | 0 | 0 | 0 | 0 | 0 | 0 | 0
4 | 14 | 23 | 6 | 1.7931 | 0 | 2.4469 | 0 | 0 | 0 | 0.0012057 | 0.078827 | 0 | 0 | 0.65235 | 0 | 4.9724 | 0 | 0 | 0 | 0 | 0 | 0 | 0 | 0 | 0 | 0 | 0 | 0 | 0 | 0.45131 | 0 | 0.88038 | 0.78009 | 0 | 0 | 0.0525 | 0.77397 | 0 | 0 | 0 | 0 | 2.9383 | 0 | 0 | 0 | 0 | 0 | 0 | 0 | 0 | 0 | 0 | 0 | 0 | 0
4 | 14 | 24 | 6 | 1.7931 | 0 | 2.4469 | 0 | 0 | 0 | 0.0012057 | 0.079895 | 0 | 0 | 0.65237 | 0 | 4.9735 | 0 | 0 | 0 | 0 | 0 | 0 | 0 | 0 | 0 | 0 | 0 | 0 | 0 | 0.45131 | 0 | 0.54519 | 0.97618 | 0 | 0 | 0.0525 | 0.78024 | 0 | 0 | 0 | 0 | 2.8054 | 0 | 0 | 0 | 0 | 0 | 0 | 0 | 0 | 0 | 0 | 0 | 0 | 0
4 | 15 | 1 | 7 | 1.7931 | 0 | 2.4469 | 0 | 0 | 0 | 0.0012057 | 0.084741 | 0 | 0 | 0.65239 | 0 | 4.9783 | 0 | 0 | 0 | 0 | 0 | 0 | 0 | 0 | 0 | 0 | 0 | 0 | 0 | 0.45131 | 0 | 0.32173 | 1.1115 | 0 | 0 | 0.0525 | 0.78671 | 0 | 0 | 0 | 0 | 2.7237 | 0 | 0 | 0 | 0 | 0 | 0 | 0 | 0 | 0 | 0 | 0 | 0 | 0
4 | 15 | 2 | 7 | 1.7931 | 0 | 2.4469 | 0 | 0 | 0 | 0.0012057 | 0.10223 | 0 | 0 | 0.65241 | 0 | 4.9959 | 0 | 0 | 0 | 0 | 0 | 0 | 0 | 0 | 0 | 0 | 0 | 0 | 0 | 0.45131 | 0 | 0.32173 | 1.5942 | 0 | 0 | 0.0525 | 0.78808 | 0 | 0 | 0 | 0 | 3.2078 | 0 | 0 | 0 | 0 | 0 | 0 | 0 | 0 | 0 | 0 | 0 | 0 | 0
4 | 15 | 3 | 7 | 1.7931 | 0 | 2.4469 | 0 | 0 | 0 | 0.0012057 | 0.13736 | 0 | 0 | 0.65242 | 0 | 5.031 | 0 | 0 | 0 | 0 | 0 | 0 | 0 | 0 | 0 | 0 | 0 | 0 | 0 | 0.45131 | 0 | 0.32173 | 2.0073 | 0 | 0 | 0.0525 | 0.79 | 0 | 0 | 0 | 0 | 3.6229 | 0 | 0 | 0 | 0 | 0 | 0 | 0 | 0 | 0 | 0 | 0 | 0 | 0
4 | 15 | 4 | 7 | 1.7931 | 0 | 2.4469 | 0 | 0 | 0 | 0.0012057 | 0.16592 | 0 | 0 | 0.65242 | 0 | 5.0596 | 0 | 0 | 0 | 0 | 0 | 0 | 0 | 0 | 0 | 0 | 0 | 0 | 0 | 0.45131 | 0 | 0.32173 | 2.5863 | 0 | 0 | 0.0525 | 0.79157 | 0 | 0 | 0 | 0 | 4.2034 | 0 | 0 | 0 | 0 | 0 | 0 | 0 | 0 | 0 | 0 | 0 | 0 | 0
4 | 15 | 5 | 7 | 1.7931 | 0 | 2.4469 | 0 | 0 | 0 | 0.0012057 | 0.18885 | 0 | 0 | 0.65242 | 0 | 5.0825 | 0 | 0 | 0 | 0 | 0 | 0 | 0 | 0 | 0 | 0 | 0 | 0 | 0 | 0.45131 | 0 | 0.32173 | 2.8907 | 0 | 0 | 0.0525 | 0.79238 | 0 | 0 | 0 | 0 | 4.5087 | 0 | 0 | 0 | 0 | 0 | 0 | 0 | 0 | 0 | 0 | 0 | 0 | 0
4 | 15 | 6 | 7 | 1.7931 | 0 | 2.4469 | 0 | 0 | 0 | 0.0012057 | 0.20801 | 0 | 0 | 3.7072 | 0 | 8.1564 | 0 | 0 | 0 | 0 | 0 | 0 | 0 | 0 | 0 | 0 | 0 | 0 | 0 | 0.45131 | 0 | 0.54519 | 3.0217 | 0 | 0 | 0.315 | 0.79201 | 0 | 0 | 0 | 0 | 5.1252 | 0 | 0 | 0 | 0 | 0 | 0 | 0 | 0 | 0 | 0 | 0 | 0 | 0
4 | 15 | 7 | 7 | 1.7931 | 0 | 2.4469 | 0 | 0 | 0 | 0.0012057 | 0.57404 | 0 | 0 | 6.1509 | 0 | 10.9662 | 0 | 0 | 0 | 0 | 0 | 0 | 0 | 0 | 0 | 0 | 0 | 0 | 0 | 0.45131 | 0 | 0.71279 | 4.0999 | 0 | 0 | 0.525 | 0.7834 | 0 | 0 | 0 | 0 | 6.5724 | 0 | 0 | 0 | 0 | 0 | 0 | 0 | 0 | 0 | 0 | 0 | 0 | 0
4 | 15 | 8 | 7 | 1.7931 | 0 | 13.5789 | 0 | 0 | 0 | 0.0012057 | 0.25474 | 0 | 0 | 3.9588 | 0 | 19.5867 | 0 | 0 | 0 | 0 | 0 | 0 | 0 | 0 | 0 | 0 | 0 | 0 | 0 | 0.45131 | 0 | 0.71279 | 2.5579 | 0 | 0 | 0.42 | 0.77942 | 0 | 0 | 0 | 0 | 4.9214 | 0 | 0 | 0 | 0 | 0 | 0 | 0 | 0 | 0 | 0 | 0 | 0 | 0
4 | 15 | 9 | 7 | 1.7931 | 0 | 13.5789 | 0 | 0 | 0 | 0.0012057 | 0.16345 | 0 | 0 | 4.666 | 0 | 20.2026 | 0 | 0 | 0 | 0 | 0 | 0 | 0 | 0 | 0 | 0 | 0 | 0 | 0 | 0.45131 | 0 | 0.71279 | 1.658 | 0 | 0 | 0.315 | 0.77451 | 0 | 0 | 0 | 0 | 3.9116 | 0 | 0 | 0 | 0 | 0 | 0 | 0 | 0 | 0 | 0 | 0 | 0 | 0
4 | 15 | 10 | 7 | 1.7931 | 0 | 13.5789 | 0 | 0 | 0 | 0.0012057 | 0.1135 | 0 | 0 | 3.7071 | 0 | 19.1938 | 0 | 0 | 0 | 0 | 0 | 0 | 0 | 0 | 0 | 0 | 0 | 0 | 0 | 0.45131 | 0 | 0.71279 | 1.0461 | 0 | 0 | 0.315 | 0.7685 | 0 | 0 | 0 | 0 | 3.2937 | 0 | 0 | 0 | 0 | 0 | 0 | 0 | 0 | 0 | 0 | 0 | 0 | 0
4 | 15 | 11 | 7 | 1.7931 | 0 | 13.5789 | 0 | 0 | 0 | 0.0012057 | 0.081249 | 0 | 0 | 3.9588 | 0 | 19.4132 | 0 | 0 | 0 | 0 | 0 | 0 | 0 | 0 | 0 | 0 | 0 | 0 | 0 | 0.45131 | 0 | 0.54519 | 0.62013 | 0 | 0 | 0.3675 | 0.76695 | 0 | 0 | 0 | 0 | 2.7511 | 0 | 0 | 0 | 0 | 0 | 0 | 0 | 0 | 0 | 0 | 0 | 0 | 0
4 | 15 | 12 | 7 | 1.7931 | 0 | 8.6313 | 0 | 0 | 0 | 0.0012057 | 0.083852 | 0 | 0 | 3.9587 | 0 | 14.4683 | 0 | 0 | 0 | 0 | 0 | 0 | 0 | 0 | 0 | 0 | 0 | 0 | 0 | 0.45131 | 0 | 0.54519 | 0.61659 | 0 | 0 | 0.42 | 0.76547 | 0 | 0 | 0 | 0 | 2.7986 | 0 | 0 | 0 | 0 | 0 | 0 | 0 | 0 | 0 | 0 | 0 | 0 | 0
4 | 15 | 13 | 7 | 1.7931 | 0 | 13.5789 | 0 | 0 | 0 | 0.0012057 | 0.068823 | 0 | 0 | 3.9587 | 0 | 19.4008 | 0 | 0 | 0 | 0 | 0 | 0 | 0 | 0 | 0 | 0 | 0 | 0 | 0 | 0.45131 | 0 | 0.54519 | 0.48828 | 0 | 0 | 0.3675 | 0.76341 | 0 | 0 | 0 | 0 | 2.6157 | 0 | 0 | 0 | 0 | 0 | 0 | 0 | 0 | 0 | 0 | 0 | 0 | 0
4 | 15 | 14 | 7 | 1.7931 | 0 | 13.5789 | 0 | 0 | 0 | 0.0012057 | 0.09085 | 0 | 0 | 5.9675 | 0 | 21.4315 | 0 | 0 | 0 | 0 | 0 | 0 | 0 | 0 | 0 | 0 | 0 | 0 | 0 | 0.45131 | 0 | 0.54519 | 0.19615 | 0 | 0 | 0.3675 | 0.7565 | 0 | 0 | 0 | 0 | 2.3166 | 0 | 0 | 0 | 0 | 0 | 0 | 0 | 0 | 0 | 0 | 0 | 0 | 0
4 | 15 | 15 | 7 | 1.7931 | 0 | 13.5789 | 0 | 0 | 0 | 0.0012057 | 0.080521 | 0 | 0 | 3.7071 | 0 | 19.1608 | 0 | 0 | 0 | 0 | 0 | 0 | 0 | 0 | 0 | 0 | 0 | 0 | 0 | 0.45131 | 0 | 0.54519 | 0.22383 | 0.079046 | 0 | 0.315 | 0.75591 | 0 | 0 | 0 | 0 | 2.3703 | 0 | 0 | 0 | 0 | 0 | 0 | 0 | 0 | 0 | 0 | 0 | 0 | 0
4 | 15 | 16 | 7 | 1.7931 | 0 | 13.5789 | 0 | 0 | 0 | 0.0012057 | 0.08914 | 0 | 0 | 3.707 | 0 | 19.1694 | 0 | 0 | 0 | 0 | 0 | 0 | 0 | 0 | 0 | 0 | 0 | 0 | 0 | 0.45131 | 0 | 0.54519 | 0.42771 | 0.081231 | 0 | 0.315 | 0.76048 | 0 | 0 | 0 | 0 | 2.5809 | 0 | 0 | 0 | 0 | 0 | 0 | 0 | 0 | 0 | 0 | 0 | 0 | 0
4 | 15 | 17 | 7 | 1.7931 | 0 | 13.5789 | 0 | 0 | 0 | 0.0012057 | 0.07452 | 0 | 0 | 6.1509 | 0 | 21.5986 | 0 | 0 | 0 | 0 | 0 | 0 | 0 | 0 | 0 | 0 | 0 | 0 | 0 | 0.45131 | 0 | 0.54519 | 0.3881 | 0.046821 | 0 | 0.525 | 0.75735 | 0 | 0 | 0 | 0 | 2.7138 | 0 | 0 | 0 | 0 | 0 | 0 | 0 | 0 | 0 | 0 | 0 | 0 | 0
4 | 15 | 18 | 7 | 1.7931 | 0 | 9.8682 | 0 | 0 | 0 | 0.0012057 | 0.072763 | 0 | 0 | 6.1509 | 0 | 17.8862 | 0 | 0 | 0 | 0 | 0 | 0 | 0 | 0 | 0 | 0 | 0 | 0 | 0 | 0.45131 | 0 | 0.54519 | 0.45691 | 0 | 0 | 0.525 | 0.75857 | 0 | 0 | 0 | 0 | 2.737 | 0 | 0 | 0 | 0 | 0 | 0 | 0 | 0 | 0 | 0 | 0 | 0 | 0
4 | 15 | 19 | 7 | 1.7931 | 0 | 2.4469 | 0 | 0 | 0 | 0.0012057 | 0.088429 | 0 | 0 | 3.9587 | 0 | 8.2884 | 0 | 0 | 0 | 0 | 0 | 0 | 0 | 0 | 0 | 0 | 0 | 0 | 0 | 0.45131 | 0 | 0.88038 | 0.51014 | 0 | 0 | 0.42 | 0.75582 | 0 | 0 | 0 | 0 | 3.0177 | 0 | 0 | 0 | 0 | 0 | 0 | 0 | 0 | 0 | 0 | 0 | 0 | 0
4 | 15 | 20 | 7 | 1.7931 | 0 | 2.4469 | 0 | 0 | 0 | 0.0012057 | 0.096299 | 0 | 0 | 3.9587 | 0 | 8.2962 | 0 | 0 | 0 | 0 | 0 | 0 | 0 | 0 | 0 | 0 | 0 | 0 | 0 | 0.45131 | 0 | 1.1038 | 0.70557 | 0 | 0 | 0.3675 | 0.75687 | 0 | 0 | 0 | 0 | 3.3851 | 0 | 0 | 0 | 0 | 0 | 0 | 0 | 0 | 0 | 0 | 0 | 0 | 0
4 | 15 | 21 | 7 | 1.7931 | 0 | 2.4469 | 0 | 0 | 0 | 0.0012057 | 0.10003 | 0 | 0 | 6.5362 | 0 | 10.8775 | 0 | 0 | 0 | 0 | 0 | 0 | 0 | 0 | 0 | 0 | 0 | 0 | 0 | 0.45131 | 0 | 1.2156 | 0.84265 | 0 | 0 | 0.4725 | 0.75675 | 0 | 0 | 0 | 0 | 3.7388 | 0 | 0 | 0 | 0 | 0 | 0 | 0 | 0 | 0 | 0 | 0 | 0 | 0
4 | 15 | 22 | 7 | 1.7931 | 0 | 2.4469 | 0 | 0 | 0 | 0.0012057 | 0.1012 | 0 | 0 | 4.0097 | 0 | 8.3521 | 0 | 0 | 0 | 0 | 0 | 0 | 0 | 0 | 0 | 0 | 0 | 0 | 0 | 0.45131 | 0 | 1.1038 | 0.85762 | 0 | 0 | 0.315 | 0.75876 | 0 | 0 | 0 | 0 | 3.4865 | 0 | 0 | 0 | 0 | 0 | 0 | 0 | 0 | 0 | 0 | 0 | 0 | 0
4 | 15 | 23 | 7 | 1.7931 | 0 | 2.4469 | 0 | 0 | 0 | 0.0012057 | 0.063411 | 0 | 0 | 0.65227 | 0 | 4.9569 | 0 | 0 | 0 | 0 | 0 | 0 | 0 | 0 | 0 | 0 | 0 | 0 | 0 | 0.45131 | 0 | 0.88038 | 0.80235 | 0 | 0 | 0.0525 | 0.76288 | 0 | 0 | 0 | 0 | 2.9494 | 0 | 0 | 0 | 0 | 0 | 0 | 0 | 0 | 0 | 0 | 0 | 0 | 0
4 | 15 | 24 | 7 | 1.7931 | 0 | 2.4469 | 0 | 0 | 0 | 0.0012057 | 0.067734 | 0 | 0 | 0.65229 | 0 | 4.9612 | 0 | 0 | 0 | 0 | 0 | 0 | 0 | 0 | 0 | 0 | 0 | 0 | 0 | 0.45131 | 0 | 0.54519 | 0.88844 | 0 | 0 | 0.0525 | 0.772 | 0 | 0 | 0 | 0 | 2.7094 | 0 | 0 | 0 | 0 | 0 | 0 | 0 | 0 | 0 | 0 | 0 | 0 | 0
4 | 16 | 1 | 1 | 1.7931 | 0 | 2.4469 | 0 | 0 | 0 | 0.0012057 | 0.072296 | 0 | 0 | 0.65232 | 0 | 4.9658 | 0 | 0 | 0 | 0 | 0 | 0 | 0 | 0 | 0 | 0 | 0 | 0 | 0 | 0.45131 | 0 | 0.32173 | 0.92294 | 0 | 0 | 0.0525 | 0.77874 | 0 | 0 | 0 | 0 | 2.5272 | 0 | 0 | 0 | 0 | 0 | 0 | 0 | 0 | 0 | 0 | 0 | 0 | 0
4 | 16 | 2 | 1 | 1.7931 | 0 | 2.4469 | 0 | 0 | 0 | 0.0012057 | 0.072439 | 0 | 0 | 0.65235 | 0 | 4.966 | 0 | 0 | 0 | 0 | 0 | 0 | 0 | 0 | 0 | 0 | 0 | 0 | 0 | 0.45131 | 0 | 0.32173 | 0.94526 | 0 | 0 | 0.0525 | 0.77703 | 0 | 0 | 0 | 0 | 2.5478 | 0 | 0 | 0 | 0 | 0 | 0 | 0 | 0 | 0 | 0 | 0 | 0 | 0
4 | 16 | 3 | 1 | 1.7931 | 0 | 2.4469 | 0 | 0 | 0 | 0.0012057 | 0.075346 | 0 | 0 | 0.65235 | 0 | 4.9689 | 0 | 0 | 0 | 0 | 0 | 0 | 0 | 0 | 0 | 0 | 0 | 0 | 0 | 0.45131 | 0 | 0.32173 | 1.0236 | 0 | 0 | 0.0525 | 0.77841 | 0 | 0 | 0 | 0 | 2.6276 | 0 | 0 | 0 | 0 | 0 | 0 | 0 | 0 | 0 | 0 | 0 | 0 | 0
4 | 16 | 4 | 1 | 1.7931 | 0 | 2.4469 | 0 | 0 | 0 | 0.0012057 | 0.075735 | 0 | 0 | 0.65235 | 0 | 4.9693 | 0 | 0 | 0 | 0 | 0 | 0 | 0 | 0 | 0 | 0 | 0 | 0 | 0 | 0.45131 | 0 | 0.32173 | 1.0442 | 0 | 0 | 0.0525 | 0.77714 | 0 | 0 | 0 | 0 | 2.6469 | 0 | 0 | 0 | 0 | 0 | 0 | 0 | 0 | 0 | 0 | 0 | 0 | 0
4 | 16 | 5 | 1 | 1.7931 | 0 | 2.4469 | 0 | 0 | 0 | 0.0012057 | 0.077502 | 0 | 0 | 0.65234 | 0 | 4.9711 | 0 | 0 | 0 | 0 | 0 | 0 | 0 | 0 | 0 | 0 | 0 | 0 | 0 | 0.45131 | 0 | 0.32173 | 1.029 | 0 | 0 | 0.0525 | 0.77775 | 0 | 0 | 0 | 0 | 2.6323 | 0 | 0 | 0 | 0 | 0 | 0 | 0 | 0 | 0 | 0 | 0 | 0 | 0
4 | 16 | 6 | 1 | 1.7931 | 0 | 2.4469 | 0 | 0 | 0 | 0.0012057 | 0.080016 | 0 | 0 | 3.7071 | 0 | 8.0283 | 0 | 0 | 0 | 0 | 0 | 0 | 0 | 0 | 0 | 0 | 0 | 0 | 0 | 0.45131 | 0 | 0.54519 | 0.9562 | 0 | 0 | 0.315 | 0.77418 | 0 | 0 | 0 | 0 | 3.0419 | 0 | 0 | 0 | 0 | 0 | 0 | 0 | 0 | 0 | 0 | 0 | 0 | 0
4 | 16 | 7 | 1 | 1.7931 | 0 | 2.4469 | 0 | 0 | 0 | 0.0012057 | 0.34452 | 0 | 0 | 6.1509 | 0 | 10.7366 | 0 | 0 | 0 | 0 | 0 | 0 | 0 | 0 | 0 | 0 | 0 | 0 | 0 | 0.45131 | 0 | 0.71279 | 2.3585 | 0 | 0 | 0.525 | 0.76736 | 0 | 0 | 0 | 0 | 4.8149 | 0 | 0 | 0 | 0 | 0 | 0 | 0 | 0 | 0 | 0 | 0 | 0 | 0
4 | 16 | 8 | 1 | 1.7931 | 0 | 13.5789 | 0 | 0 | 0 | 0.0012057 | 0.19828 | 0 | 0 | 3.9587 | 0 | 19.5302 | 0 | 0 | 0 | 0 | 0 | 0 | 0 | 0 | 0 | 0 | 0 | 0 | 0 | 0.45131 | 0 | 0.71279 | 1.8158 | 0 | 0 | 0.42 | 0.76709 | 0 | 0 | 0 | 0 | 4.167 | 0 | 0 | 0 | 0 | 0 | 0 | 0 | 0 | 0 | 0 | 0 | 0 | 0
4 | 16 | 9 | 1 | 1.7931 | 0 | 13.5789 | 0 | 0 | 0 | 0.0012057 | 0.13005 | 0 | 0 | 4.6659 | 0 | 20.1691 | 0 | 0 | 0 | 0 | 0 | 0 | 0 | 0 | 0 | 0 | 0 | 0 | 0 | 0.45131 | 0 | 0.71279 | 1.4269 | 0 | 0 | 0.315 | 0.76292 | 0 | 0 | 0 | 0 | 3.6689 | 0 | 0 | 0 | 0 | 0 | 0 | 0 | 0 | 0 | 0 | 0 | 0 | 0
4 | 16 | 10 | 1 | 1.7931 | 0 | 13.5789 | 0 | 0 | 0 | 0.0012057 | 0.13323 | 0 | 0 | 3.707 | 0 | 19.2135 | 0 | 0 | 0 | 0 | 0 | 0 | 0 | 0 | 0 | 0 | 0 | 0 | 0 | 0.45131 | 0 | 0.71279 | 1.5561 | 0 | 0 | 0.315 | 0.76731 | 0 | 0 | 0 | 0 | 3.8025 | 0 | 0 | 0 | 0 | 0 | 0 | 0 | 0 | 0 | 0 | 0 | 0 | 0
4 | 16 | 11 | 1 | 1.7931 | 0 | 13.5789 | 0 | 0 | 0 | 0.0012057 | 0.10387 | 0 | 0 | 3.9587 | 0 | 19.4358 | 0 | 0 | 0 | 0 | 0 | 0 | 0 | 0 | 0 | 0 | 0 | 0 | 0 | 0.45131 | 0 | 0.54519 | 1.3941 | 0 | 0 | 0.3675 | 0.76624 | 0 | 0 | 0 | 0 | 3.5243 | 0 | 0 | 0 | 0 | 0 | 0 | 0 | 0 | 0 | 0 | 0 | 0 | 0
4 | 16 | 12 | 1 | 1.7931 | 0 | 8.6313 | 0 | 0 | 0 | 0.0012057 | 0.1051 | 0 | 0 | 3.9587 | 0 | 14.4895 | 0 | 0 | 0 | 0 | 0 | 0 | 0 | 0 | 0 | 0 | 0 | 0 | 0 | 0.45131 | 0 | 0.54519 | 1.2838 | 0 | 0 | 0.42 | 0.76126 | 0 | 0 | 0 | 0 | 3.4616 | 0 | 0 | 0 | 0 | 0 | 0 | 0 | 0 | 0 | 0 | 0 | 0 | 0
4 | 16 | 13 | 1 | 1.7931 | 0 | 13.5789 | 0 | 0 | 0 | 0.0012057 | 0.083623 | 0 | 0 | 3.9587 | 0 | 19.4156 | 0 | 0 | 0 | 0 | 0 | 0 | 0 | 0 | 0 | 0 | 0 | 0 | 0 | 0.45131 | 0 | 0.54519 | 0.83441 | 0 | 0 | 0.3675 | 0.76099 | 0 | 0 | 0 | 0 | 2.9594 | 0 | 0 | 0 | 0 | 0 | 0 | 0 | 0 | 0 | 0 | 0 | 0 | 0
4 | 16 | 14 | 1 | 1.7931 | 0 | 13.5789 | 0 | 0 | 0 | 0.0012057 | 0.076959 | 0 | 0 | 5.9673 | 0 | 21.4175 | 0 | 0 | 0 | 0 | 0 | 0 | 0 | 0 | 0 | 0 | 0 | 0 | 0 | 0.45131 | 0 | 0.54519 | 0.74779 | 0 | 0 | 0.3675 | 0.75944 | 0 | 0 | 0 | 0 | 2.8712 | 0 | 0 | 0 | 0 | 0 | 0 | 0 | 0 | 0 | 0 | 0 | 0 | 0
4 | 16 | 15 | 1 | 1.7931 | 0 | 13.5789 | 0 | 0 | 0 | 0.0012057 | 0.071986 | 0 | 0 | 3.707 | 0 | 19.1522 | 0 | 0 | 0 | 0 | 0 | 0 | 0 | 0 | 0 | 0 | 0 | 0 | 0 | 0.45131 | 0 | 0.54519 | 0.63737 | 0 | 0 | 0.315 | 0.75798 | 0 | 0 | 0 | 0 | 2.7069 | 0 | 0 | 0 | 0 | 0 | 0 | 0 | 0 | 0 | 0 | 0 | 0 | 0
4 | 16 | 16 | 1 | 1.7931 | 0 | 13.5789 | 0 | 0 | 0 | 0.0012057 | 0.069374 | 0 | 0 | 3.707 | 0 | 19.1496 | 0 | 0 | 0 | 0 | 0 | 0 | 0 | 0 | 0 | 0 | 0 | 0 | 0 | 0.45131 | 0 | 0.54519 | 0.49823 | 0 | 0 | 0.315 | 0.75516 | 0 | 0 | 0 | 0 | 2.5649 | 0 | 0 | 0 | 0 | 0 | 0 | 0 | 0 | 0 | 0 | 0 | 0 | 0
4 | 16 | 17 | 1 | 1.7931 | 0 | 13.5789 | 0 | 0 | 0 | 0.0012057 | 0.069036 | 0 | 0 | 6.1508 | 0 | 21.5931 | 0 | 0 | 0 | 0 | 0 | 0 | 0 | 0 | 0 | 0 | 0 | 0 | 0 | 0.45131 | 0 | 0.54519 | 0.49179 | 0 | 0 | 0.525 | 0.75381 | 0 | 0 | 0 | 0 | 2.7671 | 0 | 0 | 0 | 0 | 0 | 0 | 0 | 0 | 0 | 0 | 0 | 0 | 0
4 | 16 | 18 | 1 | 1.7931 | 0 | 9.8682 | 0 | 0 | 0 | 0.0012057 | 0.078895 | 0 | 0 | 6.1508 | 0 | 17.8923 | 0 | 0 | 0 | 0 | 0 | 0 | 0 | 0 | 0 | 0 | 0 | 0 | 0 | 0.45131 | 0 | 0.54519 | 0.61214 | 0 | 0 | 0.525 | 0.75552 | 0 | 0 | 0 | 0 | 2.8892 | 0 | 0 | 0 | 0 | 0 | 0 | 0 | 0 | 0 | 0 | 0 | 0 | 0
4 | 16 | 19 | 1 | 1.7931 | 0 | 2.4469 | 0 | 0 | 0 | 0.0012057 | 0.095361 | 0 | 0 | 3.9587 | 0 | 8.2953 | 0 | 0 | 0 | 0 | 0 | 0 | 0 | 0 | 0 | 0 | 0 | 0 | 0 | 0.45131 | 0 | 0.88038 | 0.71003 | 0 | 0 | 0.42 | 0.75282 | 0 | 0 | 0 | 0 | 3.2146 | 0 | 0 | 0 | 0 | 0 | 0 | 0 | 0 | 0 | 0 | 0 | 0 | 0
4 | 16 | 20 | 1 | 1.7931 | 0 | 2.4469 | 0 | 0 | 0 | 0.0012057 | 0.12857 | 0 | 0 | 3.9587 | 0 | 8.3285 | 0 | 0 | 0 | 0 | 0 | 0 | 0 | 0 | 0 | 0 | 0 | 0 | 0 | 0.45131 | 0 | 1.1038 | 0.94389 | 0 | 0 | 0.3675 | 0.75233 | 0 | 0 | 0 | 0 | 3.6189 | 0 | 0 | 0 | 0 | 0 | 0 | 0 | 0 | 0 | 0 | 0 | 0 | 0
4 | 16 | 21 | 1 | 1.7931 | 0 | 2.4469 | 0 | 0 | 0 | 0.0012057 | 0.14718 | 0 | 0 | 6.5362 | 0 | 10.9246 | 0 | 0 | 0 | 0 | 0 | 0 | 0 | 0 | 0 | 0 | 0 | 0 | 0 | 0.45131 | 0 | 1.2156 | 1.0303 | 0 | 0 | 0.4725 | 0.75075 | 0 | 0 | 0 | 0 | 3.9205 | 0 | 0 | 0 | 0 | 0 | 0 | 0 | 0 | 0 | 0 | 0 | 0 | 0
4 | 16 | 22 | 1 | 1.7931 | 0 | 2.4469 | 0 | 0 | 0 | 0.0012057 | 0.18184 | 0 | 0 | 4.0096 | 0 | 8.4327 | 0 | 0 | 0 | 0 | 0 | 0 | 0 | 0 | 0 | 0 | 0 | 0 | 0 | 0.45131 | 0 | 1.1038 | 1.4864 | 0 | 0 | 0.315 | 0.75479 | 0 | 0 | 0 | 0 | 4.1113 | 0 | 0 | 0 | 0 | 0 | 0 | 0 | 0 | 0 | 0 | 0 | 0 | 0
4 | 16 | 23 | 1 | 1.7931 | 0 | 2.4469 | 0 | 0 | 0 | 0.0012057 | 0.066912 | 0 | 0 | 0.65224 | 0 | 4.9604 | 0 | 0 | 0 | 0 | 0 | 0 | 0 | 0 | 0 | 0 | 0 | 0 | 0 | 0.45131 | 0 | 0.88038 | 0.77985 | 0 | 0 | 0.0525 | 0.75802 | 0 | 0 | 0 | 0 | 2.9221 | 0 | 0 | 0 | 0 | 0 | 0 | 0 | 0 | 0 | 0 | 0 | 0 | 0
4 | 16 | 24 | 1 | 1.7931 | 0 | 2.4469 | 0 | 0 | 0 | 0.0012057 | 0.071913 | 0 | 0 | 0.65225 | 0 | 4.9654 | 0 | 0 | 0 | 0 | 0 | 0 | 0 | 0 | 0 | 0 | 0 | 0 | 0 | 0.45131 | 0 | 0.54519 | 0.90097 | 0 | 0 | 0.0525 | 0.76811 | 0 | 0 | 0 | 0 | 2.7181 | 0 | 0 | 0 | 0 | 0 | 0 | 0 | 0 | 0 | 0 | 0 | 0 | 0
4 | 17 | 1 | 2 | 1.7931 | 0 | 2.4469 | 0 | 0 | 0 | 0.0012057 | 0.076988 | 0 | 0 | 0.65229 | 0 | 4.9705 | 0 | 0 | 0 | 0 | 0 | 0 | 0 | 0 | 0 | 0 | 0 | 0 | 0 | 0.45131 | 0 | 0.32173 | 1.0014 | 0 | 0 | 0.0525 | 0.77513 | 0 | 0 | 0 | 0 | 2.6021 | 0 | 0 | 0 | 0 | 0 | 0 | 0 | 0 | 0 | 0 | 0 | 0 | 0
4 | 17 | 2 | 2 | 1.7931 | 0 | 2.4469 | 0 | 0 | 0 | 0.0012057 | 0.096802 | 0 | 0 | 0.65232 | 0 | 4.9904 | 0 | 0 | 0 | 0 | 0 | 0 | 0 | 0 | 0 | 0 | 0 | 0 | 0 | 0.45131 | 0 | 0.32173 | 1.3718 | 0 | 0 | 0.0525 | 0.77805 | 0 | 0 | 0 | 0 | 2.9754 | 0 | 0 | 0 | 0 | 0 | 0 | 0 | 0 | 0 | 0 | 0 | 0 | 0
4 | 17 | 3 | 2 | 1.7931 | 0 | 2.4469 | 0 | 0 | 0 | 0.0012057 | 0.10983 | 0 | 0 | 0.65234 | 0 | 5.0034 | 0 | 0 | 0 | 0 | 0 | 0 | 0 | 0 | 0 | 0 | 0 | 0 | 0 | 0.45131 | 0 | 0.32173 | 1.5694 | 0 | 0 | 0.0525 | 0.77695 | 0 | 0 | 0 | 0 | 3.1718 | 0 | 0 | 0 | 0 | 0 | 0 | 0 | 0 | 0 | 0 | 0 | 0 | 0
4 | 17 | 4 | 2 | 1.7931 | 0 | 2.4469 | 0 | 0 | 0 | 0.0012057 | 0.12678 | 0 | 0 | 0.65233 | 0 | 5.0203 | 0 | 0 | 0 | 0 | 0 | 0 | 0 | 0 | 0 | 0 | 0 | 0 | 0 | 0.45131 | 0 | 0.32173 | 1.9448 | 0 | 0 | 0.0525 | 0.77718 | 0 | 0 | 0 | 0 | 3.5475 | 0 | 0 | 0 | 0 | 0 | 0 | 0 | 0 | 0 | 0 | 0 | 0 | 0
4 | 17 | 5 | 2 | 1.7931 | 0 | 2.4469 | 0 | 0 | 0 | 0.0012057 | 0.14567 | 0 | 0 | 0.65232 | 0 | 5.0392 | 0 | 0 | 0 | 0 | 0 | 0 | 0 | 0 | 0 | 0 | 0 | 0 | 0 | 0.45131 | 0 | 0.32173 | 2.1508 | 0 | 0 | 0.0525 | 0.77831 | 0 | 0 | 0 | 0 | 3.7547 | 0 | 0 | 0 | 0 | 0 | 0 | 0 | 0 | 0 | 0 | 0 | 0 | 0
4 | 17 | 6 | 2 | 1.7931 | 0 | 2.4469 | 0 | 0 | 0 | 0.0012057 | 0.18327 | 0 | 0 | 3.7071 | 0 | 8.1316 | 0 | 0 | 0 | 0 | 0 | 0 | 0 | 0 | 0 | 0 | 0 | 0 | 0 | 0.45131 | 0 | 0.54519 | 2.5756 | 0 | 0 | 0.315 | 0.77521 | 0 | 0 | 0 | 0 | 4.6623 | 0 | 0 | 0 | 0 | 0 | 0 | 0 | 0 | 0 | 0 | 0 | 0 | 0
4 | 17 | 7 | 2 | 1.7931 | 0 | 2.4469 | 0 | 0 | 0 | 0.0012057 | 0.66544 | 0 | 0 | 6.1509 | 0 | 11.0575 | 0 | 0 | 0 | 0 | 0 | 0 | 0 | 0 | 0 | 0 | 0 | 0 | 0 | 0.45131 | 0 | 0.71279 | 4.2683 | 0 | 0 | 0.525 | 0.77378 | 0 | 0 | 0 | 0 | 6.7312 | 0 | 0 | 0 | 0 | 0 | 0 | 0 | 0 | 0 | 0 | 0 | 0 | 0
4 | 17 | 8 | 2 | 1.7931 | 0 | 13.5789 | 0 | 0 | 0 | 0.0012057 | 0.30529 | 0 | 0 | 3.9587 | 0 | 19.6372 | 0 | 0 | 0 | 0 | 0 | 0 | 0 | 0 | 0 | 0 | 0 | 0 | 0 | 0.45131 | 0 | 0.71279 | 2.5056 | 0 | 0 | 0.42 | 0.76463 | 0 | 0 | 0 | 0 | 4.8543 | 0 | 0 | 0 | 0 | 0 | 0 | 0 | 0 | 0 | 0 | 0 | 0 | 0
4 | 17 | 9 | 2 | 1.7931 | 0 | 13.5789 | 0 | 0 | 0 | 0.0012057 | 0.16124 | 0 | 0 | 4.6659 | 0 | 20.2003 | 0 | 0 | 0 | 0 | 0 | 0 | 0 | 0 | 0 | 0 | 0 | 0 | 0 | 0.45131 | 0 | 0.71279 | 1.4866 | 0 | 0 | 0.315 | 0.75989 | 0 | 0 | 0 | 0 | 3.7256 | 0 | 0 | 0 | 0 | 0 | 0 | 0 | 0 | 0 | 0 | 0 | 0 | 0
4 | 17 | 10 | 2 | 1.7931 | 0 | 13.5789 | 0 | 0 | 0 | 0.0012057 | 0.13876 | 0 | 0 | 3.707 | 0 | 19.219 | 0 | 0 | 0 | 0 | 0 | 0 | 0 | 0 | 0 | 0 | 0 | 0 | 0 | 0.45131 | 0 | 0.71279 | 1.3321 | 0 | 0 | 0.315 | 0.76148 | 0 | 0 | 0 | 0 | 3.5726 | 0 | 0 | 0 | 0 | 0 | 0 | 0 | 0 | 0 | 0 | 0 | 0 | 0
4 | 17 | 11 | 2 | 1.7931 | 0 | 13.5789 | 0 | 0 | 0 | 0.0012057 | 0.1065 | 0 | 0 | 3.9587 | 0 | 19.4384 | 0 | 0 | 0 | 0 | 0 | 0 | 0 | 0 | 0 | 0 | 0 | 0 | 0 | 0.45131 | 0 | 0.54519 | 1.0727 | 0 | 0 | 0.3675 | 0.76274 | 0 | 0 | 0 | 0 | 3.1994 | 0 | 0 | 0 | 0 | 0 | 0 | 0 | 0 | 0 | 0 | 0 | 0 | 0
4 | 17 | 12 | 2 | 1.7931 | 0 | 8.6313 | 0 | 0 | 0 | 0.0012057 | 0.12056 | 0 | 0 | 3.9587 | 0 | 14.5049 | 0 | 0 | 0 | 0 | 0 | 0 | 0 | 0 | 0 | 0 | 0 | 0 | 0 | 0.45131 | 0 | 0.54519 | 1.1951 | 0 | 0 | 0.42 | 0.76365 | 0 | 0 | 0 | 0 | 3.3753 | 0 | 0 | 0 | 0 | 0 | 0 | 0 | 0 | 0 | 0 | 0 | 0 | 0
4 | 17 | 13 | 2 | 1.7931 | 0 | 13.5789 | 0 | 0 | 0 | 0.0012057 | 0.078765 | 0 | 0 | 3.9587 | 0 | 19.4107 | 0 | 0 | 0 | 0 | 0 | 0 | 0 | 0 | 0 | 0 | 0 | 0 | 0 | 0.45131 | 0 | 0.54519 | 0.81485 | 0 | 0 | 0.3675 | 0.76494 | 0 | 0 | 0 | 0 | 2.9438 | 0 | 0 | 0 | 0 | 0 | 0 | 0 | 0 | 0 | 0 | 0 | 0 | 0
4 | 17 | 14 | 2 | 1.7931 | 0 | 13.5789 | 0 | 0 | 0 | 0.0012057 | 0.078668 | 0 | 0 | 5.9674 | 0 | 21.4192 | 0 | 0 | 0 | 0 | 0 | 0 | 0 | 0 | 0 | 0 | 0 | 0 | 0 | 0.45131 | 0 | 0.54519 | 0.79724 | 0 | 0 | 0.3675 | 0.76244 | 0 | 0 | 0 | 0 | 2.9237 | 0 | 0 | 0 | 0 | 0 | 0 | 0 | 0 | 0 | 0 | 0 | 0 | 0
4 | 17 | 15 | 2 | 1.7931 | 0 | 13.5789 | 0 | 0 | 0 | 0.0012057 | 0.076561 | 0 | 0 | 3.7071 | 0 | 19.1568 | 0 | 0 | 0 | 0 | 0 | 0 | 0 | 0 | 0 | 0 | 0 | 0 | 0 | 0.45131 | 0 | 0.54519 | 0.69849 | 0 | 0 | 0.315 | 0.76166 | 0 | 0 | 0 | 0 | 2.7717 | 0 | 0 | 0 | 0 | 0 | 0 | 0 | 0 | 0 | 0 | 0 | 0 | 0
4 | 17 | 16 | 2 | 1.7931 | 0 | 13.5789 | 0 | 0 | 0 | 0.0012057 | 0.08104 | 0 | 0 | 3.7071 | 0 | 19.1613 | 0 | 0 | 0 | 0 | 0 | 0 | 0 | 0 | 0 | 0 | 0 | 0 | 0 | 0.45131 | 0 | 0.54519 | 0.78487 | 0 | 0 | 0.315 | 0.76431 | 0 | 0 | 0 | 0 | 2.8607 | 0 | 0 | 0 | 0 | 0 | 0 | 0 | 0 | 0 | 0 | 0 | 0 | 0
4 | 17 | 17 | 2 | 1.7931 | 0 | 13.5789 | 0 | 0 | 0 | 0.0012057 | 0.074878 | 0 | 0 | 6.1509 | 0 | 21.5989 | 0 | 0 | 0 | 0 | 0 | 0 | 0 | 0 | 0 | 0 | 0 | 0 | 0 | 0.45131 | 0 | 0.54519 | 0.65087 | 0 | 0 | 0.525 | 0.75841 | 0 | 0 | 0 | 0 | 2.9308 | 0 | 0 | 0 | 0 | 0 | 0 | 0 | 0 | 0 | 0 | 0 | 0 | 0
4 | 17 | 18 | 2 | 1.7931 | 0 | 9.8682 | 0 | 0 | 0 | 0.0012057 | 0.08705 | 0 | 0 | 6.1508 | 0 | 17.9004 | 0 | 0 | 0 | 0 | 0 | 0 | 0 | 0 | 0 | 0 | 0 | 0 | 0 | 0.45131 | 0 | 0.54519 | 0.76447 | 0 | 0 | 0.525 | 0.76264 | 0 | 0 | 0 | 0 | 3.0486 | 0 | 0 | 0 | 0 | 0 | 0 | 0 | 0 | 0 | 0 | 0 | 0 | 0
4 | 17 | 19 | 2 | 1.7931 | 0 | 2.4469 | 0 | 0 | 0 | 0.0012057 | 0.12874 | 0 | 0 | 3.9587 | 0 | 8.3287 | 0 | 0 | 0 | 0 | 0 | 0 | 0 | 0 | 0 | 0 | 0 | 0 | 0 | 0.45131 | 0 | 0.88038 | 0.92634 | 0 | 0 | 0.42 | 0.75554 | 0 | 0 | 0 | 0 | 3.4336 | 0 | 0 | 0 | 0 | 0 | 0 | 0 | 0 | 0 | 0 | 0 | 0 | 0
4 | 17 | 20 | 2 | 1.7931 | 0 | 2.4469 | 0 | 0 | 0 | 0.0012057 | 0.16591 | 0 | 0 | 3.9587 | 0 | 8.3658 | 0 | 0 | 0 | 0 | 0 | 0 | 0 | 0 | 0 | 0 | 0 | 0 | 0 | 0.45131 | 0 | 1.1038 | 1.3683 | 0 | 0 | 0.3675 | 0.75289 | 0 | 0 | 0 | 0 | 4.0439 | 0 | 0 | 0 | 0 | 0 | 0 | 0 | 0 | 0 | 0 | 0 | 0 | 0
4 | 17 | 21 | 2 | 1.7931 | 0 | 2.4469 | 0 | 0 | 0 | 0.0012057 | 0.1988 | 0 | 0 | 6.5362 | 0 | 10.9762 | 0 | 0 | 0 | 0 | 0 | 0 | 0 | 0 | 0 | 0 | 0 | 0 | 0 | 0.45131 | 0 | 1.2156 | 1.369 | 0 | 0 | 0.4725 | 0.7493 | 0 | 0 | 0 | 0 | 4.2577 | 0 | 0 | 0 | 0 | 0 | 0 | 0 | 0 | 0 | 0 | 0 | 0 | 0
4 | 17 | 22 | 2 | 1.7931 | 0 | 2.4469 | 0 | 0 | 0 | 0.0012057 | 0.256 | 0 | 0 | 4.0096 | 0 | 8.5069 | 0 | 0 | 0 | 0 | 0 | 0 | 0 | 0 | 0 | 0 | 0 | 0 | 0 | 0.45131 | 0 | 1.1038 | 1.9479 | 0 | 0 | 0.315 | 0.75519 | 0 | 0 | 0 | 0 | 4.5732 | 0 | 0 | 0 | 0 | 0 | 0 | 0 | 0 | 0 | 0 | 0 | 0 | 0
4 | 17 | 23 | 2 | 1.7931 | 0 | 2.4469 | 0 | 0 | 0 | 0.0012057 | 0.070975 | 0 | 0 | 0.65224 | 0 | 4.9644 | 0 | 0 | 0 | 0 | 0 | 0 | 0 | 0 | 0 | 0 | 0 | 0 | 0 | 0.45131 | 0 | 0.88038 | 0.88929 | 0 | 0 | 0.0525 | 0.76123 | 0 | 0 | 0 | 0 | 3.0347 | 0 | 0 | 0 | 0 | 0 | 0 | 0 | 0 | 0 | 0 | 0 | 0 | 0
4 | 17 | 24 | 2 | 1.7931 | 0 | 2.4469 | 0 | 0 | 0 | 0.0012057 | 0.073911 | 0 | 0 | 0.65226 | 0 | 4.9674 | 0 | 0 | 0 | 0 | 0 | 0 | 0 | 0 | 0 | 0 | 0 | 0 | 0 | 0.45131 | 0 | 0.54519 | 0.97048 | 0 | 0 | 0.0525 | 0.76908 | 0 | 0 | 0 | 0 | 2.7886 | 0 | 0 | 0 | 0 | 0 | 0 | 0 | 0 | 0 | 0 | 0 | 0 | 0
4 | 18 | 1 | 3 | 1.7931 | 0 | 2.4469 | 0 | 0 | 0 | 0.0012057 | 0.099774 | 0 | 0 | 0.65229 | 0 | 4.9933 | 0 | 0 | 0 | 0 | 0 | 0 | 0 | 0 | 0 | 0 | 0 | 0 | 0 | 0.45131 | 0 | 0.32173 | 1.5104 | 0 | 0 | 0.0525 | 0.77844 | 0 | 0 | 0 | 0 | 3.1144 | 0 | 0 | 0 | 0 | 0 | 0 | 0 | 0 | 0 | 0 | 0 | 0 | 0
4 | 18 | 2 | 3 | 1.7931 | 0 | 2.4469 | 0 | 0 | 0 | 0.0012057 | 0.13635 | 0 | 0 | 0.65234 | 0 | 5.0299 | 0 | 0 | 0 | 0 | 0 | 0 | 0 | 0 | 0 | 0 | 0 | 0 | 0 | 0.45131 | 0 | 0.32173 | 1.979 | 0 | 0 | 0.0525 | 0.77819 | 0 | 0 | 0 | 0 | 3.5827 | 0 | 0 | 0 | 0 | 0 | 0 | 0 | 0 | 0 | 0 | 0 | 0 | 0
4 | 18 | 3 | 3 | 1.7931 | 0 | 2.4469 | 0 | 0 | 0 | 0.0012057 | 0.16773 | 0 | 0 | 0.65234 | 0 | 5.0613 | 0 | 0 | 0 | 0 | 0 | 0 | 0 | 0 | 0 | 0 | 0 | 0 | 0 | 0.45131 | 0 | 0.32173 | 2.378 | 0 | 0 | 0.0525 | 0.78004 | 0 | 0 | 0 | 0 | 3.9835 | 0 | 0 | 0 | 0 | 0 | 0 | 0 | 0 | 0 | 0 | 0 | 0 | 0
4 | 18 | 4 | 3 | 1.7931 | 0 | 2.4469 | 0 | 0 | 0 | 0.0012057 | 0.21326 | 0 | 0 | 0.65233 | 0 | 5.1068 | 0 | 0 | 0 | 0 | 0 | 0 | 0 | 0 | 0 | 0 | 0 | 0 | 0 | 0.45131 | 0 | 0.32173 | 2.7195 | 0 | 0 | 0.0525 | 0.78432 | 0 | 0 | 0 | 0 | 4.3294 | 0 | 0 | 0 | 0 | 0 | 0 | 0 | 0 | 0 | 0 | 0 | 0 | 0
4 | 18 | 5 | 3 | 1.7931 | 0 | 2.4469 | 0 | 0 | 0 | 0.0012057 | 0.2323 | 0 | 0 | 0.65234 | 0 | 5.1259 | 0 | 0 | 0 | 0 | 0 | 0 | 0 | 0 | 0 | 0 | 0 | 0 | 0 | 0.45131 | 0 | 0.32173 | 2.8031 | 0 | 0 | 0.0525 | 0.78456 | 0 | 0 | 0 | 0 | 4.4132 | 0 | 0 | 0 | 0 | 0 | 0 | 0 | 0 | 0 | 0 | 0 | 0 | 0
4 | 18 | 6 | 3 | 1.7931 | 0 | 2.4469 | 0 | 0 | 0 | 0.0012057 | 0.2374 | 0 | 0 | 3.7071 | 0 | 8.1857 | 0 | 0 | 0 | 0 | 0 | 0 | 0 | 0 | 0 | 0 | 0 | 0 | 0 | 0.45131 | 0 | 0.54519 | 2.7939 | 0 | 0 | 0.315 | 0.78096 | 0 | 0 | 0 | 0 | 4.8864 | 0 | 0 | 0 | 0 | 0 | 0 | 0 | 0 | 0 | 0 | 0 | 0 | 0
4 | 18 | 7 | 3 | 1.7931 | 0 | 2.4469 | 0 | 0 | 0 | 0.0012057 | 0.66102 | 0 | 0 | 6.1509 | 0 | 11.0531 | 0 | 0 | 0 | 0 | 0 | 0 | 0 | 0 | 0 | 0 | 0 | 0 | 0 | 0.45131 | 0 | 0.71279 | 4.5489 | 0 | 0 | 0.525 | 0.77783 | 0 | 0 | 0 | 0 | 7.0158 | 0 | 0 | 0 | 0 | 0 | 0 | 0 | 0 | 0 | 0 | 0 | 0 | 0
4 | 18 | 8 | 3 | 1.7931 | 0 | 13.5789 | 0 | 0 | 0 | 0.0012057 | 0.353 | 0 | 0 | 3.9587 | 0 | 19.6849 | 0 | 0 | 0 | 0 | 0 | 0 | 0 | 0 | 0 | 0 | 0 | 0 | 0 | 0.45131 | 0 | 0.71279 | 2.8272 | 0 | 0 | 0.42 | 0.77451 | 0 | 0 | 0 | 0 | 5.1858 | 0 | 0 | 0 | 0 | 0 | 0 | 0 | 0 | 0 | 0 | 0 | 0 | 0
4 | 18 | 9 | 3 | 1.7931 | 0 | 13.5789 | 0 | 0 | 0 | 0.0012057 | 0.25222 | 0 | 0 | 4.6659 | 0 | 20.2913 | 0 | 0 | 0 | 0 | 0 | 0 | 0 | 0 | 0 | 0 | 0 | 0 | 0 | 0.45131 | 0 | 0.71279 | 2.2003 | 0 | 0 | 0.315 | 0.76727 | 0 | 0 | 0 | 0 | 4.4467 | 0 | 0 | 0 | 0 | 0 | 0 | 0 | 0 | 0 | 0 | 0 | 0 | 0
4 | 18 | 10 | 3 | 1.7931 | 0 | 13.5789 | 0 | 0 | 0 | 0.0012057 | 0.1891 | 0 | 0 | 3.7071 | 0 | 19.2694 | 0 | 0 | 0 | 0 | 0 | 0 | 0 | 0 | 0 | 0 | 0 | 0 | 0 | 0.45131 | 0 | 0.71279 | 1.7152 | 0 | 0 | 0.315 | 0.7649 | 0 | 0 | 0 | 0 | 3.9592 | 0 | 0 | 0 | 0 | 0 | 0 | 0 | 0 | 0 | 0 | 0 | 0 | 0
4 | 18 | 11 | 3 | 1.7931 | 0 | 13.5789 | 0 | 0 | 0 | 0.0012057 | 0.14372 | 0 | 0 | 3.9587 | 0 | 19.4757 | 0 | 0 | 0 | 0 | 0 | 0 | 0 | 0 | 0 | 0 | 0 | 0 | 0 | 0.45131 | 0 | 0.54519 | 1.4254 | 0 | 0 | 0.3675 | 0.76734 | 0 | 0 | 0 | 0 | 3.5567 | 0 | 0 | 0 | 0 | 0 | 0 | 0 | 0 | 0 | 0 | 0 | 0 | 0
4 | 18 | 12 | 3 | 1.7931 | 0 | 8.6313 | 0 | 0 | 0 | 0.0012057 | 0.10065 | 0 | 0 | 3.9587 | 0 | 14.485 | 0 | 0 | 0 | 0 | 0 | 0 | 0 | 0 | 0 | 0 | 0 | 0 | 0 | 0.45131 | 0 | 0.54519 | 0.96212 | 0 | 0 | 0.42 | 0.76136 | 0 | 0 | 0 | 0 | 3.14 | 0 | 0 | 0 | 0 | 0 | 0 | 0 | 0 | 0 | 0 | 0 | 0 | 0
4 | 18 | 13 | 3 | 1.7931 | 0 | 13.5789 | 0 | 0 | 0 | 0.0012057 | 0.069581 | 0 | 0 | 3.9587 | 0 | 19.4015 | 0 | 0 | 0 | 0 | 0 | 0 | 0 | 0 | 0 | 0 | 0 | 0 | 0 | 0.45131 | 0 | 0.54519 | 0.68745 | 0 | 0 | 0.3675 | 0.76125 | 0 | 0 | 0 | 0 | 2.8127 | 0 | 0 | 0 | 0 | 0 | 0 | 0 | 0 | 0 | 0 | 0 | 0 | 0
4 | 18 | 14 | 3 | 1.7931 | 0 | 13.5789 | 0 | 0 | 0 | 0.0012057 | 0.069177 | 0 | 0 | 5.9674 | 0 | 21.4098 | 0 | 0 | 0 | 0 | 0 | 0 | 0 | 0 | 0 | 0 | 0 | 0 | 0 | 0.45131 | 0 | 0.54519 | 0.61617 | 0 | 0 | 0.3675 | 0.75966 | 0 | 0 | 0 | 0 | 2.7398 | 0 | 0 | 0 | 0 | 0 | 0 | 0 | 0 | 0 | 0 | 0 | 0 | 0
4 | 18 | 15 | 3 | 1.7931 | 0 | 13.5789 | 0 | 0 | 0 | 0.0012057 | 0.070486 | 0 | 0 | 3.707 | 0 | 19.1507 | 0 | 0 | 0 | 0 | 0 | 0 | 0 | 0 | 0 | 0 | 0 | 0 | 0 | 0.45131 | 0 | 0.54519 | 0.58192 | 0 | 0 | 0.315 | 0.75916 | 0 | 0 | 0 | 0 | 2.6526 | 0 | 0 | 0 | 0 | 0 | 0 | 0 | 0 | 0 | 0 | 0 | 0 | 0
4 | 18 | 16 | 3 | 1.7931 | 0 | 13.5789 | 0 | 0 | 0 | 0.0012057 | 0.070284 | 0 | 0 | 3.707 | 0 | 19.1505 | 0 | 0 | 0 | 0 | 0 | 0 | 0 | 0 | 0 | 0 | 0 | 0 | 0 | 0.45131 | 0 | 0.54519 | 0.54931 | 0 | 0 | 0.315 | 0.75846 | 0 | 0 | 0 | 0 | 2.6193 | 0 | 0 | 0 | 0 | 0 | 0 | 0 | 0 | 0 | 0 | 0 | 0 | 0
4 | 18 | 17 | 3 | 1.7931 | 0 | 13.5789 | 0 | 0 | 0 | 0.0012057 | 0.070317 | 0 | 0 | 6.1508 | 0 | 21.5944 | 0 | 0 | 0 | 0 | 0 | 0 | 0 | 0 | 0 | 0 | 0 | 0 | 0 | 0.45131 | 0 | 0.54519 | 0.49188 | 0 | 0 | 0.525 | 0.75367 | 0 | 0 | 0 | 0 | 2.767 | 0 | 0 | 0 | 0 | 0 | 0 | 0 | 0 | 0 | 0 | 0 | 0 | 0
4 | 18 | 18 | 3 | 1.7931 | 0 | 9.8682 | 0 | 0 | 0 | 0.0012057 | 0.074717 | 0 | 0 | 6.1508 | 0 | 17.8881 | 0 | 0 | 0 | 0 | 0 | 0 | 0 | 0 | 0 | 0 | 0 | 0 | 0 | 0.45131 | 0 | 0.54519 | 0.50938 | 0 | 0 | 0.525 | 0.75422 | 0 | 0 | 0 | 0 | 2.7851 | 0 | 0 | 0 | 0 | 0 | 0 | 0 | 0 | 0 | 0 | 0 | 0 | 0
4 | 18 | 19 | 3 | 1.7931 | 0 | 2.4469 | 0 | 0 | 0 | 0.0012057 | 0.0894 | 0 | 0 | 3.9587 | 0 | 8.2893 | 0 | 0 | 0 | 0 | 0 | 0 | 0 | 0 | 0 | 0 | 0 | 0 | 0 | 0.45131 | 0 | 0.88038 | 0.52604 | 0 | 0 | 0.42 | 0.75088 | 0 | 0 | 0 | 0 | 3.0286 | 0 | 0 | 0 | 0 | 0 | 0 | 0 | 0 | 0 | 0 | 0 | 0 | 0
4 | 18 | 20 | 3 | 1.7931 | 0 | 2.4469 | 0 | 0 | 0 | 0.0012057 | 0.092427 | 0 | 0 | 3.9587 | 0 | 8.2924 | 0 | 0 | 0 | 0 | 0 | 0 | 0 | 0 | 0 | 0 | 0 | 0 | 0 | 0.45131 | 0 | 1.1038 | 0.58895 | 0 | 0 | 0.3675 | 0.74855 | 0 | 0 | 0 | 0 | 3.2601 | 0 | 0 | 0 | 0 | 0 | 0 | 0 | 0 | 0 | 0 | 0 | 0 | 0
4 | 18 | 21 | 3 | 1.7931 | 0 | 2.4469 | 0 | 0 | 0 | 0.0012057 | 0.10079 | 0 | 0 | 6.5362 | 0 | 10.8782 | 0 | 0 | 0 | 0 | 0 | 0 | 0 | 0 | 0 | 0 | 0 | 0 | 0 | 0.45131 | 0 | 1.2156 | 0.74545 | 0 | 0 | 0.4725 | 0.74769 | 0 | 0 | 0 | 0 | 3.6325 | 0 | 0 | 0 | 0 | 0 | 0 | 0 | 0 | 0 | 0 | 0 | 0 | 0
4 | 18 | 22 | 3 | 1.7931 | 0 | 2.4469 | 0 | 0 | 0 | 0.0012057 | 0.11299 | 0 | 0 | 4.0096 | 0 | 8.3638 | 0 | 0 | 0 | 0 | 0 | 0 | 0 | 0 | 0 | 0 | 0 | 0 | 0 | 0.45131 | 0 | 1.1038 | 0.7843 | 0 | 0 | 0.315 | 0.75003 | 0 | 0 | 0 | 0 | 3.4045 | 0 | 0 | 0 | 0 | 0 | 0 | 0 | 0 | 0 | 0 | 0 | 0 | 0
4 | 18 | 23 | 3 | 1.7931 | 0 | 2.4469 | 0 | 0 | 0 | 0.0012057 | 0.059038 | 0 | 0 | 0.65223 | 0 | 4.9525 | 0 | 0 | 0 | 0 | 0 | 0 | 0 | 0 | 0 | 0 | 0 | 0 | 0 | 0.45131 | 0 | 0.88038 | 0.61031 | 0 | 0 | 0.0525 | 0.75477 | 0 | 0 | 0 | 0 | 2.7493 | 0 | 0 | 0 | 0 | 0 | 0 | 0 | 0 | 0 | 0 | 0 | 0 | 0
4 | 18 | 24 | 3 | 1.7931 | 0 | 2.4469 | 0 | 0 | 0 | 0.0012057 | 0.062473 | 0 | 0 | 0.65225 | 0 | 4.9559 | 0 | 0 | 0 | 0 | 0 | 0 | 0 | 0 | 0 | 0 | 0 | 0 | 0 | 0.45131 | 0 | 0.54519 | 0.6743 | 0 | 0 | 0.0525 | 0.76315 | 0 | 0 | 0 | 0 | 2.4865 | 0 | 0 | 0 | 0 | 0 | 0 | 0 | 0 | 0 | 0 | 0 | 0 | 0
4 | 19 | 1 | 4 | 1.7931 | 0 | 2.4469 | 0 | 0 | 0 | 0.0012057 | 0.066247 | 0 | 0 | 0.65228 | 0 | 4.9597 | 0 | 0 | 0 | 0 | 0 | 0 | 0 | 0 | 0 | 0 | 0 | 0 | 0 | 0.45131 | 0 | 0.32173 | 0.75173 | 0 | 0 | 0.0525 | 0.76898 | 0 | 0 | 0 | 0 | 2.3463 | 0 | 0 | 0 | 0 | 0 | 0 | 0 | 0 | 0 | 0 | 0 | 0 | 0
4 | 19 | 2 | 4 | 1.7931 | 0 | 2.4469 | 0 | 0 | 0 | 0.0012057 | 0.068995 | 0 | 0 | 0.65231 | 0 | 4.9625 | 0 | 0 | 0 | 0 | 0 | 0 | 0 | 0 | 0 | 0 | 0 | 0 | 0 | 0.45131 | 0 | 0.32173 | 0.88834 | 0 | 0 | 0.0525 | 0.77015 | 0 | 0 | 0 | 0 | 2.484 | 0 | 0 | 0 | 0 | 0 | 0 | 0 | 0 | 0 | 0 | 0 | 0 | 0
4 | 19 | 3 | 4 | 1.7931 | 0 | 2.4469 | 0 | 0 | 0 | 0.0012057 | 0.074137 | 0 | 0 | 0.65231 | 0 | 4.9677 | 0 | 0 | 0 | 0 | 0 | 0 | 0 | 0 | 0 | 0 | 0 | 0 | 0 | 0.45131 | 0 | 0.32173 | 0.99047 | 0 | 0 | 0.0525 | 0.77421 | 0 | 0 | 0 | 0 | 2.5902 | 0 | 0 | 0 | 0 | 0 | 0 | 0 | 0 | 0 | 0 | 0 | 0 | 0
4 | 19 | 4 | 4 | 1.7931 | 0 | 2.4469 | 0 | 0 | 0 | 0.0012057 | 0.077605 | 0 | 0 | 0.65233 | 0 | 4.9712 | 0 | 0 | 0 | 0 | 0 | 0 | 0 | 0 | 0 | 0 | 0 | 0 | 0 | 0.45131 | 0 | 0.32173 | 1.0474 | 0 | 0 | 0.0525 | 0.77667 | 0 | 0 | 0 | 0 | 2.6496 | 0 | 0 | 0 | 0 | 0 | 0 | 0 | 0 | 0 | 0 | 0 | 0 | 0
4 | 19 | 5 | 4 | 1.7931 | 0 | 2.4469 | 0 | 0 | 0 | 0.0012057 | 0.082515 | 0 | 0 | 0.65234 | 0 | 4.9761 | 0 | 0 | 0 | 0 | 0 | 0 | 0 | 0 | 0 | 0 | 0 | 0 | 0 | 0.45131 | 0 | 0.32173 | 1.2923 | 0 | 0 | 0.0525 | 0.77704 | 0 | 0 | 0 | 0 | 2.8949 | 0 | 0 | 0 | 0 | 0 | 0 | 0 | 0 | 0 | 0 | 0 | 0 | 0
4 | 19 | 6 | 4 | 1.7931 | 0 | 2.4469 | 0 | 0 | 0 | 0.0012057 | 0.090007 | 0 | 0 | 3.7071 | 0 | 8.0383 | 0 | 0 | 0 | 0 | 0 | 0 | 0 | 0 | 0 | 0 | 0 | 0 | 0 | 0.45131 | 0 | 0.54519 | 1.4286 | 0 | 0 | 0.315 | 0.77064 | 0 | 0 | 0 | 0 | 3.5107 | 0 | 0 | 0 | 0 | 0 | 0 | 0 | 0 | 0 | 0 | 0 | 0 | 0
4 | 19 | 7 | 4 | 1.7931 | 0 | 2.4469 | 0 | 0 | 0 | 0.0012057 | 0.43924 | 0 | 0 | 6.1509 | 0 | 10.8313 | 0 | 0 | 0 | 0 | 0 | 0 | 0 | 0 | 0 | 0 | 0 | 0 | 0 | 0.45131 | 0 | 0.71279 | 2.8818 | 0 | 0 | 0.525 | 0.76275 | 0 | 0 | 0 | 0 | 5.3337 | 0 | 0 | 0 | 0 | 0 | 0 | 0 | 0 | 0 | 0 | 0 | 0 | 0
4 | 19 | 8 | 4 | 1.7931 | 0 | 13.5789 | 0 | 0 | 0 | 0.0012057 | 0.13518 | 0 | 0 | 3.9587 | 0 | 19.4671 | 0 | 0 | 0 | 0 | 0 | 0 | 0 | 0 | 0 | 0 | 0 | 0 | 0 | 0.45131 | 0 | 0.71279 | 1.1077 | 0 | 0 | 0.42 | 0.7563 | 0 | 0 | 0 | 0 | 3.4481 | 0 | 0 | 0 | 0 | 0 | 0 | 0 | 0 | 0 | 0 | 0 | 0 | 0
4 | 19 | 9 | 4 | 1.7931 | 0 | 13.5789 | 0 | 0 | 0 | 0.0012057 | 0.076129 | 0 | 0 | 4.6658 | 0 | 20.1152 | 0 | 0 | 0 | 0 | 0 | 0 | 0 | 0 | 0 | 0 | 0 | 0 | 0 | 0.45131 | 0 | 0.71279 | 0.42272 | 0 | 0 | 0.315 | 0.75044 | 0 | 0 | 0 | 0 | 2.6523 | 0 | 0 | 0 | 0 | 0 | 0 | 0 | 0 | 0 | 0 | 0 | 0 | 0
4 | 19 | 10 | 4 | 1.7931 | 0 | 13.5789 | 0 | 0 | 0 | 0.0012057 | 0.068931 | 0 | 0 | 3.707 | 0 | 19.1491 | 0 | 0 | 0 | 0 | 0 | 0 | 0 | 0 | 0 | 0 | 0 | 0 | 0 | 0.45131 | 0 | 0.71279 | 0.34968 | 0 | 0 | 0.315 | 0.74845 | 0 | 0 | 0 | 0 | 2.5772 | 0 | 0 | 0 | 0 | 0 | 0 | 0 | 0 | 0 | 0 | 0 | 0 | 0
4 | 19 | 11 | 4 | 1.7931 | 0 | 13.5789 | 0 | 0 | 0 | 0.0012057 | 0.062269 | 0 | 0 | 3.9587 | 0 | 19.3942 | 0 | 0 | 0 | 0 | 0 | 0 | 0 | 0 | 0 | 0 | 0 | 0 | 0 | 0.45131 | 0 | 0.54519 | 0.1407 | 0 | 0 | 0.3675 | 0.74575 | 0 | 0 | 0 | 0 | 2.2504 | 0 | 0 | 0 | 0 | 0 | 0 | 0 | 0 | 0 | 0 | 0 | 0 | 0
4 | 19 | 12 | 4 | 1.7931 | 0 | 8.6313 | 0 | 0 | 0 | 0.0012057 | 0.065823 | 0 | 0 | 3.9587 | 0 | 14.4502 | 0 | 0 | 0 | 0 | 0 | 0 | 0 | 0 | 0 | 0 | 0 | 0 | 0 | 0.45131 | 0 | 0.54519 | 0.05301 | 0 | 0 | 0.42 | 0.74165 | 0 | 0 | 0 | 0 | 2.2112 | 0 | 0 | 0 | 0 | 0 | 0 | 0 | 0 | 0 | 0 | 0 | 0 | 0
4 | 19 | 13 | 4 | 1.7931 | 0 | 13.5789 | 0 | 0 | 0 | 0.0012057 | 0.064456 | 0 | 0 | 3.9587 | 0 | 19.3964 | 0 | 0 | 0 | 0 | 0 | 0 | 0 | 0 | 0 | 0 | 0 | 0 | 0 | 0.45131 | 0 | 0.54519 | 0.026926 | 0.028233 | 0 | 0.3675 | 0.7405 | 0 | 0 | 0 | 0 | 2.1597 | 0 | 0 | 0 | 0 | 0 | 0 | 0 | 0 | 0 | 0 | 0 | 0 | 0
4 | 19 | 14 | 4 | 1.7931 | 0 | 13.5789 | 0 | 0 | 0 | 0.0012057 | 0.069488 | 0 | 0 | 5.9672 | 0 | 21.4099 | 0 | 0 | 0 | 0 | 0 | 0 | 0 | 0 | 0 | 0 | 0 | 0 | 0 | 0.45131 | 0 | 0.54519 | 0.01229 | 0.061375 | 0 | 0.3675 | 0.73835 | 0 | 0 | 0 | 0 | 2.176 | 0 | 0 | 0 | 0 | 0 | 0 | 0 | 0 | 0 | 0 | 0 | 0 | 0
4 | 19 | 15 | 4 | 1.7931 | 0 | 13.5789 | 0 | 0 | 0 | 0.0012057 | 0.071348 | 0 | 0 | 3.707 | 0 | 19.1515 | 0 | 0 | 0 | 0 | 0 | 0 | 0 | 0 | 0 | 0 | 0 | 0 | 0 | 0.45131 | 0 | 0.54519 | 0.012308 | 0.073671 | 0 | 0.315 | 0.73953 | 0 | 0 | 0 | 0 | 2.137 | 0 | 0 | 0 | 0 | 0 | 0 | 0 | 0 | 0 | 0 | 0 | 0 | 0
4 | 19 | 16 | 4 | 1.7931 | 0 | 13.5789 | 0 | 0 | 0 | 0.0012057 | 0.10563 | 0 | 0 | 3.707 | 0 | 19.1858 | 0 | 0 | 0 | 0 | 0 | 0 | 0 | 0 | 0 | 0 | 0 | 0 | 0 | 0.45131 | 0 | 0.54519 | 0.025458 | 0.10113 | 0 | 0.315 | 0.73821 | 0 | 0 | 0 | 0 | 2.1763 | 0 | 0 | 0 | 0 | 0 | 0 | 0 | 0 | 0 | 0 | 0 | 0 | 0
4 | 19 | 17 | 4 | 1.7931 | 0 | 13.5789 | 0 | 0 | 0 | 0.0012057 | 0.067839 | 0 | 0 | 6.1508 | 0 | 21.5918 | 0 | 0 | 0 | 0 | 0 | 0 | 0 | 0 | 0 | 0 | 0 | 0 | 0 | 0.45131 | 0 | 0.54519 | 0.17924 | 0.052412 | 0 | 0.525 | 0.74021 | 0 | 0 | 0 | 0 | 2.4934 | 0 | 0 | 0 | 0 | 0 | 0 | 0 | 0 | 0 | 0 | 0 | 0 | 0
4 | 19 | 18 | 4 | 1.7931 | 0 | 9.8682 | 0 | 0 | 0 | 0.0012057 | 0.064699 | 0 | 0 | 6.1508 | 0 | 17.878 | 0 | 0 | 0 | 0 | 0 | 0 | 0 | 0 | 0 | 0 | 0 | 0 | 0 | 0.45131 | 0 | 0.54519 | 0.3803 | 0 | 0 | 0.525 | 0.74932 | 0 | 0 | 0 | 0 | 2.6511 | 0 | 0 | 0 | 0 | 0 | 0 | 0 | 0 | 0 | 0 | 0 | 0 | 0
4 | 19 | 19 | 4 | 1.7931 | 0 | 2.4469 | 0 | 0 | 0 | 0.0012057 | 0.071915 | 0 | 0 | 3.9587 | 0 | 8.2718 | 0 | 0 | 0 | 0 | 0 | 0 | 0 | 0 | 0 | 0 | 0 | 0 | 0 | 0.45131 | 0 | 0.88038 | 0.4091 | 0 | 0 | 0.42 | 0.74526 | 0 | 0 | 0 | 0 | 2.9061 | 0 | 0 | 0 | 0 | 0 | 0 | 0 | 0 | 0 | 0 | 0 | 0 | 0
4 | 19 | 20 | 4 | 1.7931 | 0 | 2.4469 | 0 | 0 | 0 | 0.0012057 | 0.073735 | 0 | 0 | 3.9587 | 0 | 8.2736 | 0 | 0 | 0 | 0 | 0 | 0 | 0 | 0 | 0 | 0 | 0 | 0 | 0 | 0.45131 | 0 | 1.1038 | 0.42067 | 0 | 0 | 0.3675 | 0.74114 | 0 | 0 | 0 | 0 | 3.0845 | 0 | 0 | 0 | 0 | 0 | 0 | 0 | 0 | 0 | 0 | 0 | 0 | 0
4 | 19 | 21 | 4 | 1.7931 | 0 | 2.4469 | 0 | 0 | 0 | 0.0012057 | 0.075139 | 0 | 0 | 6.5362 | 0 | 10.8525 | 0 | 0 | 0 | 0 | 0 | 0 | 0 | 0 | 0 | 0 | 0 | 0 | 0 | 0.45131 | 0 | 1.2156 | 0.41244 | 0 | 0 | 0.4725 | 0.73832 | 0 | 0 | 0 | 0 | 3.2901 | 0 | 0 | 0 | 0 | 0 | 0 | 0 | 0 | 0 | 0 | 0 | 0 | 0
4 | 19 | 22 | 4 | 1.7931 | 0 | 2.4469 | 0 | 0 | 0 | 0.0012057 | 0.073976 | 0 | 0 | 4.0095 | 0 | 8.3247 | 0 | 0 | 0 | 0 | 0 | 0 | 0 | 0 | 0 | 0 | 0 | 0 | 0 | 0.45131 | 0 | 1.1038 | 0.41673 | 0 | 0 | 0.315 | 0.73962 | 0 | 0 | 0 | 0 | 3.0265 | 0 | 0 | 0 | 0 | 0 | 0 | 0 | 0 | 0 | 0 | 0 | 0 | 0
4 | 19 | 23 | 4 | 1.7931 | 0 | 2.4469 | 0 | 0 | 0 | 0.0012057 | 0.051647 | 0 | 0 | 0.65218 | 0 | 4.9451 | 0 | 0 | 0 | 0 | 0 | 0 | 0 | 0 | 0 | 0 | 0 | 0 | 0 | 0.45131 | 0 | 0.88038 | 0.42224 | 0 | 0 | 0.0525 | 0.7445 | 0 | 0 | 0 | 0 | 2.5509 | 0 | 0 | 0 | 0 | 0 | 0 | 0 | 0 | 0 | 0 | 0 | 0 | 0
4 | 19 | 24 | 4 | 1.7931 | 0 | 2.4469 | 0 | 0 | 0 | 0.0012057 | 0.053715 | 0 | 0 | 0.6522 | 0 | 4.9471 | 0 | 0 | 0 | 0 | 0 | 0 | 0 | 0 | 0 | 0 | 0 | 0 | 0 | 0.45131 | 0 | 0.54519 | 0.57913 | 0 | 0 | 0.0525 | 0.75493 | 0 | 0 | 0 | 0 | 2.3831 | 0 | 0 | 0 | 0 | 0 | 0 | 0 | 0 | 0 | 0 | 0 | 0 | 0
4 | 20 | 1 | 5 | 1.7931 | 0 | 2.4469 | 0 | 0 | 0 | 0.0012057 | 0.056089 | 0 | 0 | 0.65223 | 0 | 4.9496 | 0 | 0 | 0 | 0 | 0 | 0 | 0 | 0 | 0 | 0 | 0 | 0 | 0 | 0.45131 | 0 | 0.32173 | 0.658 | 0 | 0 | 0.0525 | 0.76283 | 0 | 0 | 0 | 0 | 2.2464 | 0 | 0 | 0 | 0 | 0 | 0 | 0 | 0 | 0 | 0 | 0 | 0 | 0
4 | 20 | 2 | 5 | 1.7931 | 0 | 2.4469 | 0 | 0 | 0 | 0.0012057 | 0.056572 | 0 | 0 | 0.65227 | 0 | 4.9501 | 0 | 0 | 0 | 0 | 0 | 0 | 0 | 0 | 0 | 0 | 0 | 0 | 0 | 0.45131 | 0 | 0.32173 | 0.73893 | 0 | 0 | 0.0525 | 0.76338 | 0 | 0 | 0 | 0 | 2.3279 | 0 | 0 | 0 | 0 | 0 | 0 | 0 | 0 | 0 | 0 | 0 | 0 | 0
4 | 20 | 3 | 5 | 1.7931 | 0 | 2.4469 | 0 | 0 | 0 | 0.0012057 | 0.055006 | 0 | 0 | 0.65227 | 0 | 4.9485 | 0 | 0 | 0 | 0 | 0 | 0 | 0 | 0 | 0 | 0 | 0 | 0 | 0 | 0.45131 | 0 | 0.32173 | 0.75406 | 0 | 0 | 0.0525 | 0.75956 | 0 | 0 | 0 | 0 | 2.3392 | 0 | 0 | 0 | 0 | 0 | 0 | 0 | 0 | 0 | 0 | 0 | 0 | 0
4 | 20 | 4 | 5 | 1.7931 | 0 | 2.4469 | 0 | 0 | 0 | 0.0012057 | 0.055556 | 0 | 0 | 0.65225 | 0 | 4.949 | 0 | 0 | 0 | 0 | 0 | 0 | 0 | 0 | 0 | 0 | 0 | 0 | 0 | 0.45131 | 0 | 0.32173 | 0.77947 | 0 | 0 | 0.0525 | 0.75992 | 0 | 0 | 0 | 0 | 2.3649 | 0 | 0 | 0 | 0 | 0 | 0 | 0 | 0 | 0 | 0 | 0 | 0 | 0
4 | 20 | 5 | 5 | 1.7931 | 0 | 2.4469 | 0 | 0 | 0 | 0.0012057 | 0.057204 | 0 | 0 | 0.65225 | 0 | 4.9507 | 0 | 0 | 0 | 0 | 0 | 0 | 0 | 0 | 0 | 0 | 0 | 0 | 0 | 0.45131 | 0 | 0.32173 | 0.84652 | 0 | 0 | 0.0525 | 0.76145 | 0 | 0 | 0 | 0 | 2.4335 | 0 | 0 | 0 | 0 | 0 | 0 | 0 | 0 | 0 | 0 | 0 | 0 | 0
4 | 20 | 6 | 5 | 1.7931 | 0 | 2.4469 | 0 | 0 | 0 | 0.0012057 | 0.056902 | 0 | 0 | 3.707 | 0 | 8.0051 | 0 | 0 | 0 | 0 | 0 | 0 | 0 | 0 | 0 | 0 | 0 | 0 | 0 | 0.45131 | 0 | 0.54519 | 0.78547 | 0 | 0 | 0.315 | 0.75557 | 0 | 0 | 0 | 0 | 2.8525 | 0 | 0 | 0 | 0 | 0 | 0 | 0 | 0 | 0 | 0 | 0 | 0 | 0
4 | 20 | 7 | 5 | 1.7931 | 0 | 2.4469 | 0 | 0 | 0 | 0.0012057 | 0.093672 | 0 | 0 | 6.1508 | 0 | 10.4857 | 0 | 0 | 0 | 0 | 0 | 0 | 0 | 0 | 0 | 0 | 0 | 0 | 0 | 0.45131 | 0 | 0.71279 | 0.94206 | 0 | 0 | 0.525 | 0.75656 | 0 | 0 | 0 | 0 | 3.3877 | 0 | 0 | 0 | 0 | 0 | 0 | 0 | 0 | 0 | 0 | 0 | 0 | 0
4 | 20 | 8 | 5 | 1.7931 | 0 | 13.5789 | 0 | 0 | 0 | 0.0012057 | 0.070621 | 0 | 0 | 3.9587 | 0 | 19.4025 | 0 | 0 | 0 | 0 | 0 | 0 | 0 | 0 | 0 | 0 | 0 | 0 | 0 | 0.45131 | 0 | 0.71279 | 0.7827 | 0 | 0 | 0.42 | 0.75151 | 0 | 0 | 0 | 0 | 3.1183 | 0 | 0 | 0 | 0 | 0 | 0 | 0 | 0 | 0 | 0 | 0 | 0 | 0
4 | 20 | 9 | 5 | 1.7931 | 0 | 13.5789 | 0 | 0 | 0 | 0.0012057 | 0.070663 | 0 | 0 | 4.6658 | 0 | 20.1096 | 0 | 0 | 0 | 0 | 0 | 0 | 0 | 0 | 0 | 0 | 0 | 0 | 0 | 0.45131 | 0 | 0.71279 | 0.76465 | 0 | 0 | 0.315 | 0.75335 | 0 | 0 | 0 | 0 | 2.9971 | 0 | 0 | 0 | 0 | 0 | 0 | 0 | 0 | 0 | 0 | 0 | 0 | 0
4 | 20 | 10 | 5 | 1.7931 | 0 | 13.5789 | 0 | 0 | 0 | 0.0012057 | 0.065892 | 0 | 0 | 3.707 | 0 | 19.1461 | 0 | 0 | 0 | 0 | 0 | 0 | 0 | 0 | 0 | 0 | 0 | 0 | 0 | 0.45131 | 0 | 0.71279 | 0.66405 | 0 | 0 | 0.315 | 0.75023 | 0 | 0 | 0 | 0 | 2.8934 | 0 | 0 | 0 | 0 | 0 | 0 | 0 | 0 | 0 | 0 | 0 | 0 | 0
4 | 20 | 11 | 5 | 1.7931 | 0 | 13.5789 | 0 | 0 | 0 | 0.0012057 | 0.067127 | 0 | 0 | 3.9587 | 0 | 19.399 | 0 | 0 | 0 | 0 | 0 | 0 | 0 | 0 | 0 | 0 | 0 | 0 | 0 | 0.45131 | 0 | 0.54519 | 0.6134 | 0 | 0 | 0.3675 | 0.75068 | 0 | 0 | 0 | 0 | 2.7281 | 0 | 0 | 0 | 0 | 0 | 0 | 0 | 0 | 0 | 0 | 0 | 0 | 0
4 | 20 | 12 | 5 | 1.7931 | 0 | 8.6313 | 0 | 0 | 0 | 0.0012057 | 0.070131 | 0 | 0 | 3.9587 | 0 | 14.4545 | 0 | 0 | 0 | 0 | 0 | 0 | 0 | 0 | 0 | 0 | 0 | 0 | 0 | 0.45131 | 0 | 0.54519 | 0.59062 | 0.008033 | 0 | 0.42 | 0.7494 | 0 | 0 | 0 | 0 | 2.7645 | 0 | 0 | 0 | 0 | 0 | 0 | 0 | 0 | 0 | 0 | 0 | 0 | 0
4 | 20 | 13 | 5 | 1.7931 | 0 | 13.5789 | 0 | 0 | 0 | 0.0012057 | 0.068776 | 0 | 0 | 3.9587 | 0 | 19.4007 | 0 | 0 | 0 | 0 | 0 | 0 | 0 | 0 | 0 | 0 | 0 | 0 | 0 | 0.45131 | 0 | 0.54519 | 0.57558 | 0.010689 | 0 | 0.3675 | 0.74923 | 0 | 0 | 0 | 0 | 2.6995 | 0 | 0 | 0 | 0 | 0 | 0 | 0 | 0 | 0 | 0 | 0 | 0 | 0
4 | 20 | 14 | 5 | 1.7931 | 0 | 13.5789 | 0 | 0 | 0 | 0.0012057 | 0.085067 | 0 | 0 | 5.9672 | 0 | 21.4255 | 0 | 0 | 0 | 0 | 0 | 0 | 0 | 0 | 0 | 0 | 0 | 0 | 0 | 0.45131 | 0 | 0.54519 | 0.56457 | 0.016735 | 0 | 0.3675 | 0.74819 | 0 | 0 | 0 | 0 | 2.6935 | 0 | 0 | 0 | 0 | 0 | 0 | 0 | 0 | 0 | 0 | 0 | 0 | 0
4 | 20 | 15 | 5 | 1.7931 | 0 | 13.5789 | 0 | 0 | 0 | 0.0012057 | 0.10055 | 0 | 0 | 3.707 | 0 | 19.1807 | 0 | 0 | 0 | 0 | 0 | 0 | 0 | 0 | 0 | 0 | 0 | 0 | 0 | 0.45131 | 0 | 0.54519 | 0.57394 | 0.076194 | 0 | 0.315 | 0.74739 | 0 | 0 | 0 | 0 | 2.709 | 0 | 0 | 0 | 0 | 0 | 0 | 0 | 0 | 0 | 0 | 0 | 0 | 0
4 | 20 | 16 | 5 | 1.7931 | 0 | 13.5789 | 0 | 0 | 0 | 0.0012057 | 0.097377 | 0 | 0 | 3.707 | 0 | 19.1776 | 0 | 0 | 0 | 0 | 0 | 0 | 0 | 0 | 0 | 0 | 0 | 0 | 0 | 0.45131 | 0 | 0.54519 | 0.56963 | 0.093506 | 0 | 0.315 | 0.75026 | 0 | 0 | 0 | 0 | 2.7249 | 0 | 0 | 0 | 0 | 0 | 0 | 0 | 0 | 0 | 0 | 0 | 0 | 0
4 | 20 | 17 | 5 | 1.7931 | 0 | 13.5789 | 0 | 0 | 0 | 0.0012057 | 0.091179 | 0 | 0 | 6.1508 | 0 | 21.6152 | 0 | 0 | 0 | 0 | 0 | 0 | 0 | 0 | 0 | 0 | 0 | 0 | 0 | 0.45131 | 0 | 0.54519 | 0.51507 | 0.064613 | 0 | 0.525 | 0.74429 | 0 | 0 | 0 | 0 | 2.8455 | 0 | 0 | 0 | 0 | 0 | 0 | 0 | 0 | 0 | 0 | 0 | 0 | 0
4 | 20 | 18 | 5 | 1.7931 | 0 | 9.8682 | 0 | 0 | 0 | 0.0012057 | 0.064263 | 0 | 0 | 6.1508 | 0 | 17.8776 | 0 | 0 | 0 | 0 | 0 | 0 | 0 | 0 | 0 | 0 | 0 | 0 | 0 | 0.45131 | 0 | 0.54519 | 0.58367 | 0.0079182 | 0 | 0.525 | 0.74608 | 0 | 0 | 0 | 0 | 2.8592 | 0 | 0 | 0 | 0 | 0 | 0 | 0 | 0 | 0 | 0 | 0 | 0 | 0
4 | 20 | 19 | 5 | 1.7931 | 0 | 2.4469 | 0 | 0 | 0 | 0.0012057 | 0.075006 | 0 | 0 | 3.9587 | 0 | 8.2749 | 0 | 0 | 0 | 0 | 0 | 0 | 0 | 0 | 0 | 0 | 0 | 0 | 0 | 0.45131 | 0 | 0.88038 | 0.68847 | 0 | 0 | 0.42 | 0.74258 | 0 | 0 | 0 | 0 | 3.1827 | 0 | 0 | 0 | 0 | 0 | 0 | 0 | 0 | 0 | 0 | 0 | 0 | 0
4 | 20 | 20 | 5 | 1.7931 | 0 | 2.4469 | 0 | 0 | 0 | 0.0012057 | 0.080127 | 0 | 0 | 3.9587 | 0 | 8.28 | 0 | 0 | 0 | 0 | 0 | 0 | 0 | 0 | 0 | 0 | 0 | 0 | 0 | 0.45131 | 0 | 1.1038 | 0.71542 | 0 | 0 | 0.3675 | 0.74026 | 0 | 0 | 0 | 0 | 3.3783 | 0 | 0 | 0 | 0 | 0 | 0 | 0 | 0 | 0 | 0 | 0 | 0 | 0
4 | 20 | 21 | 5 | 1.7931 | 0 | 2.4469 | 0 | 0 | 0 | 0.0012057 | 0.083399 | 0 | 0 | 6.5361 | 0 | 10.8608 | 0 | 0 | 0 | 0 | 0 | 0 | 0 | 0 | 0 | 0 | 0 | 0 | 0 | 0.45131 | 0 | 1.2156 | 0.74094 | 0 | 0 | 0.4725 | 0.73895 | 0 | 0 | 0 | 0 | 3.6193 | 0 | 0 | 0 | 0 | 0 | 0 | 0 | 0 | 0 | 0 | 0 | 0 | 0
4 | 20 | 22 | 5 | 1.7931 | 0 | 2.4469 | 0 | 0 | 0 | 0.0012057 | 0.086841 | 0 | 0 | 4.0095 | 0 | 8.3375 | 0 | 0 | 0 | 0 | 0 | 0 | 0 | 0 | 0 | 0 | 0 | 0 | 0 | 0.45131 | 0 | 1.1038 | 0.84369 | 0 | 0 | 0.315 | 0.7426 | 0 | 0 | 0 | 0 | 3.4564 | 0 | 0 | 0 | 0 | 0 | 0 | 0 | 0 | 0 | 0 | 0 | 0 | 0
4 | 20 | 23 | 5 | 1.7931 | 0 | 2.4469 | 0 | 0 | 0 | 0.0012057 | 0.054351 | 0 | 0 | 0.65216 | 0 | 4.9477 | 0 | 0 | 0 | 0 | 0 | 0 | 0 | 0 | 0 | 0 | 0 | 0 | 0 | 0.45131 | 0 | 0.88038 | 0.73867 | 0 | 0 | 0.0525 | 0.75096 | 0 | 0 | 0 | 0 | 2.8738 | 0 | 0 | 0 | 0 | 0 | 0 | 0 | 0 | 0 | 0 | 0 | 0 | 0
4 | 20 | 24 | 5 | 1.7931 | 0 | 2.4469 | 0 | 0 | 0 | 0.0012057 | 0.056447 | 0 | 0 | 0.6522 | 0 | 4.9499 | 0 | 0 | 0 | 0 | 0 | 0 | 0 | 0 | 0 | 0 | 0 | 0 | 0 | 0.45131 | 0 | 0.54519 | 0.87694 | 0 | 0 | 0.0525 | 0.75748 | 0 | 0 | 0 | 0 | 2.6834 | 0 | 0 | 0 | 0 | 0 | 0 | 0 | 0 | 0 | 0 | 0 | 0 | 0
4 | 21 | 1 | 6 | 1.7931 | 0 | 2.4469 | 0 | 0 | 0 | 0.0012057 | 0.055951 | 0 | 0 | 0.65222 | 0 | 4.9494 | 0 | 0 | 0 | 0 | 0 | 0 | 0 | 0 | 0 | 0 | 0 | 0 | 0 | 0.45131 | 0 | 0.32173 | 0.89624 | 0 | 0 | 0.0525 | 0.75743 | 0 | 0 | 0 | 0 | 2.4792 | 0 | 0 | 0 | 0 | 0 | 0 | 0 | 0 | 0 | 0 | 0 | 0 | 0
4 | 21 | 2 | 6 | 1.7931 | 0 | 2.4469 | 0 | 0 | 0 | 0.0012057 | 0.059708 | 0 | 0 | 0.65223 | 0 | 4.9532 | 0 | 0 | 0 | 0 | 0 | 0 | 0 | 0 | 0 | 0 | 0 | 0 | 0 | 0.45131 | 0 | 0.32173 | 0.92803 | 0 | 0 | 0.0525 | 0.75956 | 0 | 0 | 0 | 0 | 2.5131 | 0 | 0 | 0 | 0 | 0 | 0 | 0 | 0 | 0 | 0 | 0 | 0 | 0
4 | 21 | 3 | 6 | 1.7931 | 0 | 2.4469 | 0 | 0 | 0 | 0.0012057 | 0.057589 | 0 | 0 | 0.65223 | 0 | 4.9511 | 0 | 0 | 0 | 0 | 0 | 0 | 0 | 0 | 0 | 0 | 0 | 0 | 0 | 0.45131 | 0 | 0.32173 | 0.8997 | 0 | 0 | 0.0525 | 0.75525 | 0 | 0 | 0 | 0 | 2.4805 | 0 | 0 | 0 | 0 | 0 | 0 | 0 | 0 | 0 | 0 | 0 | 0 | 0
4 | 21 | 4 | 6 | 1.7931 | 0 | 2.4469 | 0 | 0 | 0 | 0.0012057 | 0.059625 | 0 | 0 | 0.65222 | 0 | 4.9531 | 0 | 0 | 0 | 0 | 0 | 0 | 0 | 0 | 0 | 0 | 0 | 0 | 0 | 0.45131 | 0 | 0.32173 | 0.91674 | 0 | 0 | 0.0525 | 0.75548 | 0 | 0 | 0 | 0 | 2.4978 | 0 | 0 | 0 | 0 | 0 | 0 | 0 | 0 | 0 | 0 | 0 | 0 | 0
4 | 21 | 5 | 6 | 1.7931 | 0 | 2.4469 | 0 | 0 | 0 | 0.0012057 | 0.067766 | 0 | 0 | 0.65221 | 0 | 4.9612 | 0 | 0 | 0 | 0 | 0 | 0 | 0 | 0 | 0 | 0 | 0 | 0 | 0 | 0.45131 | 0 | 0.32173 | 1.0179 | 0 | 0 | 0.0525 | 0.76321 | 0 | 0 | 0 | 0 | 2.6067 | 0 | 0 | 0 | 0 | 0 | 0 | 0 | 0 | 0 | 0 | 0 | 0 | 0
4 | 21 | 6 | 6 | 1.7931 | 0 | 2.4469 | 0 | 0 | 0 | 0.0012057 | 0.066554 | 0 | 0 | 3.707 | 0 | 8.0148 | 0 | 0 | 0 | 0 | 0 | 0 | 0 | 0 | 0 | 0 | 0 | 0 | 0 | 0.45131 | 0 | 0.54519 | 0.96561 | 0 | 0 | 0.315 | 0.75754 | 0 | 0 | 0 | 0 | 3.0347 | 0 | 0 | 0 | 0 | 0 | 0 | 0 | 0 | 0 | 0 | 0 | 0 | 0
4 | 21 | 7 | 6 | 1.7931 | 0 | 2.4469 | 0 | 0 | 0 | 0.0012057 | 0.18457 | 0 | 0 | 6.1508 | 0 | 10.5766 | 0 | 0 | 0 | 0 | 0 | 0 | 0 | 0 | 0 | 0 | 0 | 0 | 0 | 0.45131 | 0 | 0.71279 | 2.0431 | 0 | 0 | 0.525 | 0.75684 | 0 | 0 | 0 | 0 | 4.489 | 0 | 0 | 0 | 0 | 0 | 0 | 0 | 0 | 0 | 0 | 0 | 0 | 0
4 | 21 | 8 | 6 | 1.7931 | 0 | 13.5789 | 0 | 0 | 0 | 0.0012057 | 0.084478 | 0 | 0 | 3.9587 | 0 | 19.4164 | 0 | 0 | 0 | 0 | 0 | 0 | 0 | 0 | 0 | 0 | 0 | 0 | 0 | 0.45131 | 0 | 0.71279 | 1.0249 | 0 | 0 | 0.42 | 0.75402 | 0 | 0 | 0 | 0 | 3.363 | 0 | 0 | 0 | 0 | 0 | 0 | 0 | 0 | 0 | 0 | 0 | 0 | 0
4 | 21 | 9 | 6 | 1.7931 | 0 | 13.5789 | 0 | 0 | 0 | 0.0012057 | 0.072664 | 0 | 0 | 4.6658 | 0 | 20.1116 | 0 | 0 | 0 | 0 | 0 | 0 | 0 | 0 | 0 | 0 | 0 | 0 | 0 | 0.45131 | 0 | 0.71279 | 0.78869 | 0 | 0 | 0.315 | 0.74806 | 0 | 0 | 0 | 0 | 3.0158 | 0 | 0 | 0 | 0 | 0 | 0 | 0 | 0 | 0 | 0 | 0 | 0 | 0
4 | 21 | 10 | 6 | 1.7931 | 0 | 13.5789 | 0 | 0 | 0 | 0.0012057 | 0.067345 | 0 | 0 | 3.707 | 0 | 19.1475 | 0 | 0 | 0 | 0 | 0 | 0 | 0 | 0 | 0 | 0 | 0 | 0 | 0 | 0.45131 | 0 | 0.71279 | 0.70865 | 0 | 0 | 0.315 | 0.74578 | 0 | 0 | 0 | 0 | 2.9335 | 0 | 0 | 0 | 0 | 0 | 0 | 0 | 0 | 0 | 0 | 0 | 0 | 0
4 | 21 | 11 | 6 | 1.7931 | 0 | 13.5789 | 0 | 0 | 0 | 0.0012057 | 0.066536 | 0 | 0 | 3.9587 | 0 | 19.3984 | 0 | 0 | 0 | 0 | 0 | 0 | 0 | 0 | 0 | 0 | 0 | 0 | 0 | 0.45131 | 0 | 0.54519 | 0.70952 | 0 | 0 | 0.3675 | 0.75031 | 0 | 0 | 0 | 0 | 2.8238 | 0 | 0 | 0 | 0 | 0 | 0 | 0 | 0 | 0 | 0 | 0 | 0 | 0
4 | 21 | 12 | 6 | 1.7931 | 0 | 8.6313 | 0 | 0 | 0 | 0.0012057 | 0.068899 | 0 | 0 | 3.9587 | 0 | 14.4532 | 0 | 0 | 0 | 0 | 0 | 0 | 0 | 0 | 0 | 0 | 0 | 0 | 0 | 0.45131 | 0 | 0.54519 | 0.6431 | 0 | 0 | 0.42 | 0.74669 | 0 | 0 | 0 | 0 | 2.8063 | 0 | 0 | 0 | 0 | 0 | 0 | 0 | 0 | 0 | 0 | 0 | 0 | 0
4 | 21 | 13 | 6 | 1.7931 | 0 | 13.5789 | 0 | 0 | 0 | 0.0012057 | 0.064644 | 0 | 0 | 3.9587 | 0 | 19.3965 | 0 | 0 | 0 | 0 | 0 | 0 | 0 | 0 | 0 | 0 | 0 | 0 | 0 | 0.45131 | 0 | 0.54519 | 0.50452 | 0.029639 | 0 | 0.3675 | 0.74525 | 0 | 0 | 0 | 0 | 2.6434 | 0 | 0 | 0 | 0 | 0 | 0 | 0 | 0 | 0 | 0 | 0 | 0 | 0
4 | 21 | 14 | 6 | 1.7931 | 0 | 13.5789 | 0 | 0 | 0 | 0.0012057 | 0.065803 | 0 | 0 | 5.9672 | 0 | 21.4062 | 0 | 0 | 0 | 0 | 0 | 0 | 0 | 0 | 0 | 0 | 0 | 0 | 0 | 0.45131 | 0 | 0.54519 | 0.54857 | 0.025386 | 0 | 0.3675 | 0.74911 | 0 | 0 | 0 | 0 | 2.6871 | 0 | 0 | 0 | 0 | 0 | 0 | 0 | 0 | 0 | 0 | 0 | 0 | 0
4 | 21 | 15 | 6 | 1.7931 | 0 | 13.5789 | 0 | 0 | 0 | 0.0012057 | 0.063624 | 0 | 0 | 3.707 | 0 | 19.1438 | 0 | 0 | 0 | 0 | 0 | 0 | 0 | 0 | 0 | 0 | 0 | 0 | 0 | 0.45131 | 0 | 0.54519 | 0.62892 | 0.0052442 | 0 | 0.315 | 0.75411 | 0 | 0 | 0 | 0 | 2.6998 | 0 | 0 | 0 | 0 | 0 | 0 | 0 | 0 | 0 | 0 | 0 | 0 | 0
4 | 21 | 16 | 6 | 1.7931 | 0 | 13.5789 | 0 | 0 | 0 | 0.0012057 | 0.06336 | 0 | 0 | 3.707 | 0 | 19.1436 | 0 | 0 | 0 | 0 | 0 | 0 | 0 | 0 | 0 | 0 | 0 | 0 | 0 | 0.45131 | 0 | 0.54519 | 0.62755 | 0.0060355 | 0 | 0.315 | 0.75396 | 0 | 0 | 0 | 0 | 2.6991 | 0 | 0 | 0 | 0 | 0 | 0 | 0 | 0 | 0 | 0 | 0 | 0 | 0
4 | 21 | 17 | 6 | 1.7931 | 0 | 13.5789 | 0 | 0 | 0 | 0.0012057 | 0.063131 | 0 | 0 | 6.1508 | 0 | 21.5872 | 0 | 0 | 0 | 0 | 0 | 0 | 0 | 0 | 0 | 0 | 0 | 0 | 0 | 0.45131 | 0 | 0.54519 | 0.69058 | 0 | 0 | 0.525 | 0.75277 | 0 | 0 | 0 | 0 | 2.9649 | 0 | 0 | 0 | 0 | 0 | 0 | 0 | 0 | 0 | 0 | 0 | 0 | 0
4 | 21 | 18 | 6 | 1.7931 | 0 | 9.8682 | 0 | 0 | 0 | 0.0012057 | 0.074914 | 0 | 0 | 6.1508 | 0 | 17.8883 | 0 | 0 | 0 | 0 | 0 | 0 | 0 | 0 | 0 | 0 | 0 | 0 | 0 | 0.45131 | 0 | 0.54519 | 0.78244 | 0 | 0 | 0.525 | 0.7539 | 0 | 0 | 0 | 0 | 3.0579 | 0 | 0 | 0 | 0 | 0 | 0 | 0 | 0 | 0 | 0 | 0 | 0 | 0
4 | 21 | 19 | 6 | 1.7931 | 0 | 2.4469 | 0 | 0 | 0 | 0.0012057 | 0.089717 | 0 | 0 | 3.9587 | 0 | 8.2896 | 0 | 0 | 0 | 0 | 0 | 0 | 0 | 0 | 0 | 0 | 0 | 0 | 0 | 0.45131 | 0 | 0.88038 | 0.85915 | 0 | 0 | 0.42 | 0.74997 | 0 | 0 | 0 | 0 | 3.3608 | 0 | 0 | 0 | 0 | 0 | 0 | 0 | 0 | 0 | 0 | 0 | 0 | 0
4 | 21 | 20 | 6 | 1.7931 | 0 | 2.4469 | 0 | 0 | 0 | 0.0012057 | 0.09422 | 0 | 0 | 3.9587 | 0 | 8.2941 | 0 | 0 | 0 | 0 | 0 | 0 | 0 | 0 | 0 | 0 | 0 | 0 | 0 | 0.45131 | 0 | 1.1038 | 0.89098 | 0 | 0 | 0.3675 | 0.74849 | 0 | 0 | 0 | 0 | 3.5621 | 0 | 0 | 0 | 0 | 0 | 0 | 0 | 0 | 0 | 0 | 0 | 0 | 0
4 | 21 | 21 | 6 | 1.7931 | 0 | 2.4469 | 0 | 0 | 0 | 0.0012057 | 0.094995 | 0 | 0 | 6.5362 | 0 | 10.8724 | 0 | 0 | 0 | 0 | 0 | 0 | 0 | 0 | 0 | 0 | 0 | 0 | 0 | 0.45131 | 0 | 1.2156 | 0.89899 | 0 | 0 | 0.4725 | 0.74549 | 0 | 0 | 0 | 0 | 3.7839 | 0 | 0 | 0 | 0 | 0 | 0 | 0 | 0 | 0 | 0 | 0 | 0 | 0
4 | 21 | 22 | 6 | 1.7931 | 0 | 2.4469 | 0 | 0 | 0 | 0.0012057 | 0.11896 | 0 | 0 | 4.0096 | 0 | 8.3697 | 0 | 0 | 0 | 0 | 0 | 0 | 0 | 0 | 0 | 0 | 0 | 0 | 0 | 0.45131 | 0 | 1.1038 | 1.2699 | 0 | 0 | 0.315 | 0.7537 | 0 | 0 | 0 | 0 | 3.8937 | 0 | 0 | 0 | 0 | 0 | 0 | 0 | 0 | 0 | 0 | 0 | 0 | 0
4 | 21 | 23 | 6 | 1.7931 | 0 | 2.4469 | 0 | 0 | 0 | 0.0012057 | 0.063982 | 0 | 0 | 0.65222 | 0 | 4.9574 | 0 | 0 | 0 | 0 | 0 | 0 | 0 | 0 | 0 | 0 | 0 | 0 | 0 | 0.45131 | 0 | 0.88038 | 0.91661 | 0 | 0 | 0.0525 | 0.75701 | 0 | 0 | 0 | 0 | 3.0578 | 0 | 0 | 0 | 0 | 0 | 0 | 0 | 0 | 0 | 0 | 0 | 0 | 0
4 | 21 | 24 | 6 | 1.7931 | 0 | 2.4469 | 0 | 0 | 0 | 0.0012057 | 0.068577 | 0 | 0 | 0.65224 | 0 | 4.962 | 0 | 0 | 0 | 0 | 0 | 0 | 0 | 0 | 0 | 0 | 0 | 0 | 0 | 0.45131 | 0 | 0.54519 | 1.0381 | 0 | 0 | 0.0525 | 0.76612 | 0 | 0 | 0 | 0 | 2.8532 | 0 | 0 | 0 | 0 | 0 | 0 | 0 | 0 | 0 | 0 | 0 | 0 | 0
4 | 22 | 1 | 7 | 1.7931 | 0 | 2.4469 | 0 | 0 | 0 | 0.0012057 | 0.072119 | 0 | 0 | 0.65227 | 0 | 4.9656 | 0 | 0 | 0 | 0 | 0 | 0 | 0 | 0 | 0 | 0 | 0 | 0 | 0 | 0.45131 | 0 | 0.32173 | 1.135 | 0 | 0 | 0.0525 | 0.77069 | 0 | 0 | 0 | 0 | 2.7313 | 0 | 0 | 0 | 0 | 0 | 0 | 0 | 0 | 0 | 0 | 0 | 0 | 0
4 | 22 | 2 | 7 | 1.7931 | 0 | 2.4469 | 0 | 0 | 0 | 0.0012057 | 0.072072 | 0 | 0 | 0.65229 | 0 | 4.9656 | 0 | 0 | 0 | 0 | 0 | 0 | 0 | 0 | 0 | 0 | 0 | 0 | 0 | 0.45131 | 0 | 0.32173 | 1.1348 | 0 | 0 | 0.0525 | 0.76808 | 0 | 0 | 0 | 0 | 2.7284 | 0 | 0 | 0 | 0 | 0 | 0 | 0 | 0 | 0 | 0 | 0 | 0 | 0
4 | 22 | 3 | 7 | 1.7931 | 0 | 2.4469 | 0 | 0 | 0 | 0.0012057 | 0.081551 | 0 | 0 | 0.65228 | 0 | 4.9751 | 0 | 0 | 0 | 0 | 0 | 0 | 0 | 0 | 0 | 0 | 0 | 0 | 0 | 0.45131 | 0 | 0.32173 | 1.6267 | 0 | 0 | 0.0525 | 0.7731 | 0 | 0 | 0 | 0 | 3.2254 | 0 | 0 | 0 | 0 | 0 | 0 | 0 | 0 | 0 | 0 | 0 | 0 | 0
4 | 22 | 4 | 7 | 1.7931 | 0 | 2.4469 | 0 | 0 | 0 | 0.0012057 | 0.10144 | 0 | 0 | 0.65229 | 0 | 4.995 | 0 | 0 | 0 | 0 | 0 | 0 | 0 | 0 | 0 | 0 | 0 | 0 | 0 | 0.45131 | 0 | 0.32173 | 2.0472 | 0 | 0 | 0.0525 | 0.77543 | 0 | 0 | 0 | 0 | 3.6482 | 0 | 0 | 0 | 0 | 0 | 0 | 0 | 0 | 0 | 0 | 0 | 0 | 0
4 | 22 | 5 | 7 | 1.7931 | 0 | 2.4469 | 0 | 0 | 0 | 0.0012057 | 0.12592 | 0 | 0 | 0.65229 | 0 | 5.0194 | 0 | 0 | 0 | 0 | 0 | 0 | 0 | 0 | 0 | 0 | 0 | 0 | 0 | 0.45131 | 0 | 0.32173 | 2.2773 | 0 | 0 | 0.0525 | 0.77578 | 0 | 0 | 0 | 0 | 3.8786 | 0 | 0 | 0 | 0 | 0 | 0 | 0 | 0 | 0 | 0 | 0 | 0 | 0
4 | 22 | 6 | 7 | 1.7931 | 0 | 2.4469 | 0 | 0 | 0 | 0.0012057 | 0.13908 | 0 | 0 | 3.707 | 0 | 8.0873 | 0 | 0 | 0 | 0 | 0 | 0 | 0 | 0 | 0 | 0 | 0 | 0 | 0 | 0.45131 | 0 | 0.54519 | 2.3519 | 0 | 0 | 0.315 | 0.77356 | 0 | 0 | 0 | 0 | 4.4369 | 0 | 0 | 0 | 0 | 0 | 0 | 0 | 0 | 0 | 0 | 0 | 0 | 0
4 | 22 | 7 | 7 | 1.7931 | 0 | 2.4469 | 0 | 0 | 0 | 0.0012057 | 0.50797 | 0 | 0 | 6.1508 | 0 | 10.9 | 0 | 0 | 0 | 0 | 0 | 0 | 0 | 0 | 0 | 0 | 0 | 0 | 0 | 0.45131 | 0 | 0.71279 | 4.1143 | 0 | 0 | 0.525 | 0.77185 | 0 | 0 | 0 | 0 | 6.5753 | 0 | 0 | 0 | 0 | 0 | 0 | 0 | 0 | 0 | 0 | 0 | 0 | 0
4 | 22 | 8 | 7 | 1.7931 | 0 | 13.5789 | 0 | 0 | 0 | 0.0012057 | 0.20728 | 0 | 0 | 3.9587 | 0 | 19.5392 | 0 | 0 | 0 | 0 | 0 | 0 | 0 | 0 | 0 | 0 | 0 | 0 | 0 | 0.45131 | 0 | 0.71279 | 2.4083 | 0 | 0 | 0.42 | 0.768 | 0 | 0 | 0 | 0 | 4.7604 | 0 | 0 | 0 | 0 | 0 | 0 | 0 | 0 | 0 | 0 | 0 | 0 | 0
4 | 22 | 9 | 7 | 1.7931 | 0 | 13.5789 | 0 | 0 | 0 | 0.0012057 | 0.16135 | 0 | 0 | 4.6658 | 0 | 20.2004 | 0 | 0 | 0 | 0 | 0 | 0 | 0 | 0 | 0 | 0 | 0 | 0 | 0 | 0.45131 | 0 | 0.71279 | 1.8869 | 0 | 0 | 0.315 | 0.76401 | 0 | 0 | 0 | 0 | 4.13 | 0 | 0 | 0 | 0 | 0 | 0 | 0 | 0 | 0 | 0 | 0 | 0 | 0
4 | 22 | 10 | 7 | 1.7931 | 0 | 13.5789 | 0 | 0 | 0 | 0.0012057 | 0.17628 | 0 | 0 | 3.707 | 0 | 19.2565 | 0 | 0 | 0 | 0 | 0 | 0 | 0 | 0 | 0 | 0 | 0 | 0 | 0 | 0.45131 | 0 | 0.71279 | 2.0215 | 0 | 0 | 0.315 | 0.76623 | 0 | 0 | 0 | 0 | 4.2668 | 0 | 0 | 0 | 0 | 0 | 0 | 0 | 0 | 0 | 0 | 0 | 0 | 0
4 | 22 | 11 | 7 | 1.7931 | 0 | 13.5789 | 0 | 0 | 0 | 0.0012057 | 0.14001 | 0 | 0 | 3.9587 | 0 | 19.4719 | 0 | 0 | 0 | 0 | 0 | 0 | 0 | 0 | 0 | 0 | 0 | 0 | 0 | 0.45131 | 0 | 0.54519 | 1.6552 | 0 | 0 | 0.3675 | 0.76706 | 0 | 0 | 0 | 0 | 3.7862 | 0 | 0 | 0 | 0 | 0 | 0 | 0 | 0 | 0 | 0 | 0 | 0 | 0
4 | 22 | 12 | 7 | 1.7931 | 0 | 8.6313 | 0 | 0 | 0 | 0.0012057 | 0.11096 | 0 | 0 | 3.9587 | 0 | 14.4954 | 0 | 0 | 0 | 0 | 0 | 0 | 0 | 0 | 0 | 0 | 0 | 0 | 0 | 0.45131 | 0 | 0.54519 | 1.3835 | 0 | 0 | 0.42 | 0.76264 | 0 | 0 | 0 | 0 | 3.5626 | 0 | 0 | 0 | 0 | 0 | 0 | 0 | 0 | 0 | 0 | 0 | 0 | 0
4 | 22 | 13 | 7 | 1.7931 | 0 | 13.5789 | 0 | 0 | 0 | 0.0012057 | 0.07568 | 0 | 0 | 3.9587 | 0 | 19.4076 | 0 | 0 | 0 | 0 | 0 | 0 | 0 | 0 | 0 | 0 | 0 | 0 | 0 | 0.45131 | 0 | 0.54519 | 0.96604 | 0 | 0 | 0.3675 | 0.76546 | 0 | 0 | 0 | 0 | 3.0955 | 0 | 0 | 0 | 0 | 0 | 0 | 0 | 0 | 0 | 0 | 0 | 0 | 0
4 | 22 | 14 | 7 | 1.7931 | 0 | 13.5789 | 0 | 0 | 0 | 0.0012057 | 0.071093 | 0 | 0 | 5.9674 | 0 | 21.4117 | 0 | 0 | 0 | 0 | 0 | 0 | 0 | 0 | 0 | 0 | 0 | 0 | 0 | 0.45131 | 0 | 0.54519 | 0.814 | 0 | 0 | 0.3675 | 0.76379 | 0 | 0 | 0 | 0 | 2.9418 | 0 | 0 | 0 | 0 | 0 | 0 | 0 | 0 | 0 | 0 | 0 | 0 | 0
4 | 22 | 15 | 7 | 1.7931 | 0 | 13.5789 | 0 | 0 | 0 | 0.0012057 | 0.072908 | 0 | 0 | 3.7071 | 0 | 19.1532 | 0 | 0 | 0 | 0 | 0 | 0 | 0 | 0 | 0 | 0 | 0 | 0 | 0 | 0.45131 | 0 | 0.54519 | 0.82001 | 0 | 0 | 0.315 | 0.76464 | 0 | 0 | 0 | 0 | 2.8962 | 0 | 0 | 0 | 0 | 0 | 0 | 0 | 0 | 0 | 0 | 0 | 0 | 0
4 | 22 | 16 | 7 | 1.7931 | 0 | 13.5789 | 0 | 0 | 0 | 0.0012057 | 0.074501 | 0 | 0 | 3.7071 | 0 | 19.1548 | 0 | 0 | 0 | 0 | 0 | 0 | 0 | 0 | 0 | 0 | 0 | 0 | 0 | 0.45131 | 0 | 0.54519 | 0.81602 | 0.01012 | 0 | 0.315 | 0.76441 | 0 | 0 | 0 | 0 | 2.9021 | 0 | 0 | 0 | 0 | 0 | 0 | 0 | 0 | 0 | 0 | 0 | 0 | 0
4 | 22 | 17 | 7 | 1.7931 | 0 | 13.5789 | 0 | 0 | 0 | 0.0012057 | 0.07434 | 0 | 0 | 6.1509 | 0 | 21.5984 | 0 | 0 | 0 | 0 | 0 | 0 | 0 | 0 | 0 | 0 | 0 | 0 | 0 | 0.45131 | 0 | 0.54519 | 0.78714 | 0.0067711 | 0 | 0.525 | 0.75907 | 0 | 0 | 0 | 0 | 3.0745 | 0 | 0 | 0 | 0 | 0 | 0 | 0 | 0 | 0 | 0 | 0 | 0 | 0
4 | 22 | 18 | 7 | 1.7931 | 0 | 9.8682 | 0 | 0 | 0 | 0.0012057 | 0.084526 | 0 | 0 | 6.1509 | 0 | 17.8979 | 0 | 0 | 0 | 0 | 0 | 0 | 0 | 0 | 0 | 0 | 0 | 0 | 0 | 0.45131 | 0 | 0.54519 | 0.91118 | 0 | 0 | 0.525 | 0.76019 | 0 | 0 | 0 | 0 | 3.1929 | 0 | 0 | 0 | 0 | 0 | 0 | 0 | 0 | 0 | 0 | 0 | 0 | 0
4 | 22 | 19 | 7 | 1.7931 | 0 | 2.4469 | 0 | 0 | 0 | 0.0012057 | 0.14831 | 0 | 0 | 3.9587 | 0 | 8.3483 | 0 | 0 | 0 | 0 | 0 | 0 | 0 | 0 | 0 | 0 | 0 | 0 | 0 | 0.45131 | 0 | 0.88038 | 1.4428 | 0 | 0 | 0.42 | 0.75967 | 0 | 0 | 0 | 0 | 3.9542 | 0 | 0 | 0 | 0 | 0 | 0 | 0 | 0 | 0 | 0 | 0 | 0 | 0
4 | 22 | 20 | 7 | 1.7931 | 0 | 2.4469 | 0 | 0 | 0 | 0.0012057 | 0.21962 | 0 | 0 | 3.9587 | 0 | 8.4196 | 0 | 0 | 0 | 0 | 0 | 0 | 0 | 0 | 0 | 0 | 0 | 0 | 0 | 0.45131 | 0 | 1.1038 | 1.9092 | 0 | 0 | 0.3675 | 0.76037 | 0 | 0 | 0 | 0 | 4.5922 | 0 | 0 | 0 | 0 | 0 | 0 | 0 | 0 | 0 | 0 | 0 | 0 | 0
4 | 22 | 21 | 7 | 1.7931 | 0 | 2.4469 | 0 | 0 | 0 | 0.0012057 | 0.28992 | 0 | 0 | 6.5362 | 0 | 11.0674 | 0 | 0 | 0 | 0 | 0 | 0 | 0 | 0 | 0 | 0 | 0 | 0 | 0 | 0.45131 | 0 | 1.2156 | 2.3191 | 0 | 0 | 0.4725 | 0.75999 | 0 | 0 | 0 | 0 | 5.2185 | 0 | 0 | 0 | 0 | 0 | 0 | 0 | 0 | 0 | 0 | 0 | 0 | 0
4 | 22 | 22 | 7 | 1.7931 | 0 | 2.4469 | 0 | 0 | 0 | 0.0012057 | 0.32604 | 0 | 0 | 4.0097 | 0 | 8.577 | 0 | 0 | 0 | 0 | 0 | 0 | 0 | 0 | 0 | 0 | 0 | 0 | 0 | 0.45131 | 0 | 1.1038 | 2.6328 | 0 | 0 | 0.315 | 0.76418 | 0 | 0 | 0 | 0 | 5.2672 | 0 | 0 | 0 | 0 | 0 | 0 | 0 | 0 | 0 | 0 | 0 | 0 | 0
4 | 22 | 23 | 7 | 1.7931 | 0 | 2.4469 | 0 | 0 | 0 | 0.0012057 | 0.074222 | 0 | 0 | 0.65228 | 0 | 4.9677 | 0 | 0 | 0 | 0 | 0 | 0 | 0 | 0 | 0 | 0 | 0 | 0 | 0 | 0.45131 | 0 | 0.88038 | 1.2028 | 0 | 0 | 0.0525 | 0.76998 | 0 | 0 | 0 | 0 | 3.357 | 0 | 0 | 0 | 0 | 0 | 0 | 0 | 0 | 0 | 0 | 0 | 0 | 0
4 | 22 | 24 | 7 | 1.7931 | 0 | 2.4469 | 0 | 0 | 0 | 0.0012057 | 0.085992 | 0 | 0 | 0.65229 | 0 | 4.9795 | 0 | 0 | 0 | 0 | 0 | 0 | 0 | 0 | 0 | 0 | 0 | 0 | 0 | 0.45131 | 0 | 0.54519 | 1.6491 | 0 | 0 | 0.0525 | 0.77896 | 0 | 0 | 0 | 0 | 3.4771 | 0 | 0 | 0 | 0 | 0 | 0 | 0 | 0 | 0 | 0 | 0 | 0 | 0
4 | 23 | 1 | 1 | 1.7931 | 0 | 2.4469 | 0 | 0 | 0 | 0.0012057 | 0.12544 | 0 | 0 | 0.65232 | 0 | 5.019 | 0 | 0 | 0 | 0 | 0 | 0 | 0 | 0 | 0 | 0 | 0 | 0 | 0 | 0.45131 | 0 | 0.32173 | 2.3072 | 0 | 0 | 0.0525 | 0.78469 | 0 | 0 | 0 | 0 | 3.9175 | 0 | 0 | 0 | 0 | 0 | 0 | 0 | 0 | 0 | 0 | 0 | 0 | 0
4 | 23 | 2 | 1 | 1.7931 | 0 | 2.4469 | 0 | 0 | 0 | 0.0012057 | 0.17631 | 0 | 0 | 0.65233 | 0 | 5.0699 | 0 | 0 | 0 | 0 | 0 | 0 | 0 | 0 | 0 | 0 | 0 | 0 | 0 | 0.45131 | 0 | 0.32173 | 2.6116 | 0 | 0 | 0.0525 | 0.78884 | 0 | 0 | 0 | 0 | 4.226 | 0 | 0 | 0 | 0 | 0 | 0 | 0 | 0 | 0 | 0 | 0 | 0 | 0
4 | 23 | 3 | 1 | 1.7931 | 0 | 2.4469 | 0 | 0 | 0 | 0.0012057 | 0.19976 | 0 | 0 | 0.65234 | 0 | 5.0933 | 0 | 0 | 0 | 0 | 0 | 0 | 0 | 0 | 0 | 0 | 0 | 0 | 0 | 0.45131 | 0 | 0.32173 | 2.7761 | 0 | 0 | 0.0525 | 0.78912 | 0 | 0 | 0 | 0 | 4.3908 | 0 | 0 | 0 | 0 | 0 | 0 | 0 | 0 | 0 | 0 | 0 | 0 | 0
4 | 23 | 4 | 1 | 1.7931 | 0 | 2.4469 | 0 | 0 | 0 | 0.0012057 | 0.24062 | 0 | 0 | 0.65234 | 0 | 5.1342 | 0 | 0 | 0 | 0 | 0 | 0 | 0 | 0 | 0 | 0 | 0 | 0 | 0 | 0.45131 | 0 | 0.32173 | 3.0113 | 0 | 0 | 0.0525 | 0.79421 | 0 | 0 | 0 | 0 | 4.6311 | 0 | 0 | 0 | 0 | 0 | 0 | 0 | 0 | 0 | 0 | 0 | 0 | 0
4 | 23 | 5 | 1 | 1.7931 | 0 | 2.4469 | 0 | 0 | 0 | 0.0012057 | 0.27665 | 0 | 0 | 0.65235 | 0 | 5.1702 | 0 | 0 | 0 | 0 | 0 | 0 | 0 | 0 | 0 | 0 | 0 | 0 | 0 | 0.45131 | 0 | 0.32173 | 3.4242 | 0 | 0 | 0.0525 | 0.79727 | 0 | 0 | 0 | 0 | 5.047 | 0 | 0 | 0 | 0 | 0 | 0 | 0 | 0 | 0 | 0 | 0 | 0 | 0
4 | 23 | 6 | 1 | 1.7931 | 0 | 2.4469 | 0 | 0 | 0 | 0.0012057 | 0.2843 | 0 | 0 | 3.7071 | 0 | 8.2326 | 0 | 0 | 0 | 0 | 0 | 0 | 0 | 0 | 0 | 0 | 0 | 0 | 0 | 0.45131 | 0 | 0.54519 | 3.5575 | 0 | 0 | 0.315 | 0.79348 | 0 | 0 | 0 | 0 | 5.6625 | 0 | 0 | 0 | 0 | 0 | 0 | 0 | 0 | 0 | 0 | 0 | 0 | 0
4 | 23 | 7 | 1 | 1.7931 | 0 | 2.4469 | 0 | 0 | 0 | 0.0012057 | 0.6852 | 0 | 0 | 6.1509 | 0 | 11.0773 | 0 | 0 | 0 | 0 | 0 | 0 | 0 | 0 | 0 | 0 | 0 | 0 | 0 | 0.45131 | 0 | 0.71279 | 5.1676 | 0 | 0 | 0.525 | 0.7859 | 0 | 0 | 0 | 0 | 7.6425 | 0 | 0 | 0 | 0 | 0 | 0 | 0 | 0 | 0 | 0 | 0 | 0 | 0
4 | 23 | 8 | 1 | 1.7931 | 0 | 13.5789 | 0 | 0 | 0 | 0.0012057 | 0.33591 | 0 | 0 | 3.9587 | 0 | 19.6679 | 0 | 0 | 0 | 0 | 0 | 0 | 0 | 0 | 0 | 0 | 0 | 0 | 0 | 0.45131 | 0 | 0.71279 | 3.1747 | 0 | 0 | 0.42 | 0.7755 | 0 | 0 | 0 | 0 | 5.5343 | 0 | 0 | 0 | 0 | 0 | 0 | 0 | 0 | 0 | 0 | 0 | 0 | 0
4 | 23 | 9 | 1 | 1.7931 | 0 | 13.5789 | 0 | 0 | 0 | 0.0012057 | 0.23763 | 0 | 0 | 4.6659 | 0 | 20.2767 | 0 | 0 | 0 | 0 | 0 | 0 | 0 | 0 | 0 | 0 | 0 | 0 | 0 | 0.45131 | 0 | 0.71279 | 2.5115 | 0 | 0 | 0.315 | 0.76721 | 0 | 0 | 0 | 0 | 4.7578 | 0 | 0 | 0 | 0 | 0 | 0 | 0 | 0 | 0 | 0 | 0 | 0 | 0
4 | 23 | 10 | 1 | 1.7931 | 0 | 13.5789 | 0 | 0 | 0 | 0.0012057 | 0.17077 | 0 | 0 | 3.7071 | 0 | 19.251 | 0 | 0 | 0 | 0 | 0 | 0 | 0 | 0 | 0 | 0 | 0 | 0 | 0 | 0.45131 | 0 | 0.71279 | 1.7449 | 0 | 0 | 0.315 | 0.76094 | 0 | 0 | 0 | 0 | 3.9849 | 0 | 0 | 0 | 0 | 0 | 0 | 0 | 0 | 0 | 0 | 0 | 0 | 0
4 | 23 | 11 | 1 | 1.7931 | 0 | 13.5789 | 0 | 0 | 0 | 0.0012057 | 0.12683 | 0 | 0 | 3.9587 | 0 | 19.4588 | 0 | 0 | 0 | 0 | 0 | 0 | 0 | 0 | 0 | 0 | 0 | 0 | 0 | 0.45131 | 0 | 0.54519 | 1.3564 | 0 | 0 | 0.3675 | 0.76329 | 0 | 0 | 0 | 0 | 3.4837 | 0 | 0 | 0 | 0 | 0 | 0 | 0 | 0 | 0 | 0 | 0 | 0 | 0
4 | 23 | 12 | 1 | 1.7931 | 0 | 8.6313 | 0 | 0 | 0 | 0.0012057 | 0.10869 | 0 | 0 | 3.9587 | 0 | 14.4931 | 0 | 0 | 0 | 0 | 0 | 0 | 0 | 0 | 0 | 0 | 0 | 0 | 0 | 0.45131 | 0 | 0.54519 | 1.1561 | 0 | 0 | 0.42 | 0.76272 | 0 | 0 | 0 | 0 | 3.3353 | 0 | 0 | 0 | 0 | 0 | 0 | 0 | 0 | 0 | 0 | 0 | 0 | 0
4 | 23 | 13 | 1 | 1.7931 | 0 | 13.5789 | 0 | 0 | 0 | 0.0012057 | 0.072974 | 0 | 0 | 3.9587 | 0 | 19.4049 | 0 | 0 | 0 | 0 | 0 | 0 | 0 | 0 | 0 | 0 | 0 | 0 | 0 | 0.45131 | 0 | 0.54519 | 0.82779 | 0 | 0 | 0.3675 | 0.76485 | 0 | 0 | 0 | 0 | 2.9566 | 0 | 0 | 0 | 0 | 0 | 0 | 0 | 0 | 0 | 0 | 0 | 0 | 0
4 | 23 | 14 | 1 | 1.7931 | 0 | 13.5789 | 0 | 0 | 0 | 0.0012057 | 0.073926 | 0 | 0 | 5.9674 | 0 | 21.4145 | 0 | 0 | 0 | 0 | 0 | 0 | 0 | 0 | 0 | 0 | 0 | 0 | 0 | 0.45131 | 0 | 0.54519 | 0.7536 | 0 | 0 | 0.3675 | 0.76605 | 0 | 0 | 0 | 0 | 2.8837 | 0 | 0 | 0 | 0 | 0 | 0 | 0 | 0 | 0 | 0 | 0 | 0 | 0
4 | 23 | 15 | 1 | 1.7931 | 0 | 13.5789 | 0 | 0 | 0 | 0.0012057 | 0.078288 | 0 | 0 | 3.7071 | 0 | 19.1586 | 0 | 0 | 0 | 0 | 0 | 0 | 0 | 0 | 0 | 0 | 0 | 0 | 0 | 0.45131 | 0 | 0.54519 | 0.78203 | 0 | 0 | 0.315 | 0.76926 | 0 | 0 | 0 | 0 | 2.8628 | 0 | 0 | 0 | 0 | 0 | 0 | 0 | 0 | 0 | 0 | 0 | 0 | 0
4 | 23 | 16 | 1 | 1.7931 | 0 | 13.5789 | 0 | 0 | 0 | 0.0012057 | 0.081873 | 0 | 0 | 3.7071 | 0 | 19.1622 | 0 | 0 | 0 | 0 | 0 | 0 | 0 | 0 | 0 | 0 | 0 | 0 | 0 | 0.45131 | 0 | 0.54519 | 0.95016 | 0 | 0 | 0.315 | 0.77221 | 0 | 0 | 0 | 0 | 3.0339 | 0 | 0 | 0 | 0 | 0 | 0 | 0 | 0 | 0 | 0 | 0 | 0 | 0
4 | 23 | 17 | 1 | 1.7931 | 0 | 13.5789 | 0 | 0 | 0 | 0.0012057 | 0.087839 | 0 | 0 | 6.1509 | 0 | 21.612 | 0 | 0 | 0 | 0 | 0 | 0 | 0 | 0 | 0 | 0 | 0 | 0 | 0 | 0.45131 | 0 | 0.54519 | 1.0138 | 0 | 0 | 0.525 | 0.77384 | 0 | 0 | 0 | 0 | 3.3092 | 0 | 0 | 0 | 0 | 0 | 0 | 0 | 0 | 0 | 0 | 0 | 0 | 0
4 | 23 | 18 | 1 | 1.7931 | 0 | 9.8682 | 0 | 0 | 0 | 0.0012057 | 0.12095 | 0 | 0 | 6.1509 | 0 | 17.9344 | 0 | 0 | 0 | 0 | 0 | 0 | 0 | 0 | 0 | 0 | 0 | 0 | 0 | 0.45131 | 0 | 0.54519 | 1.4454 | 0 | 0 | 0.525 | 0.7739 | 0 | 0 | 0 | 0 | 3.7408 | 0 | 0 | 0 | 0 | 0 | 0 | 0 | 0 | 0 | 0 | 0 | 0 | 0
4 | 23 | 19 | 1 | 1.7931 | 0 | 2.4469 | 0 | 0 | 0 | 0.0012057 | 0.23028 | 0 | 0 | 3.9588 | 0 | 8.4303 | 0 | 0 | 0 | 0 | 0 | 0 | 0 | 0 | 0 | 0 | 0 | 0 | 0 | 0.45131 | 0 | 0.88038 | 2.1303 | 0 | 0 | 0.42 | 0.77109 | 0 | 0 | 0 | 0 | 4.6531 | 0 | 0 | 0 | 0 | 0 | 0 | 0 | 0 | 0 | 0 | 0 | 0 | 0
4 | 23 | 20 | 1 | 1.7931 | 0 | 2.4469 | 0 | 0 | 0 | 0.0012057 | 0.29482 | 0 | 0 | 3.9588 | 0 | 8.4948 | 0 | 0 | 0 | 0 | 0 | 0 | 0 | 0 | 0 | 0 | 0 | 0 | 0 | 0.45131 | 0 | 1.1038 | 2.3163 | 0 | 0 | 0.3675 | 0.7659 | 0 | 0 | 0 | 0 | 5.0048 | 0 | 0 | 0 | 0 | 0 | 0 | 0 | 0 | 0 | 0 | 0 | 0 | 0
4 | 23 | 21 | 1 | 1.7931 | 0 | 2.4469 | 0 | 0 | 0 | 0.0012057 | 0.33544 | 0 | 0 | 6.5362 | 0 | 11.1129 | 0 | 0 | 0 | 0 | 0 | 0 | 0 | 0 | 0 | 0 | 0 | 0 | 0 | 0.45131 | 0 | 1.2156 | 2.5362 | 0 | 0 | 0.4725 | 0.76508 | 0 | 0 | 0 | 0 | 5.4407 | 0 | 0 | 0 | 0 | 0 | 0 | 0 | 0 | 0 | 0 | 0 | 0 | 0
4 | 23 | 22 | 1 | 1.7931 | 0 | 2.4469 | 0 | 0 | 0 | 0.0012057 | 0.3431 | 0 | 0 | 4.0098 | 0 | 8.5941 | 0 | 0 | 0 | 0 | 0 | 0 | 0 | 0 | 0 | 0 | 0 | 0 | 0 | 0.45131 | 0 | 1.1038 | 2.5721 | 0 | 0 | 0.315 | 0.76605 | 0 | 0 | 0 | 0 | 5.2083 | 0 | 0 | 0 | 0 | 0 | 0 | 0 | 0 | 0 | 0 | 0 | 0 | 0
4 | 23 | 23 | 1 | 1.7931 | 0 | 2.4469 | 0 | 0 | 0 | 0.0012057 | 0.074611 | 0 | 0 | 0.6523 | 0 | 4.9681 | 0 | 0 | 0 | 0 | 0 | 0 | 0 | 0 | 0 | 0 | 0 | 0 | 0 | 0.45131 | 0 | 0.88038 | 1.0575 | 0 | 0 | 0.0525 | 0.77153 | 0 | 0 | 0 | 0 | 3.2132 | 0 | 0 | 0 | 0 | 0 | 0 | 0 | 0 | 0 | 0 | 0 | 0 | 0
4 | 23 | 24 | 1 | 1.7931 | 0 | 2.4469 | 0 | 0 | 0 | 0.0012057 | 0.092543 | 0 | 0 | 0.65232 | 0 | 4.9861 | 0 | 0 | 0 | 0 | 0 | 0 | 0 | 0 | 0 | 0 | 0 | 0 | 0 | 0.45131 | 0 | 0.54519 | 1.6734 | 0 | 0 | 0.0525 | 0.78229 | 0 | 0 | 0 | 0 | 3.5047 | 0 | 0 | 0 | 0 | 0 | 0 | 0 | 0 | 0 | 0 | 0 | 0 | 0
4 | 24 | 1 | 2 | 1.7931 | 0 | 2.4469 | 0 | 0 | 0 | 0.0012057 | 0.16088 | 0 | 0 | 0.65235 | 0 | 5.0545 | 0 | 0 | 0 | 0 | 0 | 0 | 0 | 0 | 0 | 0 | 0 | 0 | 0 | 0.45131 | 0 | 0.32173 | 2.2575 | 0 | 0 | 0.0525 | 0.79202 | 0 | 0 | 0 | 0 | 3.8751 | 0 | 0 | 0 | 0 | 0 | 0 | 0 | 0 | 0 | 0 | 0 | 0 | 0
4 | 24 | 2 | 2 | 1.7931 | 0 | 2.4469 | 0 | 0 | 0 | 0.0012057 | 0.19909 | 0 | 0 | 0.65238 | 0 | 5.0927 | 0 | 0 | 0 | 0 | 0 | 0 | 0 | 0 | 0 | 0 | 0 | 0 | 0 | 0.45131 | 0 | 0.32173 | 2.4366 | 0 | 0 | 0.0525 | 0.79438 | 0 | 0 | 0 | 0 | 4.0566 | 0 | 0 | 0 | 0 | 0 | 0 | 0 | 0 | 0 | 0 | 0 | 0 | 0
4 | 24 | 3 | 2 | 1.7931 | 0 | 2.4469 | 0 | 0 | 0 | 0.0012057 | 0.22861 | 0 | 0 | 0.65239 | 0 | 5.1222 | 0 | 0 | 0 | 0 | 0 | 0 | 0 | 0 | 0 | 0 | 0 | 0 | 0 | 0.45131 | 0 | 0.32173 | 2.5773 | 0 | 0 | 0.0525 | 0.7967 | 0 | 0 | 0 | 0 | 4.1995 | 0 | 0 | 0 | 0 | 0 | 0 | 0 | 0 | 0 | 0 | 0 | 0 | 0
4 | 24 | 4 | 2 | 1.7931 | 0 | 2.4469 | 0 | 0 | 0 | 0.0012057 | 0.26779 | 0 | 0 | 0.65239 | 0 | 5.1614 | 0 | 0 | 0 | 0 | 0 | 0 | 0 | 0 | 0 | 0 | 0 | 0 | 0 | 0.45131 | 0 | 0.32173 | 3.0189 | 0 | 0 | 0.0525 | 0.80034 | 0 | 0 | 0 | 0 | 4.6448 | 0 | 0 | 0 | 0 | 0 | 0 | 0 | 0 | 0 | 0 | 0 | 0 | 0
4 | 24 | 5 | 2 | 1.7931 | 0 | 2.4469 | 0 | 0 | 0 | 0.0012057 | 0.29875 | 0 | 0 | 0.6524 | 0 | 5.1924 | 0 | 0 | 0 | 0 | 0 | 0 | 0 | 0 | 0 | 0 | 0 | 0 | 0 | 0.45131 | 0 | 0.32173 | 3.3021 | 0 | 0 | 0.0525 | 0.80138 | 0 | 0 | 0 | 0 | 4.929 | 0 | 0 | 0 | 0 | 0 | 0 | 0 | 0 | 0 | 0 | 0 | 0 | 0
4 | 24 | 6 | 2 | 1.7931 | 0 | 2.4469 | 0 | 0 | 0 | 0.0012057 | 0.32775 | 0 | 0 | 3.7071 | 0 | 8.2761 | 0 | 0 | 0 | 0 | 0 | 0 | 0 | 0 | 0 | 0 | 0 | 0 | 0 | 0.45131 | 0 | 0.54519 | 3.3995 | 0 | 0 | 0.315 | 0.79814 | 0 | 0 | 0 | 0 | 5.5091 | 0 | 0 | 0 | 0 | 0 | 0 | 0 | 0 | 0 | 0 | 0 | 0 | 0
4 | 24 | 7 | 2 | 1.7931 | 0 | 2.4469 | 0 | 0 | 0 | 0.0012057 | 0.71775 | 0 | 0 | 6.1509 | 0 | 11.1099 | 0 | 0 | 0 | 0 | 0 | 0 | 0 | 0 | 0 | 0 | 0 | 0 | 0 | 0.45131 | 0 | 0.71279 | 4.5392 | 0 | 0 | 0.525 | 0.78833 | 0 | 0 | 0 | 0 | 7.0166 | 0 | 0 | 0 | 0 | 0 | 0 | 0 | 0 | 0 | 0 | 0 | 0 | 0
4 | 24 | 8 | 2 | 1.7931 | 0 | 13.5789 | 0 | 0 | 0 | 0.0012057 | 0.34393 | 0 | 0 | 3.9588 | 0 | 19.6759 | 0 | 0 | 0 | 0 | 0 | 0 | 0 | 0 | 0 | 0 | 0 | 0 | 0 | 0.45131 | 0 | 0.71279 | 2.5524 | 0 | 0 | 0.42 | 0.77649 | 0 | 0 | 0 | 0 | 4.913 | 0 | 0 | 0 | 0 | 0 | 0 | 0 | 0 | 0 | 0 | 0 | 0 | 0
4 | 24 | 9 | 2 | 1.7931 | 0 | 13.5789 | 0 | 0 | 0 | 0.0012057 | 0.20413 | 0 | 0 | 4.6659 | 0 | 20.2433 | 0 | 0 | 0 | 0 | 0 | 0 | 0 | 0 | 0 | 0 | 0 | 0 | 0 | 0.45131 | 0 | 0.71279 | 1.4509 | 0 | 0 | 0.315 | 0.76595 | 0 | 0 | 0 | 0 | 3.6959 | 0 | 0 | 0 | 0 | 0 | 0 | 0 | 0 | 0 | 0 | 0 | 0 | 0
4 | 24 | 10 | 2 | 1.7931 | 0 | 13.5789 | 0 | 0 | 0 | 0.0012057 | 0.13295 | 0 | 0 | 3.7071 | 0 | 19.2132 | 0 | 0 | 0 | 0 | 0 | 0 | 0 | 0 | 0 | 0 | 0 | 0 | 0 | 0.45131 | 0 | 0.71279 | 0.86796 | 0 | 0 | 0.315 | 0.76138 | 0 | 0 | 0 | 0 | 3.1084 | 0 | 0 | 0 | 0 | 0 | 0 | 0 | 0 | 0 | 0 | 0 | 0 | 0
4 | 24 | 11 | 2 | 1.7931 | 0 | 13.5789 | 0 | 0 | 0 | 0.0012057 | 0.085876 | 0 | 0 | 3.9587 | 0 | 19.4178 | 0 | 0 | 0 | 0 | 0 | 0 | 0 | 0 | 0 | 0 | 0 | 0 | 0 | 0.45131 | 0 | 0.54519 | 0.48155 | 0 | 0 | 0.3675 | 0.76041 | 0 | 0 | 0 | 0 | 2.606 | 0 | 0 | 0 | 0 | 0 | 0 | 0 | 0 | 0 | 0 | 0 | 0 | 0
4 | 24 | 12 | 2 | 1.7931 | 0 | 8.6313 | 0 | 0 | 0 | 0.0012057 | 0.073673 | 0 | 0 | 3.9587 | 0 | 14.4581 | 0 | 0 | 0 | 0 | 0 | 0 | 0 | 0 | 0 | 0 | 0 | 0 | 0 | 0.45131 | 0 | 0.54519 | 0.2373 | 0 | 0 | 0.42 | 0.75538 | 0 | 0 | 0 | 0 | 2.4092 | 0 | 0 | 0 | 0 | 0 | 0 | 0 | 0 | 0 | 0 | 0 | 0 | 0
4 | 24 | 13 | 2 | 1.7931 | 0 | 13.5789 | 0 | 0 | 0 | 0.0012057 | 0.062857 | 0 | 0 | 3.9587 | 0 | 19.3948 | 0 | 0 | 0 | 0 | 0 | 0 | 0 | 0 | 0 | 0 | 0 | 0 | 0 | 0.45131 | 0 | 0.54519 | 0.18663 | 0 | 0 | 0.3675 | 0.75379 | 0 | 0 | 0 | 0 | 2.3044 | 0 | 0 | 0 | 0 | 0 | 0 | 0 | 0 | 0 | 0 | 0 | 0 | 0
4 | 24 | 14 | 2 | 1.7931 | 0 | 13.5789 | 0 | 0 | 0 | 0.0012057 | 0.074626 | 0 | 0 | 5.9674 | 0 | 21.4152 | 0 | 0 | 0 | 0 | 0 | 0 | 0 | 0 | 0 | 0 | 0 | 0 | 0 | 0.45131 | 0 | 0.54519 | 0.11816 | 0 | 0 | 0.3675 | 0.75286 | 0 | 0 | 0 | 0 | 2.235 | 0 | 0 | 0 | 0 | 0 | 0 | 0 | 0 | 0 | 0 | 0 | 0 | 0
4 | 24 | 15 | 2 | 1.7931 | 0 | 13.5789 | 0 | 0 | 0 | 0.0012057 | 0.068879 | 0 | 0 | 3.707 | 0 | 19.1491 | 0 | 0 | 0 | 0 | 0 | 0 | 0 | 0 | 0 | 0 | 0 | 0 | 0 | 0.45131 | 0 | 0.54519 | 0.058422 | 0.043879 | 0 | 0.315 | 0.74952 | 0 | 0 | 0 | 0 | 2.1633 | 0 | 0 | 0 | 0 | 0 | 0 | 0 | 0 | 0 | 0 | 0 | 0 | 0
4 | 24 | 16 | 2 | 1.7931 | 0 | 13.5789 | 0 | 0 | 0 | 0.0012057 | 0.070284 | 0 | 0 | 3.707 | 0 | 19.1505 | 0 | 0 | 0 | 0 | 0 | 0 | 0 | 0 | 0 | 0 | 0 | 0 | 0 | 0.45131 | 0 | 0.54519 | 0.056464 | 0.053841 | 0 | 0.315 | 0.74775 | 0 | 0 | 0 | 0 | 2.1696 | 0 | 0 | 0 | 0 | 0 | 0 | 0 | 0 | 0 | 0 | 0 | 0 | 0
4 | 24 | 17 | 2 | 1.7931 | 0 | 13.5789 | 0 | 0 | 0 | 0.0012057 | 0.068116 | 0 | 0 | 6.1508 | 0 | 21.5921 | 0 | 0 | 0 | 0 | 0 | 0 | 0 | 0 | 0 | 0 | 0 | 0 | 0 | 0.45131 | 0 | 0.54519 | 0.029311 | 0.057007 | 0 | 0.525 | 0.7428 | 0 | 0 | 0 | 0 | 2.3506 | 0 | 0 | 0 | 0 | 0 | 0 | 0 | 0 | 0 | 0 | 0 | 0 | 0
4 | 24 | 18 | 2 | 1.7931 | 0 | 9.8682 | 0 | 0 | 0 | 0.0012057 | 0.064931 | 0 | 0 | 6.1508 | 0 | 17.8783 | 0 | 0 | 0 | 0 | 0 | 0 | 0 | 0 | 0 | 0 | 0 | 0 | 0 | 0.45131 | 0 | 0.54519 | 0.081027 | 0.018137 | 0 | 0.525 | 0.7459 | 0 | 0 | 0 | 0 | 2.3666 | 0 | 0 | 0 | 0 | 0 | 0 | 0 | 0 | 0 | 0 | 0 | 0 | 0
4 | 24 | 19 | 2 | 1.7931 | 0 | 2.4469 | 0 | 0 | 0 | 0.0012057 | 0.073898 | 0 | 0 | 3.9587 | 0 | 8.2738 | 0 | 0 | 0 | 0 | 0 | 0 | 0 | 0 | 0 | 0 | 0 | 0 | 0 | 0.45131 | 0 | 0.88038 | 0.17998 | 0 | 0 | 0.42 | 0.74681 | 0 | 0 | 0 | 0 | 2.6785 | 0 | 0 | 0 | 0 | 0 | 0 | 0 | 0 | 0 | 0 | 0 | 0 | 0
4 | 24 | 20 | 2 | 1.7931 | 0 | 2.4469 | 0 | 0 | 0 | 0.0012057 | 0.078547 | 0 | 0 | 3.9587 | 0 | 8.2785 | 0 | 0 | 0 | 0 | 0 | 0 | 0 | 0 | 0 | 0 | 0 | 0 | 0 | 0.45131 | 0 | 1.1038 | 0.21536 | 0 | 0 | 0.3675 | 0.74448 | 0 | 0 | 0 | 0 | 2.8825 | 0 | 0 | 0 | 0 | 0 | 0 | 0 | 0 | 0 | 0 | 0 | 0 | 0
4 | 24 | 21 | 2 | 1.7931 | 0 | 2.4469 | 0 | 0 | 0 | 0.0012057 | 0.081202 | 0 | 0 | 6.5362 | 0 | 10.8586 | 0 | 0 | 0 | 0 | 0 | 0 | 0 | 0 | 0 | 0 | 0 | 0 | 0 | 0.45131 | 0 | 1.2156 | 0.24969 | 0 | 0 | 0.4725 | 0.74325 | 0 | 0 | 0 | 0 | 3.1323 | 0 | 0 | 0 | 0 | 0 | 0 | 0 | 0 | 0 | 0 | 0 | 0 | 0
4 | 24 | 22 | 2 | 1.7931 | 0 | 2.4469 | 0 | 0 | 0 | 0.0012057 | 0.081554 | 0 | 0 | 4.0096 | 0 | 8.3324 | 0 | 0 | 0 | 0 | 0 | 0 | 0 | 0 | 0 | 0 | 0 | 0 | 0 | 0.45131 | 0 | 1.1038 | 0.25439 | 0 | 0 | 0.315 | 0.7449 | 0 | 0 | 0 | 0 | 2.8695 | 0 | 0 | 0 | 0 | 0 | 0 | 0 | 0 | 0 | 0 | 0 | 0 | 0
4 | 24 | 23 | 2 | 1.7931 | 0 | 2.4469 | 0 | 0 | 0 | 0.0012057 | 0.052837 | 0 | 0 | 0.65223 | 0 | 4.9463 | 0 | 0 | 0 | 0 | 0 | 0 | 0 | 0 | 0 | 0 | 0 | 0 | 0 | 0.45131 | 0 | 0.88038 | 0.26837 | 0 | 0 | 0.0525 | 0.75014 | 0 | 0 | 0 | 0 | 2.4027 | 0 | 0 | 0 | 0 | 0 | 0 | 0 | 0 | 0 | 0 | 0 | 0 | 0
4 | 24 | 24 | 2 | 1.7931 | 0 | 2.4469 | 0 | 0 | 0 | 0.0012057 | 0.053734 | 0 | 0 | 0.65225 | 0 | 4.9472 | 0 | 0 | 0 | 0 | 0 | 0 | 0 | 0 | 0 | 0 | 0 | 0 | 0 | 0.45131 | 0 | 0.54519 | 0.32709 | 0 | 0 | 0.0525 | 0.7581 | 0 | 0 | 0 | 0 | 2.1342 | 0 | 0 | 0 | 0 | 0 | 0 | 0 | 0 | 0 | 0 | 0 | 0 | 0
4 | 25 | 1 | 3 | 1.7931 | 0 | 2.4469 | 0 | 0 | 0 | 0.0012057 | 0.05351 | 0 | 0 | 0.65228 | 0 | 4.947 | 0 | 0 | 0 | 0 | 0 | 0 | 0 | 0 | 0 | 0 | 0 | 0 | 0 | 0.45131 | 0 | 0.32173 | 0.27651 | 0 | 0 | 0.0525 | 0.76137 | 0 | 0 | 0 | 0 | 1.8634 | 0 | 0 | 0 | 0 | 0 | 0 | 0 | 0 | 0 | 0 | 0 | 0 | 0
4 | 25 | 2 | 3 | 1.7931 | 0 | 2.4469 | 0 | 0 | 0 | 0.0012057 | 0.053918 | 0 | 0 | 0.65229 | 0 | 4.9474 | 0 | 0 | 0 | 0 | 0 | 0 | 0 | 0 | 0 | 0 | 0 | 0 | 0 | 0.45131 | 0 | 0.32173 | 0.31121 | 0 | 0 | 0.0525 | 0.76173 | 0 | 0 | 0 | 0 | 1.8985 | 0 | 0 | 0 | 0 | 0 | 0 | 0 | 0 | 0 | 0 | 0 | 0 | 0
4 | 25 | 3 | 3 | 1.7931 | 0 | 2.4469 | 0 | 0 | 0 | 0.0012057 | 0.05487 | 0 | 0 | 0.65229 | 0 | 4.9484 | 0 | 0 | 0 | 0 | 0 | 0 | 0 | 0 | 0 | 0 | 0 | 0 | 0 | 0.45131 | 0 | 0.32173 | 0.41016 | 0 | 0 | 0.0525 | 0.76286 | 0 | 0 | 0 | 0 | 1.9986 | 0 | 0 | 0 | 0 | 0 | 0 | 0 | 0 | 0 | 0 | 0 | 0 | 0
4 | 25 | 4 | 3 | 1.7931 | 0 | 2.4469 | 0 | 0 | 0 | 0.0012057 | 0.055486 | 0 | 0 | 0.65229 | 0 | 4.949 | 0 | 0 | 0 | 0 | 0 | 0 | 0 | 0 | 0 | 0 | 0 | 0 | 0 | 0.45131 | 0 | 0.32173 | 0.53505 | 0 | 0 | 0.0525 | 0.76399 | 0 | 0 | 0 | 0 | 2.1246 | 0 | 0 | 0 | 0 | 0 | 0 | 0 | 0 | 0 | 0 | 0 | 0 | 0
4 | 25 | 5 | 3 | 1.7931 | 0 | 2.4469 | 0 | 0 | 0 | 0.0012057 | 0.055582 | 0 | 0 | 0.65229 | 0 | 4.9491 | 0 | 0 | 0 | 0 | 0 | 0 | 0 | 0 | 0 | 0 | 0 | 0 | 0 | 0.45131 | 0 | 0.32173 | 0.50379 | 0 | 0 | 0.0525 | 0.76333 | 0 | 0 | 0 | 0 | 2.0927 | 0 | 0 | 0 | 0 | 0 | 0 | 0 | 0 | 0 | 0 | 0 | 0 | 0
4 | 25 | 6 | 3 | 1.7931 | 0 | 2.4469 | 0 | 0 | 0 | 0.0012057 | 0.055254 | 0 | 0 | 3.707 | 0 | 8.0035 | 0 | 0 | 0 | 0 | 0 | 0 | 0 | 0 | 0 | 0 | 0 | 0 | 0 | 0.45131 | 0 | 0.54519 | 0.44954 | 0 | 0 | 0.315 | 0.75718 | 0 | 0 | 0 | 0 | 2.5182 | 0 | 0 | 0 | 0 | 0 | 0 | 0 | 0 | 0 | 0 | 0 | 0 | 0
4 | 25 | 7 | 3 | 1.7931 | 0 | 2.4469 | 0 | 0 | 0 | 0.0012057 | 0.089283 | 0 | 0 | 6.1508 | 0 | 10.4813 | 0 | 0 | 0 | 0 | 0 | 0 | 0 | 0 | 0 | 0 | 0 | 0 | 0 | 0.45131 | 0 | 0.71279 | 0.51427 | 0 | 0 | 0.525 | 0.75231 | 0 | 0 | 0 | 0 | 2.9557 | 0 | 0 | 0 | 0 | 0 | 0 | 0 | 0 | 0 | 0 | 0 | 0 | 0
4 | 25 | 8 | 3 | 1.7931 | 0 | 13.5789 | 0 | 0 | 0 | 0.0012057 | 0.065211 | 0 | 0 | 3.9587 | 0 | 19.3971 | 0 | 0 | 0 | 0 | 0 | 0 | 0 | 0 | 0 | 0 | 0 | 0 | 0 | 0.45131 | 0 | 0.71279 | 0.27268 | 0 | 0 | 0.42 | 0.74671 | 0 | 0 | 0 | 0 | 2.6035 | 0 | 0 | 0 | 0 | 0 | 0 | 0 | 0 | 0 | 0 | 0 | 0 | 0
4 | 25 | 9 | 3 | 1.7931 | 0 | 13.5789 | 0 | 0 | 0 | 0.0012057 | 0.062651 | 0 | 0 | 4.6658 | 0 | 20.1016 | 0 | 0 | 0 | 0 | 0 | 0 | 0 | 0 | 0 | 0 | 0 | 0 | 0 | 0.45131 | 0 | 0.71279 | 0.16412 | 0 | 0 | 0.315 | 0.74269 | 0 | 0 | 0 | 0 | 2.3859 | 0 | 0 | 0 | 0 | 0 | 0 | 0 | 0 | 0 | 0 | 0 | 0 | 0
4 | 25 | 10 | 3 | 1.7931 | 0 | 13.5789 | 0 | 0 | 0 | 0.0012057 | 0.062171 | 0 | 0 | 3.707 | 0 | 19.1424 | 0 | 0 | 0 | 0 | 0 | 0 | 0 | 0 | 0 | 0 | 0 | 0 | 0 | 0.45131 | 0 | 0.71279 | 0.27496 | 0 | 0 | 0.315 | 0.74235 | 0 | 0 | 0 | 0 | 2.4964 | 0 | 0 | 0 | 0 | 0 | 0 | 0 | 0 | 0 | 0 | 0 | 0 | 0
4 | 25 | 11 | 3 | 1.7931 | 0 | 13.5789 | 0 | 0 | 0 | 0.0012057 | 0.070442 | 0 | 0 | 3.9587 | 0 | 19.4023 | 0 | 0 | 0 | 0 | 0 | 0 | 0 | 0 | 0 | 0 | 0 | 0 | 0 | 0.45131 | 0 | 0.54519 | 0.19292 | 0 | 0 | 0.3675 | 0.74362 | 0 | 0 | 0 | 0 | 2.3005 | 0 | 0 | 0 | 0 | 0 | 0 | 0 | 0 | 0 | 0 | 0 | 0 | 0
4 | 25 | 12 | 3 | 1.7931 | 0 | 8.6313 | 0 | 0 | 0 | 0.0012057 | 0.071644 | 0 | 0 | 3.9587 | 0 | 14.456 | 0 | 0 | 0 | 0 | 0 | 0 | 0 | 0 | 0 | 0 | 0 | 0 | 0 | 0.45131 | 0 | 0.54519 | 0.75204 | 0 | 0 | 0.42 | 0.75643 | 0 | 0 | 0 | 0 | 2.925 | 0 | 0 | 0 | 0 | 0 | 0 | 0 | 0 | 0 | 0 | 0 | 0 | 0
4 | 25 | 13 | 3 | 1.7931 | 0 | 13.5789 | 0 | 0 | 0 | 0.0012057 | 0.067818 | 0 | 0 | 3.9587 | 0 | 19.3997 | 0 | 0 | 0 | 0 | 0 | 0 | 0 | 0 | 0 | 0 | 0 | 0 | 0 | 0.45131 | 0 | 0.54519 | 0.78053 | 0 | 0 | 0.3675 | 0.75791 | 0 | 0 | 0 | 0 | 2.9024 | 0 | 0 | 0 | 0 | 0 | 0 | 0 | 0 | 0 | 0 | 0 | 0 | 0
4 | 25 | 14 | 3 | 1.7931 | 0 | 13.5789 | 0 | 0 | 0 | 0.0012057 | 0.067679 | 0 | 0 | 5.9672 | 0 | 21.4081 | 0 | 0 | 0 | 0 | 0 | 0 | 0 | 0 | 0 | 0 | 0 | 0 | 0 | 0.45131 | 0 | 0.54519 | 0.71918 | 0 | 0 | 0.3675 | 0.75386 | 0 | 0 | 0 | 0 | 2.837 | 0 | 0 | 0 | 0 | 0 | 0 | 0 | 0 | 0 | 0 | 0 | 0 | 0
4 | 25 | 15 | 3 | 1.7931 | 0 | 13.5789 | 0 | 0 | 0 | 0.0012057 | 0.068391 | 0 | 0 | 3.707 | 0 | 19.1486 | 0 | 0 | 0 | 0 | 0 | 0 | 0 | 0 | 0 | 0 | 0 | 0 | 0 | 0.45131 | 0 | 0.54519 | 0.66553 | 0.020045 | 0 | 0.315 | 0.75261 | 0 | 0 | 0 | 0 | 2.7497 | 0 | 0 | 0 | 0 | 0 | 0 | 0 | 0 | 0 | 0 | 0 | 0 | 0
4 | 25 | 16 | 3 | 1.7931 | 0 | 13.5789 | 0 | 0 | 0 | 0.0012057 | 0.067992 | 0 | 0 | 3.707 | 0 | 19.1482 | 0 | 0 | 0 | 0 | 0 | 0 | 0 | 0 | 0 | 0 | 0 | 0 | 0 | 0.45131 | 0 | 0.54519 | 0.78729 | 0.013076 | 0 | 0.315 | 0.75542 | 0 | 0 | 0 | 0 | 2.8673 | 0 | 0 | 0 | 0 | 0 | 0 | 0 | 0 | 0 | 0 | 0 | 0 | 0
4 | 25 | 17 | 3 | 1.7931 | 0 | 13.5789 | 0 | 0 | 0 | 0.0012057 | 0.064553 | 0 | 0 | 6.1508 | 0 | 21.5886 | 0 | 0 | 0 | 0 | 0 | 0 | 0 | 0 | 0 | 0 | 0 | 0 | 0 | 0.45131 | 0 | 0.54519 | 0.77307 | 0.0063807 | 0 | 0.525 | 0.75373 | 0 | 0 | 0 | 0 | 3.0547 | 0 | 0 | 0 | 0 | 0 | 0 | 0 | 0 | 0 | 0 | 0 | 0 | 0
4 | 25 | 18 | 3 | 1.7931 | 0 | 9.8682 | 0 | 0 | 0 | 0.0012057 | 0.064002 | 0 | 0 | 6.1508 | 0 | 17.8773 | 0 | 0 | 0 | 0 | 0 | 0 | 0 | 0 | 0 | 0 | 0 | 0 | 0 | 0.45131 | 0 | 0.54519 | 0.6982 | 0 | 0 | 0.525 | 0.75011 | 0 | 0 | 0 | 0 | 2.9698 | 0 | 0 | 0 | 0 | 0 | 0 | 0 | 0 | 0 | 0 | 0 | 0 | 0
4 | 25 | 19 | 3 | 1.7931 | 0 | 2.4469 | 0 | 0 | 0 | 0.0012057 | 0.074643 | 0 | 0 | 3.9587 | 0 | 8.2746 | 0 | 0 | 0 | 0 | 0 | 0 | 0 | 0 | 0 | 0 | 0 | 0 | 0 | 0.45131 | 0 | 0.88038 | 0.77308 | 0 | 0 | 0.42 | 0.7459 | 0 | 0 | 0 | 0 | 3.2707 | 0 | 0 | 0 | 0 | 0 | 0 | 0 | 0 | 0 | 0 | 0 | 0 | 0
4 | 25 | 20 | 3 | 1.7931 | 0 | 2.4469 | 0 | 0 | 0 | 0.0012057 | 0.084156 | 0 | 0 | 3.9587 | 0 | 8.2841 | 0 | 0 | 0 | 0 | 0 | 0 | 0 | 0 | 0 | 0 | 0 | 0 | 0 | 0.45131 | 0 | 1.1038 | 0.83885 | 0 | 0 | 0.3675 | 0.74724 | 0 | 0 | 0 | 0 | 3.5087 | 0 | 0 | 0 | 0 | 0 | 0 | 0 | 0 | 0 | 0 | 0 | 0 | 0
4 | 25 | 21 | 3 | 1.7931 | 0 | 2.4469 | 0 | 0 | 0 | 0.0012057 | 0.08315 | 0 | 0 | 6.5361 | 0 | 10.8605 | 0 | 0 | 0 | 0 | 0 | 0 | 0 | 0 | 0 | 0 | 0 | 0 | 0 | 0.45131 | 0 | 1.2156 | 0.83612 | 0 | 0 | 0.4725 | 0.74072 | 0 | 0 | 0 | 0 | 3.7162 | 0 | 0 | 0 | 0 | 0 | 0 | 0 | 0 | 0 | 0 | 0 | 0 | 0
4 | 25 | 22 | 3 | 1.7931 | 0 | 2.4469 | 0 | 0 | 0 | 0.0012057 | 0.087149 | 0 | 0 | 4.0095 | 0 | 8.3379 | 0 | 0 | 0 | 0 | 0 | 0 | 0 | 0 | 0 | 0 | 0 | 0 | 0 | 0.45131 | 0 | 1.1038 | 0.8946 | 0 | 0 | 0.315 | 0.74438 | 0 | 0 | 0 | 0 | 3.5091 | 0 | 0 | 0 | 0 | 0 | 0 | 0 | 0 | 0 | 0 | 0 | 0 | 0
4 | 25 | 23 | 3 | 1.7931 | 0 | 2.4469 | 0 | 0 | 0 | 0.0012057 | 0.053752 | 0 | 0 | 0.65217 | 0 | 4.9471 | 0 | 0 | 0 | 0 | 0 | 0 | 0 | 0 | 0 | 0 | 0 | 0 | 0 | 0.45131 | 0 | 0.88038 | 0.78293 | 0 | 0 | 0.0525 | 0.74903 | 0 | 0 | 0 | 0 | 2.9162 | 0 | 0 | 0 | 0 | 0 | 0 | 0 | 0 | 0 | 0 | 0 | 0 | 0
4 | 25 | 24 | 3 | 1.7931 | 0 | 2.4469 | 0 | 0 | 0 | 0.0012057 | 0.057032 | 0 | 0 | 0.65218 | 0 | 4.9504 | 0 | 0 | 0 | 0 | 0 | 0 | 0 | 0 | 0 | 0 | 0 | 0 | 0 | 0.45131 | 0 | 0.54519 | 0.9402 | 0 | 0 | 0.0525 | 0.75894 | 0 | 0 | 0 | 0 | 2.7481 | 0 | 0 | 0 | 0 | 0 | 0 | 0 | 0 | 0 | 0 | 0 | 0 | 0
4 | 26 | 1 | 4 | 1.7931 | 0 | 2.4469 | 0 | 0 | 0 | 0.0012057 | 0.060542 | 0 | 0 | 0.65222 | 0 | 4.954 | 0 | 0 | 0 | 0 | 0 | 0 | 0 | 0 | 0 | 0 | 0 | 0 | 0 | 0.45131 | 0 | 0.32173 | 1.0071 | 0 | 0 | 0.0525 | 0.76282 | 0 | 0 | 0 | 0 | 2.5954 | 0 | 0 | 0 | 0 | 0 | 0 | 0 | 0 | 0 | 0 | 0 | 0 | 0
4 | 26 | 2 | 4 | 1.7931 | 0 | 2.4469 | 0 | 0 | 0 | 0.0012057 | 0.064261 | 0 | 0 | 0.65224 | 0 | 4.9577 | 0 | 0 | 0 | 0 | 0 | 0 | 0 | 0 | 0 | 0 | 0 | 0 | 0 | 0.45131 | 0 | 0.32173 | 1.0232 | 0 | 0 | 0.0525 | 0.7645 | 0 | 0 | 0 | 0 | 2.6133 | 0 | 0 | 0 | 0 | 0 | 0 | 0 | 0 | 0 | 0 | 0 | 0 | 0
4 | 26 | 3 | 4 | 1.7931 | 0 | 2.4469 | 0 | 0 | 0 | 0.0012057 | 0.066079 | 0 | 0 | 0.65225 | 0 | 4.9596 | 0 | 0 | 0 | 0 | 0 | 0 | 0 | 0 | 0 | 0 | 0 | 0 | 0 | 0.45131 | 0 | 0.32173 | 1.0297 | 0 | 0 | 0.0525 | 0.76409 | 0 | 0 | 0 | 0 | 2.6193 | 0 | 0 | 0 | 0 | 0 | 0 | 0 | 0 | 0 | 0 | 0 | 0 | 0
4 | 26 | 4 | 4 | 1.7931 | 0 | 2.4469 | 0 | 0 | 0 | 0.0012057 | 0.065277 | 0 | 0 | 0.65225 | 0 | 4.9588 | 0 | 0 | 0 | 0 | 0 | 0 | 0 | 0 | 0 | 0 | 0 | 0 | 0 | 0.45131 | 0 | 0.32173 | 1.0009 | 0 | 0 | 0.0525 | 0.76081 | 0 | 0 | 0 | 0 | 2.5872 | 0 | 0 | 0 | 0 | 0 | 0 | 0 | 0 | 0 | 0 | 0 | 0 | 0
4 | 26 | 5 | 4 | 1.7931 | 0 | 2.4469 | 0 | 0 | 0 | 0.0012057 | 0.06791 | 0 | 0 | 0.65223 | 0 | 4.9614 | 0 | 0 | 0 | 0 | 0 | 0 | 0 | 0 | 0 | 0 | 0 | 0 | 0 | 0.45131 | 0 | 0.32173 | 1.0208 | 0 | 0 | 0.0525 | 0.7619 | 0 | 0 | 0 | 0 | 2.6082 | 0 | 0 | 0 | 0 | 0 | 0 | 0 | 0 | 0 | 0 | 0 | 0 | 0
4 | 26 | 6 | 4 | 1.7931 | 0 | 2.4469 | 0 | 0 | 0 | 0.0012057 | 0.074562 | 0 | 0 | 3.707 | 0 | 8.0228 | 0 | 0 | 0 | 0 | 0 | 0 | 0 | 0 | 0 | 0 | 0 | 0 | 0 | 0.45131 | 0 | 0.54519 | 1.0902 | 0 | 0 | 0.315 | 0.76225 | 0 | 0 | 0 | 0 | 3.164 | 0 | 0 | 0 | 0 | 0 | 0 | 0 | 0 | 0 | 0 | 0 | 0 | 0
4 | 26 | 7 | 4 | 1.7931 | 0 | 2.4469 | 0 | 0 | 0 | 0.0012057 | 0.32932 | 0 | 0 | 6.1508 | 0 | 10.7213 | 0 | 0 | 0 | 0 | 0 | 0 | 0 | 0 | 0 | 0 | 0 | 0 | 0 | 0.45131 | 0 | 0.71279 | 3.118 | 0 | 0 | 0.525 | 0.76053 | 0 | 0 | 0 | 0 | 5.5676 | 0 | 0 | 0 | 0 | 0 | 0 | 0 | 0 | 0 | 0 | 0 | 0 | 0
4 | 26 | 8 | 4 | 1.7931 | 0 | 13.5789 | 0 | 0 | 0 | 0.0012057 | 0.19873 | 0 | 0 | 3.9587 | 0 | 19.5306 | 0 | 0 | 0 | 0 | 0 | 0 | 0 | 0 | 0 | 0 | 0 | 0 | 0 | 0.45131 | 0 | 0.71279 | 2.3398 | 0 | 0 | 0.42 | 0.75896 | 0 | 0 | 0 | 0 | 4.6829 | 0 | 0 | 0 | 0 | 0 | 0 | 0 | 0 | 0 | 0 | 0 | 0 | 0
4 | 26 | 9 | 4 | 1.7931 | 0 | 13.5789 | 0 | 0 | 0 | 0.0012057 | 0.18436 | 0 | 0 | 4.6658 | 0 | 20.2233 | 0 | 0 | 0 | 0 | 0 | 0 | 0 | 0 | 0 | 0 | 0 | 0 | 0 | 0.45131 | 0 | 0.71279 | 2.1923 | 0 | 0 | 0.315 | 0.76002 | 0 | 0 | 0 | 0 | 4.4314 | 0 | 0 | 0 | 0 | 0 | 0 | 0 | 0 | 0 | 0 | 0 | 0 | 0
4 | 26 | 10 | 4 | 1.7931 | 0 | 13.5789 | 0 | 0 | 0 | 0.0012057 | 0.18026 | 0 | 0 | 3.707 | 0 | 19.2605 | 0 | 0 | 0 | 0 | 0 | 0 | 0 | 0 | 0 | 0 | 0 | 0 | 0 | 0.45131 | 0 | 0.71279 | 2.3093 | 0 | 0 | 0.315 | 0.76077 | 0 | 0 | 0 | 0 | 4.5491 | 0 | 0 | 0 | 0 | 0 | 0 | 0 | 0 | 0 | 0 | 0 | 0 | 0
4 | 26 | 11 | 4 | 1.7931 | 0 | 13.5789 | 0 | 0 | 0 | 0.0012057 | 0.19552 | 0 | 0 | 3.9587 | 0 | 19.5274 | 0 | 0 | 0 | 0 | 0 | 0 | 0 | 0 | 0 | 0 | 0 | 0 | 0 | 0.45131 | 0 | 0.54519 | 2.4374 | 0 | 0 | 0.3675 | 0.76795 | 0 | 0 | 0 | 0 | 4.5693 | 0 | 0 | 0 | 0 | 0 | 0 | 0 | 0 | 0 | 0 | 0 | 0 | 0
4 | 26 | 12 | 4 | 1.7931 | 0 | 8.6313 | 0 | 0 | 0 | 0.0012057 | 0.23449 | 0 | 0 | 3.9587 | 0 | 14.6189 | 0 | 0 | 0 | 0 | 0 | 0 | 0 | 0 | 0 | 0 | 0 | 0 | 0 | 0.45131 | 0 | 0.54519 | 2.6177 | 0 | 0 | 0.42 | 0.76391 | 0 | 0 | 0 | 0 | 4.7981 | 0 | 0 | 0 | 0 | 0 | 0 | 0 | 0 | 0 | 0 | 0 | 0 | 0
4 | 26 | 13 | 4 | 1.7931 | 0 | 13.5789 | 0 | 0 | 0 | 0.0012057 | 0.11194 | 0 | 0 | 3.9587 | 0 | 19.4439 | 0 | 0 | 0 | 0 | 0 | 0 | 0 | 0 | 0 | 0 | 0 | 0 | 0 | 0.45131 | 0 | 0.54519 | 1.6826 | 0 | 0 | 0.3675 | 0.76286 | 0 | 0 | 0 | 0 | 3.8095 | 0 | 0 | 0 | 0 | 0 | 0 | 0 | 0 | 0 | 0 | 0 | 0 | 0
4 | 26 | 14 | 4 | 1.7931 | 0 | 13.5789 | 0 | 0 | 0 | 0.0012057 | 0.086076 | 0 | 0 | 5.9673 | 0 | 21.4266 | 0 | 0 | 0 | 0 | 0 | 0 | 0 | 0 | 0 | 0 | 0 | 0 | 0 | 0.45131 | 0 | 0.54519 | 1.202 | 0 | 0 | 0.3675 | 0.76207 | 0 | 0 | 0 | 0 | 3.3281 | 0 | 0 | 0 | 0 | 0 | 0 | 0 | 0 | 0 | 0 | 0 | 0 | 0
4 | 26 | 15 | 4 | 1.7931 | 0 | 13.5789 | 0 | 0 | 0 | 0.0012057 | 0.090082 | 0 | 0 | 3.707 | 0 | 19.1703 | 0 | 0 | 0 | 0 | 0 | 0 | 0 | 0 | 0 | 0 | 0 | 0 | 0 | 0.45131 | 0 | 0.54519 | 1.2118 | 0 | 0 | 0.315 | 0.7623 | 0 | 0 | 0 | 0 | 3.2856 | 0 | 0 | 0 | 0 | 0 | 0 | 0 | 0 | 0 | 0 | 0 | 0 | 0
4 | 26 | 16 | 4 | 1.7931 | 0 | 13.5789 | 0 | 0 | 0 | 0.0012057 | 0.092678 | 0 | 0 | 3.707 | 0 | 19.1729 | 0 | 0 | 0 | 0 | 0 | 0 | 0 | 0 | 0 | 0 | 0 | 0 | 0 | 0.45131 | 0 | 0.54519 | 1.2899 | 0 | 0 | 0.315 | 0.76161 | 0 | 0 | 0 | 0 | 3.3631 | 0 | 0 | 0 | 0 | 0 | 0 | 0 | 0 | 0 | 0 | 0 | 0 | 0
4 | 26 | 17 | 4 | 1.7931 | 0 | 13.5789 | 0 | 0 | 0 | 0.0012057 | 0.086995 | 0 | 0 | 6.1508 | 0 | 21.611 | 0 | 0 | 0 | 0 | 0 | 0 | 0 | 0 | 0 | 0 | 0 | 0 | 0 | 0.45131 | 0 | 0.54519 | 1.0844 | 0 | 0 | 0.525 | 0.75455 | 0 | 0 | 0 | 0 | 3.3604 | 0 | 0 | 0 | 0 | 0 | 0 | 0 | 0 | 0 | 0 | 0 | 0 | 0
4 | 26 | 18 | 4 | 1.7931 | 0 | 9.8682 | 0 | 0 | 0 | 0.0012057 | 0.1183 | 0 | 0 | 6.1508 | 0 | 17.9317 | 0 | 0 | 0 | 0 | 0 | 0 | 0 | 0 | 0 | 0 | 0 | 0 | 0 | 0.45131 | 0 | 0.54519 | 1.3016 | 0 | 0 | 0.525 | 0.75559 | 0 | 0 | 0 | 0 | 3.5787 | 0 | 0 | 0 | 0 | 0 | 0 | 0 | 0 | 0 | 0 | 0 | 0 | 0
4 | 26 | 19 | 4 | 1.7931 | 0 | 2.4469 | 0 | 0 | 0 | 0.0012057 | 0.19663 | 0 | 0 | 3.9587 | 0 | 8.3966 | 0 | 0 | 0 | 0 | 0 | 0 | 0 | 0 | 0 | 0 | 0 | 0 | 0 | 0.45131 | 0 | 0.88038 | 2.0109 | 0 | 0 | 0.42 | 0.75567 | 0 | 0 | 0 | 0 | 4.5182 | 0 | 0 | 0 | 0 | 0 | 0 | 0 | 0 | 0 | 0 | 0 | 0 | 0
4 | 26 | 20 | 4 | 1.7931 | 0 | 2.4469 | 0 | 0 | 0 | 0.0012057 | 0.28492 | 0 | 0 | 3.9587 | 0 | 8.4848 | 0 | 0 | 0 | 0 | 0 | 0 | 0 | 0 | 0 | 0 | 0 | 0 | 0 | 0.45131 | 0 | 1.1038 | 2.6845 | 0 | 0 | 0.3675 | 0.75489 | 0 | 0 | 0 | 0 | 5.362 | 0 | 0 | 0 | 0 | 0 | 0 | 0 | 0 | 0 | 0 | 0 | 0 | 0
4 | 26 | 21 | 4 | 1.7931 | 0 | 2.4469 | 0 | 0 | 0 | 0.0012057 | 0.34942 | 0 | 0 | 6.5362 | 0 | 11.1268 | 0 | 0 | 0 | 0 | 0 | 0 | 0 | 0 | 0 | 0 | 0 | 0 | 0 | 0.45131 | 0 | 1.2156 | 3.0551 | 0 | 0 | 0.4725 | 0.75326 | 0 | 0 | 0 | 0 | 5.9477 | 0 | 0 | 0 | 0 | 0 | 0 | 0 | 0 | 0 | 0 | 0 | 0 | 0
4 | 26 | 22 | 4 | 1.7931 | 0 | 2.4469 | 0 | 0 | 0 | 0.0012057 | 0.41343 | 0 | 0 | 4.0096 | 0 | 8.6642 | 0 | 0 | 0 | 0 | 0 | 0 | 0 | 0 | 0 | 0 | 0 | 0 | 0 | 0.45131 | 0 | 1.1038 | 3.2879 | 0 | 0 | 0.315 | 0.7596 | 0 | 0 | 0 | 0 | 5.9176 | 0 | 0 | 0 | 0 | 0 | 0 | 0 | 0 | 0 | 0 | 0 | 0 | 0
4 | 26 | 23 | 4 | 1.7931 | 0 | 2.4469 | 0 | 0 | 0 | 0.0012057 | 0.090859 | 0 | 0 | 0.65222 | 0 | 4.9843 | 0 | 0 | 0 | 0 | 0 | 0 | 0 | 0 | 0 | 0 | 0 | 0 | 0 | 0.45131 | 0 | 0.88038 | 1.5183 | 0 | 0 | 0.0525 | 0.76974 | 0 | 0 | 0 | 0 | 3.6723 | 0 | 0 | 0 | 0 | 0 | 0 | 0 | 0 | 0 | 0 | 0 | 0 | 0
4 | 26 | 24 | 4 | 1.7931 | 0 | 2.4469 | 0 | 0 | 0 | 0.0012057 | 0.1495 | 0 | 0 | 0.65225 | 0 | 5.043 | 0 | 0 | 0 | 0 | 0 | 0 | 0 | 0 | 0 | 0 | 0 | 0 | 0 | 0.45131 | 0 | 0.54519 | 2.4629 | 0 | 0 | 0.0525 | 0.77955 | 0 | 0 | 0 | 0 | 4.2915 | 0 | 0 | 0 | 0 | 0 | 0 | 0 | 0 | 0 | 0 | 0 | 0 | 0
4 | 27 | 1 | 5 | 1.7931 | 0 | 2.4469 | 0 | 0 | 0 | 0.0012057 | 0.21968 | 0 | 0 | 0.65228 | 0 | 5.1132 | 0 | 0 | 0 | 0 | 0 | 0 | 0 | 0 | 0 | 0 | 0 | 0 | 0 | 0.45131 | 0 | 0.32173 | 3.0589 | 0 | 0 | 0.0525 | 0.78694 | 0 | 0 | 0 | 0 | 4.6714 | 0 | 0 | 0 | 0 | 0 | 0 | 0 | 0 | 0 | 0 | 0 | 0 | 0
4 | 27 | 2 | 5 | 1.7931 | 0 | 2.4469 | 0 | 0 | 0 | 0.0012057 | 0.25618 | 0 | 0 | 0.65231 | 0 | 5.1497 | 0 | 0 | 0 | 0 | 0 | 0 | 0 | 0 | 0 | 0 | 0 | 0 | 0 | 0.45131 | 0 | 0.32173 | 3.182 | 0 | 0 | 0.0525 | 0.78729 | 0 | 0 | 0 | 0 | 4.7948 | 0 | 0 | 0 | 0 | 0 | 0 | 0 | 0 | 0 | 0 | 0 | 0 | 0
4 | 27 | 3 | 5 | 1.7931 | 0 | 2.4469 | 0 | 0 | 0 | 0.0012057 | 0.27572 | 0 | 0 | 0.65231 | 0 | 5.1692 | 0 | 0 | 0 | 0 | 0 | 0 | 0 | 0 | 0 | 0 | 0 | 0 | 0 | 0.45131 | 0 | 0.32173 | 3.1411 | 0 | 0 | 0.0525 | 0.7873 | 0 | 0 | 0 | 0 | 4.7539 | 0 | 0 | 0 | 0 | 0 | 0 | 0 | 0 | 0 | 0 | 0 | 0 | 0
4 | 27 | 4 | 5 | 1.7931 | 0 | 2.4469 | 0 | 0 | 0 | 0.0012057 | 0.27311 | 0 | 0 | 0.65231 | 0 | 5.1666 | 0 | 0 | 0 | 0 | 0 | 0 | 0 | 0 | 0 | 0 | 0 | 0 | 0 | 0.45131 | 0 | 0.32173 | 3.1101 | 0 | 0 | 0.0525 | 0.78383 | 0 | 0 | 0 | 0 | 4.7195 | 0 | 0 | 0 | 0 | 0 | 0 | 0 | 0 | 0 | 0 | 0 | 0 | 0
4 | 27 | 5 | 5 | 1.7931 | 0 | 2.4469 | 0 | 0 | 0 | 0.0012057 | 0.30274 | 0 | 0 | 0.6523 | 0 | 5.1963 | 0 | 0 | 0 | 0 | 0 | 0 | 0 | 0 | 0 | 0 | 0 | 0 | 0 | 0.45131 | 0 | 0.32173 | 3.3228 | 0 | 0 | 0.0525 | 0.78637 | 0 | 0 | 0 | 0 | 4.9347 | 0 | 0 | 0 | 0 | 0 | 0 | 0 | 0 | 0 | 0 | 0 | 0 | 0
4 | 27 | 6 | 5 | 1.7931 | 0 | 2.4469 | 0 | 0 | 0 | 0.0012057 | 0.29925 | 0 | 0 | 3.7071 | 0 | 8.2475 | 0 | 0 | 0 | 0 | 0 | 0 | 0 | 0 | 0 | 0 | 0 | 0 | 0 | 0.45131 | 0 | 0.54519 | 3.2479 | 0 | 0 | 0.315 | 0.77709 | 0 | 0 | 0 | 0 | 5.3365 | 0 | 0 | 0 | 0 | 0 | 0 | 0 | 0 | 0 | 0 | 0 | 0 | 0
4 | 27 | 7 | 5 | 1.7931 | 0 | 2.4469 | 0 | 0 | 0 | 0.0012057 | 0.76463 | 0 | 0 | 6.1508 | 0 | 11.1567 | 0 | 0 | 0 | 0 | 0 | 0 | 0 | 0 | 0 | 0 | 0 | 0 | 0 | 0.45131 | 0 | 0.71279 | 4.8814 | 0 | 0 | 0.525 | 0.77484 | 0 | 0 | 0 | 0 | 7.3454 | 0 | 0 | 0 | 0 | 0 | 0 | 0 | 0 | 0 | 0 | 0 | 0 | 0
4 | 27 | 8 | 5 | 1.7931 | 0 | 13.5789 | 0 | 0 | 0 | 0.0012057 | 0.3944 | 0 | 0 | 3.9587 | 0 | 19.7263 | 0 | 0 | 0 | 0 | 0 | 0 | 0 | 0 | 0 | 0 | 0 | 0 | 0 | 0.45131 | 0 | 0.71279 | 2.9427 | 0 | 0 | 0.42 | 0.76806 | 0 | 0 | 0 | 0 | 5.2949 | 0 | 0 | 0 | 0 | 0 | 0 | 0 | 0 | 0 | 0 | 0 | 0 | 0
4 | 27 | 9 | 5 | 1.7931 | 0 | 13.5789 | 0 | 0 | 0 | 0.0012057 | 0.26359 | 0 | 0 | 4.6658 | 0 | 20.3026 | 0 | 0 | 0 | 0 | 0 | 0 | 0 | 0 | 0 | 0 | 0 | 0 | 0 | 0.45131 | 0 | 0.71279 | 2.1136 | 0 | 0 | 0.315 | 0.76123 | 0 | 0 | 0 | 0 | 4.354 | 0 | 0 | 0 | 0 | 0 | 0 | 0 | 0 | 0 | 0 | 0 | 0 | 0
4 | 27 | 10 | 5 | 1.7931 | 0 | 13.5789 | 0 | 0 | 0 | 0.0012057 | 0.17098 | 0 | 0 | 3.707 | 0 | 19.2512 | 0 | 0 | 0 | 0 | 0 | 0 | 0 | 0 | 0 | 0 | 0 | 0 | 0 | 0.45131 | 0 | 0.71279 | 1.1106 | 0 | 0 | 0.315 | 0.75707 | 0 | 0 | 0 | 0 | 3.3468 | 0 | 0 | 0 | 0 | 0 | 0 | 0 | 0 | 0 | 0 | 0 | 0 | 0
4 | 27 | 11 | 5 | 1.7931 | 0 | 13.5789 | 0 | 0 | 0 | 0.0012057 | 0.11485 | 0 | 0 | 3.9587 | 0 | 19.4468 | 0 | 0 | 0 | 0 | 0 | 0 | 0 | 0 | 0 | 0 | 0 | 0 | 0 | 0.45131 | 0 | 0.54519 | 0.46447 | 0 | 0 | 0.3675 | 0.75579 | 0 | 0 | 0 | 0 | 2.5843 | 0 | 0 | 0 | 0 | 0 | 0 | 0 | 0 | 0 | 0 | 0 | 0 | 0
4 | 27 | 12 | 5 | 1.7931 | 0 | 8.6313 | 0 | 0 | 0 | 0.0012057 | 0.082966 | 0 | 0 | 3.9587 | 0 | 14.4673 | 0 | 0 | 0 | 0 | 0 | 0 | 0 | 0 | 0 | 0 | 0 | 0 | 0 | 0.45131 | 0 | 0.54519 | 0.16711 | 0 | 0 | 0.42 | 0.75121 | 0 | 0 | 0 | 0 | 2.3348 | 0 | 0 | 0 | 0 | 0 | 0 | 0 | 0 | 0 | 0 | 0 | 0 | 0
4 | 27 | 13 | 5 | 1.7931 | 0 | 13.5789 | 0 | 0 | 0 | 0.0012057 | 0.062481 | 0 | 0 | 3.9587 | 0 | 19.3944 | 0 | 0 | 0 | 0 | 0 | 0 | 0 | 0 | 0 | 0 | 0 | 0 | 0 | 0.45131 | 0 | 0.54519 | 0.031675 | 0 | 0 | 0.3675 | 0.74676 | 0 | 0 | 0 | 0 | 2.1424 | 0 | 0 | 0 | 0 | 0 | 0 | 0 | 0 | 0 | 0 | 0 | 0 | 0
4 | 27 | 14 | 5 | 1.7931 | 0 | 13.5789 | 0 | 0 | 0 | 0.0012057 | 0.063483 | 0 | 0 | 5.9673 | 0 | 21.404 | 0 | 0 | 0 | 0 | 0 | 0 | 0 | 0 | 0 | 0 | 0 | 0 | 0 | 0.45131 | 0 | 0.54519 | 0.17826 | 0 | 0 | 0.3675 | 0.75057 | 0 | 0 | 0 | 0 | 2.2928 | 0 | 0 | 0 | 0 | 0 | 0 | 0 | 0 | 0 | 0 | 0 | 0 | 0
4 | 27 | 15 | 5 | 1.7931 | 0 | 13.5789 | 0 | 0 | 0 | 0.0012057 | 0.063424 | 0 | 0 | 3.707 | 0 | 19.1436 | 0 | 0 | 0 | 0 | 0 | 0 | 0 | 0 | 0 | 0 | 0 | 0 | 0 | 0.45131 | 0 | 0.54519 | 0.08251 | 0 | 0 | 0.315 | 0.74779 | 0 | 0 | 0 | 0 | 2.1418 | 0 | 0 | 0 | 0 | 0 | 0 | 0 | 0 | 0 | 0 | 0 | 0 | 0
4 | 27 | 16 | 5 | 1.7931 | 0 | 13.5789 | 0 | 0 | 0 | 0.0012057 | 0.060773 | 0 | 0 | 3.707 | 0 | 19.141 | 0 | 0 | 0 | 0 | 0 | 0 | 0 | 0 | 0 | 0 | 0 | 0 | 0 | 0.45131 | 0 | 0.54519 | 0.029365 | 0.00011666 | 0 | 0.315 | 0.74642 | 0 | 0 | 0 | 0 | 2.0874 | 0 | 0 | 0 | 0 | 0 | 0 | 0 | 0 | 0 | 0 | 0 | 0 | 0
4 | 27 | 17 | 5 | 1.7931 | 0 | 13.5789 | 0 | 0 | 0 | 0.0012057 | 0.067449 | 0 | 0 | 6.1508 | 0 | 21.5915 | 0 | 0 | 0 | 0 | 0 | 0 | 0 | 0 | 0 | 0 | 0 | 0 | 0 | 0.45131 | 0 | 0.54519 | 0.30019 | 0 | 0 | 0.525 | 0.75633 | 0 | 0 | 0 | 0 | 2.578 | 0 | 0 | 0 | 0 | 0 | 0 | 0 | 0 | 0 | 0 | 0 | 0 | 0
4 | 27 | 18 | 5 | 1.7931 | 0 | 9.8682 | 0 | 0 | 0 | 0.0012057 | 0.070966 | 0 | 0 | 6.1508 | 0 | 17.8843 | 0 | 0 | 0 | 0 | 0 | 0 | 0 | 0 | 0 | 0 | 0 | 0 | 0 | 0.45131 | 0 | 0.54519 | 0.12029 | 0 | 0 | 0.525 | 0.75317 | 0 | 0 | 0 | 0 | 2.395 | 0 | 0 | 0 | 0 | 0 | 0 | 0 | 0 | 0 | 0 | 0 | 0 | 0
4 | 27 | 19 | 5 | 1.7931 | 0 | 2.4469 | 0 | 0 | 0 | 0.0012057 | 0.087382 | 0 | 0 | 3.9587 | 0 | 8.2873 | 0 | 0 | 0 | 0 | 0 | 0 | 0 | 0 | 0 | 0 | 0 | 0 | 0 | 0.45131 | 0 | 0.88038 | 0.27141 | 0 | 0 | 0.42 | 0.75036 | 0 | 0 | 0 | 0 | 2.7735 | 0 | 0 | 0 | 0 | 0 | 0 | 0 | 0 | 0 | 0 | 0 | 0 | 0
4 | 27 | 20 | 5 | 1.7931 | 0 | 2.4469 | 0 | 0 | 0 | 0.0012057 | 0.090859 | 0 | 0 | 3.9587 | 0 | 8.2908 | 0 | 0 | 0 | 0 | 0 | 0 | 0 | 0 | 0 | 0 | 0 | 0 | 0 | 0.45131 | 0 | 1.1038 | 0.34316 | 0 | 0 | 0.3675 | 0.74797 | 0 | 0 | 0 | 0 | 3.0138 | 0 | 0 | 0 | 0 | 0 | 0 | 0 | 0 | 0 | 0 | 0 | 0 | 0
4 | 27 | 21 | 5 | 1.7931 | 0 | 2.4469 | 0 | 0 | 0 | 0.0012057 | 0.092441 | 0 | 0 | 6.5362 | 0 | 10.8698 | 0 | 0 | 0 | 0 | 0 | 0 | 0 | 0 | 0 | 0 | 0 | 0 | 0 | 0.45131 | 0 | 1.2156 | 0.31481 | 0 | 0 | 0.4725 | 0.74532 | 0 | 0 | 0 | 0 | 3.1995 | 0 | 0 | 0 | 0 | 0 | 0 | 0 | 0 | 0 | 0 | 0 | 0 | 0
4 | 27 | 22 | 5 | 1.7931 | 0 | 2.4469 | 0 | 0 | 0 | 0.0012057 | 0.095045 | 0 | 0 | 4.0096 | 0 | 8.3459 | 0 | 0 | 0 | 0 | 0 | 0 | 0 | 0 | 0 | 0 | 0 | 0 | 0 | 0.45131 | 0 | 1.1038 | 0.33252 | 0 | 0 | 0.315 | 0.74657 | 0 | 0 | 0 | 0 | 2.9492 | 0 | 0 | 0 | 0 | 0 | 0 | 0 | 0 | 0 | 0 | 0 | 0 | 0
4 | 27 | 23 | 5 | 1.7931 | 0 | 2.4469 | 0 | 0 | 0 | 0.0012057 | 0.055529 | 0 | 0 | 0.65222 | 0 | 4.949 | 0 | 0 | 0 | 0 | 0 | 0 | 0 | 0 | 0 | 0 | 0 | 0 | 0 | 0.45131 | 0 | 0.88038 | 0.27361 | 0 | 0 | 0.0525 | 0.75004 | 0 | 0 | 0 | 0 | 2.4078 | 0 | 0 | 0 | 0 | 0 | 0 | 0 | 0 | 0 | 0 | 0 | 0 | 0
4 | 27 | 24 | 5 | 1.7931 | 0 | 2.4469 | 0 | 0 | 0 | 0.0012057 | 0.056392 | 0 | 0 | 0.65223 | 0 | 4.9498 | 0 | 0 | 0 | 0 | 0 | 0 | 0 | 0 | 0 | 0 | 0 | 0 | 0 | 0.45131 | 0 | 0.54519 | 0.3372 | 0 | 0 | 0.0525 | 0.75901 | 0 | 0 | 0 | 0 | 2.1452 | 0 | 0 | 0 | 0 | 0 | 0 | 0 | 0 | 0 | 0 | 0 | 0 | 0
4 | 28 | 1 | 6 | 1.7931 | 0 | 2.4469 | 0 | 0 | 0 | 0.0012057 | 0.057305 | 0 | 0 | 0.65226 | 0 | 4.9508 | 0 | 0 | 0 | 0 | 0 | 0 | 0 | 0 | 0 | 0 | 0 | 0 | 0 | 0.45131 | 0 | 0.32173 | 0.421 | 0 | 0 | 0.0525 | 0.76413 | 0 | 0 | 0 | 0 | 2.0107 | 0 | 0 | 0 | 0 | 0 | 0 | 0 | 0 | 0 | 0 | 0 | 0 | 0
4 | 28 | 2 | 6 | 1.7931 | 0 | 2.4469 | 0 | 0 | 0 | 0.0012057 | 0.059215 | 0 | 0 | 0.65229 | 0 | 4.9527 | 0 | 0 | 0 | 0 | 0 | 0 | 0 | 0 | 0 | 0 | 0 | 0 | 0 | 0.45131 | 0 | 0.32173 | 0.51886 | 0 | 0 | 0.0525 | 0.76506 | 0 | 0 | 0 | 0 | 2.1095 | 0 | 0 | 0 | 0 | 0 | 0 | 0 | 0 | 0 | 0 | 0 | 0 | 0
4 | 28 | 3 | 6 | 1.7931 | 0 | 2.4469 | 0 | 0 | 0 | 0.0012057 | 0.062992 | 0 | 0 | 0.65229 | 0 | 4.9565 | 0 | 0 | 0 | 0 | 0 | 0 | 0 | 0 | 0 | 0 | 0 | 0 | 0 | 0.45131 | 0 | 0.32173 | 0.60331 | 0 | 0 | 0.0525 | 0.76688 | 0 | 0 | 0 | 0 | 2.1957 | 0 | 0 | 0 | 0 | 0 | 0 | 0 | 0 | 0 | 0 | 0 | 0 | 0
4 | 28 | 4 | 6 | 1.7931 | 0 | 2.4469 | 0 | 0 | 0 | 0.0012057 | 0.065247 | 0 | 0 | 0.65229 | 0 | 4.9588 | 0 | 0 | 0 | 0 | 0 | 0 | 0 | 0 | 0 | 0 | 0 | 0 | 0 | 0.45131 | 0 | 0.32173 | 0.68208 | 0 | 0 | 0.0525 | 0.76811 | 0 | 0 | 0 | 0 | 2.2757 | 0 | 0 | 0 | 0 | 0 | 0 | 0 | 0 | 0 | 0 | 0 | 0 | 0
4 | 28 | 5 | 6 | 1.7931 | 0 | 2.4469 | 0 | 0 | 0 | 0.0012057 | 0.070248 | 0 | 0 | 0.6523 | 0 | 4.9638 | 0 | 0 | 0 | 0 | 0 | 0 | 0 | 0 | 0 | 0 | 0 | 0 | 0 | 0.45131 | 0 | 0.32173 | 0.8149 | 0 | 0 | 0.0525 | 0.77202 | 0 | 0 | 0 | 0 | 2.4125 | 0 | 0 | 0 | 0 | 0 | 0 | 0 | 0 | 0 | 0 | 0 | 0 | 0
4 | 28 | 6 | 6 | 1.7931 | 0 | 2.4469 | 0 | 0 | 0 | 0.0012057 | 0.070088 | 0 | 0 | 3.7071 | 0 | 8.0184 | 0 | 0 | 0 | 0 | 0 | 0 | 0 | 0 | 0 | 0 | 0 | 0 | 0 | 0.45131 | 0 | 0.54519 | 0.82056 | 0 | 0 | 0.315 | 0.7677 | 0 | 0 | 0 | 0 | 2.8998 | 0 | 0 | 0 | 0 | 0 | 0 | 0 | 0 | 0 | 0 | 0 | 0 | 0
4 | 28 | 7 | 6 | 1.7931 | 0 | 2.4469 | 0 | 0 | 0 | 0.0012057 | 0.17228 | 0 | 0 | 6.1508 | 0 | 10.5644 | 0 | 0 | 0 | 0 | 0 | 0 | 0 | 0 | 0 | 0 | 0 | 0 | 0 | 0.45131 | 0 | 0.71279 | 1.4349 | 0 | 0 | 0.525 | 0.76151 | 0 | 0 | 0 | 0 | 3.8855 | 0 | 0 | 0 | 0 | 0 | 0 | 0 | 0 | 0 | 0 | 0 | 0 | 0
4 | 28 | 8 | 6 | 1.7931 | 0 | 13.5789 | 0 | 0 | 0 | 0.0012057 | 0.078727 | 0 | 0 | 3.9587 | 0 | 19.4106 | 0 | 0 | 0 | 0 | 0 | 0 | 0 | 0 | 0 | 0 | 0 | 0 | 0 | 0.45131 | 0 | 0.71279 | 0.75678 | 0 | 0 | 0.42 | 0.75757 | 0 | 0 | 0 | 0 | 3.0985 | 0 | 0 | 0 | 0 | 0 | 0 | 0 | 0 | 0 | 0 | 0 | 0 | 0
4 | 28 | 9 | 6 | 1.7931 | 0 | 13.5789 | 0 | 0 | 0 | 0.0012057 | 0.068669 | 0 | 0 | 4.6658 | 0 | 20.1077 | 0 | 0 | 0 | 0 | 0 | 0 | 0 | 0 | 0 | 0 | 0 | 0 | 0 | 0.45131 | 0 | 0.71279 | 0.57356 | 0 | 0 | 0.315 | 0.75173 | 0 | 0 | 0 | 0 | 2.8044 | 0 | 0 | 0 | 0 | 0 | 0 | 0 | 0 | 0 | 0 | 0 | 0 | 0
4 | 28 | 10 | 6 | 1.7931 | 0 | 13.5789 | 0 | 0 | 0 | 0.0012057 | 0.063764 | 0 | 0 | 3.707 | 0 | 19.144 | 0 | 0 | 0 | 0 | 0 | 0 | 0 | 0 | 0 | 0 | 0 | 0 | 0 | 0.45131 | 0 | 0.71279 | 0.45577 | 0 | 0 | 0.315 | 0.74642 | 0 | 0 | 0 | 0 | 2.6813 | 0 | 0 | 0 | 0 | 0 | 0 | 0 | 0 | 0 | 0 | 0 | 0 | 0
4 | 28 | 11 | 6 | 1.7931 | 0 | 13.5789 | 0 | 0 | 0 | 0.0012057 | 0.07881 | 0 | 0 | 3.9587 | 0 | 19.4107 | 0 | 0 | 0 | 0 | 0 | 0 | 0 | 0 | 0 | 0 | 0 | 0 | 0 | 0.45131 | 0 | 0.54519 | 0.42873 | 0 | 0 | 0.3675 | 0.74795 | 0 | 0 | 0 | 0 | 2.5407 | 0 | 0 | 0 | 0 | 0 | 0 | 0 | 0 | 0 | 0 | 0 | 0 | 0
4 | 28 | 12 | 6 | 1.7931 | 0 | 8.6313 | 0 | 0 | 0 | 0.0012057 | 0.072608 | 0 | 0 | 3.9587 | 0 | 14.457 | 0 | 0 | 0 | 0 | 0 | 0 | 0 | 0 | 0 | 0 | 0 | 0 | 0 | 0.45131 | 0 | 0.54519 | 0.36472 | 0.040623 | 0 | 0.42 | 0.74461 | 0 | 0 | 0 | 0 | 2.5665 | 0 | 0 | 0 | 0 | 0 | 0 | 0 | 0 | 0 | 0 | 0 | 0 | 0
4 | 28 | 13 | 6 | 1.7931 | 0 | 13.5789 | 0 | 0 | 0 | 0.0012057 | 0.073077 | 0 | 0 | 3.9587 | 0 | 19.405 | 0 | 0 | 0 | 0 | 0 | 0 | 0 | 0 | 0 | 0 | 0 | 0 | 0 | 0.45131 | 0 | 0.54519 | 0.2687 | 0.073818 | 0 | 0.3675 | 0.74259 | 0 | 0 | 0 | 0 | 2.4491 | 0 | 0 | 0 | 0 | 0 | 0 | 0 | 0 | 0 | 0 | 0 | 0 | 0
4 | 28 | 14 | 6 | 1.7931 | 0 | 13.5789 | 0 | 0 | 0 | 0.0012057 | 0.12664 | 0 | 0 | 5.9672 | 0 | 21.467 | 0 | 0 | 0 | 0 | 0 | 0 | 0 | 0 | 0 | 0 | 0 | 0 | 0 | 0.45131 | 0 | 0.54519 | 0.26198 | 0.11001 | 0 | 0.3675 | 0.74147 | 0 | 0 | 0 | 0 | 2.4775 | 0 | 0 | 0 | 0 | 0 | 0 | 0 | 0 | 0 | 0 | 0 | 0 | 0
4 | 28 | 15 | 6 | 1.7931 | 0 | 13.5789 | 0 | 0 | 0 | 0.0012057 | 0.12918 | 0 | 0 | 3.707 | 0 | 19.2093 | 0 | 0 | 0 | 0 | 0 | 0 | 0 | 0 | 0 | 0 | 0 | 0 | 0 | 0.45131 | 0 | 0.54519 | 0.28445 | 0.37416 | 0 | 0.315 | 0.74143 | 0 | 0 | 0 | 0 | 2.7115 | 0 | 0 | 0 | 0 | 0 | 0 | 0 | 0 | 0 | 0 | 0 | 0 | 0
4 | 28 | 16 | 6 | 1.7931 | 0 | 13.5789 | 0 | 0 | 0 | 0.0012057 | 0.11436 | 0 | 0 | 3.7069 | 0 | 19.1945 | 0 | 0 | 0 | 0 | 0 | 0 | 0 | 0 | 0 | 0 | 0 | 0 | 0 | 0.45131 | 0 | 0.54519 | 0.28158 | 0.36666 | 0 | 0.315 | 0.7408 | 0 | 0 | 0 | 0 | 2.7005 | 0 | 0 | 0 | 0 | 0 | 0 | 0 | 0 | 0 | 0 | 0 | 0 | 0
4 | 28 | 17 | 6 | 1.7931 | 0 | 13.5789 | 0 | 0 | 0 | 0.0012057 | 0.10504 | 0 | 0 | 6.1508 | 0 | 21.629 | 0 | 0 | 0 | 0 | 0 | 0 | 0 | 0 | 0 | 0 | 0 | 0 | 0 | 0.45131 | 0 | 0.54519 | 0.24826 | 0.26248 | 0 | 0.525 | 0.73763 | 0 | 0 | 0 | 0 | 2.7699 | 0 | 0 | 0 | 0 | 0 | 0 | 0 | 0 | 0 | 0 | 0 | 0 | 0
4 | 28 | 18 | 6 | 1.7931 | 0 | 9.8682 | 0 | 0 | 0 | 0.0012057 | 0.079121 | 0 | 0 | 6.1507 | 0 | 17.8924 | 0 | 0 | 0 | 0 | 0 | 0 | 0 | 0 | 0 | 0 | 0 | 0 | 0 | 0.45131 | 0 | 0.54519 | 0.28271 | 0.10447 | 0 | 0.525 | 0.73895 | 0 | 0 | 0 | 0 | 2.6476 | 0 | 0 | 0 | 0 | 0 | 0 | 0 | 0 | 0 | 0 | 0 | 0 | 0
4 | 28 | 19 | 6 | 1.7931 | 0 | 2.4469 | 0 | 0 | 0 | 0.0012057 | 0.067218 | 0 | 0 | 3.9587 | 0 | 8.2671 | 0 | 0 | 0 | 0 | 0 | 0 | 0 | 0 | 0 | 0 | 0 | 0 | 0 | 0.45131 | 0 | 0.88038 | 0.42275 | 0 | 0 | 0.42 | 0.73818 | 0 | 0 | 0 | 0 | 2.9126 | 0 | 0 | 0 | 0 | 0 | 0 | 0 | 0 | 0 | 0 | 0 | 0 | 0
4 | 28 | 20 | 6 | 1.7931 | 0 | 2.4469 | 0 | 0 | 0 | 0.0012057 | 0.068641 | 0 | 0 | 3.9587 | 0 | 8.2685 | 0 | 0 | 0 | 0 | 0 | 0 | 0 | 0 | 0 | 0 | 0 | 0 | 0 | 0.45131 | 0 | 1.1038 | 0.4394 | 0 | 0 | 0.3675 | 0.7355 | 0 | 0 | 0 | 0 | 3.0976 | 0 | 0 | 0 | 0 | 0 | 0 | 0 | 0 | 0 | 0 | 0 | 0 | 0
4 | 28 | 21 | 6 | 1.7931 | 0 | 2.4469 | 0 | 0 | 0 | 0.0012057 | 0.074284 | 0 | 0 | 6.5361 | 0 | 10.8516 | 0 | 0 | 0 | 0 | 0 | 0 | 0 | 0 | 0 | 0 | 0 | 0 | 0 | 0.45131 | 0 | 1.2156 | 0.67236 | 0 | 0 | 0.4725 | 0.73942 | 0 | 0 | 0 | 0 | 3.5512 | 0 | 0 | 0 | 0 | 0 | 0 | 0 | 0 | 0 | 0 | 0 | 0 | 0
4 | 28 | 22 | 6 | 1.7931 | 0 | 2.4469 | 0 | 0 | 0 | 0.0012057 | 0.077563 | 0 | 0 | 4.0094 | 0 | 8.3282 | 0 | 0 | 0 | 0 | 0 | 0 | 0 | 0 | 0 | 0 | 0 | 0 | 0 | 0.45131 | 0 | 1.1038 | 0.74553 | 0 | 0 | 0.315 | 0.74186 | 0 | 0 | 0 | 0 | 3.3575 | 0 | 0 | 0 | 0 | 0 | 0 | 0 | 0 | 0 | 0 | 0 | 0 | 0
4 | 28 | 23 | 6 | 1.7931 | 0 | 2.4469 | 0 | 0 | 0 | 0.0012057 | 0.052775 | 0 | 0 | 0.65216 | 0 | 4.9462 | 0 | 0 | 0 | 0 | 0 | 0 | 0 | 0 | 0 | 0 | 0 | 0 | 0 | 0.45131 | 0 | 0.88038 | 0.67886 | 0 | 0 | 0.0525 | 0.74792 | 0 | 0 | 0 | 0 | 2.811 | 0 | 0 | 0 | 0 | 0 | 0 | 0 | 0 | 0 | 0 | 0 | 0 | 0
4 | 28 | 24 | 6 | 1.7931 | 0 | 2.4469 | 0 | 0 | 0 | 0.0012057 | 0.053258 | 0 | 0 | 0.65218 | 0 | 4.9467 | 0 | 0 | 0 | 0 | 0 | 0 | 0 | 0 | 0 | 0 | 0 | 0 | 0 | 0.45131 | 0 | 0.54519 | 0.77385 | 0 | 0 | 0.0525 | 0.75523 | 0 | 0 | 0 | 0 | 2.5781 | 0 | 0 | 0 | 0 | 0 | 0 | 0 | 0 | 0 | 0 | 0 | 0 | 0
4 | 29 | 1 | 7 | 1.7931 | 0 | 2.4469 | 0 | 0 | 0 | 0.0012057 | 0.053394 | 0 | 0 | 0.65221 | 0 | 4.9468 | 0 | 0 | 0 | 0 | 0 | 0 | 0 | 0 | 0 | 0 | 0 | 0 | 0 | 0.45131 | 0 | 0.32173 | 0.82097 | 0 | 0 | 0.0525 | 0.75861 | 0 | 0 | 0 | 0 | 2.4051 | 0 | 0 | 0 | 0 | 0 | 0 | 0 | 0 | 0 | 0 | 0 | 0 | 0
4 | 29 | 2 | 7 | 1.7931 | 0 | 2.4469 | 0 | 0 | 0 | 0.0012057 | 0.054807 | 0 | 0 | 0.65222 | 0 | 4.9482 | 0 | 0 | 0 | 0 | 0 | 0 | 0 | 0 | 0 | 0 | 0 | 0 | 0 | 0.45131 | 0 | 0.32173 | 0.86345 | 0 | 0 | 0.0525 | 0.76092 | 0 | 0 | 0 | 0 | 2.4499 | 0 | 0 | 0 | 0 | 0 | 0 | 0 | 0 | 0 | 0 | 0 | 0 | 0
4 | 29 | 3 | 7 | 1.7931 | 0 | 2.4469 | 0 | 0 | 0 | 0.0012057 | 0.056618 | 0 | 0 | 0.65223 | 0 | 4.9501 | 0 | 0 | 0 | 0 | 0 | 0 | 0 | 0 | 0 | 0 | 0 | 0 | 0 | 0.45131 | 0 | 0.32173 | 0.95588 | 0 | 0 | 0.0525 | 0.76167 | 0 | 0 | 0 | 0 | 2.5431 | 0 | 0 | 0 | 0 | 0 | 0 | 0 | 0 | 0 | 0 | 0 | 0 | 0
4 | 29 | 4 | 7 | 1.7931 | 0 | 2.4469 | 0 | 0 | 0 | 0.0012057 | 0.059709 | 0 | 0 | 0.65223 | 0 | 4.9532 | 0 | 0 | 0 | 0 | 0 | 0 | 0 | 0 | 0 | 0 | 0 | 0 | 0 | 0.45131 | 0 | 0.32173 | 0.97641 | 0 | 0 | 0.0525 | 0.76248 | 0 | 0 | 0 | 0 | 2.5644 | 0 | 0 | 0 | 0 | 0 | 0 | 0 | 0 | 0 | 0 | 0 | 0 | 0
4 | 29 | 5 | 7 | 1.7931 | 0 | 2.4469 | 0 | 0 | 0 | 0.0012057 | 0.061008 | 0 | 0 | 0.65224 | 0 | 4.9545 | 0 | 0 | 0 | 0 | 0 | 0 | 0 | 0 | 0 | 0 | 0 | 0 | 0 | 0.45131 | 0 | 0.32173 | 0.99283 | 0 | 0 | 0.0525 | 0.76135 | 0 | 0 | 0 | 0 | 2.5797 | 0 | 0 | 0 | 0 | 0 | 0 | 0 | 0 | 0 | 0 | 0 | 0 | 0
4 | 29 | 6 | 7 | 1.7931 | 0 | 2.4469 | 0 | 0 | 0 | 0.0012057 | 0.062934 | 0 | 0 | 3.707 | 0 | 8.0111 | 0 | 0 | 0 | 0 | 0 | 0 | 0 | 0 | 0 | 0 | 0 | 0 | 0 | 0.45131 | 0 | 0.54519 | 0.95682 | 0 | 0 | 0.315 | 0.75802 | 0 | 0 | 0 | 0 | 3.0263 | 0 | 0 | 0 | 0 | 0 | 0 | 0 | 0 | 0 | 0 | 0 | 0 | 0
4 | 29 | 7 | 7 | 1.7931 | 0 | 2.4469 | 0 | 0 | 0 | 0.0012057 | 0.10209 | 0 | 0 | 6.1508 | 0 | 10.4941 | 0 | 0 | 0 | 0 | 0 | 0 | 0 | 0 | 0 | 0 | 0 | 0 | 0 | 0.45131 | 0 | 0.71279 | 1.137 | 0 | 0 | 0.525 | 0.75344 | 0 | 0 | 0 | 0 | 3.5795 | 0 | 0 | 0 | 0 | 0 | 0 | 0 | 0 | 0 | 0 | 0 | 0 | 0
4 | 29 | 8 | 7 | 1.7931 | 0 | 13.5789 | 0 | 0 | 0 | 0.0012057 | 0.081275 | 0 | 0 | 3.9587 | 0 | 19.4132 | 0 | 0 | 0 | 0 | 0 | 0 | 0 | 0 | 0 | 0 | 0 | 0 | 0 | 0.45131 | 0 | 0.71279 | 0.95219 | 0 | 0 | 0.42 | 0.75077 | 0 | 0 | 0 | 0 | 3.2871 | 0 | 0 | 0 | 0 | 0 | 0 | 0 | 0 | 0 | 0 | 0 | 0 | 0
4 | 29 | 9 | 7 | 1.7931 | 0 | 13.5789 | 0 | 0 | 0 | 0.0012057 | 0.074427 | 0 | 0 | 4.6657 | 0 | 20.1134 | 0 | 0 | 0 | 0 | 0 | 0 | 0 | 0 | 0 | 0 | 0 | 0 | 0 | 0.45131 | 0 | 0.71279 | 0.86108 | 0 | 0 | 0.315 | 0.7479 | 0 | 0 | 0 | 0 | 3.0881 | 0 | 0 | 0 | 0 | 0 | 0 | 0 | 0 | 0 | 0 | 0 | 0 | 0
4 | 29 | 10 | 7 | 1.7931 | 0 | 13.5789 | 0 | 0 | 0 | 0.0012057 | 0.070348 | 0 | 0 | 3.7069 | 0 | 19.1505 | 0 | 0 | 0 | 0 | 0 | 0 | 0 | 0 | 0 | 0 | 0 | 0 | 0 | 0.45131 | 0 | 0.71279 | 0.78581 | 0 | 0 | 0.315 | 0.74538 | 0 | 0 | 0 | 0 | 3.0103 | 0 | 0 | 0 | 0 | 0 | 0 | 0 | 0 | 0 | 0 | 0 | 0 | 0
4 | 29 | 11 | 7 | 1.7931 | 0 | 13.5789 | 0 | 0 | 0 | 0.0012057 | 0.074449 | 0 | 0 | 3.9587 | 0 | 19.4063 | 0 | 0 | 0 | 0 | 0 | 0 | 0 | 0 | 0 | 0 | 0 | 0 | 0 | 0.45131 | 0 | 0.54519 | 0.89068 | 0 | 0 | 0.3675 | 0.75276 | 0 | 0 | 0 | 0 | 3.0074 | 0 | 0 | 0 | 0 | 0 | 0 | 0 | 0 | 0 | 0 | 0 | 0 | 0
4 | 29 | 12 | 7 | 1.7931 | 0 | 8.6313 | 0 | 0 | 0 | 0.0012057 | 0.080154 | 0 | 0 | 3.9587 | 0 | 14.4645 | 0 | 0 | 0 | 0 | 0 | 0 | 0 | 0 | 0 | 0 | 0 | 0 | 0 | 0.45131 | 0 | 0.54519 | 0.88508 | 0 | 0 | 0.42 | 0.75195 | 0 | 0 | 0 | 0 | 3.0535 | 0 | 0 | 0 | 0 | 0 | 0 | 0 | 0 | 0 | 0 | 0 | 0 | 0
4 | 29 | 13 | 7 | 1.7931 | 0 | 13.5789 | 0 | 0 | 0 | 0.0012057 | 0.073447 | 0 | 0 | 3.9587 | 0 | 19.4053 | 0 | 0 | 0 | 0 | 0 | 0 | 0 | 0 | 0 | 0 | 0 | 0 | 0 | 0.45131 | 0 | 0.54519 | 0.88441 | 0 | 0 | 0.3675 | 0.75233 | 0 | 0 | 0 | 0 | 3.0007 | 0 | 0 | 0 | 0 | 0 | 0 | 0 | 0 | 0 | 0 | 0 | 0 | 0
4 | 29 | 14 | 7 | 1.7931 | 0 | 13.5789 | 0 | 0 | 0 | 0.0012057 | 0.072393 | 0 | 0 | 5.9671 | 0 | 21.4127 | 0 | 0 | 0 | 0 | 0 | 0 | 0 | 0 | 0 | 0 | 0 | 0 | 0 | 0.45131 | 0 | 0.54519 | 0.85734 | 0 | 0 | 0.3675 | 0.75209 | 0 | 0 | 0 | 0 | 2.9734 | 0 | 0 | 0 | 0 | 0 | 0 | 0 | 0 | 0 | 0 | 0 | 0 | 0
4 | 29 | 15 | 7 | 1.7931 | 0 | 13.5789 | 0 | 0 | 0 | 0.0012057 | 0.069711 | 0 | 0 | 3.707 | 0 | 19.1499 | 0 | 0 | 0 | 0 | 0 | 0 | 0 | 0 | 0 | 0 | 0 | 0 | 0 | 0.45131 | 0 | 0.54519 | 0.72516 | 0 | 0 | 0.315 | 0.75047 | 0 | 0 | 0 | 0 | 2.7871 | 0 | 0 | 0 | 0 | 0 | 0 | 0 | 0 | 0 | 0 | 0 | 0 | 0
4 | 29 | 16 | 7 | 1.7931 | 0 | 13.5789 | 0 | 0 | 0 | 0.0012057 | 0.071273 | 0 | 0 | 3.707 | 0 | 19.1514 | 0 | 0 | 0 | 0 | 0 | 0 | 0 | 0 | 0 | 0 | 0 | 0 | 0 | 0.45131 | 0 | 0.54519 | 0.82474 | 0 | 0 | 0.315 | 0.75144 | 0 | 0 | 0 | 0 | 2.8877 | 0 | 0 | 0 | 0 | 0 | 0 | 0 | 0 | 0 | 0 | 0 | 0 | 0
4 | 29 | 17 | 7 | 1.7931 | 0 | 13.5789 | 0 | 0 | 0 | 0.0012057 | 0.075069 | 0 | 0 | 6.1508 | 0 | 21.599 | 0 | 0 | 0 | 0 | 0 | 0 | 0 | 0 | 0 | 0 | 0 | 0 | 0 | 0.45131 | 0 | 0.54519 | 0.87721 | 0 | 0 | 0.525 | 0.75394 | 0 | 0 | 0 | 0 | 3.1526 | 0 | 0 | 0 | 0 | 0 | 0 | 0 | 0 | 0 | 0 | 0 | 0 | 0
4 | 29 | 18 | 7 | 1.7931 | 0 | 9.8682 | 0 | 0 | 0 | 0.0012057 | 0.081965 | 0 | 0 | 6.1508 | 0 | 17.8953 | 0 | 0 | 0 | 0 | 0 | 0 | 0 | 0 | 0 | 0 | 0 | 0 | 0 | 0.45131 | 0 | 0.54519 | 0.88355 | 0 | 0 | 0.525 | 0.75398 | 0 | 0 | 0 | 0 | 3.159 | 0 | 0 | 0 | 0 | 0 | 0 | 0 | 0 | 0 | 0 | 0 | 0 | 0
4 | 29 | 19 | 7 | 1.7931 | 0 | 2.4469 | 0 | 0 | 0 | 0.0012057 | 0.09703 | 0 | 0 | 3.9587 | 0 | 8.2969 | 0 | 0 | 0 | 0 | 0 | 0 | 0 | 0 | 0 | 0 | 0 | 0 | 0 | 0.45131 | 0 | 0.88038 | 0.98006 | 0 | 0 | 0.42 | 0.7496 | 0 | 0 | 0 | 0 | 3.4814 | 0 | 0 | 0 | 0 | 0 | 0 | 0 | 0 | 0 | 0 | 0 | 0 | 0
4 | 29 | 20 | 7 | 1.7931 | 0 | 2.4469 | 0 | 0 | 0 | 0.0012057 | 0.10327 | 0 | 0 | 3.9587 | 0 | 8.3032 | 0 | 0 | 0 | 0 | 0 | 0 | 0 | 0 | 0 | 0 | 0 | 0 | 0 | 0.45131 | 0 | 1.1038 | 1.035 | 0 | 0 | 0.3675 | 0.74218 | 0 | 0 | 0 | 0 | 3.6999 | 0 | 0 | 0 | 0 | 0 | 0 | 0 | 0 | 0 | 0 | 0 | 0 | 0
4 | 29 | 21 | 7 | 1.7931 | 0 | 2.4469 | 0 | 0 | 0 | 0.0012057 | 0.13503 | 0 | 0 | 6.5361 | 0 | 10.9124 | 0 | 0 | 0 | 0 | 0 | 0 | 0 | 0 | 0 | 0 | 0 | 0 | 0 | 0.45131 | 0 | 1.2156 | 1.3722 | 0 | 0 | 0.4725 | 0.7402 | 0 | 0 | 0 | 0 | 4.2518 | 0 | 0 | 0 | 0 | 0 | 0 | 0 | 0 | 0 | 0 | 0 | 0 | 0
4 | 29 | 22 | 7 | 1.7931 | 0 | 2.4469 | 0 | 0 | 0 | 0.0012057 | 0.17028 | 0 | 0 | 4.0095 | 0 | 8.421 | 0 | 0 | 0 | 0 | 0 | 0 | 0 | 0 | 0 | 0 | 0 | 0 | 0 | 0.45131 | 0 | 1.1038 | 1.5923 | 0 | 0 | 0.315 | 0.74336 | 0 | 0 | 0 | 0 | 4.2058 | 0 | 0 | 0 | 0 | 0 | 0 | 0 | 0 | 0 | 0 | 0 | 0 | 0
4 | 29 | 23 | 7 | 1.7931 | 0 | 2.4469 | 0 | 0 | 0 | 0.0012057 | 0.058383 | 0 | 0 | 0.65215 | 0 | 4.9518 | 0 | 0 | 0 | 0 | 0 | 0 | 0 | 0 | 0 | 0 | 0 | 0 | 0 | 0.45131 | 0 | 0.88038 | 0.74943 | 0 | 0 | 0.0525 | 0.74419 | 0 | 0 | 0 | 0 | 2.8778 | 0 | 0 | 0 | 0 | 0 | 0 | 0 | 0 | 0 | 0 | 0 | 0 | 0
4 | 29 | 24 | 7 | 1.7931 | 0 | 2.4469 | 0 | 0 | 0 | 0.0012057 | 0.061313 | 0 | 0 | 0.65216 | 0 | 4.9547 | 0 | 0 | 0 | 0 | 0 | 0 | 0 | 0 | 0 | 0 | 0 | 0 | 0 | 0.45131 | 0 | 0.54519 | 0.77985 | 0 | 0 | 0.0525 | 0.75233 | 0 | 0 | 0 | 0 | 2.5812 | 0 | 0 | 0 | 0 | 0 | 0 | 0 | 0 | 0 | 0 | 0 | 0 | 0
4 | 30 | 1 | 1 | 1.7931 | 0 | 2.4469 | 0 | 0 | 0 | 0.0012057 | 0.067517 | 0 | 0 | 0.65219 | 0 | 4.9609 | 0 | 0 | 0 | 0 | 0 | 0 | 0 | 0 | 0 | 0 | 0 | 0 | 0 | 0.45131 | 0 | 0.32173 | 0.879 | 0 | 0 | 0.0525 | 0.7604 | 0 | 0 | 0 | 0 | 2.4649 | 0 | 0 | 0 | 0 | 0 | 0 | 0 | 0 | 0 | 0 | 0 | 0 | 0
4 | 30 | 2 | 1 | 1.7931 | 0 | 2.4469 | 0 | 0 | 0 | 0.0012057 | 0.069071 | 0 | 0 | 0.65223 | 0 | 4.9625 | 0 | 0 | 0 | 0 | 0 | 0 | 0 | 0 | 0 | 0 | 0 | 0 | 0 | 0.45131 | 0 | 0.32173 | 0.87323 | 0 | 0 | 0.0525 | 0.76077 | 0 | 0 | 0 | 0 | 2.4595 | 0 | 0 | 0 | 0 | 0 | 0 | 0 | 0 | 0 | 0 | 0 | 0 | 0
4 | 30 | 3 | 1 | 1.7931 | 0 | 2.4469 | 0 | 0 | 0 | 0.0012057 | 0.072158 | 0 | 0 | 0.65224 | 0 | 4.9656 | 0 | 0 | 0 | 0 | 0 | 0 | 0 | 0 | 0 | 0 | 0 | 0 | 0 | 0.45131 | 0 | 0.32173 | 0.8823 | 0 | 0 | 0.0525 | 0.76197 | 0 | 0 | 0 | 0 | 2.4698 | 0 | 0 | 0 | 0 | 0 | 0 | 0 | 0 | 0 | 0 | 0 | 0 | 0
4 | 30 | 4 | 1 | 1.7931 | 0 | 2.4469 | 0 | 0 | 0 | 0.0012057 | 0.079795 | 0 | 0 | 0.65225 | 0 | 4.9733 | 0 | 0 | 0 | 0 | 0 | 0 | 0 | 0 | 0 | 0 | 0 | 0 | 0 | 0.45131 | 0 | 0.32173 | 0.98562 | 0 | 0 | 0.0525 | 0.76249 | 0 | 0 | 0 | 0 | 2.5737 | 0 | 0 | 0 | 0 | 0 | 0 | 0 | 0 | 0 | 0 | 0 | 0 | 0
4 | 30 | 5 | 1 | 1.7931 | 0 | 2.4469 | 0 | 0 | 0 | 0.0012057 | 0.090465 | 0 | 0 | 0.65225 | 0 | 4.9839 | 0 | 0 | 0 | 0 | 0 | 0 | 0 | 0 | 0 | 0 | 0 | 0 | 0 | 0.45131 | 0 | 0.32173 | 1.2366 | 0 | 0 | 0.0525 | 0.76123 | 0 | 0 | 0 | 0 | 2.8234 | 0 | 0 | 0 | 0 | 0 | 0 | 0 | 0 | 0 | 0 | 0 | 0 | 0
4 | 30 | 6 | 1 | 1.7931 | 0 | 2.4469 | 0 | 0 | 0 | 0.0012057 | 0.10189 | 0 | 0 | 3.707 | 0 | 8.0501 | 0 | 0 | 0 | 0 | 0 | 0 | 0 | 0 | 0 | 0 | 0 | 0 | 0 | 0.45131 | 0 | 0.54519 | 1.2157 | 0 | 0 | 0.315 | 0.75874 | 0 | 0 | 0 | 0 | 3.286 | 0 | 0 | 0 | 0 | 0 | 0 | 0 | 0 | 0 | 0 | 0 | 0 | 0
4 | 30 | 7 | 1 | 1.7931 | 0 | 2.4469 | 0 | 0 | 0 | 0.0012057 | 0.51522 | 0 | 0 | 6.1508 | 0 | 10.9072 | 0 | 0 | 0 | 0 | 0 | 0 | 0 | 0 | 0 | 0 | 0 | 0 | 0 | 0.45131 | 0 | 0.71279 | 2.5463 | 0 | 0 | 0.525 | 0.75389 | 0 | 0 | 0 | 0 | 4.9893 | 0 | 0 | 0 | 0 | 0 | 0 | 0 | 0 | 0 | 0 | 0 | 0 | 0
4 | 30 | 8 | 1 | 1.7931 | 0 | 13.5789 | 0 | 0 | 0 | 0.0012057 | 0.23421 | 0 | 0 | 3.9587 | 0 | 19.5661 | 0 | 0 | 0 | 0 | 0 | 0 | 0 | 0 | 0 | 0 | 0 | 0 | 0 | 0.45131 | 0 | 0.71279 | 1.3657 | 0 | 0 | 0.42 | 0.75128 | 0 | 0 | 0 | 0 | 3.701 | 0 | 0 | 0 | 0 | 0 | 0 | 0 | 0 | 0 | 0 | 0 | 0 | 0
4 | 30 | 9 | 1 | 1.7931 | 0 | 13.5789 | 0 | 0 | 0 | 0.0012057 | 0.11698 | 0 | 0 | 4.6658 | 0 | 20.1559 | 0 | 0 | 0 | 0 | 0 | 0 | 0 | 0 | 0 | 0 | 0 | 0 | 0 | 0.45131 | 0 | 0.71279 | 0.7059 | 0 | 0 | 0.315 | 0.74812 | 0 | 0 | 0 | 0 | 2.9331 | 0 | 0 | 0 | 0 | 0 | 0 | 0 | 0 | 0 | 0 | 0 | 0 | 0
4 | 30 | 10 | 1 | 1.7931 | 0 | 13.5789 | 0 | 0 | 0 | 0.0012057 | 0.081915 | 0 | 0 | 3.707 | 0 | 19.1621 | 0 | 0 | 0 | 0 | 0 | 0 | 0 | 0 | 0 | 0 | 0 | 0 | 0 | 0.45131 | 0 | 0.71279 | 0.49467 | 0 | 0 | 0.315 | 0.74671 | 0 | 0 | 0 | 0 | 2.7205 | 0 | 0 | 0 | 0 | 0 | 0 | 0 | 0 | 0 | 0 | 0 | 0 | 0
4 | 30 | 11 | 1 | 1.7931 | 0 | 13.5789 | 0 | 0 | 0 | 0.0012057 | 0.073068 | 0 | 0 | 3.9587 | 0 | 19.405 | 0 | 0 | 0 | 0 | 0 | 0 | 0 | 0 | 0 | 0 | 0 | 0 | 0 | 0.45131 | 0 | 0.54519 | 0.32469 | 0 | 0 | 0.3675 | 0.74936 | 0 | 0 | 0 | 0 | 2.4381 | 0 | 0 | 0 | 0 | 0 | 0 | 0 | 0 | 0 | 0 | 0 | 0 | 0
4 | 30 | 12 | 1 | 1.7931 | 0 | 8.6313 | 0 | 0 | 0 | 0.0012057 | 0.075555 | 0 | 0 | 3.9587 | 0 | 14.4599 | 0 | 0 | 0 | 0 | 0 | 0 | 0 | 0 | 0 | 0 | 0 | 0 | 0 | 0.45131 | 0 | 0.54519 | 0.29028 | 0 | 0 | 0.42 | 0.74812 | 0 | 0 | 0 | 0 | 2.4549 | 0 | 0 | 0 | 0 | 0 | 0 | 0 | 0 | 0 | 0 | 0 | 0 | 0
4 | 30 | 13 | 1 | 1.7931 | 0 | 13.5789 | 0 | 0 | 0 | 0.0012057 | 0.06192 | 0 | 0 | 3.9587 | 0 | 19.3938 | 0 | 0 | 0 | 0 | 0 | 0 | 0 | 0 | 0 | 0 | 0 | 0 | 0 | 0.45131 | 0 | 0.54519 | 0.080685 | 0 | 0 | 0.3675 | 0.74493 | 0 | 0 | 0 | 0 | 2.1896 | 0 | 0 | 0 | 0 | 0 | 0 | 0 | 0 | 0 | 0 | 0 | 0 | 0
4 | 30 | 14 | 1 | 1.7931 | 0 | 13.5789 | 0 | 0 | 0 | 0.0012057 | 0.061 | 0 | 0 | 5.9672 | 0 | 21.4014 | 0 | 0 | 0 | 0 | 0 | 0 | 0 | 0 | 0 | 0 | 0 | 0 | 0 | 0.45131 | 0 | 0.54519 | 0.053495 | 0 | 0 | 0.3675 | 0.74412 | 0 | 0 | 0 | 0 | 2.1616 | 0 | 0 | 0 | 0 | 0 | 0 | 0 | 0 | 0 | 0 | 0 | 0 | 0
4 | 30 | 15 | 1 | 1.7931 | 0 | 13.5789 | 0 | 0 | 0 | 0.0012057 | 0.063029 | 0 | 0 | 3.707 | 0 | 19.1432 | 0 | 0 | 0 | 0 | 0 | 0 | 0 | 0 | 0 | 0 | 0 | 0 | 0 | 0.45131 | 0 | 0.54519 | 0.10499 | 0 | 0 | 0.315 | 0.7448 | 0 | 0 | 0 | 0 | 2.1613 | 0 | 0 | 0 | 0 | 0 | 0 | 0 | 0 | 0 | 0 | 0 | 0 | 0
4 | 30 | 16 | 1 | 1.7931 | 0 | 13.5789 | 0 | 0 | 0 | 0.0012057 | 0.064022 | 0 | 0 | 3.707 | 0 | 19.1442 | 0 | 0 | 0 | 0 | 0 | 0 | 0 | 0 | 0 | 0 | 0 | 0 | 0 | 0.45131 | 0 | 0.54519 | 0.16789 | 0 | 0 | 0.315 | 0.74572 | 0 | 0 | 0 | 0 | 2.2251 | 0 | 0 | 0 | 0 | 0 | 0 | 0 | 0 | 0 | 0 | 0 | 0 | 0
4 | 30 | 17 | 1 | 1.7931 | 0 | 13.5789 | 0 | 0 | 0 | 0.0012057 | 0.063254 | 0 | 0 | 6.1508 | 0 | 21.5872 | 0 | 0 | 0 | 0 | 0 | 0 | 0 | 0 | 0 | 0 | 0 | 0 | 0 | 0.45131 | 0 | 0.54519 | 0.28662 | 0 | 0 | 0.525 | 0.74596 | 0 | 0 | 0 | 0 | 2.5541 | 0 | 0 | 0 | 0 | 0 | 0 | 0 | 0 | 0 | 0 | 0 | 0 | 0
4 | 30 | 18 | 1 | 1.7931 | 0 | 9.8682 | 0 | 0 | 0 | 0.0012057 | 0.067791 | 0 | 0 | 6.1508 | 0 | 17.8811 | 0 | 0 | 0 | 0 | 0 | 0 | 0 | 0 | 0 | 0 | 0 | 0 | 0 | 0.45131 | 0 | 0.54519 | 0.36149 | 0 | 0 | 0.525 | 0.7495 | 0 | 0 | 0 | 0 | 2.6325 | 0 | 0 | 0 | 0 | 0 | 0 | 0 | 0 | 0 | 0 | 0 | 0 | 0
4 | 30 | 19 | 1 | 1.7931 | 0 | 2.4469 | 0 | 0 | 0 | 0.0012057 | 0.082196 | 0 | 0 | 3.9587 | 0 | 8.2821 | 0 | 0 | 0 | 0 | 0 | 0 | 0 | 0 | 0 | 0 | 0 | 0 | 0 | 0.45131 | 0 | 0.88038 | 0.45656 | 0 | 0 | 0.42 | 0.74645 | 0 | 0 | 0 | 0 | 2.9547 | 0 | 0 | 0 | 0 | 0 | 0 | 0 | 0 | 0 | 0 | 0 | 0 | 0
4 | 30 | 20 | 1 | 1.7931 | 0 | 2.4469 | 0 | 0 | 0 | 0.0012057 | 0.087125 | 0 | 0 | 3.9587 | 0 | 8.287 | 0 | 0 | 0 | 0 | 0 | 0 | 0 | 0 | 0 | 0 | 0 | 0 | 0 | 0.45131 | 0 | 1.1038 | 0.52288 | 0 | 0 | 0.3675 | 0.74449 | 0 | 0 | 0 | 0 | 3.19 | 0 | 0 | 0 | 0 | 0 | 0 | 0 | 0 | 0 | 0 | 0 | 0 | 0
4 | 30 | 21 | 1 | 1.7931 | 0 | 2.4469 | 0 | 0 | 0 | 0.0012057 | 0.088999 | 0 | 0 | 6.5362 | 0 | 10.8664 | 0 | 0 | 0 | 0 | 0 | 0 | 0 | 0 | 0 | 0 | 0 | 0 | 0 | 0.45131 | 0 | 1.2156 | 0.55175 | 0 | 0 | 0.4725 | 0.74278 | 0 | 0 | 0 | 0 | 3.4339 | 0 | 0 | 0 | 0 | 0 | 0 | 0 | 0 | 0 | 0 | 0 | 0 | 0
4 | 30 | 22 | 1 | 1.7931 | 0 | 2.4469 | 0 | 0 | 0 | 0.0012057 | 0.089182 | 0 | 0 | 4.0095 | 0 | 8.3399 | 0 | 0 | 0 | 0 | 0 | 0 | 0 | 0 | 0 | 0 | 0 | 0 | 0 | 0.45131 | 0 | 1.1038 | 0.55726 | 0 | 0 | 0.315 | 0.74432 | 0 | 0 | 0 | 0 | 3.1717 | 0 | 0 | 0 | 0 | 0 | 0 | 0 | 0 | 0 | 0 | 0 | 0 | 0
4 | 30 | 23 | 1 | 1.7931 | 0 | 2.4469 | 0 | 0 | 0 | 0.0012057 | 0.055919 | 0 | 0 | 0.65219 | 0 | 4.9493 | 0 | 0 | 0 | 0 | 0 | 0 | 0 | 0 | 0 | 0 | 0 | 0 | 0 | 0.45131 | 0 | 0.88038 | 0.50452 | 0 | 0 | 0.0525 | 0.74856 | 0 | 0 | 0 | 0 | 2.6373 | 0 | 0 | 0 | 0 | 0 | 0 | 0 | 0 | 0 | 0 | 0 | 0 | 0
4 | 30 | 24 | 1 | 1.7931 | 0 | 2.4469 | 0 | 0 | 0 | 0.0012057 | 0.056613 | 0 | 0 | 0.65221 | 0 | 4.9501 | 0 | 0 | 0 | 0 | 0 | 0 | 0 | 0 | 0 | 0 | 0 | 0 | 0 | 0.45131 | 0 | 0.54519 | 0.57841 | 0 | 0 | 0.0525 | 0.75666 | 0 | 0 | 0 | 0 | 2.3841 | 0 | 0 | 0 | 0 | 0 | 0 | 0 | 0 | 0 | 0 | 0 | 0 | 0
5 | 1 | 1 | 2 | 1.7931 | 0 | 2.4469 | 0 | 0 | 0 | 0.0012057 | 0.054122 | 0 | 0 | 0.59545 | 0 | 4.8908 | 0 | 0 | 0 | 0 | 0 | 0 | 0 | 0 | 0 | 0 | 0 | 0 | 0 | 0.45131 | 0 | 0.32173 | 0.55322 | 0 | 0 | 0.0525 | 0.75343 | 0 | 0 | 0 | 0 | 2.1322 | 0 | 0 | 0 | 0 | 0 | 0 | 0 | 0 | 0 | 0 | 0 | 0 | 0
5 | 1 | 2 | 2 | 1.7931 | 0 | 2.4469 | 0 | 0 | 0 | 0.0012057 | 0.054492 | 0 | 0 | 0.59541 | 0 | 4.8911 | 0 | 0 | 0 | 0 | 0 | 0 | 0 | 0 | 0 | 0 | 0 | 0 | 0 | 0.45131 | 0 | 0.32173 | 0.61105 | 0 | 0 | 0.0525 | 0.75213 | 0 | 0 | 0 | 0 | 2.1887 | 0 | 0 | 0 | 0 | 0 | 0 | 0 | 0 | 0 | 0 | 0 | 0 | 0
5 | 1 | 3 | 2 | 1.7931 | 0 | 2.4469 | 0 | 0 | 0 | 0.0012057 | 0.054878 | 0 | 0 | 0.59539 | 0 | 4.8915 | 0 | 0 | 0 | 0 | 0 | 0 | 0 | 0 | 0 | 0 | 0 | 0 | 0 | 0.45131 | 0 | 0.32173 | 0.60376 | 0 | 0 | 0.0525 | 0.75073 | 0 | 0 | 0 | 0 | 2.18 | 0 | 0 | 0 | 0 | 0 | 0 | 0 | 0 | 0 | 0 | 0 | 0 | 0
5 | 1 | 4 | 2 | 1.7931 | 0 | 2.4469 | 0 | 0 | 0 | 0.0012057 | 0.055695 | 0 | 0 | 0.59538 | 0 | 4.8923 | 0 | 0 | 0 | 0 | 0 | 0 | 0 | 0 | 0 | 0 | 0 | 0 | 0 | 0.45131 | 0 | 0.32173 | 0.62599 | 0 | 0 | 0.0525 | 0.74995 | 0 | 0 | 0 | 0 | 2.2015 | 0 | 0 | 0 | 0 | 0 | 0 | 0 | 0 | 0 | 0 | 0 | 0 | 0
5 | 1 | 5 | 2 | 1.7931 | 0 | 2.4469 | 0 | 0 | 0 | 0.0012057 | 0.057779 | 0 | 0 | 0.59537 | 0 | 4.8944 | 0 | 0 | 0 | 0 | 0 | 0 | 0 | 0 | 0 | 0 | 0 | 0 | 0 | 0.45131 | 0 | 0.32173 | 0.63571 | 0 | 0 | 0.0525 | 0.75068 | 0 | 0 | 0 | 0 | 2.2119 | 0 | 0 | 0 | 0 | 0 | 0 | 0 | 0 | 0 | 0 | 0 | 0 | 0
5 | 1 | 6 | 2 | 1.7931 | 0 | 2.4469 | 0 | 0 | 0 | 0.0012057 | 0.057253 | 0 | 0 | 3.3662 | 0 | 7.6647 | 0 | 0 | 0 | 0 | 0 | 0 | 0 | 0 | 0 | 0 | 0 | 0 | 0 | 0.45131 | 0 | 0.54519 | 0.59992 | 0 | 0 | 0.315 | 0.74447 | 0 | 0 | 0 | 0 | 2.6559 | 0 | 0 | 0 | 0 | 0 | 0 | 0 | 0 | 0 | 0 | 0 | 0 | 0
5 | 1 | 7 | 2 | 1.7931 | 0 | 2.4469 | 0 | 0 | 0 | 0.0012057 | 0.12534 | 0 | 0 | 5.5829 | 0 | 9.9494 | 0 | 0 | 0 | 0 | 0 | 0 | 0 | 0 | 0 | 0 | 0 | 0 | 0 | 0.45131 | 0 | 0.71279 | 0.96645 | 0 | 0 | 0.525 | 0.74011 | 0 | 0 | 0 | 0 | 3.3957 | 0 | 0 | 0 | 0 | 0 | 0 | 0 | 0 | 0 | 0 | 0 | 0 | 0
5 | 1 | 8 | 2 | 1.7931 | 0 | 13.5789 | 0 | 0 | 0 | 0.0012057 | 0.073063 | 0 | 0 | 3.9586 | 0 | 19.4049 | 0 | 0 | 0 | 0 | 0 | 0 | 0 | 0 | 0 | 0 | 0 | 0 | 0 | 0.45131 | 0 | 0.71279 | 0.47237 | 0 | 0 | 0.42 | 0.73474 | 0 | 0 | 0 | 0 | 2.7912 | 0 | 0 | 0 | 0 | 0 | 0 | 0 | 0 | 0 | 0 | 0 | 0 | 0
5 | 1 | 9 | 2 | 1.7931 | 0 | 13.5789 | 0 | 0 | 0 | 0.0012057 | 0.068744 | 0 | 0 | 3.876 | 0 | 19.3179 | 0 | 0 | 0 | 0 | 0 | 0 | 0 | 0 | 0 | 0 | 0 | 0 | 0 | 0.45131 | 0 | 0.71279 | 0.45062 | 0 | 0 | 0.315 | 0.73296 | 0 | 0 | 0 | 0 | 2.6627 | 0 | 0 | 0 | 0 | 0 | 0 | 0 | 0 | 0 | 0 | 0 | 0 | 0
5 | 1 | 10 | 2 | 1.7931 | 0 | 13.5789 | 0 | 0 | 0 | 0.0012057 | 0.06291 | 0 | 0 | 3.3661 | 0 | 18.8023 | 0 | 0 | 0 | 0 | 0 | 0 | 0 | 0 | 0 | 0 | 0 | 0 | 0 | 0.45131 | 0 | 0.71279 | 0.35469 | 0 | 0 | 0.315 | 0.73027 | 0 | 0 | 0 | 0 | 2.5641 | 0 | 0 | 0 | 0 | 0 | 0 | 0 | 0 | 0 | 0 | 0 | 0 | 0
5 | 1 | 11 | 2 | 1.7931 | 0 | 13.5789 | 0 | 0 | 0 | 0.0012057 | 0.060821 | 0 | 0 | 3.9203 | 0 | 19.3543 | 0 | 0 | 0 | 0 | 0 | 0 | 0 | 0 | 0 | 0 | 0 | 0 | 0 | 0.45131 | 0 | 0.54519 | 0.33045 | 0 | 0 | 0.3675 | 0.73175 | 0 | 0 | 0 | 0 | 2.4262 | 0 | 0 | 0 | 0 | 0 | 0 | 0 | 0 | 0 | 0 | 0 | 0 | 0
5 | 1 | 12 | 2 | 1.7931 | 0 | 8.6313 | 0 | 0 | 0 | 0.0012057 | 0.063997 | 0 | 0 | 3.9586 | 0 | 14.4483 | 0 | 0 | 0 | 0 | 0 | 0 | 0 | 0 | 0 | 0 | 0 | 0 | 0 | 0.45131 | 0 | 0.54519 | 0.30831 | 0 | 0 | 0.42 | 0.73065 | 0 | 0 | 0 | 0 | 2.4555 | 0 | 0 | 0 | 0 | 0 | 0 | 0 | 0 | 0 | 0 | 0 | 0 | 0
5 | 1 | 13 | 2 | 1.7931 | 0 | 13.5789 | 0 | 0 | 0 | 0.0012057 | 0.060097 | 0 | 0 | 4.4301 | 0 | 19.8634 | 0 | 0 | 0 | 0 | 0 | 0 | 0 | 0 | 0 | 0 | 0 | 0 | 0 | 0.45131 | 0 | 0.54519 | 0.3734 | 0 | 0 | 0.3675 | 0.73213 | 0 | 0 | 0 | 0 | 2.4695 | 0 | 0 | 0 | 0 | 0 | 0 | 0 | 0 | 0 | 0 | 0 | 0 | 0
5 | 1 | 14 | 2 | 1.7931 | 0 | 13.5789 | 0 | 0 | 0 | 0.0012057 | 0.054574 | 0 | 0 | 3.9203 | 0 | 19.3481 | 0 | 0 | 0 | 0 | 0 | 0 | 0 | 0 | 0 | 0 | 0 | 0 | 0 | 0.45131 | 0 | 0.54519 | 0.21128 | 0 | 0 | 0.3675 | 0.72553 | 0 | 0 | 0 | 0 | 2.3008 | 0 | 0 | 0 | 0 | 0 | 0 | 0 | 0 | 0 | 0 | 0 | 0 | 0
5 | 1 | 15 | 2 | 1.7931 | 0 | 13.5789 | 0 | 0 | 0 | 0.0012057 | 0.077255 | 0 | 0 | 3.3661 | 0 | 18.8166 | 0 | 0 | 0 | 0 | 0 | 0 | 0 | 0 | 0 | 0 | 0 | 0 | 0 | 0.45131 | 0 | 0.54519 | 0.1333 | 0 | 0 | 0.315 | 0.72117 | 0 | 0 | 0 | 0 | 2.166 | 0 | 0 | 0 | 0 | 0 | 0 | 0 | 0 | 0 | 0 | 0 | 0 | 0
5 | 1 | 16 | 2 | 1.7931 | 0 | 13.5789 | 0 | 0 | 0 | 0.0012057 | 0.066279 | 0 | 0 | 3.3661 | 0 | 18.8056 | 0 | 0 | 0 | 0 | 0 | 0 | 0 | 0 | 0 | 0 | 0 | 0 | 0 | 0.45131 | 0 | 0.54519 | 0.15281 | 0.078076 | 0 | 0.315 | 0.72183 | 0 | 0 | 0 | 0 | 2.2642 | 0 | 0 | 0 | 0 | 0 | 0 | 0 | 0 | 0 | 0 | 0 | 0 | 0
5 | 1 | 17 | 2 | 1.7931 | 0 | 13.5789 | 0 | 0 | 0 | 0.0012057 | 0.068419 | 0 | 0 | 5.5828 | 0 | 21.0244 | 0 | 0 | 0 | 0 | 0 | 0 | 0 | 0 | 0 | 0 | 0 | 0 | 0 | 0.45131 | 0 | 0.54519 | 0.10037 | 0.071556 | 0 | 0.525 | 0.7143 | 0 | 0 | 0 | 0 | 2.4077 | 0 | 0 | 0 | 0 | 0 | 0 | 0 | 0 | 0 | 0 | 0 | 0 | 0
5 | 1 | 18 | 2 | 1.7931 | 0 | 9.8682 | 0 | 0 | 0 | 0.0012057 | 0.058828 | 0 | 0 | 5.5828 | 0 | 17.3041 | 0 | 0 | 0 | 0 | 0 | 0 | 0 | 0 | 0 | 0 | 0 | 0 | 0 | 0.45131 | 0 | 0.54519 | 0.20593 | 0.025888 | 0 | 0.525 | 0.71761 | 0 | 0 | 0 | 0 | 2.4709 | 0 | 0 | 0 | 0 | 0 | 0 | 0 | 0 | 0 | 0 | 0 | 0 | 0
5 | 1 | 19 | 2 | 1.7931 | 0 | 2.4469 | 0 | 0 | 0 | 0.0012057 | 0.063463 | 0 | 0 | 3.9586 | 0 | 8.2633 | 0 | 0 | 0 | 0 | 0 | 0 | 0 | 0 | 0 | 0 | 0 | 0 | 0 | 0.45131 | 0 | 0.88038 | 0.3299 | 0 | 0 | 0.42 | 0.72049 | 0 | 0 | 0 | 0 | 2.8021 | 0 | 0 | 0 | 0 | 0 | 0 | 0 | 0 | 0 | 0 | 0 | 0 | 0
5 | 1 | 20 | 2 | 1.7931 | 0 | 2.4469 | 0 | 0 | 0 | 0.0012057 | 0.071091 | 0 | 0 | 4.43 | 0 | 8.7424 | 0 | 0 | 0 | 0 | 0 | 0 | 0 | 0 | 0 | 0 | 0 | 0 | 0 | 0.45131 | 0 | 1.1038 | 0.49634 | 0 | 0 | 0.3675 | 0.72369 | 0 | 0 | 0 | 0 | 3.1427 | 0 | 0 | 0 | 0 | 0 | 0 | 0 | 0 | 0 | 0 | 0 | 0 | 0
5 | 1 | 21 | 2 | 1.7931 | 0 | 2.4469 | 0 | 0 | 0 | 0.0012057 | 0.078452 | 0 | 0 | 3.9586 | 0 | 8.2783 | 0 | 0 | 0 | 0 | 0 | 0 | 0 | 0 | 0 | 0 | 0 | 0 | 0 | 0.45131 | 0 | 1.2156 | 0.5696 | 0 | 0 | 0.4725 | 0.72554 | 0 | 0 | 0 | 0 | 3.4345 | 0 | 0 | 0 | 0 | 0 | 0 | 0 | 0 | 0 | 0 | 0 | 0 | 0
5 | 1 | 22 | 2 | 1.7931 | 0 | 2.4469 | 0 | 0 | 0 | 0.0012057 | 0.082619 | 0 | 0 | 4.4235 | 0 | 8.7474 | 0 | 0 | 0 | 0 | 0 | 0 | 0 | 0 | 0 | 0 | 0 | 0 | 0 | 0.45131 | 0 | 1.1038 | 0.64927 | 0 | 0 | 0.315 | 0.72968 | 0 | 0 | 0 | 0 | 3.2491 | 0 | 0 | 0 | 0 | 0 | 0 | 0 | 0 | 0 | 0 | 0 | 0 | 0
5 | 1 | 23 | 2 | 1.7931 | 0 | 2.4469 | 0 | 0 | 0 | 0.0012057 | 0.052017 | 0 | 0 | 0.59525 | 0 | 4.8885 | 0 | 0 | 0 | 0 | 0 | 0 | 0 | 0 | 0 | 0 | 0 | 0 | 0 | 0.45131 | 0 | 0.88038 | 0.5952 | 0 | 0 | 0.0525 | 0.73743 | 0 | 0 | 0 | 0 | 2.7168 | 0 | 0 | 0 | 0 | 0 | 0 | 0 | 0 | 0 | 0 | 0 | 0 | 0
5 | 1 | 24 | 2 | 1.7931 | 0 | 2.4469 | 0 | 0 | 0 | 0.0012057 | 0.056062 | 0 | 0 | 0.59528 | 0 | 4.8926 | 0 | 0 | 0 | 0 | 0 | 0 | 0 | 0 | 0 | 0 | 0 | 0 | 0 | 0.45131 | 0 | 0.54519 | 0.80232 | 0 | 0 | 0.0525 | 0.74923 | 0 | 0 | 0 | 0 | 2.6006 | 0 | 0 | 0 | 0 | 0 | 0 | 0 | 0 | 0 | 0 | 0 | 0 | 0
5 | 2 | 1 | 3 | 1.7931 | 0 | 2.4469 | 0 | 0 | 0 | 0.0012057 | 0.061819 | 0 | 0 | 0.59532 | 0 | 4.8984 | 0 | 0 | 0 | 0 | 0 | 0 | 0 | 0 | 0 | 0 | 0 | 0 | 0 | 0.45131 | 0 | 0.32173 | 0.89948 | 0 | 0 | 0.0525 | 0.7561 | 0 | 0 | 0 | 0 | 2.4811 | 0 | 0 | 0 | 0 | 0 | 0 | 0 | 0 | 0 | 0 | 0 | 0 | 0
5 | 2 | 2 | 3 | 1.7931 | 0 | 2.4469 | 0 | 0 | 0 | 0.0012057 | 0.0624 | 0 | 0 | 0.59535 | 0 | 4.899 | 0 | 0 | 0 | 0 | 0 | 0 | 0 | 0 | 0 | 0 | 0 | 0 | 0 | 0.45131 | 0 | 0.32173 | 0.90434 | 0 | 0 | 0.0525 | 0.75362 | 0 | 0 | 0 | 0 | 2.4835 | 0 | 0 | 0 | 0 | 0 | 0 | 0 | 0 | 0 | 0 | 0 | 0 | 0
5 | 2 | 3 | 3 | 1.7931 | 0 | 2.4469 | 0 | 0 | 0 | 0.0012057 | 0.063839 | 0 | 0 | 0.59534 | 0 | 4.9004 | 0 | 0 | 0 | 0 | 0 | 0 | 0 | 0 | 0 | 0 | 0 | 0 | 0 | 0.45131 | 0 | 0.32173 | 0.92061 | 0 | 0 | 0.0525 | 0.75269 | 0 | 0 | 0 | 0 | 2.4989 | 0 | 0 | 0 | 0 | 0 | 0 | 0 | 0 | 0 | 0 | 0 | 0 | 0
5 | 2 | 4 | 3 | 1.7931 | 0 | 2.4469 | 0 | 0 | 0 | 0.0012057 | 0.07025 | 0 | 0 | 0.59533 | 0 | 4.9068 | 0 | 0 | 0 | 0 | 0 | 0 | 0 | 0 | 0 | 0 | 0 | 0 | 0 | 0.45131 | 0 | 0.32173 | 1.0107 | 0 | 0 | 0.0525 | 0.75813 | 0 | 0 | 0 | 0 | 2.5944 | 0 | 0 | 0 | 0 | 0 | 0 | 0 | 0 | 0 | 0 | 0 | 0 | 0
5 | 2 | 5 | 3 | 1.7931 | 0 | 2.4469 | 0 | 0 | 0 | 0.0012057 | 0.067105 | 0 | 0 | 0.59535 | 0 | 4.9037 | 0 | 0 | 0 | 0 | 0 | 0 | 0 | 0 | 0 | 0 | 0 | 0 | 0 | 0.45131 | 0 | 0.32173 | 0.95079 | 0 | 0 | 0.0525 | 0.75186 | 0 | 0 | 0 | 0 | 2.5282 | 0 | 0 | 0 | 0 | 0 | 0 | 0 | 0 | 0 | 0 | 0 | 0 | 0
5 | 2 | 6 | 3 | 1.7931 | 0 | 2.4469 | 0 | 0 | 0 | 0.0012057 | 0.064725 | 0 | 0 | 3.3662 | 0 | 7.6721 | 0 | 0 | 0 | 0 | 0 | 0 | 0 | 0 | 0 | 0 | 0 | 0 | 0 | 0.45131 | 0 | 0.54519 | 0.90692 | 0 | 0 | 0.315 | 0.74818 | 0 | 0 | 0 | 0 | 2.9666 | 0 | 0 | 0 | 0 | 0 | 0 | 0 | 0 | 0 | 0 | 0 | 0 | 0
5 | 2 | 7 | 3 | 1.7931 | 0 | 2.4469 | 0 | 0 | 0 | 0.0012057 | 0.21208 | 0 | 0 | 5.5828 | 0 | 10.0361 | 0 | 0 | 0 | 0 | 0 | 0 | 0 | 0 | 0 | 0 | 0 | 0 | 0 | 0.45131 | 0 | 0.71279 | 2.2267 | 0 | 0 | 0.525 | 0.74027 | 0 | 0 | 0 | 0 | 4.6561 | 0 | 0 | 0 | 0 | 0 | 0 | 0 | 0 | 0 | 0 | 0 | 0 | 0
5 | 2 | 8 | 3 | 1.7931 | 0 | 13.5789 | 0 | 0 | 0 | 0.0012057 | 0.10325 | 0 | 0 | 3.9586 | 0 | 19.4351 | 0 | 0 | 0 | 0 | 0 | 0 | 0 | 0 | 0 | 0 | 0 | 0 | 0 | 0.45131 | 0 | 0.71279 | 1.1763 | 0 | 0 | 0.42 | 0.74081 | 0 | 0 | 0 | 0 | 3.5012 | 0 | 0 | 0 | 0 | 0 | 0 | 0 | 0 | 0 | 0 | 0 | 0 | 0
5 | 2 | 9 | 3 | 1.7931 | 0 | 13.5789 | 0 | 0 | 0 | 0.0012057 | 0.074266 | 0 | 0 | 3.8759 | 0 | 19.3234 | 0 | 0 | 0 | 0 | 0 | 0 | 0 | 0 | 0 | 0 | 0 | 0 | 0 | 0.45131 | 0 | 0.71279 | 0.9019 | 0 | 0 | 0.315 | 0.73466 | 0 | 0 | 0 | 0 | 3.1157 | 0 | 0 | 0 | 0 | 0 | 0 | 0 | 0 | 0 | 0 | 0 | 0 | 0
5 | 2 | 10 | 3 | 1.7931 | 0 | 13.5789 | 0 | 0 | 0 | 0.0012057 | 0.066304 | 0 | 0 | 3.3661 | 0 | 18.8056 | 0 | 0 | 0 | 0 | 0 | 0 | 0 | 0 | 0 | 0 | 0 | 0 | 0 | 0.45131 | 0 | 0.71279 | 0.66062 | 0 | 0 | 0.315 | 0.7316 | 0 | 0 | 0 | 0 | 2.8713 | 0 | 0 | 0 | 0 | 0 | 0 | 0 | 0 | 0 | 0 | 0 | 0 | 0
5 | 2 | 11 | 3 | 1.7931 | 0 | 13.5789 | 0 | 0 | 0 | 0.0012057 | 0.061751 | 0 | 0 | 3.9203 | 0 | 19.3552 | 0 | 0 | 0 | 0 | 0 | 0 | 0 | 0 | 0 | 0 | 0 | 0 | 0 | 0.45131 | 0 | 0.54519 | 0.61709 | 0 | 0 | 0.3675 | 0.73282 | 0 | 0 | 0 | 0 | 2.7139 | 0 | 0 | 0 | 0 | 0 | 0 | 0 | 0 | 0 | 0 | 0 | 0 | 0
5 | 2 | 12 | 3 | 1.7931 | 0 | 8.6313 | 0 | 0 | 0 | 0.0012057 | 0.065038 | 0 | 0 | 3.9586 | 0 | 14.4493 | 0 | 0 | 0 | 0 | 0 | 0 | 0 | 0 | 0 | 0 | 0 | 0 | 0 | 0.45131 | 0 | 0.54519 | 0.57782 | 0 | 0 | 0.42 | 0.73085 | 0 | 0 | 0 | 0 | 2.7252 | 0 | 0 | 0 | 0 | 0 | 0 | 0 | 0 | 0 | 0 | 0 | 0 | 0
5 | 2 | 13 | 3 | 1.7931 | 0 | 13.5789 | 0 | 0 | 0 | 0.0012057 | 0.056257 | 0 | 0 | 4.4301 | 0 | 19.8595 | 0 | 0 | 0 | 0 | 0 | 0 | 0 | 0 | 0 | 0 | 0 | 0 | 0 | 0.45131 | 0 | 0.54519 | 0.46599 | 0 | 0 | 0.3675 | 0.72909 | 0 | 0 | 0 | 0 | 2.5591 | 0 | 0 | 0 | 0 | 0 | 0 | 0 | 0 | 0 | 0 | 0 | 0 | 0
5 | 2 | 14 | 3 | 1.7931 | 0 | 13.5789 | 0 | 0 | 0 | 0.0012057 | 0.056034 | 0 | 0 | 3.9203 | 0 | 19.3495 | 0 | 0 | 0 | 0 | 0 | 0 | 0 | 0 | 0 | 0 | 0 | 0 | 0 | 0.45131 | 0 | 0.54519 | 0.45217 | 0 | 0 | 0.3675 | 0.73018 | 0 | 0 | 0 | 0 | 2.5463 | 0 | 0 | 0 | 0 | 0 | 0 | 0 | 0 | 0 | 0 | 0 | 0 | 0
5 | 2 | 15 | 3 | 1.7931 | 0 | 13.5789 | 0 | 0 | 0 | 0.0012057 | 0.055308 | 0 | 0 | 3.3661 | 0 | 18.7946 | 0 | 0 | 0 | 0 | 0 | 0 | 0 | 0 | 0 | 0 | 0 | 0 | 0 | 0.45131 | 0 | 0.54519 | 0.432 | 0 | 0 | 0.315 | 0.73047 | 0 | 0 | 0 | 0 | 2.474 | 0 | 0 | 0 | 0 | 0 | 0 | 0 | 0 | 0 | 0 | 0 | 0 | 0
5 | 2 | 16 | 3 | 1.7931 | 0 | 13.5789 | 0 | 0 | 0 | 0.0012057 | 0.055013 | 0 | 0 | 3.3661 | 0 | 18.7943 | 0 | 0 | 0 | 0 | 0 | 0 | 0 | 0 | 0 | 0 | 0 | 0 | 0 | 0.45131 | 0 | 0.54519 | 0.40808 | 0.0020526 | 0 | 0.315 | 0.72965 | 0 | 0 | 0 | 0 | 2.4513 | 0 | 0 | 0 | 0 | 0 | 0 | 0 | 0 | 0 | 0 | 0 | 0 | 0
5 | 2 | 17 | 3 | 1.7931 | 0 | 13.5789 | 0 | 0 | 0 | 0.0012057 | 0.0547 | 0 | 0 | 5.5828 | 0 | 21.0107 | 0 | 0 | 0 | 0 | 0 | 0 | 0 | 0 | 0 | 0 | 0 | 0 | 0 | 0.45131 | 0 | 0.54519 | 0.41695 | 0.0034377 | 0 | 0.525 | 0.72775 | 0 | 0 | 0 | 0 | 2.6696 | 0 | 0 | 0 | 0 | 0 | 0 | 0 | 0 | 0 | 0 | 0 | 0 | 0
5 | 2 | 18 | 3 | 1.7931 | 0 | 9.8682 | 0 | 0 | 0 | 0.0012057 | 0.058892 | 0 | 0 | 5.5828 | 0 | 17.3042 | 0 | 0 | 0 | 0 | 0 | 0 | 0 | 0 | 0 | 0 | 0 | 0 | 0 | 0.45131 | 0 | 0.54519 | 0.4884 | 0 | 0 | 0.525 | 0.7284 | 0 | 0 | 0 | 0 | 2.7383 | 0 | 0 | 0 | 0 | 0 | 0 | 0 | 0 | 0 | 0 | 0 | 0 | 0
5 | 2 | 19 | 3 | 1.7931 | 0 | 2.4469 | 0 | 0 | 0 | 0.0012057 | 0.076553 | 0 | 0 | 3.9586 | 0 | 8.2764 | 0 | 0 | 0 | 0 | 0 | 0 | 0 | 0 | 0 | 0 | 0 | 0 | 0 | 0.45131 | 0 | 0.88038 | 0.54334 | 0 | 0 | 0.42 | 0.7256 | 0 | 0 | 0 | 0 | 3.0206 | 0 | 0 | 0 | 0 | 0 | 0 | 0 | 0 | 0 | 0 | 0 | 0 | 0
5 | 2 | 20 | 3 | 1.7931 | 0 | 2.4469 | 0 | 0 | 0 | 0.0012057 | 0.081356 | 0 | 0 | 4.4301 | 0 | 8.7526 | 0 | 0 | 0 | 0 | 0 | 0 | 0 | 0 | 0 | 0 | 0 | 0 | 0 | 0.45131 | 0 | 1.1038 | 0.57485 | 0 | 0 | 0.3675 | 0.72431 | 0 | 0 | 0 | 0 | 3.2218 | 0 | 0 | 0 | 0 | 0 | 0 | 0 | 0 | 0 | 0 | 0 | 0 | 0
5 | 2 | 21 | 3 | 1.7931 | 0 | 2.4469 | 0 | 0 | 0 | 0.0012057 | 0.08539 | 0 | 0 | 3.9586 | 0 | 8.2852 | 0 | 0 | 0 | 0 | 0 | 0 | 0 | 0 | 0 | 0 | 0 | 0 | 0 | 0.45131 | 0 | 1.2156 | 0.6098 | 0 | 0 | 0.4725 | 0.72437 | 0 | 0 | 0 | 0 | 3.4736 | 0 | 0 | 0 | 0 | 0 | 0 | 0 | 0 | 0 | 0 | 0 | 0 | 0
5 | 2 | 22 | 3 | 1.7931 | 0 | 2.4469 | 0 | 0 | 0 | 0.0012057 | 0.093534 | 0 | 0 | 4.4235 | 0 | 8.7583 | 0 | 0 | 0 | 0 | 0 | 0 | 0 | 0 | 0 | 0 | 0 | 0 | 0 | 0.45131 | 0 | 1.1038 | 0.81863 | 0 | 0 | 0.315 | 0.72861 | 0 | 0 | 0 | 0 | 3.4174 | 0 | 0 | 0 | 0 | 0 | 0 | 0 | 0 | 0 | 0 | 0 | 0 | 0
5 | 2 | 23 | 3 | 1.7931 | 0 | 2.4469 | 0 | 0 | 0 | 0.0012057 | 0.051506 | 0 | 0 | 0.59523 | 0 | 4.888 | 0 | 0 | 0 | 0 | 0 | 0 | 0 | 0 | 0 | 0 | 0 | 0 | 0 | 0.45131 | 0 | 0.88038 | 0.6183 | 0 | 0 | 0.0525 | 0.73298 | 0 | 0 | 0 | 0 | 2.7355 | 0 | 0 | 0 | 0 | 0 | 0 | 0 | 0 | 0 | 0 | 0 | 0 | 0
5 | 2 | 24 | 3 | 1.7931 | 0 | 2.4469 | 0 | 0 | 0 | 0.0012057 | 0.058221 | 0 | 0 | 0.59525 | 0 | 4.8947 | 0 | 0 | 0 | 0 | 0 | 0 | 0 | 0 | 0 | 0 | 0 | 0 | 0 | 0.45131 | 0 | 0.54519 | 0.74421 | 0 | 0 | 0.0525 | 0.74434 | 0 | 0 | 0 | 0 | 2.5376 | 0 | 0 | 0 | 0 | 0 | 0 | 0 | 0 | 0 | 0 | 0 | 0 | 0
5 | 3 | 1 | 4 | 1.7931 | 0 | 2.4469 | 0 | 0 | 0 | 0.0012057 | 0.063875 | 0 | 0 | 0.59529 | 0 | 4.9004 | 0 | 0 | 0 | 0 | 0 | 0 | 0 | 0 | 0 | 0 | 0 | 0 | 0 | 0.45131 | 0 | 0.32173 | 0.84562 | 0 | 0 | 0.0525 | 0.75189 | 0 | 0 | 0 | 0 | 2.423 | 0 | 0 | 0 | 0 | 0 | 0 | 0 | 0 | 0 | 0 | 0 | 0 | 0
5 | 3 | 2 | 4 | 1.7931 | 0 | 2.4469 | 0 | 0 | 0 | 0.0012057 | 0.064881 | 0 | 0 | 0.59533 | 0 | 4.9014 | 0 | 0 | 0 | 0 | 0 | 0 | 0 | 0 | 0 | 0 | 0 | 0 | 0 | 0.45131 | 0 | 0.32173 | 0.86363 | 0 | 0 | 0.0525 | 0.75075 | 0 | 0 | 0 | 0 | 2.4399 | 0 | 0 | 0 | 0 | 0 | 0 | 0 | 0 | 0 | 0 | 0 | 0 | 0
5 | 3 | 3 | 4 | 1.7931 | 0 | 2.4469 | 0 | 0 | 0 | 0.0012057 | 0.065417 | 0 | 0 | 0.59532 | 0 | 4.902 | 0 | 0 | 0 | 0 | 0 | 0 | 0 | 0 | 0 | 0 | 0 | 0 | 0 | 0.45131 | 0 | 0.32173 | 0.87538 | 0 | 0 | 0.0525 | 0.7494 | 0 | 0 | 0 | 0 | 2.4503 | 0 | 0 | 0 | 0 | 0 | 0 | 0 | 0 | 0 | 0 | 0 | 0 | 0
5 | 3 | 4 | 4 | 1.7931 | 0 | 2.4469 | 0 | 0 | 0 | 0.0012057 | 0.071144 | 0 | 0 | 0.59532 | 0 | 4.9077 | 0 | 0 | 0 | 0 | 0 | 0 | 0 | 0 | 0 | 0 | 0 | 0 | 0 | 0.45131 | 0 | 0.32173 | 1.1221 | 0 | 0 | 0.0525 | 0.75134 | 0 | 0 | 0 | 0 | 2.6989 | 0 | 0 | 0 | 0 | 0 | 0 | 0 | 0 | 0 | 0 | 0 | 0 | 0
5 | 3 | 5 | 4 | 1.7931 | 0 | 2.4469 | 0 | 0 | 0 | 0.0012057 | 0.10007 | 0 | 0 | 0.59532 | 0 | 4.9366 | 0 | 0 | 0 | 0 | 0 | 0 | 0 | 0 | 0 | 0 | 0 | 0 | 0 | 0.45131 | 0 | 0.32173 | 1.6411 | 0 | 0 | 0.0525 | 0.75499 | 0 | 0 | 0 | 0 | 3.2217 | 0 | 0 | 0 | 0 | 0 | 0 | 0 | 0 | 0 | 0 | 0 | 0 | 0
5 | 3 | 6 | 4 | 1.7931 | 0 | 2.4469 | 0 | 0 | 0 | 0.0012057 | 0.11795 | 0 | 0 | 3.3662 | 0 | 7.7254 | 0 | 0 | 0 | 0 | 0 | 0 | 0 | 0 | 0 | 0 | 0 | 0 | 0 | 0.45131 | 0 | 0.54519 | 1.782 | 0 | 0 | 0.315 | 0.75019 | 0 | 0 | 0 | 0 | 3.8437 | 0 | 0 | 0 | 0 | 0 | 0 | 0 | 0 | 0 | 0 | 0 | 0 | 0
5 | 3 | 7 | 4 | 1.7931 | 0 | 2.4469 | 0 | 0 | 0 | 0.0012057 | 0.45649 | 0 | 0 | 5.5828 | 0 | 10.2806 | 0 | 0 | 0 | 0 | 0 | 0 | 0 | 0 | 0 | 0 | 0 | 0 | 0 | 0.45131 | 0 | 0.71279 | 3.1757 | 0 | 0 | 0.525 | 0.74188 | 0 | 0 | 0 | 0 | 5.6067 | 0 | 0 | 0 | 0 | 0 | 0 | 0 | 0 | 0 | 0 | 0 | 0 | 0
5 | 3 | 8 | 4 | 1.7931 | 0 | 13.5789 | 0 | 0 | 0 | 0.0012057 | 0.1563 | 0 | 0 | 3.9586 | 0 | 19.4881 | 0 | 0 | 0 | 0 | 0 | 0 | 0 | 0 | 0 | 0 | 0 | 0 | 0 | 0.45131 | 0 | 0.71279 | 1.5514 | 0 | 0 | 0.42 | 0.73811 | 0 | 0 | 0 | 0 | 3.8736 | 0 | 0 | 0 | 0 | 0 | 0 | 0 | 0 | 0 | 0 | 0 | 0 | 0
5 | 3 | 9 | 4 | 1.7931 | 0 | 13.5789 | 0 | 0 | 0 | 0.0012057 | 0.11284 | 0 | 0 | 3.8759 | 0 | 19.362 | 0 | 0 | 0 | 0 | 0 | 0 | 0 | 0 | 0 | 0 | 0 | 0 | 0 | 0.45131 | 0 | 0.71279 | 1.0174 | 0 | 0 | 0.315 | 0.73758 | 0 | 0 | 0 | 0 | 3.2341 | 0 | 0 | 0 | 0 | 0 | 0 | 0 | 0 | 0 | 0 | 0 | 0 | 0
5 | 3 | 10 | 4 | 1.7931 | 0 | 13.5789 | 0 | 0 | 0 | 0.0012057 | 0.07763 | 0 | 0 | 3.3661 | 0 | 18.817 | 0 | 0 | 0 | 0 | 0 | 0 | 0 | 0 | 0 | 0 | 0 | 0 | 0 | 0.45131 | 0 | 0.71279 | 0.73601 | 0 | 0 | 0.315 | 0.73091 | 0 | 0 | 0 | 0 | 2.946 | 0 | 0 | 0 | 0 | 0 | 0 | 0 | 0 | 0 | 0 | 0 | 0 | 0
5 | 3 | 11 | 4 | 1.7931 | 0 | 13.5789 | 0 | 0 | 0 | 0.0012057 | 0.061392 | 0 | 0 | 3.9203 | 0 | 19.3549 | 0 | 0 | 0 | 0 | 0 | 0 | 0 | 0 | 0 | 0 | 0 | 0 | 0 | 0.45131 | 0 | 0.54519 | 0.58286 | 0 | 0 | 0.3675 | 0.73245 | 0 | 0 | 0 | 0 | 2.6793 | 0 | 0 | 0 | 0 | 0 | 0 | 0 | 0 | 0 | 0 | 0 | 0 | 0
5 | 3 | 12 | 4 | 1.7931 | 0 | 8.6313 | 0 | 0 | 0 | 0.0012057 | 0.063254 | 0 | 0 | 3.9586 | 0 | 14.4475 | 0 | 0 | 0 | 0 | 0 | 0 | 0 | 0 | 0 | 0 | 0 | 0 | 0 | 0.45131 | 0 | 0.54519 | 0.52683 | 0 | 0 | 0.42 | 0.73287 | 0 | 0 | 0 | 0 | 2.6762 | 0 | 0 | 0 | 0 | 0 | 0 | 0 | 0 | 0 | 0 | 0 | 0 | 0
5 | 3 | 13 | 4 | 1.7931 | 0 | 13.5789 | 0 | 0 | 0 | 0.0012057 | 0.057648 | 0 | 0 | 4.4301 | 0 | 19.861 | 0 | 0 | 0 | 0 | 0 | 0 | 0 | 0 | 0 | 0 | 0 | 0 | 0 | 0.45131 | 0 | 0.54519 | 0.45676 | 0 | 0 | 0.3675 | 0.73316 | 0 | 0 | 0 | 0 | 2.5539 | 0 | 0 | 0 | 0 | 0 | 0 | 0 | 0 | 0 | 0 | 0 | 0 | 0
5 | 3 | 14 | 4 | 1.7931 | 0 | 13.5789 | 0 | 0 | 0 | 0.0012057 | 0.0568 | 0 | 0 | 3.9203 | 0 | 19.3503 | 0 | 0 | 0 | 0 | 0 | 0 | 0 | 0 | 0 | 0 | 0 | 0 | 0 | 0.45131 | 0 | 0.54519 | 0.41266 | 0 | 0 | 0.3675 | 0.73291 | 0 | 0 | 0 | 0 | 2.5096 | 0 | 0 | 0 | 0 | 0 | 0 | 0 | 0 | 0 | 0 | 0 | 0 | 0
5 | 3 | 15 | 4 | 1.7931 | 0 | 13.5789 | 0 | 0 | 0 | 0.0012057 | 0.056408 | 0 | 0 | 3.3661 | 0 | 18.7958 | 0 | 0 | 0 | 0 | 0 | 0 | 0 | 0 | 0 | 0 | 0 | 0 | 0 | 0.45131 | 0 | 0.54519 | 0.41723 | 0 | 0 | 0.315 | 0.73408 | 0 | 0 | 0 | 0 | 2.4628 | 0 | 0 | 0 | 0 | 0 | 0 | 0 | 0 | 0 | 0 | 0 | 0 | 0
5 | 3 | 16 | 4 | 1.7931 | 0 | 13.5789 | 0 | 0 | 0 | 0.0012057 | 0.056867 | 0 | 0 | 3.3661 | 0 | 18.7962 | 0 | 0 | 0 | 0 | 0 | 0 | 0 | 0 | 0 | 0 | 0 | 0 | 0 | 0.45131 | 0 | 0.54519 | 0.44273 | 0 | 0 | 0.315 | 0.73485 | 0 | 0 | 0 | 0 | 2.4891 | 0 | 0 | 0 | 0 | 0 | 0 | 0 | 0 | 0 | 0 | 0 | 0 | 0
5 | 3 | 17 | 4 | 1.7931 | 0 | 13.5789 | 0 | 0 | 0 | 0.0012057 | 0.060489 | 0 | 0 | 5.5828 | 0 | 21.0165 | 0 | 0 | 0 | 0 | 0 | 0 | 0 | 0 | 0 | 0 | 0 | 0 | 0 | 0.45131 | 0 | 0.54519 | 0.57567 | 0 | 0 | 0.525 | 0.73945 | 0 | 0 | 0 | 0 | 2.8366 | 0 | 0 | 0 | 0 | 0 | 0 | 0 | 0 | 0 | 0 | 0 | 0 | 0
5 | 3 | 18 | 4 | 1.7931 | 0 | 9.8682 | 0 | 0 | 0 | 0.0012057 | 0.071494 | 0 | 0 | 5.5828 | 0 | 17.3169 | 0 | 0 | 0 | 0 | 0 | 0 | 0 | 0 | 0 | 0 | 0 | 0 | 0 | 0.45131 | 0 | 0.54519 | 0.6692 | 0 | 0 | 0.525 | 0.74227 | 0 | 0 | 0 | 0 | 2.933 | 0 | 0 | 0 | 0 | 0 | 0 | 0 | 0 | 0 | 0 | 0 | 0 | 0
5 | 3 | 19 | 4 | 1.7931 | 0 | 2.4469 | 0 | 0 | 0 | 0.0012057 | 0.085788 | 0 | 0 | 3.9586 | 0 | 8.2856 | 0 | 0 | 0 | 0 | 0 | 0 | 0 | 0 | 0 | 0 | 0 | 0 | 0 | 0.45131 | 0 | 0.88038 | 0.68719 | 0 | 0 | 0.42 | 0.73711 | 0 | 0 | 0 | 0 | 3.176 | 0 | 0 | 0 | 0 | 0 | 0 | 0 | 0 | 0 | 0 | 0 | 0 | 0
5 | 3 | 20 | 4 | 1.7931 | 0 | 2.4469 | 0 | 0 | 0 | 0.0012057 | 0.087296 | 0 | 0 | 4.4301 | 0 | 8.7586 | 0 | 0 | 0 | 0 | 0 | 0 | 0 | 0 | 0 | 0 | 0 | 0 | 0 | 0.45131 | 0 | 1.1038 | 0.7085 | 0 | 0 | 0.3675 | 0.73144 | 0 | 0 | 0 | 0 | 3.3626 | 0 | 0 | 0 | 0 | 0 | 0 | 0 | 0 | 0 | 0 | 0 | 0 | 0
5 | 3 | 21 | 4 | 1.7931 | 0 | 2.4469 | 0 | 0 | 0 | 0.0012057 | 0.10598 | 0 | 0 | 3.9586 | 0 | 8.3058 | 0 | 0 | 0 | 0 | 0 | 0 | 0 | 0 | 0 | 0 | 0 | 0 | 0 | 0.45131 | 0 | 1.2156 | 0.99801 | 0 | 0 | 0.4725 | 0.73022 | 0 | 0 | 0 | 0 | 3.8676 | 0 | 0 | 0 | 0 | 0 | 0 | 0 | 0 | 0 | 0 | 0 | 0 | 0
5 | 3 | 22 | 4 | 1.7931 | 0 | 2.4469 | 0 | 0 | 0 | 0.0012057 | 0.13492 | 0 | 0 | 4.4235 | 0 | 8.7997 | 0 | 0 | 0 | 0 | 0 | 0 | 0 | 0 | 0 | 0 | 0 | 0 | 0 | 0.45131 | 0 | 1.1038 | 1.2721 | 0 | 0 | 0.315 | 0.73175 | 0 | 0 | 0 | 0 | 3.874 | 0 | 0 | 0 | 0 | 0 | 0 | 0 | 0 | 0 | 0 | 0 | 0 | 0
5 | 3 | 23 | 4 | 1.7931 | 0 | 2.4469 | 0 | 0 | 0 | 0.0012057 | 0.053894 | 0 | 0 | 0.59525 | 0 | 4.8904 | 0 | 0 | 0 | 0 | 0 | 0 | 0 | 0 | 0 | 0 | 0 | 0 | 0 | 0.45131 | 0 | 0.88038 | 0.64201 | 0 | 0 | 0.0525 | 0.73774 | 0 | 0 | 0 | 0 | 2.7639 | 0 | 0 | 0 | 0 | 0 | 0 | 0 | 0 | 0 | 0 | 0 | 0 | 0
5 | 3 | 24 | 4 | 1.7931 | 0 | 2.4469 | 0 | 0 | 0 | 0.0012057 | 0.056627 | 0 | 0 | 0.59527 | 0 | 4.8931 | 0 | 0 | 0 | 0 | 0 | 0 | 0 | 0 | 0 | 0 | 0 | 0 | 0 | 0.45131 | 0 | 0.54519 | 0.70713 | 0 | 0 | 0.0525 | 0.74487 | 0 | 0 | 0 | 0 | 2.501 | 0 | 0 | 0 | 0 | 0 | 0 | 0 | 0 | 0 | 0 | 0 | 0 | 0
5 | 4 | 1 | 5 | 1.7931 | 0 | 2.4469 | 0 | 0 | 0 | 0.0012057 | 0.05689 | 0 | 0 | 0.5953 | 0 | 4.8934 | 0 | 0 | 0 | 0 | 0 | 0 | 0 | 0 | 0 | 0 | 0 | 0 | 0 | 0.45131 | 0 | 0.32173 | 0.72334 | 0 | 0 | 0.0525 | 0.74666 | 0 | 0 | 0 | 0 | 2.2955 | 0 | 0 | 0 | 0 | 0 | 0 | 0 | 0 | 0 | 0 | 0 | 0 | 0
5 | 4 | 2 | 5 | 1.7931 | 0 | 2.4469 | 0 | 0 | 0 | 0.0012057 | 0.056813 | 0 | 0 | 0.59531 | 0 | 4.8933 | 0 | 0 | 0 | 0 | 0 | 0 | 0 | 0 | 0 | 0 | 0 | 0 | 0 | 0.45131 | 0 | 0.32173 | 0.72097 | 0 | 0 | 0.0525 | 0.74517 | 0 | 0 | 0 | 0 | 2.2917 | 0 | 0 | 0 | 0 | 0 | 0 | 0 | 0 | 0 | 0 | 0 | 0 | 0
5 | 4 | 3 | 5 | 1.7931 | 0 | 2.4469 | 0 | 0 | 0 | 0.0012057 | 0.060936 | 0 | 0 | 0.59531 | 0 | 4.8975 | 0 | 0 | 0 | 0 | 0 | 0 | 0 | 0 | 0 | 0 | 0 | 0 | 0 | 0.45131 | 0 | 0.32173 | 0.74256 | 0 | 0 | 0.0525 | 0.74815 | 0 | 0 | 0 | 0 | 2.3163 | 0 | 0 | 0 | 0 | 0 | 0 | 0 | 0 | 0 | 0 | 0 | 0 | 0
5 | 4 | 4 | 5 | 1.7931 | 0 | 2.4469 | 0 | 0 | 0 | 0.0012057 | 0.067583 | 0 | 0 | 0.59532 | 0 | 4.9041 | 0 | 0 | 0 | 0 | 0 | 0 | 0 | 0 | 0 | 0 | 0 | 0 | 0 | 0.45131 | 0 | 0.32173 | 0.94069 | 0 | 0 | 0.0525 | 0.75352 | 0 | 0 | 0 | 0 | 2.5198 | 0 | 0 | 0 | 0 | 0 | 0 | 0 | 0 | 0 | 0 | 0 | 0 | 0
5 | 4 | 5 | 5 | 1.7931 | 0 | 2.4469 | 0 | 0 | 0 | 0.0012057 | 0.090076 | 0 | 0 | 0.59534 | 0 | 4.9266 | 0 | 0 | 0 | 0 | 0 | 0 | 0 | 0 | 0 | 0 | 0 | 0 | 0 | 0.45131 | 0 | 0.32173 | 1.4568 | 0 | 0 | 0.0525 | 0.75555 | 0 | 0 | 0 | 0 | 3.0379 | 0 | 0 | 0 | 0 | 0 | 0 | 0 | 0 | 0 | 0 | 0 | 0 | 0
5 | 4 | 6 | 5 | 1.7931 | 0 | 2.4469 | 0 | 0 | 0 | 0.0012057 | 0.11498 | 0 | 0 | 3.3662 | 0 | 7.7224 | 0 | 0 | 0 | 0 | 0 | 0 | 0 | 0 | 0 | 0 | 0 | 0 | 0 | 0.45131 | 0 | 0.54519 | 1.7133 | 0 | 0 | 0.315 | 0.75006 | 0 | 0 | 0 | 0 | 3.7749 | 0 | 0 | 0 | 0 | 0 | 0 | 0 | 0 | 0 | 0 | 0 | 0 | 0
5 | 4 | 7 | 5 | 1.7931 | 0 | 2.4469 | 0 | 0 | 0 | 0.0012057 | 0.51867 | 0 | 0 | 5.5829 | 0 | 10.3428 | 0 | 0 | 0 | 0 | 0 | 0 | 0 | 0 | 0 | 0 | 0 | 0 | 0 | 0.45131 | 0 | 0.71279 | 3.263 | 0 | 0 | 0.525 | 0.74359 | 0 | 0 | 0 | 0 | 5.6957 | 0 | 0 | 0 | 0 | 0 | 0 | 0 | 0 | 0 | 0 | 0 | 0 | 0
5 | 4 | 8 | 5 | 1.7931 | 0 | 13.5789 | 0 | 0 | 0 | 0.0012057 | 0.19519 | 0 | 0 | 3.9586 | 0 | 19.527 | 0 | 0 | 0 | 0 | 0 | 0 | 0 | 0 | 0 | 0 | 0 | 0 | 0 | 0.45131 | 0 | 0.71279 | 1.5173 | 0 | 0 | 0.42 | 0.73953 | 0 | 0 | 0 | 0 | 3.841 | 0 | 0 | 0 | 0 | 0 | 0 | 0 | 0 | 0 | 0 | 0 | 0 | 0
5 | 4 | 9 | 5 | 1.7931 | 0 | 13.5789 | 0 | 0 | 0 | 0.0012057 | 0.1127 | 0 | 0 | 3.876 | 0 | 19.3619 | 0 | 0 | 0 | 0 | 0 | 0 | 0 | 0 | 0 | 0 | 0 | 0 | 0 | 0.45131 | 0 | 0.71279 | 0.8941 | 0 | 0 | 0.315 | 0.73872 | 0 | 0 | 0 | 0 | 3.1119 | 0 | 0 | 0 | 0 | 0 | 0 | 0 | 0 | 0 | 0 | 0 | 0 | 0
5 | 4 | 10 | 5 | 1.7931 | 0 | 13.5789 | 0 | 0 | 0 | 0.0012057 | 0.087523 | 0 | 0 | 3.3662 | 0 | 18.8269 | 0 | 0 | 0 | 0 | 0 | 0 | 0 | 0 | 0 | 0 | 0 | 0 | 0 | 0.45131 | 0 | 0.71279 | 0.7052 | 0 | 0 | 0.315 | 0.73709 | 0 | 0 | 0 | 0 | 2.9214 | 0 | 0 | 0 | 0 | 0 | 0 | 0 | 0 | 0 | 0 | 0 | 0 | 0
5 | 4 | 11 | 5 | 1.7931 | 0 | 13.5789 | 0 | 0 | 0 | 0.0012057 | 0.067985 | 0 | 0 | 3.9203 | 0 | 19.3615 | 0 | 0 | 0 | 0 | 0 | 0 | 0 | 0 | 0 | 0 | 0 | 0 | 0 | 0.45131 | 0 | 0.54519 | 0.59634 | 0 | 0 | 0.3675 | 0.73863 | 0 | 0 | 0 | 0 | 2.699 | 0 | 0 | 0 | 0 | 0 | 0 | 0 | 0 | 0 | 0 | 0 | 0 | 0
5 | 4 | 12 | 5 | 1.7931 | 0 | 8.6313 | 0 | 0 | 0 | 0.0012057 | 0.078678 | 0 | 0 | 3.9586 | 0 | 14.463 | 0 | 0 | 0 | 0 | 0 | 0 | 0 | 0 | 0 | 0 | 0 | 0 | 0 | 0.45131 | 0 | 0.54519 | 0.68618 | 0 | 0 | 0.42 | 0.73991 | 0 | 0 | 0 | 0 | 2.8426 | 0 | 0 | 0 | 0 | 0 | 0 | 0 | 0 | 0 | 0 | 0 | 0 | 0
5 | 4 | 13 | 5 | 1.7931 | 0 | 13.5789 | 0 | 0 | 0 | 0.0012057 | 0.060984 | 0 | 0 | 4.4302 | 0 | 19.8643 | 0 | 0 | 0 | 0 | 0 | 0 | 0 | 0 | 0 | 0 | 0 | 0 | 0 | 0.45131 | 0 | 0.54519 | 0.48934 | 0 | 0 | 0.3675 | 0.73769 | 0 | 0 | 0 | 0 | 2.591 | 0 | 0 | 0 | 0 | 0 | 0 | 0 | 0 | 0 | 0 | 0 | 0 | 0
5 | 4 | 14 | 5 | 1.7931 | 0 | 13.5789 | 0 | 0 | 0 | 0.0012057 | 0.064204 | 0 | 0 | 3.9203 | 0 | 19.3577 | 0 | 0 | 0 | 0 | 0 | 0 | 0 | 0 | 0 | 0 | 0 | 0 | 0 | 0.45131 | 0 | 0.54519 | 0.62209 | 0 | 0 | 0.3675 | 0.74211 | 0 | 0 | 0 | 0 | 2.7282 | 0 | 0 | 0 | 0 | 0 | 0 | 0 | 0 | 0 | 0 | 0 | 0 | 0
5 | 4 | 15 | 5 | 1.7931 | 0 | 13.5789 | 0 | 0 | 0 | 0.0012057 | 0.068876 | 0 | 0 | 3.3662 | 0 | 18.8083 | 0 | 0 | 0 | 0 | 0 | 0 | 0 | 0 | 0 | 0 | 0 | 0 | 0 | 0.45131 | 0 | 0.54519 | 0.66751 | 0 | 0 | 0.315 | 0.74367 | 0 | 0 | 0 | 0 | 2.7227 | 0 | 0 | 0 | 0 | 0 | 0 | 0 | 0 | 0 | 0 | 0 | 0 | 0
5 | 4 | 16 | 5 | 1.7931 | 0 | 13.5789 | 0 | 0 | 0 | 0.0012057 | 0.072921 | 0 | 0 | 3.3662 | 0 | 18.8123 | 0 | 0 | 0 | 0 | 0 | 0 | 0 | 0 | 0 | 0 | 0 | 0 | 0 | 0.45131 | 0 | 0.54519 | 0.74313 | 0 | 0 | 0.315 | 0.74656 | 0 | 0 | 0 | 0 | 2.8012 | 0 | 0 | 0 | 0 | 0 | 0 | 0 | 0 | 0 | 0 | 0 | 0 | 0
5 | 4 | 17 | 5 | 1.7931 | 0 | 13.5789 | 0 | 0 | 0 | 0.0012057 | 0.073848 | 0 | 0 | 5.5829 | 0 | 21.0299 | 0 | 0 | 0 | 0 | 0 | 0 | 0 | 0 | 0 | 0 | 0 | 0 | 0 | 0.45131 | 0 | 0.54519 | 0.75404 | 0 | 0 | 0.525 | 0.74739 | 0 | 0 | 0 | 0 | 3.0229 | 0 | 0 | 0 | 0 | 0 | 0 | 0 | 0 | 0 | 0 | 0 | 0 | 0
5 | 4 | 18 | 5 | 1.7931 | 0 | 9.8682 | 0 | 0 | 0 | 0.0012057 | 0.093844 | 0 | 0 | 5.5829 | 0 | 17.3393 | 0 | 0 | 0 | 0 | 0 | 0 | 0 | 0 | 0 | 0 | 0 | 0 | 0 | 0.45131 | 0 | 0.54519 | 1.1059 | 0 | 0 | 0.525 | 0.75015 | 0 | 0 | 0 | 0 | 3.3776 | 0 | 0 | 0 | 0 | 0 | 0 | 0 | 0 | 0 | 0 | 0 | 0 | 0
5 | 4 | 19 | 5 | 1.7931 | 0 | 2.4469 | 0 | 0 | 0 | 0.0012057 | 0.21821 | 0 | 0 | 3.9586 | 0 | 8.4181 | 0 | 0 | 0 | 0 | 0 | 0 | 0 | 0 | 0 | 0 | 0 | 0 | 0 | 0.45131 | 0 | 0.88038 | 1.8892 | 0 | 0 | 0.42 | 0.74821 | 0 | 0 | 0 | 0 | 4.3891 | 0 | 0 | 0 | 0 | 0 | 0 | 0 | 0 | 0 | 0 | 0 | 0 | 0
5 | 4 | 20 | 5 | 1.7931 | 0 | 2.4469 | 0 | 0 | 0 | 0.0012057 | 0.31115 | 0 | 0 | 4.4302 | 0 | 8.9826 | 0 | 0 | 0 | 0 | 0 | 0 | 0 | 0 | 0 | 0 | 0 | 0 | 0 | 0.45131 | 0 | 1.1038 | 2.4939 | 0 | 0 | 0.3675 | 0.74637 | 0 | 0 | 0 | 0 | 5.1629 | 0 | 0 | 0 | 0 | 0 | 0 | 0 | 0 | 0 | 0 | 0 | 0 | 0
5 | 4 | 21 | 5 | 1.7931 | 0 | 2.4469 | 0 | 0 | 0 | 0.0012057 | 0.38815 | 0 | 0 | 3.9586 | 0 | 8.588 | 0 | 0 | 0 | 0 | 0 | 0 | 0 | 0 | 0 | 0 | 0 | 0 | 0 | 0.45131 | 0 | 1.2156 | 2.8563 | 0 | 0 | 0.4725 | 0.74623 | 0 | 0 | 0 | 0 | 5.7419 | 0 | 0 | 0 | 0 | 0 | 0 | 0 | 0 | 0 | 0 | 0 | 0 | 0
5 | 4 | 22 | 5 | 1.7931 | 0 | 2.4469 | 0 | 0 | 0 | 0.0012057 | 0.40344 | 0 | 0 | 4.4236 | 0 | 9.0683 | 0 | 0 | 0 | 0 | 0 | 0 | 0 | 0 | 0 | 0 | 0 | 0 | 0 | 0.45131 | 0 | 1.1038 | 2.9213 | 0 | 0 | 0.315 | 0.74604 | 0 | 0 | 0 | 0 | 5.5375 | 0 | 0 | 0 | 0 | 0 | 0 | 0 | 0 | 0 | 0 | 0 | 0 | 0
5 | 4 | 23 | 5 | 1.7931 | 0 | 2.4469 | 0 | 0 | 0 | 0.0012057 | 0.069362 | 0 | 0 | 0.59531 | 0 | 4.9059 | 0 | 0 | 0 | 0 | 0 | 0 | 0 | 0 | 0 | 0 | 0 | 0 | 0 | 0.45131 | 0 | 0.88038 | 0.91211 | 0 | 0 | 0.0525 | 0.74949 | 0 | 0 | 0 | 0 | 3.0458 | 0 | 0 | 0 | 0 | 0 | 0 | 0 | 0 | 0 | 0 | 0 | 0 | 0
5 | 4 | 24 | 5 | 1.7931 | 0 | 2.4469 | 0 | 0 | 0 | 0.0012057 | 0.10861 | 0 | 0 | 0.59533 | 0 | 4.9452 | 0 | 0 | 0 | 0 | 0 | 0 | 0 | 0 | 0 | 0 | 0 | 0 | 0 | 0.45131 | 0 | 0.54519 | 1.7042 | 0 | 0 | 0.0525 | 0.76106 | 0 | 0 | 0 | 0 | 3.5143 | 0 | 0 | 0 | 0 | 0 | 0 | 0 | 0 | 0 | 0 | 0 | 0 | 0
5 | 5 | 1 | 6 | 1.7931 | 0 | 2.4469 | 0 | 0 | 0 | 0.0012057 | 0.16191 | 0 | 0 | 0.59536 | 0 | 4.9985 | 0 | 0 | 0 | 0 | 0 | 0 | 0 | 0 | 0 | 0 | 0 | 0 | 0 | 0.45131 | 0 | 0.32173 | 2.3575 | 0 | 0 | 0.0525 | 0.76815 | 0 | 0 | 0 | 0 | 3.9512 | 0 | 0 | 0 | 0 | 0 | 0 | 0 | 0 | 0 | 0 | 0 | 0 | 0
5 | 5 | 2 | 6 | 1.7931 | 0 | 2.4469 | 0 | 0 | 0 | 0.0012057 | 0.21929 | 0 | 0 | 0.59538 | 0 | 5.0559 | 0 | 0 | 0 | 0 | 0 | 0 | 0 | 0 | 0 | 0 | 0 | 0 | 0 | 0.45131 | 0 | 0.32173 | 2.6269 | 0 | 0 | 0.0525 | 0.77184 | 0 | 0 | 0 | 0 | 4.2243 | 0 | 0 | 0 | 0 | 0 | 0 | 0 | 0 | 0 | 0 | 0 | 0 | 0
5 | 5 | 3 | 6 | 1.7931 | 0 | 2.4469 | 0 | 0 | 0 | 0.0012057 | 0.21778 | 0 | 0 | 0.5954 | 0 | 5.0544 | 0 | 0 | 0 | 0 | 0 | 0 | 0 | 0 | 0 | 0 | 0 | 0 | 0 | 0.45131 | 0 | 0.32173 | 2.5964 | 0 | 0 | 0.0525 | 0.7676 | 0 | 0 | 0 | 0 | 4.1895 | 0 | 0 | 0 | 0 | 0 | 0 | 0 | 0 | 0 | 0 | 0 | 0 | 0
5 | 5 | 4 | 6 | 1.7931 | 0 | 2.4469 | 0 | 0 | 0 | 0.0012057 | 0.24548 | 0 | 0 | 0.59538 | 0 | 5.0821 | 0 | 0 | 0 | 0 | 0 | 0 | 0 | 0 | 0 | 0 | 0 | 0 | 0 | 0.45131 | 0 | 0.32173 | 2.7159 | 0 | 0 | 0.0525 | 0.7694 | 0 | 0 | 0 | 0 | 4.3108 | 0 | 0 | 0 | 0 | 0 | 0 | 0 | 0 | 0 | 0 | 0 | 0 | 0
5 | 5 | 5 | 6 | 1.7931 | 0 | 2.4469 | 0 | 0 | 0 | 0.0012057 | 0.26045 | 0 | 0 | 0.59538 | 0 | 5.0971 | 0 | 0 | 0 | 0 | 0 | 0 | 0 | 0 | 0 | 0 | 0 | 0 | 0 | 0.45131 | 0 | 0.32173 | 2.7128 | 0 | 0 | 0.0525 | 0.76935 | 0 | 0 | 0 | 0 | 4.3077 | 0 | 0 | 0 | 0 | 0 | 0 | 0 | 0 | 0 | 0 | 0 | 0 | 0
5 | 5 | 6 | 6 | 1.7931 | 0 | 2.4469 | 0 | 0 | 0 | 0.0012057 | 0.27337 | 0 | 0 | 3.3662 | 0 | 7.8808 | 0 | 0 | 0 | 0 | 0 | 0 | 0 | 0 | 0 | 0 | 0 | 0 | 0 | 0.45131 | 0 | 0.54519 | 2.6656 | 0 | 0 | 0.315 | 0.7656 | 0 | 0 | 0 | 0 | 4.7427 | 0 | 0 | 0 | 0 | 0 | 0 | 0 | 0 | 0 | 0 | 0 | 0 | 0
5 | 5 | 7 | 6 | 1.7931 | 0 | 2.4469 | 0 | 0 | 0 | 0.0012057 | 0.69246 | 0 | 0 | 5.5829 | 0 | 10.5166 | 0 | 0 | 0 | 0 | 0 | 0 | 0 | 0 | 0 | 0 | 0 | 0 | 0 | 0.45131 | 0 | 0.71279 | 3.9269 | 0 | 0 | 0.525 | 0.75943 | 0 | 0 | 0 | 0 | 6.3754 | 0 | 0 | 0 | 0 | 0 | 0 | 0 | 0 | 0 | 0 | 0 | 0 | 0
5 | 5 | 8 | 6 | 1.7931 | 0 | 13.5789 | 0 | 0 | 0 | 0.0012057 | 0.40418 | 0 | 0 | 3.9586 | 0 | 19.736 | 0 | 0 | 0 | 0 | 0 | 0 | 0 | 0 | 0 | 0 | 0 | 0 | 0 | 0.45131 | 0 | 0.71279 | 2.6786 | 0 | 0 | 0.42 | 0.75596 | 0 | 0 | 0 | 0 | 5.0186 | 0 | 0 | 0 | 0 | 0 | 0 | 0 | 0 | 0 | 0 | 0 | 0 | 0
5 | 5 | 9 | 6 | 1.7931 | 0 | 13.5789 | 0 | 0 | 0 | 0.0012057 | 0.25567 | 0 | 0 | 3.876 | 0 | 19.5049 | 0 | 0 | 0 | 0 | 0 | 0 | 0 | 0 | 0 | 0 | 0 | 0 | 0 | 0.45131 | 0 | 0.71279 | 1.9274 | 0 | 0 | 0.315 | 0.74893 | 0 | 0 | 0 | 0 | 4.1555 | 0 | 0 | 0 | 0 | 0 | 0 | 0 | 0 | 0 | 0 | 0 | 0 | 0
5 | 5 | 10 | 6 | 1.7931 | 0 | 13.5789 | 0 | 0 | 0 | 0.0012057 | 0.17112 | 0 | 0 | 3.3662 | 0 | 18.9105 | 0 | 0 | 0 | 0 | 0 | 0 | 0 | 0 | 0 | 0 | 0 | 0 | 0 | 0.45131 | 0 | 0.71279 | 1.2284 | 0 | 0 | 0.315 | 0.74444 | 0 | 0 | 0 | 0 | 3.4519 | 0 | 0 | 0 | 0 | 0 | 0 | 0 | 0 | 0 | 0 | 0 | 0 | 0
5 | 5 | 11 | 6 | 1.7931 | 0 | 13.5789 | 0 | 0 | 0 | 0.0012057 | 0.10421 | 0 | 0 | 3.9204 | 0 | 19.3978 | 0 | 0 | 0 | 0 | 0 | 0 | 0 | 0 | 0 | 0 | 0 | 0 | 0 | 0.45131 | 0 | 0.54519 | 0.77387 | 0 | 0 | 0.3675 | 0.7436 | 0 | 0 | 0 | 0 | 2.8815 | 0 | 0 | 0 | 0 | 0 | 0 | 0 | 0 | 0 | 0 | 0 | 0 | 0
5 | 5 | 12 | 6 | 1.7931 | 0 | 8.6313 | 0 | 0 | 0 | 0.0012057 | 0.082074 | 0 | 0 | 3.9586 | 0 | 14.4664 | 0 | 0 | 0 | 0 | 0 | 0 | 0 | 0 | 0 | 0 | 0 | 0 | 0 | 0.45131 | 0 | 0.54519 | 0.60932 | 0 | 0 | 0.42 | 0.74072 | 0 | 0 | 0 | 0 | 2.7666 | 0 | 0 | 0 | 0 | 0 | 0 | 0 | 0 | 0 | 0 | 0 | 0 | 0
5 | 5 | 13 | 6 | 1.7931 | 0 | 13.5789 | 0 | 0 | 0 | 0.0012057 | 0.061529 | 0 | 0 | 4.4302 | 0 | 19.8649 | 0 | 0 | 0 | 0 | 0 | 0 | 0 | 0 | 0 | 0 | 0 | 0 | 0 | 0.45131 | 0 | 0.54519 | 0.38796 | 0 | 0 | 0.3675 | 0.73982 | 0 | 0 | 0 | 0 | 2.4918 | 0 | 0 | 0 | 0 | 0 | 0 | 0 | 0 | 0 | 0 | 0 | 0 | 0
5 | 5 | 14 | 6 | 1.7931 | 0 | 13.5789 | 0 | 0 | 0 | 0.0012057 | 0.058713 | 0 | 0 | 3.9204 | 0 | 19.3523 | 0 | 0 | 0 | 0 | 0 | 0 | 0 | 0 | 0 | 0 | 0 | 0 | 0 | 0.45131 | 0 | 0.54519 | 0.32651 | 0 | 0 | 0.3675 | 0.73793 | 0 | 0 | 0 | 0 | 2.4285 | 0 | 0 | 0 | 0 | 0 | 0 | 0 | 0 | 0 | 0 | 0 | 0 | 0
5 | 5 | 15 | 6 | 1.7931 | 0 | 13.5789 | 0 | 0 | 0 | 0.0012057 | 0.056857 | 0 | 0 | 3.3662 | 0 | 18.7962 | 0 | 0 | 0 | 0 | 0 | 0 | 0 | 0 | 0 | 0 | 0 | 0 | 0 | 0.45131 | 0 | 0.54519 | 0.2949 | 0 | 0 | 0.315 | 0.7369 | 0 | 0 | 0 | 0 | 2.3433 | 0 | 0 | 0 | 0 | 0 | 0 | 0 | 0 | 0 | 0 | 0 | 0 | 0
5 | 5 | 16 | 6 | 1.7931 | 0 | 13.5789 | 0 | 0 | 0 | 0.0012057 | 0.058025 | 0 | 0 | 3.3662 | 0 | 18.7974 | 0 | 0 | 0 | 0 | 0 | 0 | 0 | 0 | 0 | 0 | 0 | 0 | 0 | 0.45131 | 0 | 0.54519 | 0.24136 | 0 | 0 | 0.315 | 0.73576 | 0 | 0 | 0 | 0 | 2.2886 | 0 | 0 | 0 | 0 | 0 | 0 | 0 | 0 | 0 | 0 | 0 | 0 | 0
5 | 5 | 17 | 6 | 1.7931 | 0 | 13.5789 | 0 | 0 | 0 | 0.0012057 | 0.055989 | 0 | 0 | 5.5828 | 0 | 21.012 | 0 | 0 | 0 | 0 | 0 | 0 | 0 | 0 | 0 | 0 | 0 | 0 | 0 | 0.45131 | 0 | 0.54519 | 0.21263 | 0 | 0 | 0.525 | 0.73374 | 0 | 0 | 0 | 0 | 2.4679 | 0 | 0 | 0 | 0 | 0 | 0 | 0 | 0 | 0 | 0 | 0 | 0 | 0
5 | 5 | 18 | 6 | 1.7931 | 0 | 9.8682 | 0 | 0 | 0 | 0.0012057 | 0.061776 | 0 | 0 | 5.5828 | 0 | 17.3072 | 0 | 0 | 0 | 0 | 0 | 0 | 0 | 0 | 0 | 0 | 0 | 0 | 0 | 0.45131 | 0 | 0.54519 | 0.25883 | 0 | 0 | 0.525 | 0.73491 | 0 | 0 | 0 | 0 | 2.5152 | 0 | 0 | 0 | 0 | 0 | 0 | 0 | 0 | 0 | 0 | 0 | 0 | 0
5 | 5 | 19 | 6 | 1.7931 | 0 | 2.4469 | 0 | 0 | 0 | 0.0012057 | 0.08164 | 0 | 0 | 3.9586 | 0 | 8.2815 | 0 | 0 | 0 | 0 | 0 | 0 | 0 | 0 | 0 | 0 | 0 | 0 | 0 | 0.45131 | 0 | 0.88038 | 0.42495 | 0 | 0 | 0.42 | 0.73414 | 0 | 0 | 0 | 0 | 2.9108 | 0 | 0 | 0 | 0 | 0 | 0 | 0 | 0 | 0 | 0 | 0 | 0 | 0
5 | 5 | 20 | 6 | 1.7931 | 0 | 2.4469 | 0 | 0 | 0 | 0.0012057 | 0.090125 | 0 | 0 | 4.4301 | 0 | 8.7615 | 0 | 0 | 0 | 0 | 0 | 0 | 0 | 0 | 0 | 0 | 0 | 0 | 0 | 0.45131 | 0 | 1.1038 | 0.59416 | 0 | 0 | 0.3675 | 0.73479 | 0 | 0 | 0 | 0 | 3.2516 | 0 | 0 | 0 | 0 | 0 | 0 | 0 | 0 | 0 | 0 | 0 | 0 | 0
5 | 5 | 21 | 6 | 1.7931 | 0 | 2.4469 | 0 | 0 | 0 | 0.0012057 | 0.10913 | 0 | 0 | 3.9586 | 0 | 8.309 | 0 | 0 | 0 | 0 | 0 | 0 | 0 | 0 | 0 | 0 | 0 | 0 | 0 | 0.45131 | 0 | 1.2156 | 0.78768 | 0 | 0 | 0.4725 | 0.73401 | 0 | 0 | 0 | 0 | 3.6611 | 0 | 0 | 0 | 0 | 0 | 0 | 0 | 0 | 0 | 0 | 0 | 0 | 0
5 | 5 | 22 | 6 | 1.7931 | 0 | 2.4469 | 0 | 0 | 0 | 0.0012057 | 0.1215 | 0 | 0 | 4.4236 | 0 | 8.7863 | 0 | 0 | 0 | 0 | 0 | 0 | 0 | 0 | 0 | 0 | 0 | 0 | 0 | 0.45131 | 0 | 1.1038 | 0.86798 | 0 | 0 | 0.315 | 0.73604 | 0 | 0 | 0 | 0 | 3.4742 | 0 | 0 | 0 | 0 | 0 | 0 | 0 | 0 | 0 | 0 | 0 | 0 | 0
5 | 5 | 23 | 6 | 1.7931 | 0 | 2.4469 | 0 | 0 | 0 | 0.0012057 | 0.056199 | 0 | 0 | 0.59528 | 0 | 4.8927 | 0 | 0 | 0 | 0 | 0 | 0 | 0 | 0 | 0 | 0 | 0 | 0 | 0 | 0.45131 | 0 | 0.88038 | 0.62985 | 0 | 0 | 0.0525 | 0.74144 | 0 | 0 | 0 | 0 | 2.7555 | 0 | 0 | 0 | 0 | 0 | 0 | 0 | 0 | 0 | 0 | 0 | 0 | 0
5 | 5 | 24 | 6 | 1.7931 | 0 | 2.4469 | 0 | 0 | 0 | 0.0012057 | 0.058819 | 0 | 0 | 0.5953 | 0 | 4.8953 | 0 | 0 | 0 | 0 | 0 | 0 | 0 | 0 | 0 | 0 | 0 | 0 | 0 | 0.45131 | 0 | 0.54519 | 0.71272 | 0 | 0 | 0.0525 | 0.74858 | 0 | 0 | 0 | 0 | 2.5103 | 0 | 0 | 0 | 0 | 0 | 0 | 0 | 0 | 0 | 0 | 0 | 0 | 0
5 | 6 | 1 | 7 | 1.7931 | 0 | 2.4469 | 0 | 0 | 0 | 0.0012057 | 0.061158 | 0 | 0 | 0.59533 | 0 | 4.8977 | 0 | 0 | 0 | 0 | 0 | 0 | 0 | 0 | 0 | 0 | 0 | 0 | 0 | 0.45131 | 0 | 0.32173 | 0.70624 | 0 | 0 | 0.0525 | 0.75311 | 0 | 0 | 0 | 0 | 2.2849 | 0 | 0 | 0 | 0 | 0 | 0 | 0 | 0 | 0 | 0 | 0 | 0 | 0
5 | 6 | 2 | 7 | 1.7931 | 0 | 2.4469 | 0 | 0 | 0 | 0.0012057 | 0.062039 | 0 | 0 | 0.59535 | 0 | 4.8986 | 0 | 0 | 0 | 0 | 0 | 0 | 0 | 0 | 0 | 0 | 0 | 0 | 0 | 0.45131 | 0 | 0.32173 | 0.6608 | 0 | 0 | 0.0525 | 0.75286 | 0 | 0 | 0 | 0 | 2.2392 | 0 | 0 | 0 | 0 | 0 | 0 | 0 | 0 | 0 | 0 | 0 | 0 | 0
5 | 6 | 3 | 7 | 1.7931 | 0 | 2.4469 | 0 | 0 | 0 | 0.0012057 | 0.063158 | 0 | 0 | 0.59535 | 0 | 4.8997 | 0 | 0 | 0 | 0 | 0 | 0 | 0 | 0 | 0 | 0 | 0 | 0 | 0 | 0.45131 | 0 | 0.32173 | 0.71303 | 0 | 0 | 0.0525 | 0.75258 | 0 | 0 | 0 | 0 | 2.2912 | 0 | 0 | 0 | 0 | 0 | 0 | 0 | 0 | 0 | 0 | 0 | 0 | 0
5 | 6 | 4 | 7 | 1.7931 | 0 | 2.4469 | 0 | 0 | 0 | 0.0012057 | 0.063753 | 0 | 0 | 0.59535 | 0 | 4.9003 | 0 | 0 | 0 | 0 | 0 | 0 | 0 | 0 | 0 | 0 | 0 | 0 | 0 | 0.45131 | 0 | 0.32173 | 0.68848 | 0 | 0 | 0.0525 | 0.75216 | 0 | 0 | 0 | 0 | 2.2662 | 0 | 0 | 0 | 0 | 0 | 0 | 0 | 0 | 0 | 0 | 0 | 0 | 0
5 | 6 | 5 | 7 | 1.7931 | 0 | 2.4469 | 0 | 0 | 0 | 0.0012057 | 0.06343 | 0 | 0 | 0.59535 | 0 | 4.9 | 0 | 0 | 0 | 0 | 0 | 0 | 0 | 0 | 0 | 0 | 0 | 0 | 0 | 0.45131 | 0 | 0.32173 | 0.65613 | 0 | 0 | 0.0525 | 0.75092 | 0 | 0 | 0 | 0 | 2.2326 | 0 | 0 | 0 | 0 | 0 | 0 | 0 | 0 | 0 | 0 | 0 | 0 | 0
5 | 6 | 6 | 7 | 1.7931 | 0 | 2.4469 | 0 | 0 | 0 | 0.0012057 | 0.061543 | 0 | 0 | 3.3662 | 0 | 7.669 | 0 | 0 | 0 | 0 | 0 | 0 | 0 | 0 | 0 | 0 | 0 | 0 | 0 | 0.45131 | 0 | 0.54519 | 0.59867 | 0 | 0 | 0.315 | 0.74622 | 0 | 0 | 0 | 0 | 2.6564 | 0 | 0 | 0 | 0 | 0 | 0 | 0 | 0 | 0 | 0 | 0 | 0 | 0
5 | 6 | 7 | 7 | 1.7931 | 0 | 2.4469 | 0 | 0 | 0 | 0.0012057 | 0.30718 | 0 | 0 | 5.5828 | 0 | 10.1313 | 0 | 0 | 0 | 0 | 0 | 0 | 0 | 0 | 0 | 0 | 0 | 0 | 0 | 0.45131 | 0 | 0.71279 | 1.9469 | 0 | 0 | 0.525 | 0.74265 | 0 | 0 | 0 | 0 | 4.3786 | 0 | 0 | 0 | 0 | 0 | 0 | 0 | 0 | 0 | 0 | 0 | 0 | 0
5 | 6 | 8 | 7 | 1.7931 | 0 | 13.5789 | 0 | 0 | 0 | 0.0012057 | 0.14554 | 0 | 0 | 3.9586 | 0 | 19.4774 | 0 | 0 | 0 | 0 | 0 | 0 | 0 | 0 | 0 | 0 | 0 | 0 | 0 | 0.45131 | 0 | 0.71279 | 1.3939 | 0 | 0 | 0.42 | 0.74431 | 0 | 0 | 0 | 0 | 3.7223 | 0 | 0 | 0 | 0 | 0 | 0 | 0 | 0 | 0 | 0 | 0 | 0 | 0
5 | 6 | 9 | 7 | 1.7931 | 0 | 13.5789 | 0 | 0 | 0 | 0.0012057 | 0.11442 | 0 | 0 | 3.876 | 0 | 19.3636 | 0 | 0 | 0 | 0 | 0 | 0 | 0 | 0 | 0 | 0 | 0 | 0 | 0 | 0.45131 | 0 | 0.71279 | 1.1436 | 0 | 0 | 0.315 | 0.74387 | 0 | 0 | 0 | 0 | 3.3665 | 0 | 0 | 0 | 0 | 0 | 0 | 0 | 0 | 0 | 0 | 0 | 0 | 0
5 | 6 | 10 | 7 | 1.7931 | 0 | 13.5789 | 0 | 0 | 0 | 0.0012057 | 0.080534 | 0 | 0 | 3.3662 | 0 | 18.8199 | 0 | 0 | 0 | 0 | 0 | 0 | 0 | 0 | 0 | 0 | 0 | 0 | 0 | 0.45131 | 0 | 0.71279 | 0.89976 | 0 | 0 | 0.315 | 0.73951 | 0 | 0 | 0 | 0 | 3.1184 | 0 | 0 | 0 | 0 | 0 | 0 | 0 | 0 | 0 | 0 | 0 | 0 | 0
5 | 6 | 11 | 7 | 1.7931 | 0 | 13.5789 | 0 | 0 | 0 | 0.0012057 | 0.070802 | 0 | 0 | 3.9203 | 0 | 19.3643 | 0 | 0 | 0 | 0 | 0 | 0 | 0 | 0 | 0 | 0 | 0 | 0 | 0 | 0.45131 | 0 | 0.54519 | 0.56765 | 0 | 0 | 0.3675 | 0.74179 | 0 | 0 | 0 | 0 | 2.6734 | 0 | 0 | 0 | 0 | 0 | 0 | 0 | 0 | 0 | 0 | 0 | 0 | 0
5 | 6 | 12 | 7 | 1.7931 | 0 | 8.6313 | 0 | 0 | 0 | 0.0012057 | 0.072934 | 0 | 0 | 3.9586 | 0 | 14.4572 | 0 | 0 | 0 | 0 | 0 | 0 | 0 | 0 | 0 | 0 | 0 | 0 | 0 | 0.45131 | 0 | 0.54519 | 0.51543 | 0 | 0 | 0.42 | 0.7405 | 0 | 0 | 0 | 0 | 2.6724 | 0 | 0 | 0 | 0 | 0 | 0 | 0 | 0 | 0 | 0 | 0 | 0 | 0
5 | 6 | 13 | 7 | 1.7931 | 0 | 13.5789 | 0 | 0 | 0 | 0.0012057 | 0.061833 | 0 | 0 | 4.4302 | 0 | 19.8652 | 0 | 0 | 0 | 0 | 0 | 0 | 0 | 0 | 0 | 0 | 0 | 0 | 0 | 0.45131 | 0 | 0.54519 | 0.57166 | 0 | 0 | 0.3675 | 0.74182 | 0 | 0 | 0 | 0 | 2.6775 | 0 | 0 | 0 | 0 | 0 | 0 | 0 | 0 | 0 | 0 | 0 | 0 | 0
5 | 6 | 14 | 7 | 1.7931 | 0 | 13.5789 | 0 | 0 | 0 | 0.0012057 | 0.059625 | 0 | 0 | 3.9203 | 0 | 19.3532 | 0 | 0 | 0 | 0 | 0 | 0 | 0 | 0 | 0 | 0 | 0 | 0 | 0 | 0.45131 | 0 | 0.54519 | 0.47109 | 0 | 0 | 0.3675 | 0.73987 | 0 | 0 | 0 | 0 | 2.575 | 0 | 0 | 0 | 0 | 0 | 0 | 0 | 0 | 0 | 0 | 0 | 0 | 0
5 | 6 | 15 | 7 | 1.7931 | 0 | 13.5789 | 0 | 0 | 0 | 0.0012057 | 0.058409 | 0 | 0 | 3.3662 | 0 | 18.7978 | 0 | 0 | 0 | 0 | 0 | 0 | 0 | 0 | 0 | 0 | 0 | 0 | 0 | 0.45131 | 0 | 0.54519 | 0.49575 | 0 | 0 | 0.315 | 0.74132 | 0 | 0 | 0 | 0 | 2.5486 | 0 | 0 | 0 | 0 | 0 | 0 | 0 | 0 | 0 | 0 | 0 | 0 | 0
5 | 6 | 16 | 7 | 1.7931 | 0 | 13.5789 | 0 | 0 | 0 | 0.0012057 | 0.059122 | 0 | 0 | 3.3662 | 0 | 18.7985 | 0 | 0 | 0 | 0 | 0 | 0 | 0 | 0 | 0 | 0 | 0 | 0 | 0 | 0.45131 | 0 | 0.54519 | 0.55402 | 0 | 0 | 0.315 | 0.74129 | 0 | 0 | 0 | 0 | 2.6068 | 0 | 0 | 0 | 0 | 0 | 0 | 0 | 0 | 0 | 0 | 0 | 0 | 0
5 | 6 | 17 | 7 | 1.7931 | 0 | 13.5789 | 0 | 0 | 0 | 0.0012057 | 0.060074 | 0 | 0 | 5.5828 | 0 | 21.0161 | 0 | 0 | 0 | 0 | 0 | 0 | 0 | 0 | 0 | 0 | 0 | 0 | 0 | 0.45131 | 0 | 0.54519 | 0.56177 | 0.0023428 | 0 | 0.525 | 0.7379 | 0 | 0 | 0 | 0 | 2.8235 | 0 | 0 | 0 | 0 | 0 | 0 | 0 | 0 | 0 | 0 | 0 | 0 | 0
5 | 6 | 18 | 7 | 1.7931 | 0 | 9.8682 | 0 | 0 | 0 | 0.0012057 | 0.070802 | 0 | 0 | 5.5828 | 0 | 17.3162 | 0 | 0 | 0 | 0 | 0 | 0 | 0 | 0 | 0 | 0 | 0 | 0 | 0 | 0.45131 | 0 | 0.54519 | 0.6244 | 0 | 0 | 0.525 | 0.73956 | 0 | 0 | 0 | 0 | 2.8855 | 0 | 0 | 0 | 0 | 0 | 0 | 0 | 0 | 0 | 0 | 0 | 0 | 0
5 | 6 | 19 | 7 | 1.7931 | 0 | 2.4469 | 0 | 0 | 0 | 0.0012057 | 0.088084 | 0 | 0 | 3.9586 | 0 | 8.2879 | 0 | 0 | 0 | 0 | 0 | 0 | 0 | 0 | 0 | 0 | 0 | 0 | 0 | 0.45131 | 0 | 0.88038 | 0.71451 | 0 | 0 | 0.42 | 0.7377 | 0 | 0 | 0 | 0 | 3.2039 | 0 | 0 | 0 | 0 | 0 | 0 | 0 | 0 | 0 | 0 | 0 | 0 | 0
5 | 6 | 20 | 7 | 1.7931 | 0 | 2.4469 | 0 | 0 | 0 | 0.0012057 | 0.11746 | 0 | 0 | 4.4302 | 0 | 8.7888 | 0 | 0 | 0 | 0 | 0 | 0 | 0 | 0 | 0 | 0 | 0 | 0 | 0 | 0.45131 | 0 | 1.1038 | 1.0716 | 0 | 0 | 0.3675 | 0.73731 | 0 | 0 | 0 | 0 | 3.7315 | 0 | 0 | 0 | 0 | 0 | 0 | 0 | 0 | 0 | 0 | 0 | 0 | 0
5 | 6 | 21 | 7 | 1.7931 | 0 | 2.4469 | 0 | 0 | 0 | 0.0012057 | 0.14648 | 0 | 0 | 3.9586 | 0 | 8.3463 | 0 | 0 | 0 | 0 | 0 | 0 | 0 | 0 | 0 | 0 | 0 | 0 | 0 | 0.45131 | 0 | 1.2156 | 1.258 | 0 | 0 | 0.4725 | 0.7369 | 0 | 0 | 0 | 0 | 4.1343 | 0 | 0 | 0 | 0 | 0 | 0 | 0 | 0 | 0 | 0 | 0 | 0 | 0
5 | 6 | 22 | 7 | 1.7931 | 0 | 2.4469 | 0 | 0 | 0 | 0.0012057 | 0.19653 | 0 | 0 | 4.4236 | 0 | 8.8613 | 0 | 0 | 0 | 0 | 0 | 0 | 0 | 0 | 0 | 0 | 0 | 0 | 0 | 0.45131 | 0 | 1.1038 | 1.8274 | 0 | 0 | 0.315 | 0.74094 | 0 | 0 | 0 | 0 | 4.4385 | 0 | 0 | 0 | 0 | 0 | 0 | 0 | 0 | 0 | 0 | 0 | 0 | 0
5 | 6 | 23 | 7 | 1.7931 | 0 | 2.4469 | 0 | 0 | 0 | 0.0012057 | 0.059325 | 0 | 0 | 0.59529 | 0 | 4.8958 | 0 | 0 | 0 | 0 | 0 | 0 | 0 | 0 | 0 | 0 | 0 | 0 | 0 | 0.45131 | 0 | 0.88038 | 0.74854 | 0 | 0 | 0.0525 | 0.74034 | 0 | 0 | 0 | 0 | 2.8731 | 0 | 0 | 0 | 0 | 0 | 0 | 0 | 0 | 0 | 0 | 0 | 0 | 0
5 | 6 | 24 | 7 | 1.7931 | 0 | 2.4469 | 0 | 0 | 0 | 0.0012057 | 0.06402 | 0 | 0 | 0.59529 | 0 | 4.9005 | 0 | 0 | 0 | 0 | 0 | 0 | 0 | 0 | 0 | 0 | 0 | 0 | 0 | 0.45131 | 0 | 0.54519 | 0.84468 | 0 | 0 | 0.0525 | 0.74987 | 0 | 0 | 0 | 0 | 2.6436 | 0 | 0 | 0 | 0 | 0 | 0 | 0 | 0 | 0 | 0 | 0 | 0 | 0
5 | 7 | 1 | 1 | 1.7931 | 0 | 2.4469 | 0 | 0 | 0 | 0.0012057 | 0.066689 | 0 | 0 | 0.59532 | 0 | 4.9032 | 0 | 0 | 0 | 0 | 0 | 0 | 0 | 0 | 0 | 0 | 0 | 0 | 0 | 0.45131 | 0 | 0.32173 | 0.89086 | 0 | 0 | 0.0525 | 0.75409 | 0 | 0 | 0 | 0 | 2.4705 | 0 | 0 | 0 | 0 | 0 | 0 | 0 | 0 | 0 | 0 | 0 | 0 | 0
5 | 7 | 2 | 1 | 1.7931 | 0 | 2.4469 | 0 | 0 | 0 | 0.0012057 | 0.074304 | 0 | 0 | 0.59534 | 0 | 4.9109 | 0 | 0 | 0 | 0 | 0 | 0 | 0 | 0 | 0 | 0 | 0 | 0 | 0 | 0.45131 | 0 | 0.32173 | 1.1538 | 0 | 0 | 0.0525 | 0.75451 | 0 | 0 | 0 | 0 | 2.7338 | 0 | 0 | 0 | 0 | 0 | 0 | 0 | 0 | 0 | 0 | 0 | 0 | 0
5 | 7 | 3 | 1 | 1.7931 | 0 | 2.4469 | 0 | 0 | 0 | 0.0012057 | 0.0831 | 0 | 0 | 0.59534 | 0 | 4.9197 | 0 | 0 | 0 | 0 | 0 | 0 | 0 | 0 | 0 | 0 | 0 | 0 | 0 | 0.45131 | 0 | 0.32173 | 1.2168 | 0 | 0 | 0.0525 | 0.75264 | 0 | 0 | 0 | 0 | 2.795 | 0 | 0 | 0 | 0 | 0 | 0 | 0 | 0 | 0 | 0 | 0 | 0 | 0
5 | 7 | 4 | 1 | 1.7931 | 0 | 2.4469 | 0 | 0 | 0 | 0.0012057 | 0.09807 | 0 | 0 | 0.59533 | 0 | 4.9346 | 0 | 0 | 0 | 0 | 0 | 0 | 0 | 0 | 0 | 0 | 0 | 0 | 0 | 0.45131 | 0 | 0.32173 | 1.6021 | 0 | 0 | 0.0525 | 0.75502 | 0 | 0 | 0 | 0 | 3.1827 | 0 | 0 | 0 | 0 | 0 | 0 | 0 | 0 | 0 | 0 | 0 | 0 | 0
5 | 7 | 5 | 1 | 1.7931 | 0 | 2.4469 | 0 | 0 | 0 | 0.0012057 | 0.12096 | 0 | 0 | 0.59533 | 0 | 4.9575 | 0 | 0 | 0 | 0 | 0 | 0 | 0 | 0 | 0 | 0 | 0 | 0 | 0 | 0.45131 | 0 | 0.32173 | 1.9425 | 0 | 0 | 0.0525 | 0.75701 | 0 | 0 | 0 | 0 | 3.525 | 0 | 0 | 0 | 0 | 0 | 0 | 0 | 0 | 0 | 0 | 0 | 0 | 0
5 | 7 | 6 | 1 | 1.7931 | 0 | 2.4469 | 0 | 0 | 0 | 0.0012057 | 0.11112 | 0 | 0 | 3.3662 | 0 | 7.7185 | 0 | 0 | 0 | 0 | 0 | 0 | 0 | 0 | 0 | 0 | 0 | 0 | 0 | 0.45131 | 0 | 0.54519 | 1.6448 | 0 | 0 | 0.315 | 0.74783 | 0 | 0 | 0 | 0 | 3.7041 | 0 | 0 | 0 | 0 | 0 | 0 | 0 | 0 | 0 | 0 | 0 | 0 | 0
5 | 7 | 7 | 1 | 1.7931 | 0 | 2.4469 | 0 | 0 | 0 | 0.0012057 | 0.46608 | 0 | 0 | 5.5828 | 0 | 10.2901 | 0 | 0 | 0 | 0 | 0 | 0 | 0 | 0 | 0 | 0 | 0 | 0 | 0 | 0.45131 | 0 | 0.71279 | 3.0968 | 0 | 0 | 0.525 | 0.74042 | 0 | 0 | 0 | 0 | 5.5263 | 0 | 0 | 0 | 0 | 0 | 0 | 0 | 0 | 0 | 0 | 0 | 0 | 0
5 | 7 | 8 | 1 | 1.7931 | 0 | 13.5789 | 0 | 0 | 0 | 0.0012057 | 0.1156 | 0 | 0 | 3.9586 | 0 | 19.4474 | 0 | 0 | 0 | 0 | 0 | 0 | 0 | 0 | 0 | 0 | 0 | 0 | 0 | 0.45131 | 0 | 0.71279 | 0.98311 | 0 | 0 | 0.42 | 0.73127 | 0 | 0 | 0 | 0 | 3.2985 | 0 | 0 | 0 | 0 | 0 | 0 | 0 | 0 | 0 | 0 | 0 | 0 | 0
5 | 7 | 9 | 1 | 1.7931 | 0 | 13.5789 | 0 | 0 | 0 | 0.0012057 | 0.086675 | 0 | 0 | 3.8759 | 0 | 19.3358 | 0 | 0 | 0 | 0 | 0 | 0 | 0 | 0 | 0 | 0 | 0 | 0 | 0 | 0.45131 | 0 | 0.71279 | 0.69929 | 0 | 0 | 0.315 | 0.73225 | 0 | 0 | 0 | 0 | 2.9106 | 0 | 0 | 0 | 0 | 0 | 0 | 0 | 0 | 0 | 0 | 0 | 0 | 0
5 | 7 | 10 | 1 | 1.7931 | 0 | 13.5789 | 0 | 0 | 0 | 0.0012057 | 0.065941 | 0 | 0 | 3.3661 | 0 | 18.8053 | 0 | 0 | 0 | 0 | 0 | 0 | 0 | 0 | 0 | 0 | 0 | 0 | 0 | 0.45131 | 0 | 0.71279 | 0.54905 | 0 | 0 | 0.315 | 0.73099 | 0 | 0 | 0 | 0 | 2.7591 | 0 | 0 | 0 | 0 | 0 | 0 | 0 | 0 | 0 | 0 | 0 | 0 | 0
5 | 7 | 11 | 1 | 1.7931 | 0 | 13.5789 | 0 | 0 | 0 | 0.0012057 | 0.060258 | 0 | 0 | 3.9203 | 0 | 19.3538 | 0 | 0 | 0 | 0 | 0 | 0 | 0 | 0 | 0 | 0 | 0 | 0 | 0 | 0.45131 | 0 | 0.54519 | 0.45021 | 0 | 0 | 0.3675 | 0.73348 | 0 | 0 | 0 | 0 | 2.5477 | 0 | 0 | 0 | 0 | 0 | 0 | 0 | 0 | 0 | 0 | 0 | 0 | 0
5 | 7 | 12 | 1 | 1.7931 | 0 | 8.6313 | 0 | 0 | 0 | 0.0012057 | 0.06213 | 0 | 0 | 3.9586 | 0 | 14.4464 | 0 | 0 | 0 | 0 | 0 | 0 | 0 | 0 | 0 | 0 | 0 | 0 | 0 | 0.45131 | 0 | 0.54519 | 0.33126 | 0 | 0 | 0.42 | 0.7319 | 0 | 0 | 0 | 0 | 2.4797 | 0 | 0 | 0 | 0 | 0 | 0 | 0 | 0 | 0 | 0 | 0 | 0 | 0
5 | 7 | 13 | 1 | 1.7931 | 0 | 13.5789 | 0 | 0 | 0 | 0.0012057 | 0.057595 | 0 | 0 | 4.4301 | 0 | 19.8609 | 0 | 0 | 0 | 0 | 0 | 0 | 0 | 0 | 0 | 0 | 0 | 0 | 0 | 0.45131 | 0 | 0.54519 | 0.3014 | 0 | 0 | 0.3675 | 0.73201 | 0 | 0 | 0 | 0 | 2.3974 | 0 | 0 | 0 | 0 | 0 | 0 | 0 | 0 | 0 | 0 | 0 | 0 | 0
5 | 7 | 14 | 1 | 1.7931 | 0 | 13.5789 | 0 | 0 | 0 | 0.0012057 | 0.057387 | 0 | 0 | 3.9203 | 0 | 19.3509 | 0 | 0 | 0 | 0 | 0 | 0 | 0 | 0 | 0 | 0 | 0 | 0 | 0 | 0.45131 | 0 | 0.54519 | 0.37478 | 0 | 0 | 0.3675 | 0.73434 | 0 | 0 | 0 | 0 | 2.4731 | 0 | 0 | 0 | 0 | 0 | 0 | 0 | 0 | 0 | 0 | 0 | 0 | 0
5 | 7 | 15 | 1 | 1.7931 | 0 | 13.5789 | 0 | 0 | 0 | 0.0012057 | 0.058224 | 0 | 0 | 3.3661 | 0 | 18.7976 | 0 | 0 | 0 | 0 | 0 | 0 | 0 | 0 | 0 | 0 | 0 | 0 | 0 | 0.45131 | 0 | 0.54519 | 0.45654 | 0 | 0 | 0.315 | 0.73793 | 0 | 0 | 0 | 0 | 2.506 | 0 | 0 | 0 | 0 | 0 | 0 | 0 | 0 | 0 | 0 | 0 | 0 | 0
5 | 7 | 16 | 1 | 1.7931 | 0 | 13.5789 | 0 | 0 | 0 | 0.0012057 | 0.060154 | 0 | 0 | 3.3662 | 0 | 18.7995 | 0 | 0 | 0 | 0 | 0 | 0 | 0 | 0 | 0 | 0 | 0 | 0 | 0 | 0.45131 | 0 | 0.54519 | 0.55905 | 0 | 0 | 0.315 | 0.74148 | 0 | 0 | 0 | 0 | 2.612 | 0 | 0 | 0 | 0 | 0 | 0 | 0 | 0 | 0 | 0 | 0 | 0 | 0
5 | 7 | 17 | 1 | 1.7931 | 0 | 13.5789 | 0 | 0 | 0 | 0.0012057 | 0.059664 | 0 | 0 | 5.5828 | 0 | 21.0157 | 0 | 0 | 0 | 0 | 0 | 0 | 0 | 0 | 0 | 0 | 0 | 0 | 0 | 0.45131 | 0 | 0.54519 | 0.59702 | 0 | 0 | 0.525 | 0.73995 | 0 | 0 | 0 | 0 | 2.8585 | 0 | 0 | 0 | 0 | 0 | 0 | 0 | 0 | 0 | 0 | 0 | 0 | 0
5 | 7 | 18 | 1 | 1.7931 | 0 | 9.8682 | 0 | 0 | 0 | 0.0012057 | 0.068205 | 0 | 0 | 5.5829 | 0 | 17.3136 | 0 | 0 | 0 | 0 | 0 | 0 | 0 | 0 | 0 | 0 | 0 | 0 | 0 | 0.45131 | 0 | 0.54519 | 0.64728 | 0 | 0 | 0.525 | 0.7409 | 0 | 0 | 0 | 0 | 2.9097 | 0 | 0 | 0 | 0 | 0 | 0 | 0 | 0 | 0 | 0 | 0 | 0 | 0
5 | 7 | 19 | 1 | 1.7931 | 0 | 2.4469 | 0 | 0 | 0 | 0.0012057 | 0.08687 | 0 | 0 | 3.9586 | 0 | 8.2867 | 0 | 0 | 0 | 0 | 0 | 0 | 0 | 0 | 0 | 0 | 0 | 0 | 0 | 0.45131 | 0 | 0.88038 | 0.72345 | 0 | 0 | 0.42 | 0.73973 | 0 | 0 | 0 | 0 | 3.2149 | 0 | 0 | 0 | 0 | 0 | 0 | 0 | 0 | 0 | 0 | 0 | 0 | 0
5 | 7 | 20 | 1 | 1.7931 | 0 | 2.4469 | 0 | 0 | 0 | 0.0012057 | 0.08924 | 0 | 0 | 4.4302 | 0 | 8.7606 | 0 | 0 | 0 | 0 | 0 | 0 | 0 | 0 | 0 | 0 | 0 | 0 | 0 | 0.45131 | 0 | 1.1038 | 0.82324 | 0 | 0 | 0.3675 | 0.73489 | 0 | 0 | 0 | 0 | 3.4808 | 0 | 0 | 0 | 0 | 0 | 0 | 0 | 0 | 0 | 0 | 0 | 0 | 0
5 | 7 | 21 | 1 | 1.7931 | 0 | 2.4469 | 0 | 0 | 0 | 0.0012057 | 0.11853 | 0 | 0 | 3.9586 | 0 | 8.3184 | 0 | 0 | 0 | 0 | 0 | 0 | 0 | 0 | 0 | 0 | 0 | 0 | 0 | 0.45131 | 0 | 1.2156 | 1.1905 | 0 | 0 | 0.4725 | 0.73706 | 0 | 0 | 0 | 0 | 4.0669 | 0 | 0 | 0 | 0 | 0 | 0 | 0 | 0 | 0 | 0 | 0 | 0 | 0
5 | 7 | 22 | 1 | 1.7931 | 0 | 2.4469 | 0 | 0 | 0 | 0.0012057 | 0.18159 | 0 | 0 | 4.4236 | 0 | 8.8464 | 0 | 0 | 0 | 0 | 0 | 0 | 0 | 0 | 0 | 0 | 0 | 0 | 0 | 0.45131 | 0 | 1.1038 | 1.8176 | 0 | 0 | 0.315 | 0.74172 | 0 | 0 | 0 | 0 | 4.4295 | 0 | 0 | 0 | 0 | 0 | 0 | 0 | 0 | 0 | 0 | 0 | 0 | 0
5 | 7 | 23 | 1 | 1.7931 | 0 | 2.4469 | 0 | 0 | 0 | 0.0012057 | 0.059261 | 0 | 0 | 0.59529 | 0 | 4.8958 | 0 | 0 | 0 | 0 | 0 | 0 | 0 | 0 | 0 | 0 | 0 | 0 | 0 | 0.45131 | 0 | 0.88038 | 0.76953 | 0 | 0 | 0.0525 | 0.74387 | 0 | 0 | 0 | 0 | 2.8976 | 0 | 0 | 0 | 0 | 0 | 0 | 0 | 0 | 0 | 0 | 0 | 0 | 0
5 | 7 | 24 | 1 | 1.7931 | 0 | 2.4469 | 0 | 0 | 0 | 0.0012057 | 0.05882 | 0 | 0 | 0.5953 | 0 | 4.8953 | 0 | 0 | 0 | 0 | 0 | 0 | 0 | 0 | 0 | 0 | 0 | 0 | 0 | 0.45131 | 0 | 0.54519 | 0.78565 | 0 | 0 | 0.0525 | 0.74751 | 0 | 0 | 0 | 0 | 2.5822 | 0 | 0 | 0 | 0 | 0 | 0 | 0 | 0 | 0 | 0 | 0 | 0 | 0
5 | 8 | 1 | 2 | 1.7931 | 0 | 2.4469 | 0 | 0 | 0 | 0.0012057 | 0.064187 | 0 | 0 | 0.59531 | 0 | 4.9007 | 0 | 0 | 0 | 0 | 0 | 0 | 0 | 0 | 0 | 0 | 0 | 0 | 0 | 0.45131 | 0 | 0.32173 | 0.86065 | 0 | 0 | 0.0525 | 0.75504 | 0 | 0 | 0 | 0 | 2.4412 | 0 | 0 | 0 | 0 | 0 | 0 | 0 | 0 | 0 | 0 | 0 | 0 | 0
5 | 8 | 2 | 2 | 1.7931 | 0 | 2.4469 | 0 | 0 | 0 | 0.0012057 | 0.066877 | 0 | 0 | 0.59535 | 0 | 4.9035 | 0 | 0 | 0 | 0 | 0 | 0 | 0 | 0 | 0 | 0 | 0 | 0 | 0 | 0.45131 | 0 | 0.32173 | 0.8618 | 0 | 0 | 0.0525 | 0.75645 | 0 | 0 | 0 | 0 | 2.4438 | 0 | 0 | 0 | 0 | 0 | 0 | 0 | 0 | 0 | 0 | 0 | 0 | 0
5 | 8 | 3 | 2 | 1.7931 | 0 | 2.4469 | 0 | 0 | 0 | 0.0012057 | 0.066578 | 0 | 0 | 0.59536 | 0 | 4.9032 | 0 | 0 | 0 | 0 | 0 | 0 | 0 | 0 | 0 | 0 | 0 | 0 | 0 | 0.45131 | 0 | 0.32173 | 0.80692 | 0 | 0 | 0.0525 | 0.75457 | 0 | 0 | 0 | 0 | 2.387 | 0 | 0 | 0 | 0 | 0 | 0 | 0 | 0 | 0 | 0 | 0 | 0 | 0
5 | 8 | 4 | 2 | 1.7931 | 0 | 2.4469 | 0 | 0 | 0 | 0.0012057 | 0.07232 | 0 | 0 | 0.59535 | 0 | 4.9089 | 0 | 0 | 0 | 0 | 0 | 0 | 0 | 0 | 0 | 0 | 0 | 0 | 0 | 0.45131 | 0 | 0.32173 | 1.0809 | 0 | 0 | 0.0525 | 0.75464 | 0 | 0 | 0 | 0 | 2.6611 | 0 | 0 | 0 | 0 | 0 | 0 | 0 | 0 | 0 | 0 | 0 | 0 | 0
5 | 8 | 5 | 2 | 1.7931 | 0 | 2.4469 | 0 | 0 | 0 | 0.0012057 | 0.085903 | 0 | 0 | 0.59535 | 0 | 4.9225 | 0 | 0 | 0 | 0 | 0 | 0 | 0 | 0 | 0 | 0 | 0 | 0 | 0 | 0.45131 | 0 | 0.32173 | 1.4071 | 0 | 0 | 0.0525 | 0.75341 | 0 | 0 | 0 | 0 | 2.9861 | 0 | 0 | 0 | 0 | 0 | 0 | 0 | 0 | 0 | 0 | 0 | 0 | 0
5 | 8 | 6 | 2 | 1.7931 | 0 | 2.4469 | 0 | 0 | 0 | 0.0012057 | 0.092706 | 0 | 0 | 3.3662 | 0 | 7.7001 | 0 | 0 | 0 | 0 | 0 | 0 | 0 | 0 | 0 | 0 | 0 | 0 | 0 | 0.45131 | 0 | 0.54519 | 1.3427 | 0 | 0 | 0.315 | 0.74592 | 0 | 0 | 0 | 0 | 3.4001 | 0 | 0 | 0 | 0 | 0 | 0 | 0 | 0 | 0 | 0 | 0 | 0 | 0
5 | 8 | 7 | 2 | 1.7931 | 0 | 2.4469 | 0 | 0 | 0 | 0.0012057 | 0.50924 | 0 | 0 | 5.5828 | 0 | 10.3333 | 0 | 0 | 0 | 0 | 0 | 0 | 0 | 0 | 0 | 0 | 0 | 0 | 0 | 0.45131 | 0 | 0.71279 | 3.1532 | 0 | 0 | 0.525 | 0.73933 | 0 | 0 | 0 | 0 | 5.5816 | 0 | 0 | 0 | 0 | 0 | 0 | 0 | 0 | 0 | 0 | 0 | 0 | 0
5 | 8 | 8 | 2 | 1.7931 | 0 | 13.5789 | 0 | 0 | 0 | 0.0012057 | 0.28996 | 0 | 0 | 3.9586 | 0 | 19.6218 | 0 | 0 | 0 | 0 | 0 | 0 | 0 | 0 | 0 | 0 | 0 | 0 | 0 | 0.45131 | 0 | 0.71279 | 2.1306 | 0 | 0 | 0.42 | 0.74164 | 0 | 0 | 0 | 0 | 4.4563 | 0 | 0 | 0 | 0 | 0 | 0 | 0 | 0 | 0 | 0 | 0 | 0 | 0
5 | 8 | 9 | 2 | 1.7931 | 0 | 13.5789 | 0 | 0 | 0 | 0.0012057 | 0.19619 | 0 | 0 | 3.876 | 0 | 19.4454 | 0 | 0 | 0 | 0 | 0 | 0 | 0 | 0 | 0 | 0 | 0 | 0 | 0 | 0.45131 | 0 | 0.71279 | 1.6845 | 0 | 0 | 0.315 | 0.73949 | 0 | 0 | 0 | 0 | 3.903 | 0 | 0 | 0 | 0 | 0 | 0 | 0 | 0 | 0 | 0 | 0 | 0 | 0
5 | 8 | 10 | 2 | 1.7931 | 0 | 13.5789 | 0 | 0 | 0 | 0.0012057 | 0.12726 | 0 | 0 | 3.3661 | 0 | 18.8666 | 0 | 0 | 0 | 0 | 0 | 0 | 0 | 0 | 0 | 0 | 0 | 0 | 0 | 0.45131 | 0 | 0.71279 | 1.0954 | 0 | 0 | 0.315 | 0.73699 | 0 | 0 | 0 | 0 | 3.3115 | 0 | 0 | 0 | 0 | 0 | 0 | 0 | 0 | 0 | 0 | 0 | 0 | 0
5 | 8 | 11 | 2 | 1.7931 | 0 | 13.5789 | 0 | 0 | 0 | 0.0012057 | 0.10959 | 0 | 0 | 3.9203 | 0 | 19.4031 | 0 | 0 | 0 | 0 | 0 | 0 | 0 | 0 | 0 | 0 | 0 | 0 | 0 | 0.45131 | 0 | 0.54519 | 1.021 | 0 | 0 | 0.3675 | 0.74099 | 0 | 0 | 0 | 0 | 3.126 | 0 | 0 | 0 | 0 | 0 | 0 | 0 | 0 | 0 | 0 | 0 | 0 | 0
5 | 8 | 12 | 2 | 1.7931 | 0 | 8.6313 | 0 | 0 | 0 | 0.0012057 | 0.13452 | 0 | 0 | 3.9586 | 0 | 14.5188 | 0 | 0 | 0 | 0 | 0 | 0 | 0 | 0 | 0 | 0 | 0 | 0 | 0 | 0.45131 | 0 | 0.54519 | 1.0316 | 0 | 0 | 0.42 | 0.74131 | 0 | 0 | 0 | 0 | 3.1894 | 0 | 0 | 0 | 0 | 0 | 0 | 0 | 0 | 0 | 0 | 0 | 0 | 0
5 | 8 | 13 | 2 | 1.7931 | 0 | 13.5789 | 0 | 0 | 0 | 0.0012057 | 0.089742 | 0 | 0 | 4.4301 | 0 | 19.8931 | 0 | 0 | 0 | 0 | 0 | 0 | 0 | 0 | 0 | 0 | 0 | 0 | 0 | 0.45131 | 0 | 0.54519 | 0.80901 | 0 | 0 | 0.3675 | 0.74013 | 0 | 0 | 0 | 0 | 2.9131 | 0 | 0 | 0 | 0 | 0 | 0 | 0 | 0 | 0 | 0 | 0 | 0 | 0
5 | 8 | 14 | 2 | 1.7931 | 0 | 13.5789 | 0 | 0 | 0 | 0.0012057 | 0.078844 | 0 | 0 | 3.9203 | 0 | 19.3724 | 0 | 0 | 0 | 0 | 0 | 0 | 0 | 0 | 0 | 0 | 0 | 0 | 0 | 0.45131 | 0 | 0.54519 | 0.69331 | 0 | 0 | 0.3675 | 0.73977 | 0 | 0 | 0 | 0 | 2.7971 | 0 | 0 | 0 | 0 | 0 | 0 | 0 | 0 | 0 | 0 | 0 | 0 | 0
5 | 8 | 15 | 2 | 1.7931 | 0 | 13.5789 | 0 | 0 | 0 | 0.0012057 | 0.077058 | 0 | 0 | 3.3662 | 0 | 18.8164 | 0 | 0 | 0 | 0 | 0 | 0 | 0 | 0 | 0 | 0 | 0 | 0 | 0 | 0.45131 | 0 | 0.54519 | 0.65003 | 0 | 0 | 0.315 | 0.74016 | 0 | 0 | 0 | 0 | 2.7017 | 0 | 0 | 0 | 0 | 0 | 0 | 0 | 0 | 0 | 0 | 0 | 0 | 0
5 | 8 | 16 | 2 | 1.7931 | 0 | 13.5789 | 0 | 0 | 0 | 0.0012057 | 0.079893 | 0 | 0 | 3.3662 | 0 | 18.8193 | 0 | 0 | 0 | 0 | 0 | 0 | 0 | 0 | 0 | 0 | 0 | 0 | 0 | 0.45131 | 0 | 0.54519 | 0.82414 | 0 | 0 | 0.315 | 0.74189 | 0 | 0 | 0 | 0 | 2.8775 | 0 | 0 | 0 | 0 | 0 | 0 | 0 | 0 | 0 | 0 | 0 | 0 | 0
5 | 8 | 17 | 2 | 1.7931 | 0 | 13.5789 | 0 | 0 | 0 | 0.0012057 | 0.089207 | 0 | 0 | 5.5828 | 0 | 21.0453 | 0 | 0 | 0 | 0 | 0 | 0 | 0 | 0 | 0 | 0 | 0 | 0 | 0 | 0.45131 | 0 | 0.54519 | 1.0326 | 0 | 0 | 0.525 | 0.74549 | 0 | 0 | 0 | 0 | 3.2996 | 0 | 0 | 0 | 0 | 0 | 0 | 0 | 0 | 0 | 0 | 0 | 0 | 0
5 | 8 | 18 | 2 | 1.7931 | 0 | 9.8682 | 0 | 0 | 0 | 0.0012057 | 0.10468 | 0 | 0 | 5.5828 | 0 | 17.3501 | 0 | 0 | 0 | 0 | 0 | 0 | 0 | 0 | 0 | 0 | 0 | 0 | 0 | 0.45131 | 0 | 0.54519 | 0.98119 | 0 | 0 | 0.525 | 0.74288 | 0 | 0 | 0 | 0 | 3.2456 | 0 | 0 | 0 | 0 | 0 | 0 | 0 | 0 | 0 | 0 | 0 | 0 | 0
5 | 8 | 19 | 2 | 1.7931 | 0 | 2.4469 | 0 | 0 | 0 | 0.0012057 | 0.21671 | 0 | 0 | 3.9586 | 0 | 8.4166 | 0 | 0 | 0 | 0 | 0 | 0 | 0 | 0 | 0 | 0 | 0 | 0 | 0 | 0.45131 | 0 | 0.88038 | 1.658 | 0 | 0 | 0.42 | 0.74189 | 0 | 0 | 0 | 0 | 4.1515 | 0 | 0 | 0 | 0 | 0 | 0 | 0 | 0 | 0 | 0 | 0 | 0 | 0
5 | 8 | 20 | 2 | 1.7931 | 0 | 2.4469 | 0 | 0 | 0 | 0.0012057 | 0.29123 | 0 | 0 | 4.4301 | 0 | 8.9626 | 0 | 0 | 0 | 0 | 0 | 0 | 0 | 0 | 0 | 0 | 0 | 0 | 0 | 0.45131 | 0 | 1.1038 | 1.9074 | 0 | 0 | 0.3675 | 0.73777 | 0 | 0 | 0 | 0 | 4.5678 | 0 | 0 | 0 | 0 | 0 | 0 | 0 | 0 | 0 | 0 | 0 | 0 | 0
5 | 8 | 21 | 2 | 1.7931 | 0 | 2.4469 | 0 | 0 | 0 | 0.0012057 | 0.35442 | 0 | 0 | 3.9586 | 0 | 8.5543 | 0 | 0 | 0 | 0 | 0 | 0 | 0 | 0 | 0 | 0 | 0 | 0 | 0 | 0.45131 | 0 | 1.2156 | 2.1852 | 0 | 0 | 0.4725 | 0.73834 | 0 | 0 | 0 | 0 | 5.0629 | 0 | 0 | 0 | 0 | 0 | 0 | 0 | 0 | 0 | 0 | 0 | 0 | 0
5 | 8 | 22 | 2 | 1.7931 | 0 | 2.4469 | 0 | 0 | 0 | 0.0012057 | 0.36863 | 0 | 0 | 4.4236 | 0 | 9.0334 | 0 | 0 | 0 | 0 | 0 | 0 | 0 | 0 | 0 | 0 | 0 | 0 | 0 | 0.45131 | 0 | 1.1038 | 2.2449 | 0 | 0 | 0.315 | 0.73951 | 0 | 0 | 0 | 0 | 4.8546 | 0 | 0 | 0 | 0 | 0 | 0 | 0 | 0 | 0 | 0 | 0 | 0 | 0
5 | 8 | 23 | 2 | 1.7931 | 0 | 2.4469 | 0 | 0 | 0 | 0.0012057 | 0.065067 | 0 | 0 | 0.59528 | 0 | 4.9016 | 0 | 0 | 0 | 0 | 0 | 0 | 0 | 0 | 0 | 0 | 0 | 0 | 0 | 0.45131 | 0 | 0.88038 | 0.69372 | 0 | 0 | 0.0525 | 0.74366 | 0 | 0 | 0 | 0 | 2.8216 | 0 | 0 | 0 | 0 | 0 | 0 | 0 | 0 | 0 | 0 | 0 | 0 | 0
5 | 8 | 24 | 2 | 1.7931 | 0 | 2.4469 | 0 | 0 | 0 | 0.0012057 | 0.071325 | 0 | 0 | 0.5953 | 0 | 4.9078 | 0 | 0 | 0 | 0 | 0 | 0 | 0 | 0 | 0 | 0 | 0 | 0 | 0 | 0.45131 | 0 | 0.54519 | 0.93337 | 0 | 0 | 0.0525 | 0.75095 | 0 | 0 | 0 | 0 | 2.7333 | 0 | 0 | 0 | 0 | 0 | 0 | 0 | 0 | 0 | 0 | 0 | 0 | 0
5 | 9 | 1 | 3 | 1.7931 | 0 | 2.4469 | 0 | 0 | 0 | 0.0012057 | 0.10673 | 0 | 0 | 0.59533 | 0 | 4.9433 | 0 | 0 | 0 | 0 | 0 | 0 | 0 | 0 | 0 | 0 | 0 | 0 | 0 | 0.45131 | 0 | 0.32173 | 1.4727 | 0 | 0 | 0.0525 | 0.75547 | 0 | 0 | 0 | 0 | 3.0537 | 0 | 0 | 0 | 0 | 0 | 0 | 0 | 0 | 0 | 0 | 0 | 0 | 0
5 | 9 | 2 | 3 | 1.7931 | 0 | 2.4469 | 0 | 0 | 0 | 0.0012057 | 0.14338 | 0 | 0 | 0.59535 | 0 | 4.9799 | 0 | 0 | 0 | 0 | 0 | 0 | 0 | 0 | 0 | 0 | 0 | 0 | 0 | 0.45131 | 0 | 0.32173 | 1.8317 | 0 | 0 | 0.0525 | 0.75613 | 0 | 0 | 0 | 0 | 3.4134 | 0 | 0 | 0 | 0 | 0 | 0 | 0 | 0 | 0 | 0 | 0 | 0 | 0
5 | 9 | 3 | 3 | 1.7931 | 0 | 2.4469 | 0 | 0 | 0 | 0.0012057 | 0.18634 | 0 | 0 | 0.59535 | 0 | 5.0229 | 0 | 0 | 0 | 0 | 0 | 0 | 0 | 0 | 0 | 0 | 0 | 0 | 0 | 0.45131 | 0 | 0.32173 | 2.2224 | 0 | 0 | 0.0525 | 0.76032 | 0 | 0 | 0 | 0 | 3.8083 | 0 | 0 | 0 | 0 | 0 | 0 | 0 | 0 | 0 | 0 | 0 | 0 | 0
5 | 9 | 4 | 3 | 1.7931 | 0 | 2.4469 | 0 | 0 | 0 | 0.0012057 | 0.21577 | 0 | 0 | 0.59536 | 0 | 5.0524 | 0 | 0 | 0 | 0 | 0 | 0 | 0 | 0 | 0 | 0 | 0 | 0 | 0 | 0.45131 | 0 | 0.32173 | 2.5441 | 0 | 0 | 0.0525 | 0.7625 | 0 | 0 | 0 | 0 | 4.1322 | 0 | 0 | 0 | 0 | 0 | 0 | 0 | 0 | 0 | 0 | 0 | 0 | 0
5 | 9 | 5 | 3 | 1.7931 | 0 | 2.4469 | 0 | 0 | 0 | 0.0012057 | 0.2217 | 0 | 0 | 0.59536 | 0 | 5.0583 | 0 | 0 | 0 | 0 | 0 | 0 | 0 | 0 | 0 | 0 | 0 | 0 | 0 | 0.45131 | 0 | 0.32173 | 2.6255 | 0 | 0 | 0.0525 | 0.76123 | 0 | 0 | 0 | 0 | 4.2123 | 0 | 0 | 0 | 0 | 0 | 0 | 0 | 0 | 0 | 0 | 0 | 0 | 0
5 | 9 | 6 | 3 | 1.7931 | 0 | 2.4469 | 0 | 0 | 0 | 0.0012057 | 0.23358 | 0 | 0 | 3.3662 | 0 | 7.841 | 0 | 0 | 0 | 0 | 0 | 0 | 0 | 0 | 0 | 0 | 0 | 0 | 0 | 0.45131 | 0 | 0.54519 | 2.4438 | 0 | 0 | 0.315 | 0.75723 | 0 | 0 | 0 | 0 | 4.5125 | 0 | 0 | 0 | 0 | 0 | 0 | 0 | 0 | 0 | 0 | 0 | 0 | 0
5 | 9 | 7 | 3 | 1.7931 | 0 | 2.4469 | 0 | 0 | 0 | 0.0012057 | 0.63147 | 0 | 0 | 5.5829 | 0 | 10.4556 | 0 | 0 | 0 | 0 | 0 | 0 | 0 | 0 | 0 | 0 | 0 | 0 | 0 | 0.45131 | 0 | 0.71279 | 3.4827 | 0 | 0 | 0.525 | 0.74932 | 0 | 0 | 0 | 0 | 5.9211 | 0 | 0 | 0 | 0 | 0 | 0 | 0 | 0 | 0 | 0 | 0 | 0 | 0
5 | 9 | 8 | 3 | 1.7931 | 0 | 13.5789 | 0 | 0 | 0 | 0.0012057 | 0.23767 | 0 | 0 | 3.9586 | 0 | 19.5695 | 0 | 0 | 0 | 0 | 0 | 0 | 0 | 0 | 0 | 0 | 0 | 0 | 0 | 0.45131 | 0 | 0.71279 | 1.5952 | 0 | 0 | 0.42 | 0.74066 | 0 | 0 | 0 | 0 | 3.92 | 0 | 0 | 0 | 0 | 0 | 0 | 0 | 0 | 0 | 0 | 0 | 0 | 0
5 | 9 | 9 | 3 | 1.7931 | 0 | 13.5789 | 0 | 0 | 0 | 0.0012057 | 0.11719 | 0 | 0 | 3.876 | 0 | 19.3664 | 0 | 0 | 0 | 0 | 0 | 0 | 0 | 0 | 0 | 0 | 0 | 0 | 0 | 0.45131 | 0 | 0.71279 | 0.72666 | 0 | 0 | 0.315 | 0.73761 | 0 | 0 | 0 | 0 | 2.9434 | 0 | 0 | 0 | 0 | 0 | 0 | 0 | 0 | 0 | 0 | 0 | 0 | 0
5 | 9 | 10 | 3 | 1.7931 | 0 | 13.5789 | 0 | 0 | 0 | 0.0012057 | 0.078784 | 0 | 0 | 3.3662 | 0 | 18.8181 | 0 | 0 | 0 | 0 | 0 | 0 | 0 | 0 | 0 | 0 | 0 | 0 | 0 | 0.45131 | 0 | 0.71279 | 0.4272 | 0 | 0 | 0.315 | 0.73329 | 0 | 0 | 0 | 0 | 2.6396 | 0 | 0 | 0 | 0 | 0 | 0 | 0 | 0 | 0 | 0 | 0 | 0 | 0
5 | 9 | 11 | 3 | 1.7931 | 0 | 13.5789 | 0 | 0 | 0 | 0.0012057 | 0.063393 | 0 | 0 | 3.9203 | 0 | 19.3569 | 0 | 0 | 0 | 0 | 0 | 0 | 0 | 0 | 0 | 0 | 0 | 0 | 0 | 0.45131 | 0 | 0.54519 | 0.28787 | 0 | 0 | 0.3675 | 0.73418 | 0 | 0 | 0 | 0 | 2.3861 | 0 | 0 | 0 | 0 | 0 | 0 | 0 | 0 | 0 | 0 | 0 | 0 | 0
5 | 9 | 12 | 3 | 1.7931 | 0 | 8.6313 | 0 | 0 | 0 | 0.0012057 | 0.063753 | 0 | 0 | 3.9586 | 0 | 14.448 | 0 | 0 | 0 | 0 | 0 | 0 | 0 | 0 | 0 | 0 | 0 | 0 | 0 | 0.45131 | 0 | 0.54519 | 0.18524 | 0 | 0 | 0.42 | 0.73028 | 0 | 0 | 0 | 0 | 2.332 | 0 | 0 | 0 | 0 | 0 | 0 | 0 | 0 | 0 | 0 | 0 | 0 | 0
5 | 9 | 13 | 3 | 1.7931 | 0 | 13.5789 | 0 | 0 | 0 | 0.0012057 | 0.058775 | 0 | 0 | 4.4301 | 0 | 19.8621 | 0 | 0 | 0 | 0 | 0 | 0 | 0 | 0 | 0 | 0 | 0 | 0 | 0 | 0.45131 | 0 | 0.54519 | 0.12836 | 0 | 0 | 0.3675 | 0.72862 | 0 | 0 | 0 | 0 | 2.221 | 0 | 0 | 0 | 0 | 0 | 0 | 0 | 0 | 0 | 0 | 0 | 0 | 0
5 | 9 | 14 | 3 | 1.7931 | 0 | 13.5789 | 0 | 0 | 0 | 0.0012057 | 0.057573 | 0 | 0 | 3.9203 | 0 | 19.3511 | 0 | 0 | 0 | 0 | 0 | 0 | 0 | 0 | 0 | 0 | 0 | 0 | 0 | 0.45131 | 0 | 0.54519 | 0.15149 | 0 | 0 | 0.3675 | 0.72898 | 0 | 0 | 0 | 0 | 2.2445 | 0 | 0 | 0 | 0 | 0 | 0 | 0 | 0 | 0 | 0 | 0 | 0 | 0
5 | 9 | 15 | 3 | 1.7931 | 0 | 13.5789 | 0 | 0 | 0 | 0.0012057 | 0.057753 | 0 | 0 | 3.3661 | 0 | 18.7971 | 0 | 0 | 0 | 0 | 0 | 0 | 0 | 0 | 0 | 0 | 0 | 0 | 0 | 0.45131 | 0 | 0.54519 | 0.1268 | 0 | 0 | 0.315 | 0.72928 | 0 | 0 | 0 | 0 | 2.1676 | 0 | 0 | 0 | 0 | 0 | 0 | 0 | 0 | 0 | 0 | 0 | 0 | 0
5 | 9 | 16 | 3 | 1.7931 | 0 | 13.5789 | 0 | 0 | 0 | 0.0012057 | 0.058072 | 0 | 0 | 3.3661 | 0 | 18.7974 | 0 | 0 | 0 | 0 | 0 | 0 | 0 | 0 | 0 | 0 | 0 | 0 | 0 | 0.45131 | 0 | 0.54519 | 0.12231 | 0.012445 | 0 | 0.315 | 0.72676 | 0 | 0 | 0 | 0 | 2.173 | 0 | 0 | 0 | 0 | 0 | 0 | 0 | 0 | 0 | 0 | 0 | 0 | 0
5 | 9 | 17 | 3 | 1.7931 | 0 | 13.5789 | 0 | 0 | 0 | 0.0012057 | 0.057512 | 0 | 0 | 5.5828 | 0 | 21.0135 | 0 | 0 | 0 | 0 | 0 | 0 | 0 | 0 | 0 | 0 | 0 | 0 | 0 | 0.45131 | 0 | 0.54519 | 0.14565 | 0.011491 | 0 | 0.525 | 0.72673 | 0 | 0 | 0 | 0 | 2.4054 | 0 | 0 | 0 | 0 | 0 | 0 | 0 | 0 | 0 | 0 | 0 | 0 | 0
5 | 9 | 18 | 3 | 1.7931 | 0 | 9.8682 | 0 | 0 | 0 | 0.0012057 | 0.059798 | 0 | 0 | 5.5828 | 0 | 17.3052 | 0 | 0 | 0 | 0 | 0 | 0 | 0 | 0 | 0 | 0 | 0 | 0 | 0 | 0.45131 | 0 | 0.54519 | 0.17598 | 0 | 0 | 0.525 | 0.72831 | 0 | 0 | 0 | 0 | 2.4258 | 0 | 0 | 0 | 0 | 0 | 0 | 0 | 0 | 0 | 0 | 0 | 0 | 0
5 | 9 | 19 | 3 | 1.7931 | 0 | 2.4469 | 0 | 0 | 0 | 0.0012057 | 0.068123 | 0 | 0 | 3.9586 | 0 | 8.268 | 0 | 0 | 0 | 0 | 0 | 0 | 0 | 0 | 0 | 0 | 0 | 0 | 0 | 0.45131 | 0 | 0.88038 | 0.23031 | 0 | 0 | 0.42 | 0.72689 | 0 | 0 | 0 | 0 | 2.7089 | 0 | 0 | 0 | 0 | 0 | 0 | 0 | 0 | 0 | 0 | 0 | 0 | 0
5 | 9 | 20 | 3 | 1.7931 | 0 | 2.4469 | 0 | 0 | 0 | 0.0012057 | 0.072191 | 0 | 0 | 4.4301 | 0 | 8.7435 | 0 | 0 | 0 | 0 | 0 | 0 | 0 | 0 | 0 | 0 | 0 | 0 | 0 | 0.45131 | 0 | 1.1038 | 0.26836 | 0 | 0 | 0.3675 | 0.72428 | 0 | 0 | 0 | 0 | 2.9153 | 0 | 0 | 0 | 0 | 0 | 0 | 0 | 0 | 0 | 0 | 0 | 0 | 0
5 | 9 | 21 | 3 | 1.7931 | 0 | 2.4469 | 0 | 0 | 0 | 0.0012057 | 0.077284 | 0 | 0 | 3.9586 | 0 | 8.2771 | 0 | 0 | 0 | 0 | 0 | 0 | 0 | 0 | 0 | 0 | 0 | 0 | 0 | 0.45131 | 0 | 1.2156 | 0.35549 | 0 | 0 | 0.4725 | 0.72474 | 0 | 0 | 0 | 0 | 3.2196 | 0 | 0 | 0 | 0 | 0 | 0 | 0 | 0 | 0 | 0 | 0 | 0 | 0
5 | 9 | 22 | 3 | 1.7931 | 0 | 2.4469 | 0 | 0 | 0 | 0.0012057 | 0.079059 | 0 | 0 | 4.4235 | 0 | 8.7438 | 0 | 0 | 0 | 0 | 0 | 0 | 0 | 0 | 0 | 0 | 0 | 0 | 0 | 0.45131 | 0 | 1.1038 | 0.39537 | 0 | 0 | 0.315 | 0.7274 | 0 | 0 | 0 | 0 | 2.9929 | 0 | 0 | 0 | 0 | 0 | 0 | 0 | 0 | 0 | 0 | 0 | 0 | 0
5 | 9 | 23 | 3 | 1.7931 | 0 | 2.4469 | 0 | 0 | 0 | 0.0012057 | 0.051 | 0 | 0 | 0.59525 | 0 | 4.8875 | 0 | 0 | 0 | 0 | 0 | 0 | 0 | 0 | 0 | 0 | 0 | 0 | 0 | 0.45131 | 0 | 0.88038 | 0.36222 | 0 | 0 | 0.0525 | 0.73215 | 0 | 0 | 0 | 0 | 2.4786 | 0 | 0 | 0 | 0 | 0 | 0 | 0 | 0 | 0 | 0 | 0 | 0 | 0
5 | 9 | 24 | 3 | 1.7931 | 0 | 2.4469 | 0 | 0 | 0 | 0.0012057 | 0.05222 | 0 | 0 | 0.59527 | 0 | 4.8887 | 0 | 0 | 0 | 0 | 0 | 0 | 0 | 0 | 0 | 0 | 0 | 0 | 0 | 0.45131 | 0 | 0.54519 | 0.43031 | 0 | 0 | 0.0525 | 0.74101 | 0 | 0 | 0 | 0 | 2.2203 | 0 | 0 | 0 | 0 | 0 | 0 | 0 | 0 | 0 | 0 | 0 | 0 | 0
5 | 10 | 1 | 4 | 1.7931 | 0 | 2.4469 | 0 | 0 | 0 | 0.0012057 | 0.05306 | 0 | 0 | 0.5953 | 0 | 4.8896 | 0 | 0 | 0 | 0 | 0 | 0 | 0 | 0 | 0 | 0 | 0 | 0 | 0 | 0.45131 | 0 | 0.32173 | 0.50475 | 0 | 0 | 0.0525 | 0.74624 | 0 | 0 | 0 | 0 | 2.0765 | 0 | 0 | 0 | 0 | 0 | 0 | 0 | 0 | 0 | 0 | 0 | 0 | 0
5 | 10 | 2 | 4 | 1.7931 | 0 | 2.4469 | 0 | 0 | 0 | 0.0012057 | 0.052932 | 0 | 0 | 0.59532 | 0 | 4.8895 | 0 | 0 | 0 | 0 | 0 | 0 | 0 | 0 | 0 | 0 | 0 | 0 | 0 | 0.45131 | 0 | 0.32173 | 0.50304 | 0 | 0 | 0.0525 | 0.74563 | 0 | 0 | 0 | 0 | 2.0742 | 0 | 0 | 0 | 0 | 0 | 0 | 0 | 0 | 0 | 0 | 0 | 0 | 0
5 | 10 | 3 | 4 | 1.7931 | 0 | 2.4469 | 0 | 0 | 0 | 0.0012057 | 0.0523 | 0 | 0 | 0.59532 | 0 | 4.8888 | 0 | 0 | 0 | 0 | 0 | 0 | 0 | 0 | 0 | 0 | 0 | 0 | 0 | 0.45131 | 0 | 0.32173 | 0.49406 | 0 | 0 | 0.0525 | 0.74403 | 0 | 0 | 0 | 0 | 2.0636 | 0 | 0 | 0 | 0 | 0 | 0 | 0 | 0 | 0 | 0 | 0 | 0 | 0
5 | 10 | 4 | 4 | 1.7931 | 0 | 2.4469 | 0 | 0 | 0 | 0.0012057 | 0.05441 | 0 | 0 | 0.59531 | 0 | 4.891 | 0 | 0 | 0 | 0 | 0 | 0 | 0 | 0 | 0 | 0 | 0 | 0 | 0 | 0.45131 | 0 | 0.32173 | 0.56013 | 0 | 0 | 0.0525 | 0.7473 | 0 | 0 | 0 | 0 | 2.133 | 0 | 0 | 0 | 0 | 0 | 0 | 0 | 0 | 0 | 0 | 0 | 0 | 0
5 | 10 | 5 | 4 | 1.7931 | 0 | 2.4469 | 0 | 0 | 0 | 0.0012057 | 0.053459 | 0 | 0 | 0.59532 | 0 | 4.89 | 0 | 0 | 0 | 0 | 0 | 0 | 0 | 0 | 0 | 0 | 0 | 0 | 0 | 0.45131 | 0 | 0.32173 | 0.5677 | 0 | 0 | 0.0525 | 0.74502 | 0 | 0 | 0 | 0 | 2.1383 | 0 | 0 | 0 | 0 | 0 | 0 | 0 | 0 | 0 | 0 | 0 | 0 | 0
5 | 10 | 6 | 4 | 1.7931 | 0 | 2.4469 | 0 | 0 | 0 | 0.0012057 | 0.053886 | 0 | 0 | 3.3662 | 0 | 7.6613 | 0 | 0 | 0 | 0 | 0 | 0 | 0 | 0 | 0 | 0 | 0 | 0 | 0 | 0.45131 | 0 | 0.54519 | 0.55951 | 0 | 0 | 0.315 | 0.74021 | 0 | 0 | 0 | 0 | 2.6112 | 0 | 0 | 0 | 0 | 0 | 0 | 0 | 0 | 0 | 0 | 0 | 0 | 0
5 | 10 | 7 | 4 | 1.7931 | 0 | 2.4469 | 0 | 0 | 0 | 0.0012057 | 0.086357 | 0 | 0 | 5.5828 | 0 | 9.9104 | 0 | 0 | 0 | 0 | 0 | 0 | 0 | 0 | 0 | 0 | 0 | 0 | 0 | 0.45131 | 0 | 0.71279 | 0.61679 | 0 | 0 | 0.525 | 0.73439 | 0 | 0 | 0 | 0 | 3.0403 | 0 | 0 | 0 | 0 | 0 | 0 | 0 | 0 | 0 | 0 | 0 | 0 | 0
5 | 10 | 8 | 4 | 1.7931 | 0 | 13.5789 | 0 | 0 | 0 | 0.0012057 | 0.0651 | 0 | 0 | 3.9586 | 0 | 19.3969 | 0 | 0 | 0 | 0 | 0 | 0 | 0 | 0 | 0 | 0 | 0 | 0 | 0 | 0.45131 | 0 | 0.71279 | 0.46469 | 0 | 0 | 0.42 | 0.73057 | 0 | 0 | 0 | 0 | 2.7793 | 0 | 0 | 0 | 0 | 0 | 0 | 0 | 0 | 0 | 0 | 0 | 0 | 0
5 | 10 | 9 | 4 | 1.7931 | 0 | 13.5789 | 0 | 0 | 0 | 0.0012057 | 0.06281 | 0 | 0 | 3.8759 | 0 | 19.3119 | 0 | 0 | 0 | 0 | 0 | 0 | 0 | 0 | 0 | 0 | 0 | 0 | 0 | 0.45131 | 0 | 0.71279 | 0.38127 | 0 | 0 | 0.315 | 0.72782 | 0 | 0 | 0 | 0 | 2.5882 | 0 | 0 | 0 | 0 | 0 | 0 | 0 | 0 | 0 | 0 | 0 | 0 | 0
5 | 10 | 10 | 4 | 1.7931 | 0 | 13.5789 | 0 | 0 | 0 | 0.0012057 | 0.059326 | 0 | 0 | 3.3661 | 0 | 18.7986 | 0 | 0 | 0 | 0 | 0 | 0 | 0 | 0 | 0 | 0 | 0 | 0 | 0 | 0.45131 | 0 | 0.71279 | 0.3162 | 0 | 0 | 0.315 | 0.72399 | 0 | 0 | 0 | 0 | 2.5193 | 0 | 0 | 0 | 0 | 0 | 0 | 0 | 0 | 0 | 0 | 0 | 0 | 0
5 | 10 | 11 | 4 | 1.7931 | 0 | 13.5789 | 0 | 0 | 0 | 0.0012057 | 0.05687 | 0 | 0 | 3.9203 | 0 | 19.3503 | 0 | 0 | 0 | 0 | 0 | 0 | 0 | 0 | 0 | 0 | 0 | 0 | 0 | 0.45131 | 0 | 0.54519 | 0.27105 | 0 | 0 | 0.3675 | 0.72454 | 0 | 0 | 0 | 0 | 2.3596 | 0 | 0 | 0 | 0 | 0 | 0 | 0 | 0 | 0 | 0 | 0 | 0 | 0
5 | 10 | 12 | 4 | 1.7931 | 0 | 8.6313 | 0 | 0 | 0 | 0.0012057 | 0.061017 | 0 | 0 | 3.9586 | 0 | 14.4453 | 0 | 0 | 0 | 0 | 0 | 0 | 0 | 0 | 0 | 0 | 0 | 0 | 0 | 0.45131 | 0 | 0.54519 | 0.22188 | 0 | 0 | 0.42 | 0.7215 | 0 | 0 | 0 | 0 | 2.3599 | 0 | 0 | 0 | 0 | 0 | 0 | 0 | 0 | 0 | 0 | 0 | 0 | 0
5 | 10 | 13 | 4 | 1.7931 | 0 | 13.5789 | 0 | 0 | 0 | 0.0012057 | 0.061811 | 0 | 0 | 4.43 | 0 | 19.8651 | 0 | 0 | 0 | 0 | 0 | 0 | 0 | 0 | 0 | 0 | 0 | 0 | 0 | 0.45131 | 0 | 0.54519 | 0.30016 | 0.031341 | 0 | 0.3675 | 0.72338 | 0 | 0 | 0 | 0 | 2.4189 | 0 | 0 | 0 | 0 | 0 | 0 | 0 | 0 | 0 | 0 | 0 | 0 | 0
5 | 10 | 14 | 4 | 1.7931 | 0 | 13.5789 | 0 | 0 | 0 | 0.0012057 | 0.063033 | 0 | 0 | 3.9203 | 0 | 19.3565 | 0 | 0 | 0 | 0 | 0 | 0 | 0 | 0 | 0 | 0 | 0 | 0 | 0 | 0.45131 | 0 | 0.54519 | 0.21281 | 0.043903 | 0 | 0.3675 | 0.72129 | 0 | 0 | 0 | 0 | 2.342 | 0 | 0 | 0 | 0 | 0 | 0 | 0 | 0 | 0 | 0 | 0 | 0 | 0
5 | 10 | 15 | 4 | 1.7931 | 0 | 13.5789 | 0 | 0 | 0 | 0.0012057 | 0.063339 | 0 | 0 | 3.3661 | 0 | 18.8026 | 0 | 0 | 0 | 0 | 0 | 0 | 0 | 0 | 0 | 0 | 0 | 0 | 0 | 0.45131 | 0 | 0.54519 | 0.18826 | 0.04678 | 0 | 0.315 | 0.72006 | 0 | 0 | 0 | 0 | 2.2666 | 0 | 0 | 0 | 0 | 0 | 0 | 0 | 0 | 0 | 0 | 0 | 0 | 0
5 | 10 | 16 | 4 | 1.7931 | 0 | 13.5789 | 0 | 0 | 0 | 0.0012057 | 0.062143 | 0 | 0 | 3.3661 | 0 | 18.8014 | 0 | 0 | 0 | 0 | 0 | 0 | 0 | 0 | 0 | 0 | 0 | 0 | 0 | 0.45131 | 0 | 0.54519 | 0.35158 | 0.026321 | 0 | 0.315 | 0.72642 | 0 | 0 | 0 | 0 | 2.4158 | 0 | 0 | 0 | 0 | 0 | 0 | 0 | 0 | 0 | 0 | 0 | 0 | 0
5 | 10 | 17 | 4 | 1.7931 | 0 | 13.5789 | 0 | 0 | 0 | 0.0012057 | 0.064536 | 0 | 0 | 5.5828 | 0 | 21.0205 | 0 | 0 | 0 | 0 | 0 | 0 | 0 | 0 | 0 | 0 | 0 | 0 | 0 | 0.45131 | 0 | 0.54519 | 0.35123 | 0.030438 | 0 | 0.525 | 0.72295 | 0 | 0 | 0 | 0 | 2.6261 | 0 | 0 | 0 | 0 | 0 | 0 | 0 | 0 | 0 | 0 | 0 | 0 | 0
5 | 10 | 18 | 4 | 1.7931 | 0 | 9.8682 | 0 | 0 | 0 | 0.0012057 | 0.058871 | 0 | 0 | 5.5828 | 0 | 17.3042 | 0 | 0 | 0 | 0 | 0 | 0 | 0 | 0 | 0 | 0 | 0 | 0 | 0 | 0.45131 | 0 | 0.54519 | 0.32952 | 0.015584 | 0 | 0.525 | 0.72031 | 0 | 0 | 0 | 0 | 2.5869 | 0 | 0 | 0 | 0 | 0 | 0 | 0 | 0 | 0 | 0 | 0 | 0 | 0
5 | 10 | 19 | 4 | 1.7931 | 0 | 2.4469 | 0 | 0 | 0 | 0.0012057 | 0.061887 | 0 | 0 | 3.9586 | 0 | 8.2617 | 0 | 0 | 0 | 0 | 0 | 0 | 0 | 0 | 0 | 0 | 0 | 0 | 0 | 0.45131 | 0 | 0.88038 | 0.3439 | 0 | 0 | 0.42 | 0.71565 | 0 | 0 | 0 | 0 | 2.8112 | 0 | 0 | 0 | 0 | 0 | 0 | 0 | 0 | 0 | 0 | 0 | 0 | 0
5 | 10 | 20 | 4 | 1.7931 | 0 | 2.4469 | 0 | 0 | 0 | 0.0012057 | 0.065225 | 0 | 0 | 4.43 | 0 | 8.7365 | 0 | 0 | 0 | 0 | 0 | 0 | 0 | 0 | 0 | 0 | 0 | 0 | 0 | 0.45131 | 0 | 1.1038 | 0.41137 | 0 | 0 | 0.3675 | 0.71722 | 0 | 0 | 0 | 0 | 3.0513 | 0 | 0 | 0 | 0 | 0 | 0 | 0 | 0 | 0 | 0 | 0 | 0 | 0
5 | 10 | 21 | 4 | 1.7931 | 0 | 2.4469 | 0 | 0 | 0 | 0.0012057 | 0.06616 | 0 | 0 | 3.9586 | 0 | 8.266 | 0 | 0 | 0 | 0 | 0 | 0 | 0 | 0 | 0 | 0 | 0 | 0 | 0 | 0.45131 | 0 | 1.2156 | 0.42713 | 0 | 0 | 0.4725 | 0.7163 | 0 | 0 | 0 | 0 | 3.2828 | 0 | 0 | 0 | 0 | 0 | 0 | 0 | 0 | 0 | 0 | 0 | 0 | 0
5 | 10 | 22 | 4 | 1.7931 | 0 | 2.4469 | 0 | 0 | 0 | 0.0012057 | 0.067216 | 0 | 0 | 4.4234 | 0 | 8.7319 | 0 | 0 | 0 | 0 | 0 | 0 | 0 | 0 | 0 | 0 | 0 | 0 | 0 | 0.45131 | 0 | 1.1038 | 0.48688 | 0 | 0 | 0.315 | 0.71942 | 0 | 0 | 0 | 0 | 3.0765 | 0 | 0 | 0 | 0 | 0 | 0 | 0 | 0 | 0 | 0 | 0 | 0 | 0
5 | 10 | 23 | 4 | 1.7931 | 0 | 2.4469 | 0 | 0 | 0 | 0.0012057 | 0.046092 | 0 | 0 | 0.59519 | 0 | 4.8825 | 0 | 0 | 0 | 0 | 0 | 0 | 0 | 0 | 0 | 0 | 0 | 0 | 0 | 0.45131 | 0 | 0.88038 | 0.44437 | 0 | 0 | 0.0525 | 0.72384 | 0 | 0 | 0 | 0 | 2.5524 | 0 | 0 | 0 | 0 | 0 | 0 | 0 | 0 | 0 | 0 | 0 | 0 | 0
5 | 10 | 24 | 4 | 1.7931 | 0 | 2.4469 | 0 | 0 | 0 | 0.0012057 | 0.047473 | 0 | 0 | 0.5952 | 0 | 4.8839 | 0 | 0 | 0 | 0 | 0 | 0 | 0 | 0 | 0 | 0 | 0 | 0 | 0 | 0.45131 | 0 | 0.54519 | 0.52026 | 0 | 0 | 0.0525 | 0.73272 | 0 | 0 | 0 | 0 | 2.302 | 0 | 0 | 0 | 0 | 0 | 0 | 0 | 0 | 0 | 0 | 0 | 0 | 0
5 | 11 | 1 | 5 | 1.7931 | 0 | 2.4469 | 0 | 0 | 0 | 0.0012057 | 0.048227 | 0 | 0 | 0.59523 | 0 | 4.8847 | 0 | 0 | 0 | 0 | 0 | 0 | 0 | 0 | 0 | 0 | 0 | 0 | 0 | 0.45131 | 0 | 0.32173 | 0.56981 | 0 | 0 | 0.0525 | 0.73744 | 0 | 0 | 0 | 0 | 2.1328 | 0 | 0 | 0 | 0 | 0 | 0 | 0 | 0 | 0 | 0 | 0 | 0 | 0
5 | 11 | 2 | 5 | 1.7931 | 0 | 2.4469 | 0 | 0 | 0 | 0.0012057 | 0.047545 | 0 | 0 | 0.59525 | 0 | 4.884 | 0 | 0 | 0 | 0 | 0 | 0 | 0 | 0 | 0 | 0 | 0 | 0 | 0 | 0.45131 | 0 | 0.32173 | 0.5561 | 0 | 0 | 0.0525 | 0.73543 | 0 | 0 | 0 | 0 | 2.1171 | 0 | 0 | 0 | 0 | 0 | 0 | 0 | 0 | 0 | 0 | 0 | 0 | 0
5 | 11 | 3 | 5 | 1.7931 | 0 | 2.4469 | 0 | 0 | 0 | 0.0012057 | 0.048085 | 0 | 0 | 0.59525 | 0 | 4.8846 | 0 | 0 | 0 | 0 | 0 | 0 | 0 | 0 | 0 | 0 | 0 | 0 | 0 | 0.45131 | 0 | 0.32173 | 0.5758 | 0 | 0 | 0.0525 | 0.73574 | 0 | 0 | 0 | 0 | 2.1371 | 0 | 0 | 0 | 0 | 0 | 0 | 0 | 0 | 0 | 0 | 0 | 0 | 0
5 | 11 | 4 | 5 | 1.7931 | 0 | 2.4469 | 0 | 0 | 0 | 0.0012057 | 0.048888 | 0 | 0 | 0.59524 | 0 | 4.8854 | 0 | 0 | 0 | 0 | 0 | 0 | 0 | 0 | 0 | 0 | 0 | 0 | 0 | 0.45131 | 0 | 0.32173 | 0.61378 | 0 | 0 | 0.0525 | 0.73657 | 0 | 0 | 0 | 0 | 2.1759 | 0 | 0 | 0 | 0 | 0 | 0 | 0 | 0 | 0 | 0 | 0 | 0 | 0
5 | 11 | 5 | 5 | 1.7931 | 0 | 2.4469 | 0 | 0 | 0 | 0.0012057 | 0.049318 | 0 | 0 | 0.59524 | 0 | 4.8858 | 0 | 0 | 0 | 0 | 0 | 0 | 0 | 0 | 0 | 0 | 0 | 0 | 0 | 0.45131 | 0 | 0.32173 | 0.64382 | 0 | 0 | 0.0525 | 0.73664 | 0 | 0 | 0 | 0 | 2.206 | 0 | 0 | 0 | 0 | 0 | 0 | 0 | 0 | 0 | 0 | 0 | 0 | 0
5 | 11 | 6 | 5 | 1.7931 | 0 | 2.4469 | 0 | 0 | 0 | 0.0012057 | 0.048975 | 0 | 0 | 3.3661 | 0 | 7.6563 | 0 | 0 | 0 | 0 | 0 | 0 | 0 | 0 | 0 | 0 | 0 | 0 | 0 | 0.45131 | 0 | 0.54519 | 0.54256 | 0 | 0 | 0.315 | 0.73011 | 0 | 0 | 0 | 0 | 2.5842 | 0 | 0 | 0 | 0 | 0 | 0 | 0 | 0 | 0 | 0 | 0 | 0 | 0
5 | 11 | 7 | 5 | 1.7931 | 0 | 2.4469 | 0 | 0 | 0 | 0.0012057 | 0.067544 | 0 | 0 | 5.5827 | 0 | 9.8915 | 0 | 0 | 0 | 0 | 0 | 0 | 0 | 0 | 0 | 0 | 0 | 0 | 0 | 0.45131 | 0 | 0.71279 | 0.45269 | 0 | 0 | 0.525 | 0.72189 | 0 | 0 | 0 | 0 | 2.8637 | 0 | 0 | 0 | 0 | 0 | 0 | 0 | 0 | 0 | 0 | 0 | 0 | 0
5 | 11 | 8 | 5 | 1.7931 | 0 | 13.5789 | 0 | 0 | 0 | 0.0012057 | 0.059361 | 0 | 0 | 3.9586 | 0 | 19.3911 | 0 | 0 | 0 | 0 | 0 | 0 | 0 | 0 | 0 | 0 | 0 | 0 | 0 | 0.45131 | 0 | 0.71279 | 0.36907 | 0 | 0 | 0.42 | 0.71924 | 0 | 0 | 0 | 0 | 2.6724 | 0 | 0 | 0 | 0 | 0 | 0 | 0 | 0 | 0 | 0 | 0 | 0 | 0
5 | 11 | 9 | 5 | 1.7931 | 0 | 13.5789 | 0 | 0 | 0 | 0.0012057 | 0.056338 | 0 | 0 | 3.8758 | 0 | 19.3054 | 0 | 0 | 0 | 0 | 0 | 0 | 0 | 0 | 0 | 0 | 0 | 0 | 0 | 0.45131 | 0 | 0.71279 | 0.29454 | 0 | 0 | 0.315 | 0.71631 | 0 | 0 | 0 | 0 | 2.4899 | 0 | 0 | 0 | 0 | 0 | 0 | 0 | 0 | 0 | 0 | 0 | 0 | 0
5 | 11 | 10 | 5 | 1.7931 | 0 | 13.5789 | 0 | 0 | 0 | 0.0012057 | 0.053029 | 0 | 0 | 3.366 | 0 | 18.7923 | 0 | 0 | 0 | 0 | 0 | 0 | 0 | 0 | 0 | 0 | 0 | 0 | 0 | 0.45131 | 0 | 0.71279 | 0.22756 | 0 | 0 | 0.315 | 0.71423 | 0 | 0 | 0 | 0 | 2.4209 | 0 | 0 | 0 | 0 | 0 | 0 | 0 | 0 | 0 | 0 | 0 | 0 | 0
5 | 11 | 11 | 5 | 1.7931 | 0 | 13.5789 | 0 | 0 | 0 | 0.0012057 | 0.066709 | 0 | 0 | 3.9202 | 0 | 19.3601 | 0 | 0 | 0 | 0 | 0 | 0 | 0 | 0 | 0 | 0 | 0 | 0 | 0 | 0.45131 | 0 | 0.54519 | 0.21173 | 0 | 0 | 0.3675 | 0.71573 | 0 | 0 | 0 | 0 | 2.2915 | 0 | 0 | 0 | 0 | 0 | 0 | 0 | 0 | 0 | 0 | 0 | 0 | 0
5 | 11 | 12 | 5 | 1.7931 | 0 | 8.6313 | 0 | 0 | 0 | 0.0012057 | 0.060991 | 0 | 0 | 3.9586 | 0 | 14.4452 | 0 | 0 | 0 | 0 | 0 | 0 | 0 | 0 | 0 | 0 | 0 | 0 | 0 | 0.45131 | 0 | 0.54519 | 0.17042 | 0.034579 | 0 | 0.42 | 0.71266 | 0 | 0 | 0 | 0 | 2.3342 | 0 | 0 | 0 | 0 | 0 | 0 | 0 | 0 | 0 | 0 | 0 | 0 | 0
5 | 11 | 13 | 5 | 1.7931 | 0 | 13.5789 | 0 | 0 | 0 | 0.0012057 | 0.059798 | 0 | 0 | 4.43 | 0 | 19.863 | 0 | 0 | 0 | 0 | 0 | 0 | 0 | 0 | 0 | 0 | 0 | 0 | 0 | 0.45131 | 0 | 0.54519 | 0.20944 | 0.038751 | 0 | 0.3675 | 0.71537 | 0 | 0 | 0 | 0 | 2.3276 | 0 | 0 | 0 | 0 | 0 | 0 | 0 | 0 | 0 | 0 | 0 | 0 | 0
5 | 11 | 14 | 5 | 1.7931 | 0 | 13.5789 | 0 | 0 | 0 | 0.0012057 | 0.062487 | 0 | 0 | 3.9202 | 0 | 19.3559 | 0 | 0 | 0 | 0 | 0 | 0 | 0 | 0 | 0 | 0 | 0 | 0 | 0 | 0.45131 | 0 | 0.54519 | 0.25495 | 0.033506 | 0 | 0.3675 | 0.71805 | 0 | 0 | 0 | 0 | 2.3705 | 0 | 0 | 0 | 0 | 0 | 0 | 0 | 0 | 0 | 0 | 0 | 0 | 0
5 | 11 | 15 | 5 | 1.7931 | 0 | 13.5789 | 0 | 0 | 0 | 0.0012057 | 0.065361 | 0 | 0 | 3.366 | 0 | 18.8046 | 0 | 0 | 0 | 0 | 0 | 0 | 0 | 0 | 0 | 0 | 0 | 0 | 0 | 0.45131 | 0 | 0.54519 | 0.27771 | 0.051392 | 0 | 0.315 | 0.71926 | 0 | 0 | 0 | 0 | 2.3599 | 0 | 0 | 0 | 0 | 0 | 0 | 0 | 0 | 0 | 0 | 0 | 0 | 0
5 | 11 | 16 | 5 | 1.7931 | 0 | 13.5789 | 0 | 0 | 0 | 0.0012057 | 0.057765 | 0 | 0 | 3.366 | 0 | 18.797 | 0 | 0 | 0 | 0 | 0 | 0 | 0 | 0 | 0 | 0 | 0 | 0 | 0 | 0.45131 | 0 | 0.54519 | 0.33435 | 0.014448 | 0 | 0.315 | 0.72324 | 0 | 0 | 0 | 0 | 2.3835 | 0 | 0 | 0 | 0 | 0 | 0 | 0 | 0 | 0 | 0 | 0 | 0 | 0
5 | 11 | 17 | 5 | 1.7931 | 0 | 13.5789 | 0 | 0 | 0 | 0.0012057 | 0.056685 | 0 | 0 | 5.5827 | 0 | 21.0126 | 0 | 0 | 0 | 0 | 0 | 0 | 0 | 0 | 0 | 0 | 0 | 0 | 0 | 0.45131 | 0 | 0.54519 | 0.38037 | 0.0081723 | 0 | 0.525 | 0.72484 | 0 | 0 | 0 | 0 | 2.6349 | 0 | 0 | 0 | 0 | 0 | 0 | 0 | 0 | 0 | 0 | 0 | 0 | 0
5 | 11 | 18 | 5 | 1.7931 | 0 | 9.8682 | 0 | 0 | 0 | 0.0012057 | 0.056688 | 0 | 0 | 5.5828 | 0 | 17.302 | 0 | 0 | 0 | 0 | 0 | 0 | 0 | 0 | 0 | 0 | 0 | 0 | 0 | 0.45131 | 0 | 0.54519 | 0.39493 | 0 | 0 | 0.525 | 0.72262 | 0 | 0 | 0 | 0 | 2.6391 | 0 | 0 | 0 | 0 | 0 | 0 | 0 | 0 | 0 | 0 | 0 | 0 | 0
5 | 11 | 19 | 5 | 1.7931 | 0 | 2.4469 | 0 | 0 | 0 | 0.0012057 | 0.062729 | 0 | 0 | 3.9586 | 0 | 8.2625 | 0 | 0 | 0 | 0 | 0 | 0 | 0 | 0 | 0 | 0 | 0 | 0 | 0 | 0.45131 | 0 | 0.88038 | 0.40635 | 0 | 0 | 0.42 | 0.71795 | 0 | 0 | 0 | 0 | 2.876 | 0 | 0 | 0 | 0 | 0 | 0 | 0 | 0 | 0 | 0 | 0 | 0 | 0
5 | 11 | 20 | 5 | 1.7931 | 0 | 2.4469 | 0 | 0 | 0 | 0.0012057 | 0.064776 | 0 | 0 | 4.43 | 0 | 8.736 | 0 | 0 | 0 | 0 | 0 | 0 | 0 | 0 | 0 | 0 | 0 | 0 | 0 | 0.45131 | 0 | 1.1038 | 0.36703 | 0 | 0 | 0.3675 | 0.71567 | 0 | 0 | 0 | 0 | 3.0053 | 0 | 0 | 0 | 0 | 0 | 0 | 0 | 0 | 0 | 0 | 0 | 0 | 0
5 | 11 | 21 | 5 | 1.7931 | 0 | 2.4469 | 0 | 0 | 0 | 0.0012057 | 0.064814 | 0 | 0 | 3.9586 | 0 | 8.2646 | 0 | 0 | 0 | 0 | 0 | 0 | 0 | 0 | 0 | 0 | 0 | 0 | 0 | 0.45131 | 0 | 1.2156 | 0.35606 | 0 | 0 | 0.4725 | 0.71296 | 0 | 0 | 0 | 0 | 3.2084 | 0 | 0 | 0 | 0 | 0 | 0 | 0 | 0 | 0 | 0 | 0 | 0 | 0
5 | 11 | 22 | 5 | 1.7931 | 0 | 2.4469 | 0 | 0 | 0 | 0.0012057 | 0.06651 | 0 | 0 | 4.4234 | 0 | 8.7311 | 0 | 0 | 0 | 0 | 0 | 0 | 0 | 0 | 0 | 0 | 0 | 0 | 0 | 0.45131 | 0 | 1.1038 | 0.41667 | 0 | 0 | 0.315 | 0.7176 | 0 | 0 | 0 | 0 | 3.0044 | 0 | 0 | 0 | 0 | 0 | 0 | 0 | 0 | 0 | 0 | 0 | 0 | 0
5 | 11 | 23 | 5 | 1.7931 | 0 | 2.4469 | 0 | 0 | 0 | 0.0012057 | 0.044978 | 0 | 0 | 0.59517 | 0 | 4.8814 | 0 | 0 | 0 | 0 | 0 | 0 | 0 | 0 | 0 | 0 | 0 | 0 | 0 | 0.45131 | 0 | 0.88038 | 0.38025 | 0 | 0 | 0.0525 | 0.7211 | 0 | 0 | 0 | 0 | 2.4855 | 0 | 0 | 0 | 0 | 0 | 0 | 0 | 0 | 0 | 0 | 0 | 0 | 0
5 | 11 | 24 | 5 | 1.7931 | 0 | 2.4469 | 0 | 0 | 0 | 0.0012057 | 0.046172 | 0 | 0 | 0.59519 | 0 | 4.8826 | 0 | 0 | 0 | 0 | 0 | 0 | 0 | 0 | 0 | 0 | 0 | 0 | 0 | 0.45131 | 0 | 0.54519 | 0.44606 | 0 | 0 | 0.0525 | 0.72951 | 0 | 0 | 0 | 0 | 2.2246 | 0 | 0 | 0 | 0 | 0 | 0 | 0 | 0 | 0 | 0 | 0 | 0 | 0
5 | 12 | 1 | 6 | 1.7931 | 0 | 2.4469 | 0 | 0 | 0 | 0.0012057 | 0.047625 | 0 | 0 | 0.59522 | 0 | 4.8841 | 0 | 0 | 0 | 0 | 0 | 0 | 0 | 0 | 0 | 0 | 0 | 0 | 0 | 0.45131 | 0 | 0.32173 | 0.50244 | 0 | 0 | 0.0525 | 0.73555 | 0 | 0 | 0 | 0 | 2.0635 | 0 | 0 | 0 | 0 | 0 | 0 | 0 | 0 | 0 | 0 | 0 | 0 | 0
5 | 12 | 2 | 6 | 1.7931 | 0 | 2.4469 | 0 | 0 | 0 | 0.0012057 | 0.048472 | 0 | 0 | 0.59524 | 0 | 4.8849 | 0 | 0 | 0 | 0 | 0 | 0 | 0 | 0 | 0 | 0 | 0 | 0 | 0 | 0.45131 | 0 | 0.32173 | 0.51376 | 0 | 0 | 0.0525 | 0.73662 | 0 | 0 | 0 | 0 | 2.0759 | 0 | 0 | 0 | 0 | 0 | 0 | 0 | 0 | 0 | 0 | 0 | 0 | 0
5 | 12 | 3 | 6 | 1.7931 | 0 | 2.4469 | 0 | 0 | 0 | 0.0012057 | 0.047933 | 0 | 0 | 0.59525 | 0 | 4.8844 | 0 | 0 | 0 | 0 | 0 | 0 | 0 | 0 | 0 | 0 | 0 | 0 | 0 | 0.45131 | 0 | 0.32173 | 0.48532 | 0 | 0 | 0.0525 | 0.73488 | 0 | 0 | 0 | 0 | 2.0457 | 0 | 0 | 0 | 0 | 0 | 0 | 0 | 0 | 0 | 0 | 0 | 0 | 0
5 | 12 | 4 | 6 | 1.7931 | 0 | 2.4469 | 0 | 0 | 0 | 0.0012057 | 0.047419 | 0 | 0 | 0.59524 | 0 | 4.8839 | 0 | 0 | 0 | 0 | 0 | 0 | 0 | 0 | 0 | 0 | 0 | 0 | 0 | 0.45131 | 0 | 0.32173 | 0.42032 | 0 | 0 | 0.0525 | 0.73316 | 0 | 0 | 0 | 0 | 1.979 | 0 | 0 | 0 | 0 | 0 | 0 | 0 | 0 | 0 | 0 | 0 | 0 | 0
5 | 12 | 5 | 6 | 1.7931 | 0 | 2.4469 | 0 | 0 | 0 | 0.0012057 | 0.047431 | 0 | 0 | 0.59524 | 0 | 4.8839 | 0 | 0 | 0 | 0 | 0 | 0 | 0 | 0 | 0 | 0 | 0 | 0 | 0 | 0.45131 | 0 | 0.32173 | 0.41738 | 0 | 0 | 0.0525 | 0.7325 | 0 | 0 | 0 | 0 | 1.9754 | 0 | 0 | 0 | 0 | 0 | 0 | 0 | 0 | 0 | 0 | 0 | 0 | 0
5 | 12 | 6 | 6 | 1.7931 | 0 | 2.4469 | 0 | 0 | 0 | 0.0012057 | 0.047874 | 0 | 0 | 3.3661 | 0 | 7.6552 | 0 | 0 | 0 | 0 | 0 | 0 | 0 | 0 | 0 | 0 | 0 | 0 | 0 | 0.45131 | 0 | 0.54519 | 0.38073 | 0 | 0 | 0.315 | 0.72839 | 0 | 0 | 0 | 0 | 2.4206 | 0 | 0 | 0 | 0 | 0 | 0 | 0 | 0 | 0 | 0 | 0 | 0 | 0
5 | 12 | 7 | 6 | 1.7931 | 0 | 2.4469 | 0 | 0 | 0 | 0.0012057 | 0.075854 | 0 | 0 | 5.5827 | 0 | 9.8998 | 0 | 0 | 0 | 0 | 0 | 0 | 0 | 0 | 0 | 0 | 0 | 0 | 0 | 0.45131 | 0 | 0.71279 | 0.45617 | 0 | 0 | 0.525 | 0.724 | 0 | 0 | 0 | 0 | 2.8693 | 0 | 0 | 0 | 0 | 0 | 0 | 0 | 0 | 0 | 0 | 0 | 0 | 0
5 | 12 | 8 | 6 | 1.7931 | 0 | 13.5789 | 0 | 0 | 0 | 0.0012057 | 0.060179 | 0 | 0 | 3.9586 | 0 | 19.392 | 0 | 0 | 0 | 0 | 0 | 0 | 0 | 0 | 0 | 0 | 0 | 0 | 0 | 0.45131 | 0 | 0.71279 | 0.37277 | 0 | 0 | 0.42 | 0.72259 | 0 | 0 | 0 | 0 | 2.6795 | 0 | 0 | 0 | 0 | 0 | 0 | 0 | 0 | 0 | 0 | 0 | 0 | 0
5 | 12 | 9 | 6 | 1.7931 | 0 | 13.5789 | 0 | 0 | 0 | 0.0012057 | 0.058154 | 0 | 0 | 3.8758 | 0 | 19.3072 | 0 | 0 | 0 | 0 | 0 | 0 | 0 | 0 | 0 | 0 | 0 | 0 | 0 | 0.45131 | 0 | 0.71279 | 0.33608 | 0 | 0 | 0.315 | 0.71989 | 0 | 0 | 0 | 0 | 2.5351 | 0 | 0 | 0 | 0 | 0 | 0 | 0 | 0 | 0 | 0 | 0 | 0 | 0
5 | 12 | 10 | 6 | 1.7931 | 0 | 13.5789 | 0 | 0 | 0 | 0.0012057 | 0.059728 | 0 | 0 | 3.366 | 0 | 18.799 | 0 | 0 | 0 | 0 | 0 | 0 | 0 | 0 | 0 | 0 | 0 | 0 | 0 | 0.45131 | 0 | 0.71279 | 0.4234 | 0 | 0 | 0.315 | 0.72302 | 0 | 0 | 0 | 0 | 2.6255 | 0 | 0 | 0 | 0 | 0 | 0 | 0 | 0 | 0 | 0 | 0 | 0 | 0
5 | 12 | 11 | 6 | 1.7931 | 0 | 13.5789 | 0 | 0 | 0 | 0.0012057 | 0.055637 | 0 | 0 | 3.9202 | 0 | 19.3491 | 0 | 0 | 0 | 0 | 0 | 0 | 0 | 0 | 0 | 0 | 0 | 0 | 0 | 0.45131 | 0 | 0.54519 | 0.33318 | 0 | 0 | 0.3675 | 0.72089 | 0 | 0 | 0 | 0 | 2.4181 | 0 | 0 | 0 | 0 | 0 | 0 | 0 | 0 | 0 | 0 | 0 | 0 | 0
5 | 12 | 12 | 6 | 1.7931 | 0 | 8.6313 | 0 | 0 | 0 | 0.0012057 | 0.058302 | 0 | 0 | 3.9586 | 0 | 14.4425 | 0 | 0 | 0 | 0 | 0 | 0 | 0 | 0 | 0 | 0 | 0 | 0 | 0 | 0.45131 | 0 | 0.54519 | 0.27461 | 0 | 0 | 0.42 | 0.71929 | 0 | 0 | 0 | 0 | 2.4104 | 0 | 0 | 0 | 0 | 0 | 0 | 0 | 0 | 0 | 0 | 0 | 0 | 0
5 | 12 | 13 | 6 | 1.7931 | 0 | 13.5789 | 0 | 0 | 0 | 0.0012057 | 0.051805 | 0 | 0 | 4.43 | 0 | 19.855 | 0 | 0 | 0 | 0 | 0 | 0 | 0 | 0 | 0 | 0 | 0 | 0 | 0 | 0.45131 | 0 | 0.54519 | 0.19825 | 0 | 0 | 0.3675 | 0.71609 | 0 | 0 | 0 | 0 | 2.2783 | 0 | 0 | 0 | 0 | 0 | 0 | 0 | 0 | 0 | 0 | 0 | 0 | 0
5 | 12 | 14 | 6 | 1.7931 | 0 | 13.5789 | 0 | 0 | 0 | 0.0012057 | 0.05533 | 0 | 0 | 3.9202 | 0 | 19.3488 | 0 | 0 | 0 | 0 | 0 | 0 | 0 | 0 | 0 | 0 | 0 | 0 | 0 | 0.45131 | 0 | 0.54519 | 0.42788 | 0 | 0 | 0.3675 | 0.72415 | 0 | 0 | 0 | 0 | 2.516 | 0 | 0 | 0 | 0 | 0 | 0 | 0 | 0 | 0 | 0 | 0 | 0 | 0
5 | 12 | 15 | 6 | 1.7931 | 0 | 13.5789 | 0 | 0 | 0 | 0.0012057 | 0.057769 | 0 | 0 | 3.3661 | 0 | 18.797 | 0 | 0 | 0 | 0 | 0 | 0 | 0 | 0 | 0 | 0 | 0 | 0 | 0 | 0.45131 | 0 | 0.54519 | 0.33349 | 0 | 0 | 0.315 | 0.72063 | 0 | 0 | 0 | 0 | 2.3656 | 0 | 0 | 0 | 0 | 0 | 0 | 0 | 0 | 0 | 0 | 0 | 0 | 0
5 | 12 | 16 | 6 | 1.7931 | 0 | 13.5789 | 0 | 0 | 0 | 0.0012057 | 0.055156 | 0 | 0 | 3.3661 | 0 | 18.7944 | 0 | 0 | 0 | 0 | 0 | 0 | 0 | 0 | 0 | 0 | 0 | 0 | 0 | 0.45131 | 0 | 0.54519 | 0.38506 | 0 | 0 | 0.315 | 0.72599 | 0 | 0 | 0 | 0 | 2.4226 | 0 | 0 | 0 | 0 | 0 | 0 | 0 | 0 | 0 | 0 | 0 | 0 | 0
5 | 12 | 17 | 6 | 1.7931 | 0 | 13.5789 | 0 | 0 | 0 | 0.0012057 | 0.054637 | 0 | 0 | 5.5828 | 0 | 21.0106 | 0 | 0 | 0 | 0 | 0 | 0 | 0 | 0 | 0 | 0 | 0 | 0 | 0 | 0.45131 | 0 | 0.54519 | 0.39273 | 0 | 0 | 0.525 | 0.72389 | 0 | 0 | 0 | 0 | 2.6381 | 0 | 0 | 0 | 0 | 0 | 0 | 0 | 0 | 0 | 0 | 0 | 0 | 0
5 | 12 | 18 | 6 | 1.7931 | 0 | 9.8682 | 0 | 0 | 0 | 0.0012057 | 0.062989 | 0 | 0 | 5.5828 | 0 | 17.3083 | 0 | 0 | 0 | 0 | 0 | 0 | 0 | 0 | 0 | 0 | 0 | 0 | 0 | 0.45131 | 0 | 0.54519 | 0.54523 | 0 | 0 | 0.525 | 0.73474 | 0 | 0 | 0 | 0 | 2.8015 | 0 | 0 | 0 | 0 | 0 | 0 | 0 | 0 | 0 | 0 | 0 | 0 | 0
5 | 12 | 19 | 6 | 1.7931 | 0 | 2.4469 | 0 | 0 | 0 | 0.0012057 | 0.073215 | 0 | 0 | 3.9586 | 0 | 8.273 | 0 | 0 | 0 | 0 | 0 | 0 | 0 | 0 | 0 | 0 | 0 | 0 | 0 | 0.45131 | 0 | 0.88038 | 0.60857 | 0 | 0 | 0.42 | 0.72884 | 0 | 0 | 0 | 0 | 3.0891 | 0 | 0 | 0 | 0 | 0 | 0 | 0 | 0 | 0 | 0 | 0 | 0 | 0
5 | 12 | 20 | 6 | 1.7931 | 0 | 2.4469 | 0 | 0 | 0 | 0.0012057 | 0.08 | 0 | 0 | 4.43 | 0 | 8.7513 | 0 | 0 | 0 | 0 | 0 | 0 | 0 | 0 | 0 | 0 | 0 | 0 | 0 | 0.45131 | 0 | 1.1038 | 0.66085 | 0 | 0 | 0.3675 | 0.72712 | 0 | 0 | 0 | 0 | 3.3106 | 0 | 0 | 0 | 0 | 0 | 0 | 0 | 0 | 0 | 0 | 0 | 0 | 0
5 | 12 | 21 | 6 | 1.7931 | 0 | 2.4469 | 0 | 0 | 0 | 0.0012057 | 0.085375 | 0 | 0 | 3.9586 | 0 | 8.2852 | 0 | 0 | 0 | 0 | 0 | 0 | 0 | 0 | 0 | 0 | 0 | 0 | 0 | 0.45131 | 0 | 1.2156 | 0.68261 | 0 | 0 | 0.4725 | 0.7274 | 0 | 0 | 0 | 0 | 3.5494 | 0 | 0 | 0 | 0 | 0 | 0 | 0 | 0 | 0 | 0 | 0 | 0 | 0
5 | 12 | 22 | 6 | 1.7931 | 0 | 2.4469 | 0 | 0 | 0 | 0.0012057 | 0.086209 | 0 | 0 | 4.4235 | 0 | 8.7509 | 0 | 0 | 0 | 0 | 0 | 0 | 0 | 0 | 0 | 0 | 0 | 0 | 0 | 0.45131 | 0 | 1.1038 | 0.71084 | 0 | 0 | 0.315 | 0.72821 | 0 | 0 | 0 | 0 | 3.3092 | 0 | 0 | 0 | 0 | 0 | 0 | 0 | 0 | 0 | 0 | 0 | 0 | 0
5 | 12 | 23 | 6 | 1.7931 | 0 | 2.4469 | 0 | 0 | 0 | 0.0012057 | 0.050141 | 0 | 0 | 0.59521 | 0 | 4.8866 | 0 | 0 | 0 | 0 | 0 | 0 | 0 | 0 | 0 | 0 | 0 | 0 | 0 | 0.45131 | 0 | 0.88038 | 0.5704 | 0 | 0 | 0.0525 | 0.73069 | 0 | 0 | 0 | 0 | 2.6853 | 0 | 0 | 0 | 0 | 0 | 0 | 0 | 0 | 0 | 0 | 0 | 0 | 0
5 | 12 | 24 | 6 | 1.7931 | 0 | 2.4469 | 0 | 0 | 0 | 0.0012057 | 0.055966 | 0 | 0 | 0.59522 | 0 | 4.8924 | 0 | 0 | 0 | 0 | 0 | 0 | 0 | 0 | 0 | 0 | 0 | 0 | 0 | 0.45131 | 0 | 0.54519 | 0.7757 | 0 | 0 | 0.0525 | 0.744 | 0 | 0 | 0 | 0 | 2.5687 | 0 | 0 | 0 | 0 | 0 | 0 | 0 | 0 | 0 | 0 | 0 | 0 | 0
5 | 13 | 1 | 7 | 1.7931 | 0 | 2.4469 | 0 | 0 | 0 | 0.0012057 | 0.055566 | 0 | 0 | 0.59527 | 0 | 4.8921 | 0 | 0 | 0 | 0 | 0 | 0 | 0 | 0 | 0 | 0 | 0 | 0 | 0 | 0.45131 | 0 | 0.32173 | 0.76166 | 0 | 0 | 0.0525 | 0.74387 | 0 | 0 | 0 | 0 | 2.3311 | 0 | 0 | 0 | 0 | 0 | 0 | 0 | 0 | 0 | 0 | 0 | 0 | 0
5 | 13 | 2 | 7 | 1.7931 | 0 | 2.4469 | 0 | 0 | 0 | 0.0012057 | 0.063739 | 0 | 0 | 0.59528 | 0 | 4.9002 | 0 | 0 | 0 | 0 | 0 | 0 | 0 | 0 | 0 | 0 | 0 | 0 | 0 | 0.45131 | 0 | 0.32173 | 0.86369 | 0 | 0 | 0.0525 | 0.75079 | 0 | 0 | 0 | 0 | 2.44 | 0 | 0 | 0 | 0 | 0 | 0 | 0 | 0 | 0 | 0 | 0 | 0 | 0
5 | 13 | 3 | 7 | 1.7931 | 0 | 2.4469 | 0 | 0 | 0 | 0.0012057 | 0.065514 | 0 | 0 | 0.5953 | 0 | 4.9021 | 0 | 0 | 0 | 0 | 0 | 0 | 0 | 0 | 0 | 0 | 0 | 0 | 0 | 0.45131 | 0 | 0.32173 | 0.88809 | 0 | 0 | 0.0525 | 0.75029 | 0 | 0 | 0 | 0 | 2.4639 | 0 | 0 | 0 | 0 | 0 | 0 | 0 | 0 | 0 | 0 | 0 | 0 | 0
5 | 13 | 4 | 7 | 1.7931 | 0 | 2.4469 | 0 | 0 | 0 | 0.0012057 | 0.069671 | 0 | 0 | 0.5953 | 0 | 4.9062 | 0 | 0 | 0 | 0 | 0 | 0 | 0 | 0 | 0 | 0 | 0 | 0 | 0 | 0.45131 | 0 | 0.32173 | 1.0031 | 0 | 0 | 0.0525 | 0.75264 | 0 | 0 | 0 | 0 | 2.5812 | 0 | 0 | 0 | 0 | 0 | 0 | 0 | 0 | 0 | 0 | 0 | 0 | 0
5 | 13 | 5 | 7 | 1.7931 | 0 | 2.4469 | 0 | 0 | 0 | 0.0012057 | 0.077497 | 0 | 0 | 0.59531 | 0 | 4.914 | 0 | 0 | 0 | 0 | 0 | 0 | 0 | 0 | 0 | 0 | 0 | 0 | 0 | 0.45131 | 0 | 0.32173 | 1.1045 | 0 | 0 | 0.0525 | 0.75337 | 0 | 0 | 0 | 0 | 2.6835 | 0 | 0 | 0 | 0 | 0 | 0 | 0 | 0 | 0 | 0 | 0 | 0 | 0
5 | 13 | 6 | 7 | 1.7931 | 0 | 2.4469 | 0 | 0 | 0 | 0.0012057 | 0.074367 | 0 | 0 | 3.3662 | 0 | 7.6818 | 0 | 0 | 0 | 0 | 0 | 0 | 0 | 0 | 0 | 0 | 0 | 0 | 0 | 0.45131 | 0 | 0.54519 | 1.1307 | 0 | 0 | 0.315 | 0.74855 | 0 | 0 | 0 | 0 | 3.1907 | 0 | 0 | 0 | 0 | 0 | 0 | 0 | 0 | 0 | 0 | 0 | 0 | 0
5 | 13 | 7 | 7 | 1.7931 | 0 | 2.4469 | 0 | 0 | 0 | 0.0012057 | 0.3204 | 0 | 0 | 5.5828 | 0 | 10.1445 | 0 | 0 | 0 | 0 | 0 | 0 | 0 | 0 | 0 | 0 | 0 | 0 | 0 | 0.45131 | 0 | 0.71279 | 2.7934 | 0 | 0 | 0.525 | 0.74381 | 0 | 0 | 0 | 0 | 5.2264 | 0 | 0 | 0 | 0 | 0 | 0 | 0 | 0 | 0 | 0 | 0 | 0 | 0
5 | 13 | 8 | 7 | 1.7931 | 0 | 13.5789 | 0 | 0 | 0 | 0.0012057 | 0.12081 | 0 | 0 | 3.9586 | 0 | 19.4526 | 0 | 0 | 0 | 0 | 0 | 0 | 0 | 0 | 0 | 0 | 0 | 0 | 0 | 0.45131 | 0 | 0.71279 | 1.2211 | 0 | 0 | 0.42 | 0.7374 | 0 | 0 | 0 | 0 | 3.5427 | 0 | 0 | 0 | 0 | 0 | 0 | 0 | 0 | 0 | 0 | 0 | 0 | 0
5 | 13 | 9 | 7 | 1.7931 | 0 | 13.5789 | 0 | 0 | 0 | 0.0012057 | 0.11482 | 0 | 0 | 3.8759 | 0 | 19.364 | 0 | 0 | 0 | 0 | 0 | 0 | 0 | 0 | 0 | 0 | 0 | 0 | 0 | 0.45131 | 0 | 0.71279 | 1.1059 | 0 | 0 | 0.315 | 0.74337 | 0 | 0 | 0 | 0 | 3.3284 | 0 | 0 | 0 | 0 | 0 | 0 | 0 | 0 | 0 | 0 | 0 | 0 | 0
5 | 13 | 10 | 7 | 1.7931 | 0 | 13.5789 | 0 | 0 | 0 | 0.0012057 | 0.088956 | 0 | 0 | 3.3661 | 0 | 18.8283 | 0 | 0 | 0 | 0 | 0 | 0 | 0 | 0 | 0 | 0 | 0 | 0 | 0 | 0.45131 | 0 | 0.71279 | 0.9212 | 0 | 0 | 0.315 | 0.73662 | 0 | 0 | 0 | 0 | 3.1369 | 0 | 0 | 0 | 0 | 0 | 0 | 0 | 0 | 0 | 0 | 0 | 0 | 0
5 | 13 | 11 | 7 | 1.7931 | 0 | 13.5789 | 0 | 0 | 0 | 0.0012057 | 0.067992 | 0 | 0 | 3.9203 | 0 | 19.3615 | 0 | 0 | 0 | 0 | 0 | 0 | 0 | 0 | 0 | 0 | 0 | 0 | 0 | 0.45131 | 0 | 0.54519 | 0.75478 | 0 | 0 | 0.3675 | 0.73565 | 0 | 0 | 0 | 0 | 2.8544 | 0 | 0 | 0 | 0 | 0 | 0 | 0 | 0 | 0 | 0 | 0 | 0 | 0
5 | 13 | 12 | 7 | 1.7931 | 0 | 8.6313 | 0 | 0 | 0 | 0.0012057 | 0.06553 | 0 | 0 | 3.9586 | 0 | 14.4498 | 0 | 0 | 0 | 0 | 0 | 0 | 0 | 0 | 0 | 0 | 0 | 0 | 0 | 0.45131 | 0 | 0.54519 | 0.53165 | 0 | 0 | 0.42 | 0.73383 | 0 | 0 | 0 | 0 | 2.682 | 0 | 0 | 0 | 0 | 0 | 0 | 0 | 0 | 0 | 0 | 0 | 0 | 0
5 | 13 | 13 | 7 | 1.7931 | 0 | 13.5789 | 0 | 0 | 0 | 0.0012057 | 0.059836 | 0 | 0 | 4.4301 | 0 | 19.8631 | 0 | 0 | 0 | 0 | 0 | 0 | 0 | 0 | 0 | 0 | 0 | 0 | 0 | 0.45131 | 0 | 0.54519 | 0.46519 | 0 | 0 | 0.3675 | 0.73472 | 0 | 0 | 0 | 0 | 2.5639 | 0 | 0 | 0 | 0 | 0 | 0 | 0 | 0 | 0 | 0 | 0 | 0 | 0
5 | 13 | 14 | 7 | 1.7931 | 0 | 13.5789 | 0 | 0 | 0 | 0.0012057 | 0.056208 | 0 | 0 | 3.9203 | 0 | 19.3497 | 0 | 0 | 0 | 0 | 0 | 0 | 0 | 0 | 0 | 0 | 0 | 0 | 0 | 0.45131 | 0 | 0.54519 | 0.40027 | 0 | 0 | 0.3675 | 0.73136 | 0 | 0 | 0 | 0 | 2.4956 | 0 | 0 | 0 | 0 | 0 | 0 | 0 | 0 | 0 | 0 | 0 | 0 | 0
5 | 13 | 15 | 7 | 1.7931 | 0 | 13.5789 | 0 | 0 | 0 | 0.0012057 | 0.05535 | 0 | 0 | 3.3661 | 0 | 18.7947 | 0 | 0 | 0 | 0 | 0 | 0 | 0 | 0 | 0 | 0 | 0 | 0 | 0 | 0.45131 | 0 | 0.54519 | 0.40502 | 0 | 0 | 0.315 | 0.73301 | 0 | 0 | 0 | 0 | 2.4495 | 0 | 0 | 0 | 0 | 0 | 0 | 0 | 0 | 0 | 0 | 0 | 0 | 0
5 | 13 | 16 | 7 | 1.7931 | 0 | 13.5789 | 0 | 0 | 0 | 0.0012057 | 0.055481 | 0 | 0 | 3.3661 | 0 | 18.7948 | 0 | 0 | 0 | 0 | 0 | 0 | 0 | 0 | 0 | 0 | 0 | 0 | 0 | 0.45131 | 0 | 0.54519 | 0.40694 | 0 | 0 | 0.315 | 0.73335 | 0 | 0 | 0 | 0 | 2.4518 | 0 | 0 | 0 | 0 | 0 | 0 | 0 | 0 | 0 | 0 | 0 | 0 | 0
5 | 13 | 17 | 7 | 1.7931 | 0 | 13.5789 | 0 | 0 | 0 | 0.0012057 | 0.05631 | 0 | 0 | 5.5828 | 0 | 21.0123 | 0 | 0 | 0 | 0 | 0 | 0 | 0 | 0 | 0 | 0 | 0 | 0 | 0 | 0.45131 | 0 | 0.54519 | 0.423 | 0 | 0 | 0.525 | 0.73176 | 0 | 0 | 0 | 0 | 2.6763 | 0 | 0 | 0 | 0 | 0 | 0 | 0 | 0 | 0 | 0 | 0 | 0 | 0
5 | 13 | 18 | 7 | 1.7931 | 0 | 9.8682 | 0 | 0 | 0 | 0.0012057 | 0.065051 | 0 | 0 | 5.5828 | 0 | 17.3104 | 0 | 0 | 0 | 0 | 0 | 0 | 0 | 0 | 0 | 0 | 0 | 0 | 0 | 0.45131 | 0 | 0.54519 | 0.49701 | 0 | 0 | 0.525 | 0.73108 | 0 | 0 | 0 | 0 | 2.7496 | 0 | 0 | 0 | 0 | 0 | 0 | 0 | 0 | 0 | 0 | 0 | 0 | 0
5 | 13 | 19 | 7 | 1.7931 | 0 | 2.4469 | 0 | 0 | 0 | 0.0012057 | 0.085498 | 0 | 0 | 3.9586 | 0 | 8.2853 | 0 | 0 | 0 | 0 | 0 | 0 | 0 | 0 | 0 | 0 | 0 | 0 | 0 | 0.45131 | 0 | 0.88038 | 0.62993 | 0 | 0 | 0.42 | 0.73252 | 0 | 0 | 0 | 0 | 3.1141 | 0 | 0 | 0 | 0 | 0 | 0 | 0 | 0 | 0 | 0 | 0 | 0 | 0
5 | 13 | 20 | 7 | 1.7931 | 0 | 2.4469 | 0 | 0 | 0 | 0.0012057 | 0.089237 | 0 | 0 | 4.4301 | 0 | 8.7606 | 0 | 0 | 0 | 0 | 0 | 0 | 0 | 0 | 0 | 0 | 0 | 0 | 0 | 0.45131 | 0 | 1.1038 | 0.68033 | 0 | 0 | 0.3675 | 0.73062 | 0 | 0 | 0 | 0 | 3.3336 | 0 | 0 | 0 | 0 | 0 | 0 | 0 | 0 | 0 | 0 | 0 | 0 | 0
5 | 13 | 21 | 7 | 1.7931 | 0 | 2.4469 | 0 | 0 | 0 | 0.0012057 | 0.10938 | 0 | 0 | 3.9586 | 0 | 8.3092 | 0 | 0 | 0 | 0 | 0 | 0 | 0 | 0 | 0 | 0 | 0 | 0 | 0 | 0.45131 | 0 | 1.2156 | 1.1198 | 0 | 0 | 0.4725 | 0.73019 | 0 | 0 | 0 | 0 | 3.9893 | 0 | 0 | 0 | 0 | 0 | 0 | 0 | 0 | 0 | 0 | 0 | 0 | 0
5 | 13 | 22 | 7 | 1.7931 | 0 | 2.4469 | 0 | 0 | 0 | 0.0012057 | 0.157 | 0 | 0 | 4.4235 | 0 | 8.8218 | 0 | 0 | 0 | 0 | 0 | 0 | 0 | 0 | 0 | 0 | 0 | 0 | 0 | 0.45131 | 0 | 1.1038 | 1.4828 | 0 | 0 | 0.315 | 0.73273 | 0 | 0 | 0 | 0 | 4.0857 | 0 | 0 | 0 | 0 | 0 | 0 | 0 | 0 | 0 | 0 | 0 | 0 | 0
5 | 13 | 23 | 7 | 1.7931 | 0 | 2.4469 | 0 | 0 | 0 | 0.0012057 | 0.057936 | 0 | 0 | 0.59525 | 0 | 4.8944 | 0 | 0 | 0 | 0 | 0 | 0 | 0 | 0 | 0 | 0 | 0 | 0 | 0 | 0.45131 | 0 | 0.88038 | 0.67876 | 0 | 0 | 0.0525 | 0.73893 | 0 | 0 | 0 | 0 | 2.8019 | 0 | 0 | 0 | 0 | 0 | 0 | 0 | 0 | 0 | 0 | 0 | 0 | 0
5 | 13 | 24 | 7 | 1.7931 | 0 | 2.4469 | 0 | 0 | 0 | 0.0012057 | 0.062254 | 0 | 0 | 0.59528 | 0 | 4.8988 | 0 | 0 | 0 | 0 | 0 | 0 | 0 | 0 | 0 | 0 | 0 | 0 | 0 | 0.45131 | 0 | 0.54519 | 0.78489 | 0 | 0 | 0.0525 | 0.74794 | 0 | 0 | 0 | 0 | 2.5818 | 0 | 0 | 0 | 0 | 0 | 0 | 0 | 0 | 0 | 0 | 0 | 0 | 0
5 | 14 | 1 | 1 | 1.7931 | 0 | 2.4469 | 0 | 0 | 0 | 0.0012057 | 0.063431 | 0 | 0 | 0.59531 | 0 | 4.9 | 0 | 0 | 0 | 0 | 0 | 0 | 0 | 0 | 0 | 0 | 0 | 0 | 0 | 0.45131 | 0 | 0.32173 | 0.81113 | 0 | 0 | 0.0525 | 0.75051 | 0 | 0 | 0 | 0 | 2.3872 | 0 | 0 | 0 | 0 | 0 | 0 | 0 | 0 | 0 | 0 | 0 | 0 | 0
5 | 14 | 2 | 1 | 1.7931 | 0 | 2.4469 | 0 | 0 | 0 | 0.0012057 | 0.06506 | 0 | 0 | 0.59533 | 0 | 4.9016 | 0 | 0 | 0 | 0 | 0 | 0 | 0 | 0 | 0 | 0 | 0 | 0 | 0 | 0.45131 | 0 | 0.32173 | 0.83774 | 0 | 0 | 0.0525 | 0.75038 | 0 | 0 | 0 | 0 | 2.4137 | 0 | 0 | 0 | 0 | 0 | 0 | 0 | 0 | 0 | 0 | 0 | 0 | 0
5 | 14 | 3 | 1 | 1.7931 | 0 | 2.4469 | 0 | 0 | 0 | 0.0012057 | 0.06599 | 0 | 0 | 0.59533 | 0 | 4.9025 | 0 | 0 | 0 | 0 | 0 | 0 | 0 | 0 | 0 | 0 | 0 | 0 | 0 | 0.45131 | 0 | 0.32173 | 0.90555 | 0 | 0 | 0.0525 | 0.74751 | 0 | 0 | 0 | 0 | 2.4786 | 0 | 0 | 0 | 0 | 0 | 0 | 0 | 0 | 0 | 0 | 0 | 0 | 0
5 | 14 | 4 | 1 | 1.7931 | 0 | 2.4469 | 0 | 0 | 0 | 0.0012057 | 0.098321 | 0 | 0 | 0.59531 | 0 | 4.9349 | 0 | 0 | 0 | 0 | 0 | 0 | 0 | 0 | 0 | 0 | 0 | 0 | 0 | 0.45131 | 0 | 0.32173 | 1.5583 | 0 | 0 | 0.0525 | 0.75551 | 0 | 0 | 0 | 0 | 3.1394 | 0 | 0 | 0 | 0 | 0 | 0 | 0 | 0 | 0 | 0 | 0 | 0 | 0
5 | 14 | 5 | 1 | 1.7931 | 0 | 2.4469 | 0 | 0 | 0 | 0.0012057 | 0.11777 | 0 | 0 | 0.59534 | 0 | 4.9543 | 0 | 0 | 0 | 0 | 0 | 0 | 0 | 0 | 0 | 0 | 0 | 0 | 0 | 0.45131 | 0 | 0.32173 | 1.7753 | 0 | 0 | 0.0525 | 0.75563 | 0 | 0 | 0 | 0 | 3.3565 | 0 | 0 | 0 | 0 | 0 | 0 | 0 | 0 | 0 | 0 | 0 | 0 | 0
5 | 14 | 6 | 1 | 1.7931 | 0 | 2.4469 | 0 | 0 | 0 | 0.0012057 | 0.11323 | 0 | 0 | 3.3662 | 0 | 7.7206 | 0 | 0 | 0 | 0 | 0 | 0 | 0 | 0 | 0 | 0 | 0 | 0 | 0 | 0.45131 | 0 | 0.54519 | 1.7785 | 0 | 0 | 0.315 | 0.74958 | 0 | 0 | 0 | 0 | 3.8396 | 0 | 0 | 0 | 0 | 0 | 0 | 0 | 0 | 0 | 0 | 0 | 0 | 0
5 | 14 | 7 | 1 | 1.7931 | 0 | 2.4469 | 0 | 0 | 0 | 0.0012057 | 0.49802 | 0 | 0 | 5.5828 | 0 | 10.3221 | 0 | 0 | 0 | 0 | 0 | 0 | 0 | 0 | 0 | 0 | 0 | 0 | 0 | 0.45131 | 0 | 0.71279 | 3.4559 | 0 | 0 | 0.525 | 0.74706 | 0 | 0 | 0 | 0 | 5.8921 | 0 | 0 | 0 | 0 | 0 | 0 | 0 | 0 | 0 | 0 | 0 | 0 | 0
5 | 14 | 8 | 1 | 1.7931 | 0 | 13.5789 | 0 | 0 | 0 | 0.0012057 | 0.17993 | 0 | 0 | 3.9586 | 0 | 19.5118 | 0 | 0 | 0 | 0 | 0 | 0 | 0 | 0 | 0 | 0 | 0 | 0 | 0 | 0.45131 | 0 | 0.71279 | 1.698 | 0 | 0 | 0.42 | 0.74051 | 0 | 0 | 0 | 0 | 4.0226 | 0 | 0 | 0 | 0 | 0 | 0 | 0 | 0 | 0 | 0 | 0 | 0 | 0
5 | 14 | 9 | 1 | 1.7931 | 0 | 13.5789 | 0 | 0 | 0 | 0.0012057 | 0.12378 | 0 | 0 | 3.876 | 0 | 19.373 | 0 | 0 | 0 | 0 | 0 | 0 | 0 | 0 | 0 | 0 | 0 | 0 | 0 | 0.45131 | 0 | 0.71279 | 0.99996 | 0 | 0 | 0.315 | 0.73923 | 0 | 0 | 0 | 0 | 3.2183 | 0 | 0 | 0 | 0 | 0 | 0 | 0 | 0 | 0 | 0 | 0 | 0 | 0
5 | 14 | 10 | 1 | 1.7931 | 0 | 13.5789 | 0 | 0 | 0 | 0.0012057 | 0.090542 | 0 | 0 | 3.3662 | 0 | 18.8299 | 0 | 0 | 0 | 0 | 0 | 0 | 0 | 0 | 0 | 0 | 0 | 0 | 0 | 0.45131 | 0 | 0.71279 | 0.65828 | 0 | 0 | 0.315 | 0.73415 | 0 | 0 | 0 | 0 | 2.8715 | 0 | 0 | 0 | 0 | 0 | 0 | 0 | 0 | 0 | 0 | 0 | 0 | 0
5 | 14 | 11 | 1 | 1.7931 | 0 | 13.5789 | 0 | 0 | 0 | 0.0012057 | 0.07193 | 0 | 0 | 3.9203 | 0 | 19.3654 | 0 | 0 | 0 | 0 | 0 | 0 | 0 | 0 | 0 | 0 | 0 | 0 | 0 | 0.45131 | 0 | 0.54519 | 0.59321 | 0 | 0 | 0.3675 | 0.73625 | 0 | 0 | 0 | 0 | 2.6935 | 0 | 0 | 0 | 0 | 0 | 0 | 0 | 0 | 0 | 0 | 0 | 0 | 0
5 | 14 | 12 | 1 | 1.7931 | 0 | 8.6313 | 0 | 0 | 0 | 0.0012057 | 0.063403 | 0 | 0 | 3.9586 | 0 | 14.4477 | 0 | 0 | 0 | 0 | 0 | 0 | 0 | 0 | 0 | 0 | 0 | 0 | 0 | 0.45131 | 0 | 0.54519 | 0.3596 | 0 | 0 | 0.42 | 0.73242 | 0 | 0 | 0 | 0 | 2.5085 | 0 | 0 | 0 | 0 | 0 | 0 | 0 | 0 | 0 | 0 | 0 | 0 | 0
5 | 14 | 13 | 1 | 1.7931 | 0 | 13.5789 | 0 | 0 | 0 | 0.0012057 | 0.057864 | 0 | 0 | 4.4301 | 0 | 19.8612 | 0 | 0 | 0 | 0 | 0 | 0 | 0 | 0 | 0 | 0 | 0 | 0 | 0 | 0.45131 | 0 | 0.54519 | 0.27582 | 0 | 0 | 0.3675 | 0.73086 | 0 | 0 | 0 | 0 | 2.3707 | 0 | 0 | 0 | 0 | 0 | 0 | 0 | 0 | 0 | 0 | 0 | 0 | 0
5 | 14 | 14 | 1 | 1.7931 | 0 | 13.5789 | 0 | 0 | 0 | 0.0012057 | 0.055892 | 0 | 0 | 3.9203 | 0 | 19.3494 | 0 | 0 | 0 | 0 | 0 | 0 | 0 | 0 | 0 | 0 | 0 | 0 | 0 | 0.45131 | 0 | 0.54519 | 0.22115 | 0 | 0 | 0.3675 | 0.72903 | 0 | 0 | 0 | 0 | 2.3142 | 0 | 0 | 0 | 0 | 0 | 0 | 0 | 0 | 0 | 0 | 0 | 0 | 0
5 | 14 | 15 | 1 | 1.7931 | 0 | 13.5789 | 0 | 0 | 0 | 0.0012057 | 0.057319 | 0 | 0 | 3.3661 | 0 | 18.7967 | 0 | 0 | 0 | 0 | 0 | 0 | 0 | 0 | 0 | 0 | 0 | 0 | 0 | 0.45131 | 0 | 0.54519 | 0.14552 | 0 | 0 | 0.315 | 0.72683 | 0 | 0 | 0 | 0 | 2.1839 | 0 | 0 | 0 | 0 | 0 | 0 | 0 | 0 | 0 | 0 | 0 | 0 | 0
5 | 14 | 16 | 1 | 1.7931 | 0 | 13.5789 | 0 | 0 | 0 | 0.0012057 | 0.057649 | 0 | 0 | 3.3661 | 0 | 18.797 | 0 | 0 | 0 | 0 | 0 | 0 | 0 | 0 | 0 | 0 | 0 | 0 | 0 | 0.45131 | 0 | 0.54519 | 0.14257 | 0.017477 | 0 | 0.315 | 0.72563 | 0 | 0 | 0 | 0 | 2.1972 | 0 | 0 | 0 | 0 | 0 | 0 | 0 | 0 | 0 | 0 | 0 | 0 | 0
5 | 14 | 17 | 1 | 1.7931 | 0 | 13.5789 | 0 | 0 | 0 | 0.0012057 | 0.057218 | 0 | 0 | 5.5828 | 0 | 21.0132 | 0 | 0 | 0 | 0 | 0 | 0 | 0 | 0 | 0 | 0 | 0 | 0 | 0 | 0.45131 | 0 | 0.54519 | 0.092675 | 0.025994 | 0 | 0.525 | 0.72163 | 0 | 0 | 0 | 0 | 2.3618 | 0 | 0 | 0 | 0 | 0 | 0 | 0 | 0 | 0 | 0 | 0 | 0 | 0
5 | 14 | 18 | 1 | 1.7931 | 0 | 9.8682 | 0 | 0 | 0 | 0.0012057 | 0.054931 | 0 | 0 | 5.5828 | 0 | 17.3003 | 0 | 0 | 0 | 0 | 0 | 0 | 0 | 0 | 0 | 0 | 0 | 0 | 0 | 0.45131 | 0 | 0.54519 | 0.093003 | 0 | 0 | 0.525 | 0.72104 | 0 | 0 | 0 | 0 | 2.3356 | 0 | 0 | 0 | 0 | 0 | 0 | 0 | 0 | 0 | 0 | 0 | 0 | 0
5 | 14 | 19 | 1 | 1.7931 | 0 | 2.4469 | 0 | 0 | 0 | 0.0012057 | 0.063431 | 0 | 0 | 3.9586 | 0 | 8.2633 | 0 | 0 | 0 | 0 | 0 | 0 | 0 | 0 | 0 | 0 | 0 | 0 | 0 | 0.45131 | 0 | 0.88038 | 0.13819 | 0 | 0 | 0.42 | 0.71893 | 0 | 0 | 0 | 0 | 2.6088 | 0 | 0 | 0 | 0 | 0 | 0 | 0 | 0 | 0 | 0 | 0 | 0 | 0
5 | 14 | 20 | 1 | 1.7931 | 0 | 2.4469 | 0 | 0 | 0 | 0.0012057 | 0.066921 | 0 | 0 | 4.4301 | 0 | 8.7382 | 0 | 0 | 0 | 0 | 0 | 0 | 0 | 0 | 0 | 0 | 0 | 0 | 0 | 0.45131 | 0 | 1.1038 | 0.22351 | 0 | 0 | 0.3675 | 0.71951 | 0 | 0 | 0 | 0 | 2.8657 | 0 | 0 | 0 | 0 | 0 | 0 | 0 | 0 | 0 | 0 | 0 | 0 | 0
5 | 14 | 21 | 1 | 1.7931 | 0 | 2.4469 | 0 | 0 | 0 | 0.0012057 | 0.070578 | 0 | 0 | 3.9586 | 0 | 8.2704 | 0 | 0 | 0 | 0 | 0 | 0 | 0 | 0 | 0 | 0 | 0 | 0 | 0 | 0.45131 | 0 | 1.2156 | 0.25102 | 0 | 0 | 0.4725 | 0.71897 | 0 | 0 | 0 | 0 | 3.1094 | 0 | 0 | 0 | 0 | 0 | 0 | 0 | 0 | 0 | 0 | 0 | 0 | 0
5 | 14 | 22 | 1 | 1.7931 | 0 | 2.4469 | 0 | 0 | 0 | 0.0012057 | 0.072396 | 0 | 0 | 4.4235 | 0 | 8.7371 | 0 | 0 | 0 | 0 | 0 | 0 | 0 | 0 | 0 | 0 | 0 | 0 | 0 | 0.45131 | 0 | 1.1038 | 0.28795 | 0 | 0 | 0.315 | 0.72203 | 0 | 0 | 0 | 0 | 2.8801 | 0 | 0 | 0 | 0 | 0 | 0 | 0 | 0 | 0 | 0 | 0 | 0 | 0
5 | 14 | 23 | 1 | 1.7931 | 0 | 2.4469 | 0 | 0 | 0 | 0.0012057 | 0.047446 | 0 | 0 | 0.59523 | 0 | 4.8839 | 0 | 0 | 0 | 0 | 0 | 0 | 0 | 0 | 0 | 0 | 0 | 0 | 0 | 0.45131 | 0 | 0.88038 | 0.27455 | 0 | 0 | 0.0525 | 0.72697 | 0 | 0 | 0 | 0 | 2.3857 | 0 | 0 | 0 | 0 | 0 | 0 | 0 | 0 | 0 | 0 | 0 | 0 | 0
5 | 14 | 24 | 1 | 1.7931 | 0 | 2.4469 | 0 | 0 | 0 | 0.0012057 | 0.049175 | 0 | 0 | 0.59525 | 0 | 4.8857 | 0 | 0 | 0 | 0 | 0 | 0 | 0 | 0 | 0 | 0 | 0 | 0 | 0 | 0.45131 | 0 | 0.54519 | 0.40345 | 0 | 0 | 0.0525 | 0.73689 | 0 | 0 | 0 | 0 | 2.1893 | 0 | 0 | 0 | 0 | 0 | 0 | 0 | 0 | 0 | 0 | 0 | 0 | 0
5 | 15 | 1 | 2 | 1.7931 | 0 | 2.4469 | 0 | 0 | 0 | 0.0012057 | 0.050113 | 0 | 0 | 0.59528 | 0 | 4.8866 | 0 | 0 | 0 | 0 | 0 | 0 | 0 | 0 | 0 | 0 | 0 | 0 | 0 | 0.45131 | 0 | 0.32173 | 0.47488 | 0 | 0 | 0.0525 | 0.74214 | 0 | 0 | 0 | 0 | 2.0426 | 0 | 0 | 0 | 0 | 0 | 0 | 0 | 0 | 0 | 0 | 0 | 0 | 0
5 | 15 | 2 | 2 | 1.7931 | 0 | 2.4469 | 0 | 0 | 0 | 0.0012057 | 0.051461 | 0 | 0 | 0.5953 | 0 | 4.888 | 0 | 0 | 0 | 0 | 0 | 0 | 0 | 0 | 0 | 0 | 0 | 0 | 0 | 0.45131 | 0 | 0.32173 | 0.53187 | 0 | 0 | 0.0525 | 0.74417 | 0 | 0 | 0 | 0 | 2.1016 | 0 | 0 | 0 | 0 | 0 | 0 | 0 | 0 | 0 | 0 | 0 | 0 | 0
5 | 15 | 3 | 2 | 1.7931 | 0 | 2.4469 | 0 | 0 | 0 | 0.0012057 | 0.051521 | 0 | 0 | 0.59531 | 0 | 4.8881 | 0 | 0 | 0 | 0 | 0 | 0 | 0 | 0 | 0 | 0 | 0 | 0 | 0 | 0.45131 | 0 | 0.32173 | 0.55207 | 0 | 0 | 0.0525 | 0.74384 | 0 | 0 | 0 | 0 | 2.1214 | 0 | 0 | 0 | 0 | 0 | 0 | 0 | 0 | 0 | 0 | 0 | 0 | 0
5 | 15 | 4 | 2 | 1.7931 | 0 | 2.4469 | 0 | 0 | 0 | 0.0012057 | 0.051417 | 0 | 0 | 0.59531 | 0 | 4.888 | 0 | 0 | 0 | 0 | 0 | 0 | 0 | 0 | 0 | 0 | 0 | 0 | 0 | 0.45131 | 0 | 0.32173 | 0.56714 | 0 | 0 | 0.0525 | 0.74307 | 0 | 0 | 0 | 0 | 2.1358 | 0 | 0 | 0 | 0 | 0 | 0 | 0 | 0 | 0 | 0 | 0 | 0 | 0
5 | 15 | 5 | 2 | 1.7931 | 0 | 2.4469 | 0 | 0 | 0 | 0.0012057 | 0.051916 | 0 | 0 | 0.5953 | 0 | 4.8884 | 0 | 0 | 0 | 0 | 0 | 0 | 0 | 0 | 0 | 0 | 0 | 0 | 0 | 0.45131 | 0 | 0.32173 | 0.57156 | 0 | 0 | 0.0525 | 0.74349 | 0 | 0 | 0 | 0 | 2.1406 | 0 | 0 | 0 | 0 | 0 | 0 | 0 | 0 | 0 | 0 | 0 | 0 | 0
5 | 15 | 6 | 2 | 1.7931 | 0 | 2.4469 | 0 | 0 | 0 | 0.0012057 | 0.051776 | 0 | 0 | 3.3662 | 0 | 7.6592 | 0 | 0 | 0 | 0 | 0 | 0 | 0 | 0 | 0 | 0 | 0 | 0 | 0 | 0.45131 | 0 | 0.54519 | 0.51796 | 0 | 0 | 0.315 | 0.73763 | 0 | 0 | 0 | 0 | 2.5671 | 0 | 0 | 0 | 0 | 0 | 0 | 0 | 0 | 0 | 0 | 0 | 0 | 0
5 | 15 | 7 | 2 | 1.7931 | 0 | 2.4469 | 0 | 0 | 0 | 0.0012057 | 0.072964 | 0 | 0 | 5.5828 | 0 | 9.897 | 0 | 0 | 0 | 0 | 0 | 0 | 0 | 0 | 0 | 0 | 0 | 0 | 0 | 0.45131 | 0 | 0.71279 | 0.4805 | 0 | 0 | 0.525 | 0.72884 | 0 | 0 | 0 | 0 | 2.8984 | 0 | 0 | 0 | 0 | 0 | 0 | 0 | 0 | 0 | 0 | 0 | 0 | 0
5 | 15 | 8 | 2 | 1.7931 | 0 | 13.5789 | 0 | 0 | 0 | 0.0012057 | 0.059867 | 0 | 0 | 3.9586 | 0 | 19.3917 | 0 | 0 | 0 | 0 | 0 | 0 | 0 | 0 | 0 | 0 | 0 | 0 | 0 | 0.45131 | 0 | 0.71279 | 0.253 | 0 | 0 | 0.42 | 0.72318 | 0 | 0 | 0 | 0 | 2.5603 | 0 | 0 | 0 | 0 | 0 | 0 | 0 | 0 | 0 | 0 | 0 | 0 | 0
5 | 15 | 9 | 2 | 1.7931 | 0 | 13.5789 | 0 | 0 | 0 | 0.0012057 | 0.058671 | 0 | 0 | 3.8759 | 0 | 19.3078 | 0 | 0 | 0 | 0 | 0 | 0 | 0 | 0 | 0 | 0 | 0 | 0 | 0 | 0.45131 | 0 | 0.71279 | 0.28837 | 0 | 0 | 0.315 | 0.72275 | 0 | 0 | 0 | 0 | 2.4902 | 0 | 0 | 0 | 0 | 0 | 0 | 0 | 0 | 0 | 0 | 0 | 0 | 0
5 | 15 | 10 | 2 | 1.7931 | 0 | 13.5789 | 0 | 0 | 0 | 0.0012057 | 0.055063 | 0 | 0 | 3.3661 | 0 | 18.7944 | 0 | 0 | 0 | 0 | 0 | 0 | 0 | 0 | 0 | 0 | 0 | 0 | 0 | 0.45131 | 0 | 0.71279 | 0.14895 | 0 | 0 | 0.315 | 0.7183 | 0 | 0 | 0 | 0 | 2.3464 | 0 | 0 | 0 | 0 | 0 | 0 | 0 | 0 | 0 | 0 | 0 | 0 | 0
5 | 15 | 11 | 2 | 1.7931 | 0 | 13.5789 | 0 | 0 | 0 | 0.0012057 | 0.074222 | 0 | 0 | 3.9202 | 0 | 19.3677 | 0 | 0 | 0 | 0 | 0 | 0 | 0 | 0 | 0 | 0 | 0 | 0 | 0 | 0.45131 | 0 | 0.54519 | 0.12633 | 0 | 0 | 0.3675 | 0.71878 | 0 | 0 | 0 | 0 | 2.2091 | 0 | 0 | 0 | 0 | 0 | 0 | 0 | 0 | 0 | 0 | 0 | 0 | 0
5 | 15 | 12 | 2 | 1.7931 | 0 | 8.6313 | 0 | 0 | 0 | 0.0012057 | 0.059942 | 0 | 0 | 3.9586 | 0 | 14.4442 | 0 | 0 | 0 | 0 | 0 | 0 | 0 | 0 | 0 | 0 | 0 | 0 | 0 | 0.45131 | 0 | 0.54519 | 0.147 | 0.015842 | 0 | 0.42 | 0.7179 | 0 | 0 | 0 | 0 | 2.2973 | 0 | 0 | 0 | 0 | 0 | 0 | 0 | 0 | 0 | 0 | 0 | 0 | 0
5 | 15 | 13 | 2 | 1.7931 | 0 | 13.5789 | 0 | 0 | 0 | 0.0012057 | 0.05653 | 0 | 0 | 4.43 | 0 | 19.8598 | 0 | 0 | 0 | 0 | 0 | 0 | 0 | 0 | 0 | 0 | 0 | 0 | 0 | 0.45131 | 0 | 0.54519 | 0.18846 | 0.012684 | 0 | 0.3675 | 0.71947 | 0 | 0 | 0 | 0 | 2.2846 | 0 | 0 | 0 | 0 | 0 | 0 | 0 | 0 | 0 | 0 | 0 | 0 | 0
5 | 15 | 14 | 2 | 1.7931 | 0 | 13.5789 | 0 | 0 | 0 | 0.0012057 | 0.057188 | 0 | 0 | 3.9202 | 0 | 19.3506 | 0 | 0 | 0 | 0 | 0 | 0 | 0 | 0 | 0 | 0 | 0 | 0 | 0 | 0.45131 | 0 | 0.54519 | 0.21067 | 0.015455 | 0 | 0.3675 | 0.72039 | 0 | 0 | 0 | 0 | 2.3105 | 0 | 0 | 0 | 0 | 0 | 0 | 0 | 0 | 0 | 0 | 0 | 0 | 0
5 | 15 | 15 | 2 | 1.7931 | 0 | 13.5789 | 0 | 0 | 0 | 0.0012057 | 0.061989 | 0 | 0 | 3.3661 | 0 | 18.8013 | 0 | 0 | 0 | 0 | 0 | 0 | 0 | 0 | 0 | 0 | 0 | 0 | 0 | 0.45131 | 0 | 0.54519 | 0.20596 | 0.049322 | 0 | 0.315 | 0.71959 | 0 | 0 | 0 | 0 | 2.2864 | 0 | 0 | 0 | 0 | 0 | 0 | 0 | 0 | 0 | 0 | 0 | 0 | 0
5 | 15 | 16 | 2 | 1.7931 | 0 | 13.5789 | 0 | 0 | 0 | 0.0012057 | 0.058526 | 0 | 0 | 3.3661 | 0 | 18.7978 | 0 | 0 | 0 | 0 | 0 | 0 | 0 | 0 | 0 | 0 | 0 | 0 | 0 | 0.45131 | 0 | 0.54519 | 0.20821 | 0.03059 | 0 | 0.315 | 0.72017 | 0 | 0 | 0 | 0 | 2.2705 | 0 | 0 | 0 | 0 | 0 | 0 | 0 | 0 | 0 | 0 | 0 | 0 | 0
5 | 15 | 17 | 2 | 1.7931 | 0 | 13.5789 | 0 | 0 | 0 | 0.0012057 | 0.056404 | 0 | 0 | 5.5827 | 0 | 21.0124 | 0 | 0 | 0 | 0 | 0 | 0 | 0 | 0 | 0 | 0 | 0 | 0 | 0 | 0.45131 | 0 | 0.54519 | 0.31723 | 0.015351 | 0 | 0.525 | 0.72361 | 0 | 0 | 0 | 0 | 2.5777 | 0 | 0 | 0 | 0 | 0 | 0 | 0 | 0 | 0 | 0 | 0 | 0 | 0
5 | 15 | 18 | 2 | 1.7931 | 0 | 9.8682 | 0 | 0 | 0 | 0.0012057 | 0.057932 | 0 | 0 | 5.5828 | 0 | 17.3032 | 0 | 0 | 0 | 0 | 0 | 0 | 0 | 0 | 0 | 0 | 0 | 0 | 0 | 0.45131 | 0 | 0.54519 | 0.29394 | 0.01395 | 0 | 0.525 | 0.72128 | 0 | 0 | 0 | 0 | 2.5507 | 0 | 0 | 0 | 0 | 0 | 0 | 0 | 0 | 0 | 0 | 0 | 0 | 0
5 | 15 | 19 | 2 | 1.7931 | 0 | 2.4469 | 0 | 0 | 0 | 0.0012057 | 0.062719 | 0 | 0 | 3.9586 | 0 | 8.2625 | 0 | 0 | 0 | 0 | 0 | 0 | 0 | 0 | 0 | 0 | 0 | 0 | 0 | 0.45131 | 0 | 0.88038 | 0.33265 | 0 | 0 | 0.42 | 0.71784 | 0 | 0 | 0 | 0 | 2.8022 | 0 | 0 | 0 | 0 | 0 | 0 | 0 | 0 | 0 | 0 | 0 | 0 | 0
5 | 15 | 20 | 2 | 1.7931 | 0 | 2.4469 | 0 | 0 | 0 | 0.0012057 | 0.063464 | 0 | 0 | 4.43 | 0 | 8.7347 | 0 | 0 | 0 | 0 | 0 | 0 | 0 | 0 | 0 | 0 | 0 | 0 | 0 | 0.45131 | 0 | 1.1038 | 0.33829 | 0 | 0 | 0.3675 | 0.71413 | 0 | 0 | 0 | 0 | 2.9751 | 0 | 0 | 0 | 0 | 0 | 0 | 0 | 0 | 0 | 0 | 0 | 0 | 0
5 | 15 | 21 | 2 | 1.7931 | 0 | 2.4469 | 0 | 0 | 0 | 0.0012057 | 0.063904 | 0 | 0 | 3.9585 | 0 | 8.2637 | 0 | 0 | 0 | 0 | 0 | 0 | 0 | 0 | 0 | 0 | 0 | 0 | 0 | 0.45131 | 0 | 1.2156 | 0.34718 | 0 | 0 | 0.4725 | 0.71198 | 0 | 0 | 0 | 0 | 3.1985 | 0 | 0 | 0 | 0 | 0 | 0 | 0 | 0 | 0 | 0 | 0 | 0 | 0
5 | 15 | 22 | 2 | 1.7931 | 0 | 2.4469 | 0 | 0 | 0 | 0.0012057 | 0.064736 | 0 | 0 | 4.4234 | 0 | 8.7294 | 0 | 0 | 0 | 0 | 0 | 0 | 0 | 0 | 0 | 0 | 0 | 0 | 0 | 0.45131 | 0 | 1.1038 | 0.4124 | 0 | 0 | 0.315 | 0.71501 | 0 | 0 | 0 | 0 | 2.9976 | 0 | 0 | 0 | 0 | 0 | 0 | 0 | 0 | 0 | 0 | 0 | 0 | 0
5 | 15 | 23 | 2 | 1.7931 | 0 | 2.4469 | 0 | 0 | 0 | 0.0012057 | 0.044839 | 0 | 0 | 0.59516 | 0 | 4.8812 | 0 | 0 | 0 | 0 | 0 | 0 | 0 | 0 | 0 | 0 | 0 | 0 | 0 | 0.45131 | 0 | 0.88038 | 0.41911 | 0 | 0 | 0.0525 | 0.721 | 0 | 0 | 0 | 0 | 2.5243 | 0 | 0 | 0 | 0 | 0 | 0 | 0 | 0 | 0 | 0 | 0 | 0 | 0
5 | 15 | 24 | 2 | 1.7931 | 0 | 2.4469 | 0 | 0 | 0 | 0.0012057 | 0.0456 | 0 | 0 | 0.59518 | 0 | 4.882 | 0 | 0 | 0 | 0 | 0 | 0 | 0 | 0 | 0 | 0 | 0 | 0 | 0 | 0.45131 | 0 | 0.54519 | 0.46839 | 0 | 0 | 0.0525 | 0.72865 | 0 | 0 | 0 | 0 | 2.246 | 0 | 0 | 0 | 0 | 0 | 0 | 0 | 0 | 0 | 0 | 0 | 0 | 0
5 | 16 | 1 | 3 | 1.7931 | 0 | 2.4469 | 0 | 0 | 0 | 0.0012057 | 0.047712 | 0 | 0 | 0.59521 | 0 | 4.8841 | 0 | 0 | 0 | 0 | 0 | 0 | 0 | 0 | 0 | 0 | 0 | 0 | 0 | 0.45131 | 0 | 0.32173 | 0.55113 | 0 | 0 | 0.0525 | 0.73601 | 0 | 0 | 0 | 0 | 2.1127 | 0 | 0 | 0 | 0 | 0 | 0 | 0 | 0 | 0 | 0 | 0 | 0 | 0
5 | 16 | 2 | 3 | 1.7931 | 0 | 2.4469 | 0 | 0 | 0 | 0.0012057 | 0.047346 | 0 | 0 | 0.59524 | 0 | 4.8838 | 0 | 0 | 0 | 0 | 0 | 0 | 0 | 0 | 0 | 0 | 0 | 0 | 0 | 0.45131 | 0 | 0.32173 | 0.54338 | 0 | 0 | 0.0525 | 0.73473 | 0 | 0 | 0 | 0 | 2.1037 | 0 | 0 | 0 | 0 | 0 | 0 | 0 | 0 | 0 | 0 | 0 | 0 | 0
5 | 16 | 3 | 3 | 1.7931 | 0 | 2.4469 | 0 | 0 | 0 | 0.0012057 | 0.049127 | 0 | 0 | 0.59524 | 0 | 4.8856 | 0 | 0 | 0 | 0 | 0 | 0 | 0 | 0 | 0 | 0 | 0 | 0 | 0 | 0.45131 | 0 | 0.32173 | 0.56831 | 0 | 0 | 0.0525 | 0.73767 | 0 | 0 | 0 | 0 | 2.1315 | 0 | 0 | 0 | 0 | 0 | 0 | 0 | 0 | 0 | 0 | 0 | 0 | 0
5 | 16 | 4 | 3 | 1.7931 | 0 | 2.4469 | 0 | 0 | 0 | 0.0012057 | 0.048034 | 0 | 0 | 0.59525 | 0 | 4.8845 | 0 | 0 | 0 | 0 | 0 | 0 | 0 | 0 | 0 | 0 | 0 | 0 | 0 | 0.45131 | 0 | 0.32173 | 0.54815 | 0 | 0 | 0.0525 | 0.73479 | 0 | 0 | 0 | 0 | 2.1085 | 0 | 0 | 0 | 0 | 0 | 0 | 0 | 0 | 0 | 0 | 0 | 0 | 0
5 | 16 | 5 | 3 | 1.7931 | 0 | 2.4469 | 0 | 0 | 0 | 0.0012057 | 0.047186 | 0 | 0 | 0.59524 | 0 | 4.8837 | 0 | 0 | 0 | 0 | 0 | 0 | 0 | 0 | 0 | 0 | 0 | 0 | 0 | 0.45131 | 0 | 0.32173 | 0.51491 | 0 | 0 | 0.0525 | 0.73234 | 0 | 0 | 0 | 0 | 2.0728 | 0 | 0 | 0 | 0 | 0 | 0 | 0 | 0 | 0 | 0 | 0 | 0 | 0
5 | 16 | 6 | 3 | 1.7931 | 0 | 2.4469 | 0 | 0 | 0 | 0.0012057 | 0.049229 | 0 | 0 | 3.3661 | 0 | 7.6565 | 0 | 0 | 0 | 0 | 0 | 0 | 0 | 0 | 0 | 0 | 0 | 0 | 0 | 0.45131 | 0 | 0.54519 | 0.51063 | 0 | 0 | 0.315 | 0.7305 | 0 | 0 | 0 | 0 | 2.5526 | 0 | 0 | 0 | 0 | 0 | 0 | 0 | 0 | 0 | 0 | 0 | 0 | 0
5 | 16 | 7 | 3 | 1.7931 | 0 | 2.4469 | 0 | 0 | 0 | 0.0012057 | 0.079726 | 0 | 0 | 5.5827 | 0 | 9.9037 | 0 | 0 | 0 | 0 | 0 | 0 | 0 | 0 | 0 | 0 | 0 | 0 | 0 | 0.45131 | 0 | 0.71279 | 0.65001 | 0 | 0 | 0.525 | 0.72679 | 0 | 0 | 0 | 0 | 3.0659 | 0 | 0 | 0 | 0 | 0 | 0 | 0 | 0 | 0 | 0 | 0 | 0 | 0
5 | 16 | 8 | 3 | 1.7931 | 0 | 13.5789 | 0 | 0 | 0 | 0.0012057 | 0.061892 | 0 | 0 | 3.9586 | 0 | 19.3937 | 0 | 0 | 0 | 0 | 0 | 0 | 0 | 0 | 0 | 0 | 0 | 0 | 0 | 0.45131 | 0 | 0.71279 | 0.52612 | 0 | 0 | 0.42 | 0.7233 | 0 | 0 | 0 | 0 | 2.8335 | 0 | 0 | 0 | 0 | 0 | 0 | 0 | 0 | 0 | 0 | 0 | 0 | 0
5 | 16 | 9 | 3 | 1.7931 | 0 | 13.5789 | 0 | 0 | 0 | 0.0012057 | 0.060327 | 0 | 0 | 3.8758 | 0 | 19.3093 | 0 | 0 | 0 | 0 | 0 | 0 | 0 | 0 | 0 | 0 | 0 | 0 | 0 | 0.45131 | 0 | 0.71279 | 0.43628 | 0 | 0 | 0.315 | 0.72165 | 0 | 0 | 0 | 0 | 2.637 | 0 | 0 | 0 | 0 | 0 | 0 | 0 | 0 | 0 | 0 | 0 | 0 | 0
5 | 16 | 10 | 3 | 1.7931 | 0 | 13.5789 | 0 | 0 | 0 | 0.0012057 | 0.055154 | 0 | 0 | 3.366 | 0 | 18.7944 | 0 | 0 | 0 | 0 | 0 | 0 | 0 | 0 | 0 | 0 | 0 | 0 | 0 | 0.45131 | 0 | 0.71279 | 0.30933 | 0 | 0 | 0.315 | 0.71529 | 0 | 0 | 0 | 0 | 2.5037 | 0 | 0 | 0 | 0 | 0 | 0 | 0 | 0 | 0 | 0 | 0 | 0 | 0
5 | 16 | 11 | 3 | 1.7931 | 0 | 13.5789 | 0 | 0 | 0 | 0.0012057 | 0.052029 | 0 | 0 | 3.9202 | 0 | 19.3454 | 0 | 0 | 0 | 0 | 0 | 0 | 0 | 0 | 0 | 0 | 0 | 0 | 0 | 0.45131 | 0 | 0.54519 | 0.23252 | 0 | 0 | 0.3675 | 0.71537 | 0 | 0 | 0 | 0 | 2.3119 | 0 | 0 | 0 | 0 | 0 | 0 | 0 | 0 | 0 | 0 | 0 | 0 | 0
5 | 16 | 12 | 3 | 1.7931 | 0 | 8.6313 | 0 | 0 | 0 | 0.0012057 | 0.058747 | 0 | 0 | 3.9586 | 0 | 14.443 | 0 | 0 | 0 | 0 | 0 | 0 | 0 | 0 | 0 | 0 | 0 | 0 | 0 | 0.45131 | 0 | 0.54519 | 0.13215 | 0.018018 | 0 | 0.42 | 0.7108 | 0 | 0 | 0 | 0 | 2.2775 | 0 | 0 | 0 | 0 | 0 | 0 | 0 | 0 | 0 | 0 | 0 | 0 | 0
5 | 16 | 13 | 3 | 1.7931 | 0 | 13.5789 | 0 | 0 | 0 | 0.0012057 | 0.060402 | 0 | 0 | 4.4299 | 0 | 19.8636 | 0 | 0 | 0 | 0 | 0 | 0 | 0 | 0 | 0 | 0 | 0 | 0 | 0 | 0.45131 | 0 | 0.54519 | 0.22407 | 0.042426 | 0 | 0.3675 | 0.71421 | 0 | 0 | 0 | 0 | 2.3447 | 0 | 0 | 0 | 0 | 0 | 0 | 0 | 0 | 0 | 0 | 0 | 0 | 0
5 | 16 | 14 | 3 | 1.7931 | 0 | 13.5789 | 0 | 0 | 0 | 0.0012057 | 0.059831 | 0 | 0 | 3.9202 | 0 | 19.3532 | 0 | 0 | 0 | 0 | 0 | 0 | 0 | 0 | 0 | 0 | 0 | 0 | 0 | 0.45131 | 0 | 0.54519 | 0.22438 | 0.044657 | 0 | 0.3675 | 0.71458 | 0 | 0 | 0 | 0 | 2.3476 | 0 | 0 | 0 | 0 | 0 | 0 | 0 | 0 | 0 | 0 | 0 | 0 | 0
5 | 16 | 15 | 3 | 1.7931 | 0 | 13.5789 | 0 | 0 | 0 | 0.0012057 | 0.10599 | 0 | 0 | 3.366 | 0 | 18.8452 | 0 | 0 | 0 | 0 | 0 | 0 | 0 | 0 | 0 | 0 | 0 | 0 | 0 | 0.45131 | 0 | 0.54519 | 0.18111 | 0.086504 | 0 | 0.315 | 0.71301 | 0 | 0 | 0 | 0 | 2.2921 | 0 | 0 | 0 | 0 | 0 | 0 | 0 | 0 | 0 | 0 | 0 | 0 | 0
5 | 16 | 16 | 3 | 1.7931 | 0 | 13.5789 | 0 | 0 | 0 | 0.0012057 | 0.092157 | 0 | 0 | 3.366 | 0 | 18.8314 | 0 | 0 | 0 | 0 | 0 | 0 | 0 | 0 | 0 | 0 | 0 | 0 | 0 | 0.45131 | 0 | 0.54519 | 0.16164 | 0.26654 | 0 | 0.315 | 0.71198 | 0 | 0 | 0 | 0 | 2.4517 | 0 | 0 | 0 | 0 | 0 | 0 | 0 | 0 | 0 | 0 | 0 | 0 | 0
5 | 16 | 17 | 3 | 1.7931 | 0 | 13.5789 | 0 | 0 | 0 | 0.0012057 | 0.086 | 0 | 0 | 5.5827 | 0 | 21.0419 | 0 | 0 | 0 | 0 | 0 | 0 | 0 | 0 | 0 | 0 | 0 | 0 | 0 | 0.45131 | 0 | 0.54519 | 0.19406 | 0.26558 | 0 | 0.525 | 0.71169 | 0 | 0 | 0 | 0 | 2.6928 | 0 | 0 | 0 | 0 | 0 | 0 | 0 | 0 | 0 | 0 | 0 | 0 | 0
5 | 16 | 18 | 3 | 1.7931 | 0 | 9.8682 | 0 | 0 | 0 | 0.0012057 | 0.057006 | 0 | 0 | 5.5827 | 0 | 17.3023 | 0 | 0 | 0 | 0 | 0 | 0 | 0 | 0 | 0 | 0 | 0 | 0 | 0 | 0.45131 | 0 | 0.54519 | 0.32797 | 0.018293 | 0 | 0.525 | 0.71793 | 0 | 0 | 0 | 0 | 2.5857 | 0 | 0 | 0 | 0 | 0 | 0 | 0 | 0 | 0 | 0 | 0 | 0 | 0
5 | 16 | 19 | 3 | 1.7931 | 0 | 2.4469 | 0 | 0 | 0 | 0.0012057 | 0.061096 | 0 | 0 | 3.9586 | 0 | 8.2609 | 0 | 0 | 0 | 0 | 0 | 0 | 0 | 0 | 0 | 0 | 0 | 0 | 0 | 0.45131 | 0 | 0.88038 | 0.34755 | 0 | 0 | 0.42 | 0.71411 | 0 | 0 | 0 | 0 | 2.8133 | 0 | 0 | 0 | 0 | 0 | 0 | 0 | 0 | 0 | 0 | 0 | 0 | 0
5 | 16 | 20 | 3 | 1.7931 | 0 | 2.4469 | 0 | 0 | 0 | 0.0012057 | 0.064071 | 0 | 0 | 4.43 | 0 | 8.7353 | 0 | 0 | 0 | 0 | 0 | 0 | 0 | 0 | 0 | 0 | 0 | 0 | 0 | 0.45131 | 0 | 1.1038 | 0.42166 | 0 | 0 | 0.3675 | 0.71445 | 0 | 0 | 0 | 0 | 3.0588 | 0 | 0 | 0 | 0 | 0 | 0 | 0 | 0 | 0 | 0 | 0 | 0 | 0
5 | 16 | 21 | 3 | 1.7931 | 0 | 2.4469 | 0 | 0 | 0 | 0.0012057 | 0.065537 | 0 | 0 | 3.9585 | 0 | 8.2653 | 0 | 0 | 0 | 0 | 0 | 0 | 0 | 0 | 0 | 0 | 0 | 0 | 0 | 0.45131 | 0 | 1.2156 | 0.442 | 0 | 0 | 0.4725 | 0.71435 | 0 | 0 | 0 | 0 | 3.2957 | 0 | 0 | 0 | 0 | 0 | 0 | 0 | 0 | 0 | 0 | 0 | 0 | 0
5 | 16 | 22 | 3 | 1.7931 | 0 | 2.4469 | 0 | 0 | 0 | 0.0012057 | 0.065593 | 0 | 0 | 4.4234 | 0 | 8.7302 | 0 | 0 | 0 | 0 | 0 | 0 | 0 | 0 | 0 | 0 | 0 | 0 | 0 | 0.45131 | 0 | 1.1038 | 0.46888 | 0 | 0 | 0.315 | 0.71636 | 0 | 0 | 0 | 0 | 3.0554 | 0 | 0 | 0 | 0 | 0 | 0 | 0 | 0 | 0 | 0 | 0 | 0 | 0
5 | 16 | 23 | 3 | 1.7931 | 0 | 2.4469 | 0 | 0 | 0 | 0.0012057 | 0.043753 | 0 | 0 | 0.59516 | 0 | 4.8801 | 0 | 0 | 0 | 0 | 0 | 0 | 0 | 0 | 0 | 0 | 0 | 0 | 0 | 0.45131 | 0 | 0.88038 | 0.44281 | 0 | 0 | 0.0525 | 0.71885 | 0 | 0 | 0 | 0 | 2.5459 | 0 | 0 | 0 | 0 | 0 | 0 | 0 | 0 | 0 | 0 | 0 | 0 | 0
5 | 16 | 24 | 3 | 1.7931 | 0 | 2.4469 | 0 | 0 | 0 | 0.0012057 | 0.045248 | 0 | 0 | 0.59517 | 0 | 4.8816 | 0 | 0 | 0 | 0 | 0 | 0 | 0 | 0 | 0 | 0 | 0 | 0 | 0 | 0.45131 | 0 | 0.54519 | 0.50549 | 0 | 0 | 0.0525 | 0.72788 | 0 | 0 | 0 | 0 | 2.2824 | 0 | 0 | 0 | 0 | 0 | 0 | 0 | 0 | 0 | 0 | 0 | 0 | 0
5 | 17 | 1 | 4 | 1.7931 | 0 | 2.4469 | 0 | 0 | 0 | 0.0012057 | 0.046297 | 0 | 0 | 0.5952 | 0 | 4.8827 | 0 | 0 | 0 | 0 | 0 | 0 | 0 | 0 | 0 | 0 | 0 | 0 | 0 | 0.45131 | 0 | 0.32173 | 0.55866 | 0 | 0 | 0.0525 | 0.73323 | 0 | 0 | 0 | 0 | 2.1174 | 0 | 0 | 0 | 0 | 0 | 0 | 0 | 0 | 0 | 0 | 0 | 0 | 0
5 | 17 | 2 | 4 | 1.7931 | 0 | 2.4469 | 0 | 0 | 0 | 0.0012057 | 0.047514 | 0 | 0 | 0.59522 | 0 | 4.884 | 0 | 0 | 0 | 0 | 0 | 0 | 0 | 0 | 0 | 0 | 0 | 0 | 0 | 0.45131 | 0 | 0.32173 | 0.57817 | 0 | 0 | 0.0525 | 0.73521 | 0 | 0 | 0 | 0 | 2.1389 | 0 | 0 | 0 | 0 | 0 | 0 | 0 | 0 | 0 | 0 | 0 | 0 | 0
5 | 17 | 3 | 4 | 1.7931 | 0 | 2.4469 | 0 | 0 | 0 | 0.0012057 | 0.050671 | 0 | 0 | 0.59523 | 0 | 4.8871 | 0 | 0 | 0 | 0 | 0 | 0 | 0 | 0 | 0 | 0 | 0 | 0 | 0 | 0.45131 | 0 | 0.32173 | 0.64604 | 0 | 0 | 0.0525 | 0.74134 | 0 | 0 | 0 | 0 | 2.2129 | 0 | 0 | 0 | 0 | 0 | 0 | 0 | 0 | 0 | 0 | 0 | 0 | 0
5 | 17 | 4 | 4 | 1.7931 | 0 | 2.4469 | 0 | 0 | 0 | 0.0012057 | 0.050526 | 0 | 0 | 0.59526 | 0 | 4.887 | 0 | 0 | 0 | 0 | 0 | 0 | 0 | 0 | 0 | 0 | 0 | 0 | 0 | 0.45131 | 0 | 0.32173 | 0.65772 | 0 | 0 | 0.0525 | 0.74058 | 0 | 0 | 0 | 0 | 2.2238 | 0 | 0 | 0 | 0 | 0 | 0 | 0 | 0 | 0 | 0 | 0 | 0 | 0
5 | 17 | 5 | 4 | 1.7931 | 0 | 2.4469 | 0 | 0 | 0 | 0.0012057 | 0.051563 | 0 | 0 | 0.59526 | 0 | 4.888 | 0 | 0 | 0 | 0 | 0 | 0 | 0 | 0 | 0 | 0 | 0 | 0 | 0 | 0.45131 | 0 | 0.32173 | 0.73613 | 0 | 0 | 0.0525 | 0.74076 | 0 | 0 | 0 | 0 | 2.3024 | 0 | 0 | 0 | 0 | 0 | 0 | 0 | 0 | 0 | 0 | 0 | 0 | 0
5 | 17 | 6 | 4 | 1.7931 | 0 | 2.4469 | 0 | 0 | 0 | 0.0012057 | 0.055902 | 0 | 0 | 3.3661 | 0 | 7.6632 | 0 | 0 | 0 | 0 | 0 | 0 | 0 | 0 | 0 | 0 | 0 | 0 | 0 | 0.45131 | 0 | 0.54519 | 0.72208 | 0 | 0 | 0.315 | 0.73821 | 0 | 0 | 0 | 0 | 2.7718 | 0 | 0 | 0 | 0 | 0 | 0 | 0 | 0 | 0 | 0 | 0 | 0 | 0
5 | 17 | 7 | 4 | 1.7931 | 0 | 2.4469 | 0 | 0 | 0 | 0.0012057 | 0.10563 | 0 | 0 | 5.5828 | 0 | 9.9296 | 0 | 0 | 0 | 0 | 0 | 0 | 0 | 0 | 0 | 0 | 0 | 0 | 0 | 0.45131 | 0 | 0.71279 | 1.0055 | 0 | 0 | 0.525 | 0.73715 | 0 | 0 | 0 | 0 | 3.4317 | 0 | 0 | 0 | 0 | 0 | 0 | 0 | 0 | 0 | 0 | 0 | 0 | 0
5 | 17 | 8 | 4 | 1.7931 | 0 | 13.5789 | 0 | 0 | 0 | 0.0012057 | 0.075319 | 0 | 0 | 3.9586 | 0 | 19.4071 | 0 | 0 | 0 | 0 | 0 | 0 | 0 | 0 | 0 | 0 | 0 | 0 | 0 | 0.45131 | 0 | 0.71279 | 0.69684 | 0 | 0 | 0.42 | 0.72886 | 0 | 0 | 0 | 0 | 3.0098 | 0 | 0 | 0 | 0 | 0 | 0 | 0 | 0 | 0 | 0 | 0 | 0 | 0
5 | 17 | 9 | 4 | 1.7931 | 0 | 13.5789 | 0 | 0 | 0 | 0.0012057 | 0.077822 | 0 | 0 | 3.8758 | 0 | 19.3269 | 0 | 0 | 0 | 0 | 0 | 0 | 0 | 0 | 0 | 0 | 0 | 0 | 0 | 0.45131 | 0 | 0.71279 | 0.73677 | 0 | 0 | 0.315 | 0.7344 | 0 | 0 | 0 | 0 | 2.9503 | 0 | 0 | 0 | 0 | 0 | 0 | 0 | 0 | 0 | 0 | 0 | 0 | 0
5 | 17 | 10 | 4 | 1.7931 | 0 | 13.5789 | 0 | 0 | 0 | 0.0012057 | 0.073497 | 0 | 0 | 3.3661 | 0 | 18.8128 | 0 | 0 | 0 | 0 | 0 | 0 | 0 | 0 | 0 | 0 | 0 | 0 | 0 | 0.45131 | 0 | 0.71279 | 0.70815 | 0 | 0 | 0.315 | 0.73227 | 0 | 0 | 0 | 0 | 2.9195 | 0 | 0 | 0 | 0 | 0 | 0 | 0 | 0 | 0 | 0 | 0 | 0 | 0
5 | 17 | 11 | 4 | 1.7931 | 0 | 13.5789 | 0 | 0 | 0 | 0.0012057 | 0.067942 | 0 | 0 | 3.9202 | 0 | 19.3614 | 0 | 0 | 0 | 0 | 0 | 0 | 0 | 0 | 0 | 0 | 0 | 0 | 0 | 0.45131 | 0 | 0.54519 | 0.64591 | 0 | 0 | 0.3675 | 0.73139 | 0 | 0 | 0 | 0 | 2.7413 | 0 | 0 | 0 | 0 | 0 | 0 | 0 | 0 | 0 | 0 | 0 | 0 | 0
5 | 17 | 12 | 4 | 1.7931 | 0 | 8.6313 | 0 | 0 | 0 | 0.0012057 | 0.072591 | 0 | 0 | 3.9586 | 0 | 14.4568 | 0 | 0 | 0 | 0 | 0 | 0 | 0 | 0 | 0 | 0 | 0 | 0 | 0 | 0.45131 | 0 | 0.54519 | 0.59482 | 0 | 0 | 0.42 | 0.73012 | 0 | 0 | 0 | 0 | 2.7414 | 0 | 0 | 0 | 0 | 0 | 0 | 0 | 0 | 0 | 0 | 0 | 0 | 0
5 | 17 | 13 | 4 | 1.7931 | 0 | 13.5789 | 0 | 0 | 0 | 0.0012057 | 0.063052 | 0 | 0 | 4.43 | 0 | 19.8663 | 0 | 0 | 0 | 0 | 0 | 0 | 0 | 0 | 0 | 0 | 0 | 0 | 0 | 0.45131 | 0 | 0.54519 | 0.5384 | 0 | 0 | 0.3675 | 0.72855 | 0 | 0 | 0 | 0 | 2.6309 | 0 | 0 | 0 | 0 | 0 | 0 | 0 | 0 | 0 | 0 | 0 | 0 | 0
5 | 17 | 14 | 4 | 1.7931 | 0 | 13.5789 | 0 | 0 | 0 | 0.0012057 | 0.061922 | 0 | 0 | 3.9202 | 0 | 19.3554 | 0 | 0 | 0 | 0 | 0 | 0 | 0 | 0 | 0 | 0 | 0 | 0 | 0 | 0.45131 | 0 | 0.54519 | 0.5393 | 0 | 0 | 0.3675 | 0.72959 | 0 | 0 | 0 | 0 | 2.6329 | 0 | 0 | 0 | 0 | 0 | 0 | 0 | 0 | 0 | 0 | 0 | 0 | 0
5 | 17 | 15 | 4 | 1.7931 | 0 | 13.5789 | 0 | 0 | 0 | 0.0012057 | 0.066932 | 0 | 0 | 3.3661 | 0 | 18.8062 | 0 | 0 | 0 | 0 | 0 | 0 | 0 | 0 | 0 | 0 | 0 | 0 | 0 | 0.45131 | 0 | 0.54519 | 0.56355 | 0 | 0 | 0.315 | 0.73154 | 0 | 0 | 0 | 0 | 2.6066 | 0 | 0 | 0 | 0 | 0 | 0 | 0 | 0 | 0 | 0 | 0 | 0 | 0
5 | 17 | 16 | 4 | 1.7931 | 0 | 13.5789 | 0 | 0 | 0 | 0.0012057 | 0.062803 | 0 | 0 | 3.3661 | 0 | 18.8021 | 0 | 0 | 0 | 0 | 0 | 0 | 0 | 0 | 0 | 0 | 0 | 0 | 0 | 0.45131 | 0 | 0.54519 | 0.526 | 0 | 0 | 0.315 | 0.73023 | 0 | 0 | 0 | 0 | 2.5677 | 0 | 0 | 0 | 0 | 0 | 0 | 0 | 0 | 0 | 0 | 0 | 0 | 0
5 | 17 | 17 | 4 | 1.7931 | 0 | 13.5789 | 0 | 0 | 0 | 0.0012057 | 0.059062 | 0 | 0 | 5.5828 | 0 | 21.015 | 0 | 0 | 0 | 0 | 0 | 0 | 0 | 0 | 0 | 0 | 0 | 0 | 0 | 0.45131 | 0 | 0.54519 | 0.50772 | 0 | 0 | 0.525 | 0.72864 | 0 | 0 | 0 | 0 | 2.7579 | 0 | 0 | 0 | 0 | 0 | 0 | 0 | 0 | 0 | 0 | 0 | 0 | 0
5 | 17 | 18 | 4 | 1.7931 | 0 | 9.8682 | 0 | 0 | 0 | 0.0012057 | 0.068376 | 0 | 0 | 5.5828 | 0 | 17.3137 | 0 | 0 | 0 | 0 | 0 | 0 | 0 | 0 | 0 | 0 | 0 | 0 | 0 | 0.45131 | 0 | 0.54519 | 0.5415 | 0 | 0 | 0.525 | 0.73044 | 0 | 0 | 0 | 0 | 2.7934 | 0 | 0 | 0 | 0 | 0 | 0 | 0 | 0 | 0 | 0 | 0 | 0 | 0
5 | 17 | 19 | 4 | 1.7931 | 0 | 2.4469 | 0 | 0 | 0 | 0.0012057 | 0.082959 | 0 | 0 | 3.9586 | 0 | 8.2828 | 0 | 0 | 0 | 0 | 0 | 0 | 0 | 0 | 0 | 0 | 0 | 0 | 0 | 0.45131 | 0 | 0.88038 | 0.58245 | 0 | 0 | 0.42 | 0.72593 | 0 | 0 | 0 | 0 | 3.0601 | 0 | 0 | 0 | 0 | 0 | 0 | 0 | 0 | 0 | 0 | 0 | 0 | 0
5 | 17 | 20 | 4 | 1.7931 | 0 | 2.4469 | 0 | 0 | 0 | 0.0012057 | 0.086558 | 0 | 0 | 4.43 | 0 | 8.7578 | 0 | 0 | 0 | 0 | 0 | 0 | 0 | 0 | 0 | 0 | 0 | 0 | 0 | 0.45131 | 0 | 1.1038 | 0.63479 | 0 | 0 | 0.3675 | 0.72271 | 0 | 0 | 0 | 0 | 3.2801 | 0 | 0 | 0 | 0 | 0 | 0 | 0 | 0 | 0 | 0 | 0 | 0 | 0
5 | 17 | 21 | 4 | 1.7931 | 0 | 2.4469 | 0 | 0 | 0 | 0.0012057 | 0.11447 | 0 | 0 | 3.9586 | 0 | 8.3143 | 0 | 0 | 0 | 0 | 0 | 0 | 0 | 0 | 0 | 0 | 0 | 0 | 0 | 0.45131 | 0 | 1.2156 | 1.0099 | 0 | 0 | 0.4725 | 0.72154 | 0 | 0 | 0 | 0 | 3.8708 | 0 | 0 | 0 | 0 | 0 | 0 | 0 | 0 | 0 | 0 | 0 | 0 | 0
5 | 17 | 22 | 4 | 1.7931 | 0 | 2.4469 | 0 | 0 | 0 | 0.0012057 | 0.1551 | 0 | 0 | 4.4234 | 0 | 8.8198 | 0 | 0 | 0 | 0 | 0 | 0 | 0 | 0 | 0 | 0 | 0 | 0 | 0 | 0.45131 | 0 | 1.1038 | 1.1846 | 0 | 0 | 0.315 | 0.72491 | 0 | 0 | 0 | 0 | 3.7796 | 0 | 0 | 0 | 0 | 0 | 0 | 0 | 0 | 0 | 0 | 0 | 0 | 0
5 | 17 | 23 | 4 | 1.7931 | 0 | 2.4469 | 0 | 0 | 0 | 0.0012057 | 0.054029 | 0 | 0 | 0.5952 | 0 | 4.8905 | 0 | 0 | 0 | 0 | 0 | 0 | 0 | 0 | 0 | 0 | 0 | 0 | 0 | 0.45131 | 0 | 0.88038 | 0.56946 | 0 | 0 | 0.0525 | 0.7301 | 0 | 0 | 0 | 0 | 2.6838 | 0 | 0 | 0 | 0 | 0 | 0 | 0 | 0 | 0 | 0 | 0 | 0 | 0
5 | 17 | 24 | 4 | 1.7931 | 0 | 2.4469 | 0 | 0 | 0 | 0.0012057 | 0.057259 | 0 | 0 | 0.59522 | 0 | 4.8937 | 0 | 0 | 0 | 0 | 0 | 0 | 0 | 0 | 0 | 0 | 0 | 0 | 0 | 0.45131 | 0 | 0.54519 | 0.63732 | 0 | 0 | 0.0525 | 0.73793 | 0 | 0 | 0 | 0 | 2.4243 | 0 | 0 | 0 | 0 | 0 | 0 | 0 | 0 | 0 | 0 | 0 | 0 | 0
5 | 18 | 1 | 5 | 1.7931 | 0 | 2.4469 | 0 | 0 | 0 | 0.0012057 | 0.060973 | 0 | 0 | 0.59525 | 0 | 4.8975 | 0 | 0 | 0 | 0 | 0 | 0 | 0 | 0 | 0 | 0 | 0 | 0 | 0 | 0.45131 | 0 | 0.32173 | 0.74399 | 0 | 0 | 0.0525 | 0.74317 | 0 | 0 | 0 | 0 | 2.3127 | 0 | 0 | 0 | 0 | 0 | 0 | 0 | 0 | 0 | 0 | 0 | 0 | 0
5 | 18 | 2 | 5 | 1.7931 | 0 | 2.4469 | 0 | 0 | 0 | 0.0012057 | 0.059547 | 0 | 0 | 0.59527 | 0 | 4.896 | 0 | 0 | 0 | 0 | 0 | 0 | 0 | 0 | 0 | 0 | 0 | 0 | 0 | 0.45131 | 0 | 0.32173 | 0.73843 | 0 | 0 | 0.0525 | 0.73964 | 0 | 0 | 0 | 0 | 2.3036 | 0 | 0 | 0 | 0 | 0 | 0 | 0 | 0 | 0 | 0 | 0 | 0 | 0
5 | 18 | 3 | 5 | 1.7931 | 0 | 2.4469 | 0 | 0 | 0 | 0.0012057 | 0.061083 | 0 | 0 | 0.59526 | 0 | 4.8976 | 0 | 0 | 0 | 0 | 0 | 0 | 0 | 0 | 0 | 0 | 0 | 0 | 0 | 0.45131 | 0 | 0.32173 | 0.7428 | 0 | 0 | 0.0525 | 0.74 | 0 | 0 | 0 | 0 | 2.3083 | 0 | 0 | 0 | 0 | 0 | 0 | 0 | 0 | 0 | 0 | 0 | 0 | 0
5 | 18 | 4 | 5 | 1.7931 | 0 | 2.4469 | 0 | 0 | 0 | 0.0012057 | 0.079927 | 0 | 0 | 0.59526 | 0 | 4.9164 | 0 | 0 | 0 | 0 | 0 | 0 | 0 | 0 | 0 | 0 | 0 | 0 | 0 | 0.45131 | 0 | 0.32173 | 1.116 | 0 | 0 | 0.0525 | 0.74606 | 0 | 0 | 0 | 0 | 2.6876 | 0 | 0 | 0 | 0 | 0 | 0 | 0 | 0 | 0 | 0 | 0 | 0 | 0
5 | 18 | 5 | 5 | 1.7931 | 0 | 2.4469 | 0 | 0 | 0 | 0.0012057 | 0.11189 | 0 | 0 | 0.59529 | 0 | 4.9484 | 0 | 0 | 0 | 0 | 0 | 0 | 0 | 0 | 0 | 0 | 0 | 0 | 0 | 0.45131 | 0 | 0.32173 | 1.5366 | 0 | 0 | 0.0525 | 0.74775 | 0 | 0 | 0 | 0 | 3.1099 | 0 | 0 | 0 | 0 | 0 | 0 | 0 | 0 | 0 | 0 | 0 | 0 | 0
5 | 18 | 6 | 5 | 1.7931 | 0 | 2.4469 | 0 | 0 | 0 | 0.0012057 | 0.12907 | 0 | 0 | 3.3662 | 0 | 7.7364 | 0 | 0 | 0 | 0 | 0 | 0 | 0 | 0 | 0 | 0 | 0 | 0 | 0 | 0.45131 | 0 | 0.54519 | 1.6749 | 0 | 0 | 0.315 | 0.74304 | 0 | 0 | 0 | 0 | 3.7294 | 0 | 0 | 0 | 0 | 0 | 0 | 0 | 0 | 0 | 0 | 0 | 0 | 0
5 | 18 | 7 | 5 | 1.7931 | 0 | 2.4469 | 0 | 0 | 0 | 0.0012057 | 0.57625 | 0 | 0 | 5.5828 | 0 | 10.4003 | 0 | 0 | 0 | 0 | 0 | 0 | 0 | 0 | 0 | 0 | 0 | 0 | 0 | 0.45131 | 0 | 0.71279 | 3.3234 | 0 | 0 | 0.525 | 0.73961 | 0 | 0 | 0 | 0 | 5.7521 | 0 | 0 | 0 | 0 | 0 | 0 | 0 | 0 | 0 | 0 | 0 | 0 | 0
5 | 18 | 8 | 5 | 1.7931 | 0 | 13.5789 | 0 | 0 | 0 | 0.0012057 | 0.24412 | 0 | 0 | 3.9586 | 0 | 19.5759 | 0 | 0 | 0 | 0 | 0 | 0 | 0 | 0 | 0 | 0 | 0 | 0 | 0 | 0.45131 | 0 | 0.71279 | 1.8643 | 0 | 0 | 0.42 | 0.73411 | 0 | 0 | 0 | 0 | 4.1825 | 0 | 0 | 0 | 0 | 0 | 0 | 0 | 0 | 0 | 0 | 0 | 0 | 0
5 | 18 | 9 | 5 | 1.7931 | 0 | 13.5789 | 0 | 0 | 0 | 0.0012057 | 0.15582 | 0 | 0 | 3.8759 | 0 | 19.4049 | 0 | 0 | 0 | 0 | 0 | 0 | 0 | 0 | 0 | 0 | 0 | 0 | 0 | 0.45131 | 0 | 0.71279 | 1.2005 | 0 | 0 | 0.315 | 0.73446 | 0 | 0 | 0 | 0 | 3.4141 | 0 | 0 | 0 | 0 | 0 | 0 | 0 | 0 | 0 | 0 | 0 | 0 | 0
5 | 18 | 10 | 5 | 1.7931 | 0 | 13.5789 | 0 | 0 | 0 | 0.0012057 | 0.11875 | 0 | 0 | 3.3661 | 0 | 18.8581 | 0 | 0 | 0 | 0 | 0 | 0 | 0 | 0 | 0 | 0 | 0 | 0 | 0 | 0.45131 | 0 | 0.71279 | 0.92059 | 0 | 0 | 0.315 | 0.73405 | 0 | 0 | 0 | 0 | 3.1337 | 0 | 0 | 0 | 0 | 0 | 0 | 0 | 0 | 0 | 0 | 0 | 0 | 0
5 | 18 | 11 | 5 | 1.7931 | 0 | 13.5789 | 0 | 0 | 0 | 0.0012057 | 0.10756 | 0 | 0 | 3.9203 | 0 | 19.4011 | 0 | 0 | 0 | 0 | 0 | 0 | 0 | 0 | 0 | 0 | 0 | 0 | 0 | 0.45131 | 0 | 0.54519 | 0.90706 | 0 | 0 | 0.3675 | 0.73703 | 0 | 0 | 0 | 0 | 3.0081 | 0 | 0 | 0 | 0 | 0 | 0 | 0 | 0 | 0 | 0 | 0 | 0 | 0
5 | 18 | 12 | 5 | 1.7931 | 0 | 8.6313 | 0 | 0 | 0 | 0.0012057 | 0.14102 | 0 | 0 | 3.9586 | 0 | 14.5253 | 0 | 0 | 0 | 0 | 0 | 0 | 0 | 0 | 0 | 0 | 0 | 0 | 0 | 0.45131 | 0 | 0.54519 | 1.038 | 0 | 0 | 0.42 | 0.7379 | 0 | 0 | 0 | 0 | 3.1925 | 0 | 0 | 0 | 0 | 0 | 0 | 0 | 0 | 0 | 0 | 0 | 0 | 0
5 | 18 | 13 | 5 | 1.7931 | 0 | 13.5789 | 0 | 0 | 0 | 0.0012057 | 0.066003 | 0 | 0 | 4.4301 | 0 | 19.8693 | 0 | 0 | 0 | 0 | 0 | 0 | 0 | 0 | 0 | 0 | 0 | 0 | 0 | 0.45131 | 0 | 0.54519 | 0.5255 | 0 | 0 | 0.3675 | 0.73589 | 0 | 0 | 0 | 0 | 2.6254 | 0 | 0 | 0 | 0 | 0 | 0 | 0 | 0 | 0 | 0 | 0 | 0 | 0
5 | 18 | 14 | 5 | 1.7931 | 0 | 13.5789 | 0 | 0 | 0 | 0.0012057 | 0.065252 | 0 | 0 | 3.9203 | 0 | 19.3588 | 0 | 0 | 0 | 0 | 0 | 0 | 0 | 0 | 0 | 0 | 0 | 0 | 0 | 0.45131 | 0 | 0.54519 | 0.49325 | 0 | 0 | 0.3675 | 0.73502 | 0 | 0 | 0 | 0 | 2.5923 | 0 | 0 | 0 | 0 | 0 | 0 | 0 | 0 | 0 | 0 | 0 | 0 | 0
5 | 18 | 15 | 5 | 1.7931 | 0 | 13.5789 | 0 | 0 | 0 | 0.0012057 | 0.064804 | 0 | 0 | 3.3661 | 0 | 18.8041 | 0 | 0 | 0 | 0 | 0 | 0 | 0 | 0 | 0 | 0 | 0 | 0 | 0 | 0.45131 | 0 | 0.54519 | 0.53715 | 0 | 0 | 0.315 | 0.73502 | 0 | 0 | 0 | 0 | 2.5837 | 0 | 0 | 0 | 0 | 0 | 0 | 0 | 0 | 0 | 0 | 0 | 0 | 0
5 | 18 | 16 | 5 | 1.7931 | 0 | 13.5789 | 0 | 0 | 0 | 0.0012057 | 0.061724 | 0 | 0 | 3.3661 | 0 | 18.8011 | 0 | 0 | 0 | 0 | 0 | 0 | 0 | 0 | 0 | 0 | 0 | 0 | 0 | 0.45131 | 0 | 0.54519 | 0.45462 | 0 | 0 | 0.315 | 0.73355 | 0 | 0 | 0 | 0 | 2.4997 | 0 | 0 | 0 | 0 | 0 | 0 | 0 | 0 | 0 | 0 | 0 | 0 | 0
5 | 18 | 17 | 5 | 1.7931 | 0 | 13.5789 | 0 | 0 | 0 | 0.0012057 | 0.062308 | 0 | 0 | 5.5828 | 0 | 21.0183 | 0 | 0 | 0 | 0 | 0 | 0 | 0 | 0 | 0 | 0 | 0 | 0 | 0 | 0.45131 | 0 | 0.54519 | 0.50645 | 0 | 0 | 0.525 | 0.73459 | 0 | 0 | 0 | 0 | 2.7625 | 0 | 0 | 0 | 0 | 0 | 0 | 0 | 0 | 0 | 0 | 0 | 0 | 0
5 | 18 | 18 | 5 | 1.7931 | 0 | 9.8682 | 0 | 0 | 0 | 0.0012057 | 0.077226 | 0 | 0 | 5.5828 | 0 | 17.3226 | 0 | 0 | 0 | 0 | 0 | 0 | 0 | 0 | 0 | 0 | 0 | 0 | 0 | 0.45131 | 0 | 0.54519 | 0.71976 | 0 | 0 | 0.525 | 0.74133 | 0 | 0 | 0 | 0 | 2.9826 | 0 | 0 | 0 | 0 | 0 | 0 | 0 | 0 | 0 | 0 | 0 | 0 | 0
5 | 18 | 19 | 5 | 1.7931 | 0 | 2.4469 | 0 | 0 | 0 | 0.0012057 | 0.11756 | 0 | 0 | 3.9586 | 0 | 8.3174 | 0 | 0 | 0 | 0 | 0 | 0 | 0 | 0 | 0 | 0 | 0 | 0 | 0 | 0.45131 | 0 | 0.88038 | 1.0818 | 0 | 0 | 0.42 | 0.73558 | 0 | 0 | 0 | 0 | 3.569 | 0 | 0 | 0 | 0 | 0 | 0 | 0 | 0 | 0 | 0 | 0 | 0 | 0
5 | 18 | 20 | 5 | 1.7931 | 0 | 2.4469 | 0 | 0 | 0 | 0.0012057 | 0.17803 | 0 | 0 | 4.4301 | 0 | 8.8494 | 0 | 0 | 0 | 0 | 0 | 0 | 0 | 0 | 0 | 0 | 0 | 0 | 0 | 0.45131 | 0 | 1.1038 | 1.3983 | 0 | 0 | 0.3675 | 0.73329 | 0 | 0 | 0 | 0 | 4.0543 | 0 | 0 | 0 | 0 | 0 | 0 | 0 | 0 | 0 | 0 | 0 | 0 | 0
5 | 18 | 21 | 5 | 1.7931 | 0 | 2.4469 | 0 | 0 | 0 | 0.0012057 | 0.27277 | 0 | 0 | 3.9586 | 0 | 8.4726 | 0 | 0 | 0 | 0 | 0 | 0 | 0 | 0 | 0 | 0 | 0 | 0 | 0 | 0.45131 | 0 | 1.2156 | 2.204 | 0 | 0 | 0.4725 | 0.73617 | 0 | 0 | 0 | 0 | 5.0796 | 0 | 0 | 0 | 0 | 0 | 0 | 0 | 0 | 0 | 0 | 0 | 0 | 0
5 | 18 | 22 | 5 | 1.7931 | 0 | 2.4469 | 0 | 0 | 0 | 0.0012057 | 0.26937 | 0 | 0 | 4.4236 | 0 | 8.9342 | 0 | 0 | 0 | 0 | 0 | 0 | 0 | 0 | 0 | 0 | 0 | 0 | 0 | 0.45131 | 0 | 1.1038 | 2.1826 | 0 | 0 | 0.315 | 0.73237 | 0 | 0 | 0 | 0 | 4.7851 | 0 | 0 | 0 | 0 | 0 | 0 | 0 | 0 | 0 | 0 | 0 | 0 | 0
5 | 18 | 23 | 5 | 1.7931 | 0 | 2.4469 | 0 | 0 | 0 | 0.0012057 | 0.057813 | 0 | 0 | 0.59525 | 0 | 4.8943 | 0 | 0 | 0 | 0 | 0 | 0 | 0 | 0 | 0 | 0 | 0 | 0 | 0 | 0.45131 | 0 | 0.88038 | 0.65366 | 0 | 0 | 0.0525 | 0.7352 | 0 | 0 | 0 | 0 | 2.7731 | 0 | 0 | 0 | 0 | 0 | 0 | 0 | 0 | 0 | 0 | 0 | 0 | 0
5 | 18 | 24 | 5 | 1.7931 | 0 | 2.4469 | 0 | 0 | 0 | 0.0012057 | 0.061556 | 0 | 0 | 0.59526 | 0 | 4.898 | 0 | 0 | 0 | 0 | 0 | 0 | 0 | 0 | 0 | 0 | 0 | 0 | 0 | 0.45131 | 0 | 0.54519 | 0.75146 | 0 | 0 | 0.0525 | 0.74383 | 0 | 0 | 0 | 0 | 2.5443 | 0 | 0 | 0 | 0 | 0 | 0 | 0 | 0 | 0 | 0 | 0 | 0 | 0
5 | 19 | 1 | 6 | 1.7931 | 0 | 2.4469 | 0 | 0 | 0 | 0.0012057 | 0.067056 | 0 | 0 | 0.59529 | 0 | 4.9036 | 0 | 0 | 0 | 0 | 0 | 0 | 0 | 0 | 0 | 0 | 0 | 0 | 0 | 0.45131 | 0 | 0.32173 | 0.94101 | 0 | 0 | 0.0525 | 0.75097 | 0 | 0 | 0 | 0 | 2.5175 | 0 | 0 | 0 | 0 | 0 | 0 | 0 | 0 | 0 | 0 | 0 | 0 | 0
5 | 19 | 2 | 6 | 1.7931 | 0 | 2.4469 | 0 | 0 | 0 | 0.0012057 | 0.10007 | 0 | 0 | 0.59532 | 0 | 4.9366 | 0 | 0 | 0 | 0 | 0 | 0 | 0 | 0 | 0 | 0 | 0 | 0 | 0 | 0.45131 | 0 | 0.32173 | 1.4767 | 0 | 0 | 0.0525 | 0.75357 | 0 | 0 | 0 | 0 | 3.0558 | 0 | 0 | 0 | 0 | 0 | 0 | 0 | 0 | 0 | 0 | 0 | 0 | 0
5 | 19 | 3 | 6 | 1.7931 | 0 | 2.4469 | 0 | 0 | 0 | 0.0012057 | 0.11886 | 0 | 0 | 0.59533 | 0 | 4.9554 | 0 | 0 | 0 | 0 | 0 | 0 | 0 | 0 | 0 | 0 | 0 | 0 | 0 | 0.45131 | 0 | 0.32173 | 1.7589 | 0 | 0 | 0.0525 | 0.75142 | 0 | 0 | 0 | 0 | 3.3358 | 0 | 0 | 0 | 0 | 0 | 0 | 0 | 0 | 0 | 0 | 0 | 0 | 0
5 | 19 | 4 | 6 | 1.7931 | 0 | 2.4469 | 0 | 0 | 0 | 0.0012057 | 0.12781 | 0 | 0 | 0.59532 | 0 | 4.9644 | 0 | 0 | 0 | 0 | 0 | 0 | 0 | 0 | 0 | 0 | 0 | 0 | 0 | 0.45131 | 0 | 0.32173 | 1.8733 | 0 | 0 | 0.0525 | 0.74957 | 0 | 0 | 0 | 0 | 3.4484 | 0 | 0 | 0 | 0 | 0 | 0 | 0 | 0 | 0 | 0 | 0 | 0 | 0
5 | 19 | 5 | 6 | 1.7931 | 0 | 2.4469 | 0 | 0 | 0 | 0.0012057 | 0.16398 | 0 | 0 | 0.59532 | 0 | 5.0005 | 0 | 0 | 0 | 0 | 0 | 0 | 0 | 0 | 0 | 0 | 0 | 0 | 0 | 0.45131 | 0 | 0.32173 | 2.2407 | 0 | 0 | 0.0525 | 0.75272 | 0 | 0 | 0 | 0 | 3.819 | 0 | 0 | 0 | 0 | 0 | 0 | 0 | 0 | 0 | 0 | 0 | 0 | 0
5 | 19 | 6 | 6 | 1.7931 | 0 | 2.4469 | 0 | 0 | 0 | 0.0012057 | 0.17901 | 0 | 0 | 3.3662 | 0 | 7.7864 | 0 | 0 | 0 | 0 | 0 | 0 | 0 | 0 | 0 | 0 | 0 | 0 | 0 | 0.45131 | 0 | 0.54519 | 2.3651 | 0 | 0 | 0.315 | 0.7498 | 0 | 0 | 0 | 0 | 4.4264 | 0 | 0 | 0 | 0 | 0 | 0 | 0 | 0 | 0 | 0 | 0 | 0 | 0
5 | 19 | 7 | 6 | 1.7931 | 0 | 2.4469 | 0 | 0 | 0 | 0.0012057 | 0.64153 | 0 | 0 | 5.5828 | 0 | 10.4656 | 0 | 0 | 0 | 0 | 0 | 0 | 0 | 0 | 0 | 0 | 0 | 0 | 0 | 0.45131 | 0 | 0.71279 | 4.0938 | 0 | 0 | 0.525 | 0.74751 | 0 | 0 | 0 | 0 | 6.5304 | 0 | 0 | 0 | 0 | 0 | 0 | 0 | 0 | 0 | 0 | 0 | 0 | 0
5 | 19 | 8 | 6 | 1.7931 | 0 | 13.5789 | 0 | 0 | 0 | 0.0012057 | 0.3913 | 0 | 0 | 3.9586 | 0 | 19.7231 | 0 | 0 | 0 | 0 | 0 | 0 | 0 | 0 | 0 | 0 | 0 | 0 | 0 | 0.45131 | 0 | 0.71279 | 2.9509 | 0 | 0 | 0.42 | 0.75262 | 0 | 0 | 0 | 0 | 5.2876 | 0 | 0 | 0 | 0 | 0 | 0 | 0 | 0 | 0 | 0 | 0 | 0 | 0
5 | 19 | 9 | 6 | 1.7931 | 0 | 13.5789 | 0 | 0 | 0 | 0.0012057 | 0.28945 | 0 | 0 | 3.876 | 0 | 19.5386 | 0 | 0 | 0 | 0 | 0 | 0 | 0 | 0 | 0 | 0 | 0 | 0 | 0 | 0.45131 | 0 | 0.71279 | 2.4489 | 0 | 0 | 0.315 | 0.74852 | 0 | 0 | 0 | 0 | 4.6765 | 0 | 0 | 0 | 0 | 0 | 0 | 0 | 0 | 0 | 0 | 0 | 0 | 0
5 | 19 | 10 | 6 | 1.7931 | 0 | 13.5789 | 0 | 0 | 0 | 0.0012057 | 0.22475 | 0 | 0 | 3.3662 | 0 | 18.9641 | 0 | 0 | 0 | 0 | 0 | 0 | 0 | 0 | 0 | 0 | 0 | 0 | 0 | 0.45131 | 0 | 0.71279 | 2.1867 | 0 | 0 | 0.315 | 0.74401 | 0 | 0 | 0 | 0 | 4.4098 | 0 | 0 | 0 | 0 | 0 | 0 | 0 | 0 | 0 | 0 | 0 | 0 | 0
5 | 19 | 11 | 6 | 1.7931 | 0 | 13.5789 | 0 | 0 | 0 | 0.0012057 | 0.18894 | 0 | 0 | 3.9203 | 0 | 19.4825 | 0 | 0 | 0 | 0 | 0 | 0 | 0 | 0 | 0 | 0 | 0 | 0 | 0 | 0.45131 | 0 | 0.54519 | 1.9545 | 0 | 0 | 0.3675 | 0.74667 | 0 | 0 | 0 | 0 | 4.0652 | 0 | 0 | 0 | 0 | 0 | 0 | 0 | 0 | 0 | 0 | 0 | 0 | 0
5 | 19 | 12 | 6 | 1.7931 | 0 | 8.6313 | 0 | 0 | 0 | 0.0012057 | 0.22833 | 0 | 0 | 3.9586 | 0 | 14.6126 | 0 | 0 | 0 | 0 | 0 | 0 | 0 | 0 | 0 | 0 | 0 | 0 | 0 | 0.45131 | 0 | 0.54519 | 2.127 | 0 | 0 | 0.42 | 0.74613 | 0 | 0 | 0 | 0 | 4.2897 | 0 | 0 | 0 | 0 | 0 | 0 | 0 | 0 | 0 | 0 | 0 | 0 | 0
5 | 19 | 13 | 6 | 1.7931 | 0 | 13.5789 | 0 | 0 | 0 | 0.0012057 | 0.092889 | 0 | 0 | 4.4302 | 0 | 19.8963 | 0 | 0 | 0 | 0 | 0 | 0 | 0 | 0 | 0 | 0 | 0 | 0 | 0 | 0.45131 | 0 | 0.54519 | 1.1387 | 0 | 0 | 0.3675 | 0.74146 | 0 | 0 | 0 | 0 | 3.2442 | 0 | 0 | 0 | 0 | 0 | 0 | 0 | 0 | 0 | 0 | 0 | 0 | 0
5 | 19 | 14 | 6 | 1.7931 | 0 | 13.5789 | 0 | 0 | 0 | 0.0012057 | 0.1017 | 0 | 0 | 3.9203 | 0 | 19.3952 | 0 | 0 | 0 | 0 | 0 | 0 | 0 | 0 | 0 | 0 | 0 | 0 | 0 | 0.45131 | 0 | 0.54519 | 1.1786 | 0 | 0 | 0.3675 | 0.74456 | 0 | 0 | 0 | 0 | 3.2872 | 0 | 0 | 0 | 0 | 0 | 0 | 0 | 0 | 0 | 0 | 0 | 0 | 0
5 | 19 | 15 | 6 | 1.7931 | 0 | 13.5789 | 0 | 0 | 0 | 0.0012057 | 0.10535 | 0 | 0 | 3.3662 | 0 | 18.8447 | 0 | 0 | 0 | 0 | 0 | 0 | 0 | 0 | 0 | 0 | 0 | 0 | 0 | 0.45131 | 0 | 0.54519 | 1.2303 | 0 | 0 | 0.315 | 0.74524 | 0 | 0 | 0 | 0 | 3.287 | 0 | 0 | 0 | 0 | 0 | 0 | 0 | 0 | 0 | 0 | 0 | 0 | 0
5 | 19 | 16 | 6 | 1.7931 | 0 | 13.5789 | 0 | 0 | 0 | 0.0012057 | 0.11613 | 0 | 0 | 3.3662 | 0 | 18.8555 | 0 | 0 | 0 | 0 | 0 | 0 | 0 | 0 | 0 | 0 | 0 | 0 | 0 | 0.45131 | 0 | 0.54519 | 1.3608 | 0 | 0 | 0.315 | 0.74666 | 0 | 0 | 0 | 0 | 3.4189 | 0 | 0 | 0 | 0 | 0 | 0 | 0 | 0 | 0 | 0 | 0 | 0 | 0
5 | 19 | 17 | 6 | 1.7931 | 0 | 13.5789 | 0 | 0 | 0 | 0.0012057 | 0.13024 | 0 | 0 | 5.5828 | 0 | 21.0863 | 0 | 0 | 0 | 0 | 0 | 0 | 0 | 0 | 0 | 0 | 0 | 0 | 0 | 0.45131 | 0 | 0.54519 | 1.4171 | 0 | 0 | 0.525 | 0.74774 | 0 | 0 | 0 | 0 | 3.6863 | 0 | 0 | 0 | 0 | 0 | 0 | 0 | 0 | 0 | 0 | 0 | 0 | 0
5 | 19 | 18 | 6 | 1.7931 | 0 | 9.8682 | 0 | 0 | 0 | 0.0012057 | 0.20171 | 0 | 0 | 5.5829 | 0 | 17.4471 | 0 | 0 | 0 | 0 | 0 | 0 | 0 | 0 | 0 | 0 | 0 | 0 | 0 | 0.45131 | 0 | 0.54519 | 2.0065 | 0 | 0 | 0.525 | 0.75099 | 0 | 0 | 0 | 0 | 4.279 | 0 | 0 | 0 | 0 | 0 | 0 | 0 | 0 | 0 | 0 | 0 | 0 | 0
5 | 19 | 19 | 6 | 1.7931 | 0 | 2.4469 | 0 | 0 | 0 | 0.0012057 | 0.36372 | 0 | 0 | 3.9586 | 0 | 8.5636 | 0 | 0 | 0 | 0 | 0 | 0 | 0 | 0 | 0 | 0 | 0 | 0 | 0 | 0.45131 | 0 | 0.88038 | 2.8207 | 0 | 0 | 0.42 | 0.74611 | 0 | 0 | 0 | 0 | 5.3185 | 0 | 0 | 0 | 0 | 0 | 0 | 0 | 0 | 0 | 0 | 0 | 0 | 0
5 | 19 | 20 | 6 | 1.7931 | 0 | 2.4469 | 0 | 0 | 0 | 0.0012057 | 0.40192 | 0 | 0 | 4.4302 | 0 | 9.0733 | 0 | 0 | 0 | 0 | 0 | 0 | 0 | 0 | 0 | 0 | 0 | 0 | 0 | 0.45131 | 0 | 1.1038 | 2.9472 | 0 | 0 | 0.3675 | 0.74041 | 0 | 0 | 0 | 0 | 5.6103 | 0 | 0 | 0 | 0 | 0 | 0 | 0 | 0 | 0 | 0 | 0 | 0 | 0
5 | 19 | 21 | 6 | 1.7931 | 0 | 2.4469 | 0 | 0 | 0 | 0.0012057 | 0.40927 | 0 | 0 | 3.9586 | 0 | 8.6091 | 0 | 0 | 0 | 0 | 0 | 0 | 0 | 0 | 0 | 0 | 0 | 0 | 0 | 0.45131 | 0 | 1.2156 | 3.031 | 0 | 0 | 0.4725 | 0.73577 | 0 | 0 | 0 | 0 | 5.9061 | 0 | 0 | 0 | 0 | 0 | 0 | 0 | 0 | 0 | 0 | 0 | 0 | 0
5 | 19 | 22 | 6 | 1.7931 | 0 | 2.4469 | 0 | 0 | 0 | 0.0012057 | 0.43765 | 0 | 0 | 4.4236 | 0 | 9.1024 | 0 | 0 | 0 | 0 | 0 | 0 | 0 | 0 | 0 | 0 | 0 | 0 | 0 | 0.45131 | 0 | 1.1038 | 3.1687 | 0 | 0 | 0.315 | 0.7404 | 0 | 0 | 0 | 0 | 5.7793 | 0 | 0 | 0 | 0 | 0 | 0 | 0 | 0 | 0 | 0 | 0 | 0 | 0
5 | 19 | 23 | 6 | 1.7931 | 0 | 2.4469 | 0 | 0 | 0 | 0.0012057 | 0.077191 | 0 | 0 | 0.59527 | 0 | 4.9137 | 0 | 0 | 0 | 0 | 0 | 0 | 0 | 0 | 0 | 0 | 0 | 0 | 0 | 0.45131 | 0 | 0.88038 | 1.3316 | 0 | 0 | 0.0525 | 0.74821 | 0 | 0 | 0 | 0 | 3.464 | 0 | 0 | 0 | 0 | 0 | 0 | 0 | 0 | 0 | 0 | 0 | 0 | 0
5 | 19 | 24 | 6 | 1.7931 | 0 | 2.4469 | 0 | 0 | 0 | 0.0012057 | 0.13964 | 0 | 0 | 0.5953 | 0 | 4.9762 | 0 | 0 | 0 | 0 | 0 | 0 | 0 | 0 | 0 | 0 | 0 | 0 | 0 | 0.45131 | 0 | 0.54519 | 2.1358 | 0 | 0 | 0.0525 | 0.75648 | 0 | 0 | 0 | 0 | 3.9413 | 0 | 0 | 0 | 0 | 0 | 0 | 0 | 0 | 0 | 0 | 0 | 0 | 0
5 | 20 | 1 | 7 | 1.7931 | 0 | 2.4469 | 0 | 0 | 0 | 0.0012057 | 0.19986 | 0 | 0 | 0.59532 | 0 | 5.0364 | 0 | 0 | 0 | 0 | 0 | 0 | 0 | 0 | 0 | 0 | 0 | 0 | 0 | 0.45131 | 0 | 0.32173 | 2.6044 | 0 | 0 | 0.0525 | 0.76478 | 0 | 0 | 0 | 0 | 4.1948 | 0 | 0 | 0 | 0 | 0 | 0 | 0 | 0 | 0 | 0 | 0 | 0 | 0
5 | 20 | 2 | 7 | 1.7931 | 0 | 2.4469 | 0 | 0 | 0 | 0.0012057 | 0.24785 | 0 | 0 | 0.59535 | 0 | 5.0844 | 0 | 0 | 0 | 0 | 0 | 0 | 0 | 0 | 0 | 0 | 0 | 0 | 0 | 0.45131 | 0 | 0.32173 | 2.9728 | 0 | 0 | 0.0525 | 0.76807 | 0 | 0 | 0 | 0 | 4.5664 | 0 | 0 | 0 | 0 | 0 | 0 | 0 | 0 | 0 | 0 | 0 | 0 | 0
5 | 20 | 3 | 7 | 1.7931 | 0 | 2.4469 | 0 | 0 | 0 | 0.0012057 | 0.33584 | 0 | 0 | 0.59536 | 0 | 5.1724 | 0 | 0 | 0 | 0 | 0 | 0 | 0 | 0 | 0 | 0 | 0 | 0 | 0 | 0.45131 | 0 | 0.32173 | 3.5329 | 0 | 0 | 0.0525 | 0.7799 | 0 | 0 | 0 | 0 | 5.1383 | 0 | 0 | 0 | 0 | 0 | 0 | 0 | 0 | 0 | 0 | 0 | 0 | 0
5 | 20 | 4 | 7 | 1.7931 | 0 | 2.4469 | 0 | 0 | 0 | 0.0012057 | 0.34957 | 0 | 0 | 0.59539 | 0 | 5.1862 | 0 | 0 | 0 | 0 | 0 | 0 | 0 | 0 | 0 | 0 | 0 | 0 | 0 | 0.45131 | 0 | 0.32173 | 3.5566 | 0 | 0 | 0.0525 | 0.77942 | 0 | 0 | 0 | 0 | 5.1616 | 0 | 0 | 0 | 0 | 0 | 0 | 0 | 0 | 0 | 0 | 0 | 0 | 0
5 | 20 | 5 | 7 | 1.7931 | 0 | 2.4469 | 0 | 0 | 0 | 0.0012057 | 0.40577 | 0 | 0 | 0.59539 | 0 | 5.2424 | 0 | 0 | 0 | 0 | 0 | 0 | 0 | 0 | 0 | 0 | 0 | 0 | 0 | 0.45131 | 0 | 0.32173 | 3.8181 | 0 | 0 | 0.0525 | 0.78713 | 0 | 0 | 0 | 0 | 5.4308 | 0 | 0 | 0 | 0 | 0 | 0 | 0 | 0 | 0 | 0 | 0 | 0 | 0
5 | 20 | 6 | 7 | 1.7931 | 0 | 2.4469 | 0 | 0 | 0 | 0.0012057 | 0.41209 | 0 | 0 | 3.3663 | 0 | 8.0196 | 0 | 0 | 0 | 0 | 0 | 0 | 0 | 0 | 0 | 0 | 0 | 0 | 0 | 0.45131 | 0 | 0.54519 | 3.906 | 0 | 0 | 0.315 | 0.78272 | 0 | 0 | 0 | 0 | 6.0003 | 0 | 0 | 0 | 0 | 0 | 0 | 0 | 0 | 0 | 0 | 0 | 0 | 0
5 | 20 | 7 | 7 | 1.7931 | 0 | 2.4469 | 0 | 0 | 0 | 0.0012057 | 0.87123 | 0 | 0 | 5.5829 | 0 | 10.6954 | 0 | 0 | 0 | 0 | 0 | 0 | 0 | 0 | 0 | 0 | 0 | 0 | 0 | 0.45131 | 0 | 0.71279 | 6.0241 | 0 | 0 | 0.525 | 0.77996 | 0 | 0 | 0 | 0 | 8.4931 | 0 | 0 | 0 | 0 | 0 | 0 | 0 | 0 | 0 | 0 | 0 | 0 | 0
5 | 20 | 8 | 7 | 1.7931 | 0 | 13.5789 | 0 | 0 | 0 | 0.0012057 | 0.5809 | 0 | 0 | 3.9587 | 0 | 19.9128 | 0 | 0 | 0 | 0 | 0 | 0 | 0 | 0 | 0 | 0 | 0 | 0 | 0 | 0.45131 | 0 | 0.71279 | 4.2559 | 0 | 0 | 0.42 | 0.778 | 0 | 0 | 0 | 0 | 6.618 | 0 | 0 | 0 | 0 | 0 | 0 | 0 | 0 | 0 | 0 | 0 | 0 | 0
5 | 20 | 9 | 7 | 1.7931 | 0 | 13.5789 | 0 | 0 | 0 | 0.0012057 | 0.47028 | 0 | 0 | 3.8761 | 0 | 19.7196 | 0 | 0 | 0 | 0 | 0 | 0 | 0 | 0 | 0 | 0 | 0 | 0 | 0 | 0.45131 | 0 | 0.71279 | 3.5005 | 0 | 0 | 0.315 | 0.77235 | 0 | 0 | 0 | 0 | 5.752 | 0 | 0 | 0 | 0 | 0 | 0 | 0 | 0 | 0 | 0 | 0 | 0 | 0
5 | 20 | 10 | 7 | 1.7931 | 0 | 13.5789 | 0 | 0 | 0 | 0.0012057 | 0.39819 | 0 | 0 | 3.3662 | 0 | 19.1376 | 0 | 0 | 0 | 0 | 0 | 0 | 0 | 0 | 0 | 0 | 0 | 0 | 0 | 0.45131 | 0 | 0.71279 | 3.0686 | 0 | 0 | 0.315 | 0.76624 | 0 | 0 | 0 | 0 | 5.314 | 0 | 0 | 0 | 0 | 0 | 0 | 0 | 0 | 0 | 0 | 0 | 0 | 0
5 | 20 | 11 | 7 | 1.7931 | 0 | 13.5789 | 0 | 0 | 0 | 0.0012057 | 0.31044 | 0 | 0 | 3.9204 | 0 | 19.604 | 0 | 0 | 0 | 0 | 0 | 0 | 0 | 0 | 0 | 0 | 0 | 0 | 0 | 0.45131 | 0 | 0.54519 | 2.5775 | 0 | 0 | 0.3675 | 0.76529 | 0 | 0 | 0 | 0 | 4.7068 | 0 | 0 | 0 | 0 | 0 | 0 | 0 | 0 | 0 | 0 | 0 | 0 | 0
5 | 20 | 12 | 7 | 1.7931 | 0 | 8.6313 | 0 | 0 | 0 | 0.0012057 | 0.30733 | 0 | 0 | 3.9587 | 0 | 14.6916 | 0 | 0 | 0 | 0 | 0 | 0 | 0 | 0 | 0 | 0 | 0 | 0 | 0 | 0.45131 | 0 | 0.54519 | 2.4472 | 0 | 0 | 0.42 | 0.7607 | 0 | 0 | 0 | 0 | 4.6244 | 0 | 0 | 0 | 0 | 0 | 0 | 0 | 0 | 0 | 0 | 0 | 0 | 0
5 | 20 | 13 | 7 | 1.7931 | 0 | 13.5789 | 0 | 0 | 0 | 0.0012057 | 0.2209 | 0 | 0 | 4.4303 | 0 | 20.0244 | 0 | 0 | 0 | 0 | 0 | 0 | 0 | 0 | 0 | 0 | 0 | 0 | 0 | 0.45131 | 0 | 0.54519 | 2.019 | 0 | 0 | 0.3675 | 0.7554 | 0 | 0 | 0 | 0 | 4.1384 | 0 | 0 | 0 | 0 | 0 | 0 | 0 | 0 | 0 | 0 | 0 | 0 | 0
5 | 20 | 14 | 7 | 1.7931 | 0 | 13.5789 | 0 | 0 | 0 | 0.0012057 | 0.12846 | 0 | 0 | 3.9204 | 0 | 19.4221 | 0 | 0 | 0 | 0 | 0 | 0 | 0 | 0 | 0 | 0 | 0 | 0 | 0 | 0.45131 | 0 | 0.54519 | 1.1889 | 0 | 0 | 0.3675 | 0.74988 | 0 | 0 | 0 | 0 | 3.3027 | 0 | 0 | 0 | 0 | 0 | 0 | 0 | 0 | 0 | 0 | 0 | 0 | 0
5 | 20 | 15 | 7 | 1.7931 | 0 | 13.5789 | 0 | 0 | 0 | 0.0012057 | 0.11099 | 0 | 0 | 3.3662 | 0 | 18.8504 | 0 | 0 | 0 | 0 | 0 | 0 | 0 | 0 | 0 | 0 | 0 | 0 | 0 | 0.45131 | 0 | 0.54519 | 0.96059 | 0 | 0 | 0.315 | 0.7495 | 0 | 0 | 0 | 0 | 3.0216 | 0 | 0 | 0 | 0 | 0 | 0 | 0 | 0 | 0 | 0 | 0 | 0 | 0
5 | 20 | 16 | 7 | 1.7931 | 0 | 13.5789 | 0 | 0 | 0 | 0.0012057 | 0.10903 | 0 | 0 | 3.3662 | 0 | 18.8485 | 0 | 0 | 0 | 0 | 0 | 0 | 0 | 0 | 0 | 0 | 0 | 0 | 0 | 0.45131 | 0 | 0.54519 | 0.95749 | 0 | 0 | 0.315 | 0.74999 | 0 | 0 | 0 | 0 | 3.019 | 0 | 0 | 0 | 0 | 0 | 0 | 0 | 0 | 0 | 0 | 0 | 0 | 0
5 | 20 | 17 | 7 | 1.7931 | 0 | 13.5789 | 0 | 0 | 0 | 0.0012057 | 0.098409 | 0 | 0 | 5.5829 | 0 | 21.0545 | 0 | 0 | 0 | 0 | 0 | 0 | 0 | 0 | 0 | 0 | 0 | 0 | 0 | 0.45131 | 0 | 0.54519 | 0.83543 | 0 | 0 | 0.525 | 0.7467 | 0 | 0 | 0 | 0 | 3.1036 | 0 | 0 | 0 | 0 | 0 | 0 | 0 | 0 | 0 | 0 | 0 | 0 | 0
5 | 20 | 18 | 7 | 1.7931 | 0 | 9.8682 | 0 | 0 | 0 | 0.0012057 | 0.16059 | 0 | 0 | 5.5829 | 0 | 17.406 | 0 | 0 | 0 | 0 | 0 | 0 | 0 | 0 | 0 | 0 | 0 | 0 | 0 | 0.45131 | 0 | 0.54519 | 1.3763 | 0 | 0 | 0.525 | 0.75187 | 0 | 0 | 0 | 0 | 3.6497 | 0 | 0 | 0 | 0 | 0 | 0 | 0 | 0 | 0 | 0 | 0 | 0 | 0
5 | 20 | 19 | 7 | 1.7931 | 0 | 2.4469 | 0 | 0 | 0 | 0.0012057 | 0.331 | 0 | 0 | 3.9587 | 0 | 8.5309 | 0 | 0 | 0 | 0 | 0 | 0 | 0 | 0 | 0 | 0 | 0 | 0 | 0 | 0.45131 | 0 | 0.88038 | 2.5042 | 0 | 0 | 0.42 | 0.74964 | 0 | 0 | 0 | 0 | 5.0055 | 0 | 0 | 0 | 0 | 0 | 0 | 0 | 0 | 0 | 0 | 0 | 0 | 0
5 | 20 | 20 | 7 | 1.7931 | 0 | 2.4469 | 0 | 0 | 0 | 0.0012057 | 0.43527 | 0 | 0 | 4.4302 | 0 | 9.1067 | 0 | 0 | 0 | 0 | 0 | 0 | 0 | 0 | 0 | 0 | 0 | 0 | 0 | 0.45131 | 0 | 1.1038 | 3.0741 | 0 | 0 | 0.3675 | 0.75095 | 0 | 0 | 0 | 0 | 5.7477 | 0 | 0 | 0 | 0 | 0 | 0 | 0 | 0 | 0 | 0 | 0 | 0 | 0
5 | 20 | 21 | 7 | 1.7931 | 0 | 2.4469 | 0 | 0 | 0 | 0.0012057 | 0.50082 | 0 | 0 | 3.9586 | 0 | 8.7007 | 0 | 0 | 0 | 0 | 0 | 0 | 0 | 0 | 0 | 0 | 0 | 0 | 0 | 0.45131 | 0 | 1.2156 | 3.4531 | 0 | 0 | 0.4725 | 0.75383 | 0 | 0 | 0 | 0 | 6.3463 | 0 | 0 | 0 | 0 | 0 | 0 | 0 | 0 | 0 | 0 | 0 | 0 | 0
5 | 20 | 22 | 7 | 1.7931 | 0 | 2.4469 | 0 | 0 | 0 | 0.0012057 | 0.51312 | 0 | 0 | 4.4237 | 0 | 9.178 | 0 | 0 | 0 | 0 | 0 | 0 | 0 | 0 | 0 | 0 | 0 | 0 | 0 | 0.45131 | 0 | 1.1038 | 3.6196 | 0 | 0 | 0.315 | 0.75571 | 0 | 0 | 0 | 0 | 6.2455 | 0 | 0 | 0 | 0 | 0 | 0 | 0 | 0 | 0 | 0 | 0 | 0 | 0
5 | 20 | 23 | 7 | 1.7931 | 0 | 2.4469 | 0 | 0 | 0 | 0.0012057 | 0.10391 | 0 | 0 | 0.59534 | 0 | 4.9405 | 0 | 0 | 0 | 0 | 0 | 0 | 0 | 0 | 0 | 0 | 0 | 0 | 0 | 0.45131 | 0 | 0.88038 | 1.6983 | 0 | 0 | 0.0525 | 0.76112 | 0 | 0 | 0 | 0 | 3.8436 | 0 | 0 | 0 | 0 | 0 | 0 | 0 | 0 | 0 | 0 | 0 | 0 | 0
5 | 20 | 24 | 7 | 1.7931 | 0 | 2.4469 | 0 | 0 | 0 | 0.0012057 | 0.18914 | 0 | 0 | 0.59536 | 0 | 5.0257 | 0 | 0 | 0 | 0 | 0 | 0 | 0 | 0 | 0 | 0 | 0 | 0 | 0 | 0.45131 | 0 | 0.54519 | 2.4718 | 0 | 0 | 0.0525 | 0.76824 | 0 | 0 | 0 | 0 | 4.289 | 0 | 0 | 0 | 0 | 0 | 0 | 0 | 0 | 0 | 0 | 0 | 0 | 0
5 | 21 | 1 | 1 | 1.7931 | 0 | 2.4469 | 0 | 0 | 0 | 0.0012057 | 0.21424 | 0 | 0 | 0.59538 | 0 | 5.0508 | 0 | 0 | 0 | 0 | 0 | 0 | 0 | 0 | 0 | 0 | 0 | 0 | 0 | 0.45131 | 0 | 0.32173 | 2.8 | 0 | 0 | 0.0525 | 0.76915 | 0 | 0 | 0 | 0 | 4.3947 | 0 | 0 | 0 | 0 | 0 | 0 | 0 | 0 | 0 | 0 | 0 | 0 | 0
5 | 21 | 2 | 1 | 1.7931 | 0 | 2.4469 | 0 | 0 | 0 | 0.0012057 | 0.27144 | 0 | 0 | 0.59539 | 0 | 5.1081 | 0 | 0 | 0 | 0 | 0 | 0 | 0 | 0 | 0 | 0 | 0 | 0 | 0 | 0.45131 | 0 | 0.32173 | 3.0744 | 0 | 0 | 0.0525 | 0.77484 | 0 | 0 | 0 | 0 | 4.6748 | 0 | 0 | 0 | 0 | 0 | 0 | 0 | 0 | 0 | 0 | 0 | 0 | 0
5 | 21 | 3 | 1 | 1.7931 | 0 | 2.4469 | 0 | 0 | 0 | 0.0012057 | 0.29179 | 0 | 0 | 0.5954 | 0 | 5.1284 | 0 | 0 | 0 | 0 | 0 | 0 | 0 | 0 | 0 | 0 | 0 | 0 | 0 | 0.45131 | 0 | 0.32173 | 3.1879 | 0 | 0 | 0.0525 | 0.77529 | 0 | 0 | 0 | 0 | 4.7888 | 0 | 0 | 0 | 0 | 0 | 0 | 0 | 0 | 0 | 0 | 0 | 0 | 0
5 | 21 | 4 | 1 | 1.7931 | 0 | 2.4469 | 0 | 0 | 0 | 0.0012057 | 0.31544 | 0 | 0 | 0.5954 | 0 | 5.1521 | 0 | 0 | 0 | 0 | 0 | 0 | 0 | 0 | 0 | 0 | 0 | 0 | 0 | 0.45131 | 0 | 0.32173 | 3.3742 | 0 | 0 | 0.0525 | 0.77677 | 0 | 0 | 0 | 0 | 4.9765 | 0 | 0 | 0 | 0 | 0 | 0 | 0 | 0 | 0 | 0 | 0 | 0 | 0
5 | 21 | 5 | 1 | 1.7931 | 0 | 2.4469 | 0 | 0 | 0 | 0.0012057 | 0.33331 | 0 | 0 | 0.5954 | 0 | 5.1699 | 0 | 0 | 0 | 0 | 0 | 0 | 0 | 0 | 0 | 0 | 0 | 0 | 0 | 0.45131 | 0 | 0.32173 | 3.3354 | 0 | 0 | 0.0525 | 0.77861 | 0 | 0 | 0 | 0 | 4.9395 | 0 | 0 | 0 | 0 | 0 | 0 | 0 | 0 | 0 | 0 | 0 | 0 | 0
5 | 21 | 6 | 1 | 1.7931 | 0 | 2.4469 | 0 | 0 | 0 | 0.0012057 | 0.23393 | 0 | 0 | 3.3663 | 0 | 7.8414 | 0 | 0 | 0 | 0 | 0 | 0 | 0 | 0 | 0 | 0 | 0 | 0 | 0 | 0.45131 | 0 | 0.54519 | 2.4846 | 0 | 0 | 0.315 | 0.75835 | 0 | 0 | 0 | 0 | 4.5545 | 0 | 0 | 0 | 0 | 0 | 0 | 0 | 0 | 0 | 0 | 0 | 0 | 0
5 | 21 | 7 | 1 | 1.7931 | 0 | 2.4469 | 0 | 0 | 0 | 0.0012057 | 0.58774 | 0 | 0 | 5.5829 | 0 | 10.4119 | 0 | 0 | 0 | 0 | 0 | 0 | 0 | 0 | 0 | 0 | 0 | 0 | 0 | 0.45131 | 0 | 0.71279 | 3.6321 | 0 | 0 | 0.525 | 0.75612 | 0 | 0 | 0 | 0 | 6.0773 | 0 | 0 | 0 | 0 | 0 | 0 | 0 | 0 | 0 | 0 | 0 | 0 | 0
5 | 21 | 8 | 1 | 1.7931 | 0 | 13.5789 | 0 | 0 | 0 | 0.0012057 | 0.26952 | 0 | 0 | 3.9587 | 0 | 19.6014 | 0 | 0 | 0 | 0 | 0 | 0 | 0 | 0 | 0 | 0 | 0 | 0 | 0 | 0.45131 | 0 | 0.71279 | 1.9243 | 0 | 0 | 0.42 | 0.75019 | 0 | 0 | 0 | 0 | 4.2585 | 0 | 0 | 0 | 0 | 0 | 0 | 0 | 0 | 0 | 0 | 0 | 0 | 0
5 | 21 | 9 | 1 | 1.7931 | 0 | 13.5789 | 0 | 0 | 0 | 0.0012057 | 0.20278 | 0 | 0 | 3.8761 | 0 | 19.452 | 0 | 0 | 0 | 0 | 0 | 0 | 0 | 0 | 0 | 0 | 0 | 0 | 0 | 0.45131 | 0 | 0.71279 | 1.4396 | 0 | 0 | 0.315 | 0.74983 | 0 | 0 | 0 | 0 | 3.6685 | 0 | 0 | 0 | 0 | 0 | 0 | 0 | 0 | 0 | 0 | 0 | 0 | 0
5 | 21 | 10 | 1 | 1.7931 | 0 | 13.5789 | 0 | 0 | 0 | 0.0012057 | 0.14672 | 0 | 0 | 3.3662 | 0 | 18.8861 | 0 | 0 | 0 | 0 | 0 | 0 | 0 | 0 | 0 | 0 | 0 | 0 | 0 | 0.45131 | 0 | 0.71279 | 1.0501 | 0 | 0 | 0.315 | 0.74741 | 0 | 0 | 0 | 0 | 3.2766 | 0 | 0 | 0 | 0 | 0 | 0 | 0 | 0 | 0 | 0 | 0 | 0 | 0
5 | 21 | 11 | 1 | 1.7931 | 0 | 13.5789 | 0 | 0 | 0 | 0.0012057 | 0.11179 | 0 | 0 | 3.9204 | 0 | 19.4054 | 0 | 0 | 0 | 0 | 0 | 0 | 0 | 0 | 0 | 0 | 0 | 0 | 0 | 0.45131 | 0 | 0.54519 | 0.79259 | 0 | 0 | 0.3675 | 0.74764 | 0 | 0 | 0 | 0 | 2.9042 | 0 | 0 | 0 | 0 | 0 | 0 | 0 | 0 | 0 | 0 | 0 | 0 | 0
5 | 21 | 12 | 1 | 1.7931 | 0 | 8.6313 | 0 | 0 | 0 | 0.0012057 | 0.092909 | 0 | 0 | 3.9587 | 0 | 14.4772 | 0 | 0 | 0 | 0 | 0 | 0 | 0 | 0 | 0 | 0 | 0 | 0 | 0 | 0.45131 | 0 | 0.54519 | 0.50904 | 0 | 0 | 0.42 | 0.74467 | 0 | 0 | 0 | 0 | 2.6702 | 0 | 0 | 0 | 0 | 0 | 0 | 0 | 0 | 0 | 0 | 0 | 0 | 0
5 | 21 | 13 | 1 | 1.7931 | 0 | 13.5789 | 0 | 0 | 0 | 0.0012057 | 0.066563 | 0 | 0 | 4.4302 | 0 | 19.87 | 0 | 0 | 0 | 0 | 0 | 0 | 0 | 0 | 0 | 0 | 0 | 0 | 0 | 0.45131 | 0 | 0.54519 | 0.31073 | 0 | 0 | 0.3675 | 0.74447 | 0 | 0 | 0 | 0 | 2.4192 | 0 | 0 | 0 | 0 | 0 | 0 | 0 | 0 | 0 | 0 | 0 | 0 | 0
5 | 21 | 14 | 1 | 1.7931 | 0 | 13.5789 | 0 | 0 | 0 | 0.0012057 | 0.065433 | 0 | 0 | 3.9204 | 0 | 19.359 | 0 | 0 | 0 | 0 | 0 | 0 | 0 | 0 | 0 | 0 | 0 | 0 | 0 | 0.45131 | 0 | 0.54519 | 0.29009 | 0 | 0 | 0.3675 | 0.74308 | 0 | 0 | 0 | 0 | 2.3972 | 0 | 0 | 0 | 0 | 0 | 0 | 0 | 0 | 0 | 0 | 0 | 0 | 0
5 | 21 | 15 | 1 | 1.7931 | 0 | 13.5789 | 0 | 0 | 0 | 0.0012057 | 0.065585 | 0 | 0 | 3.3662 | 0 | 18.805 | 0 | 0 | 0 | 0 | 0 | 0 | 0 | 0 | 0 | 0 | 0 | 0 | 0 | 0.45131 | 0 | 0.54519 | 0.35191 | 0 | 0 | 0.315 | 0.74445 | 0 | 0 | 0 | 0 | 2.4079 | 0 | 0 | 0 | 0 | 0 | 0 | 0 | 0 | 0 | 0 | 0 | 0 | 0
5 | 21 | 16 | 1 | 1.7931 | 0 | 13.5789 | 0 | 0 | 0 | 0.0012057 | 0.064513 | 0 | 0 | 3.3662 | 0 | 18.8039 | 0 | 0 | 0 | 0 | 0 | 0 | 0 | 0 | 0 | 0 | 0 | 0 | 0 | 0.45131 | 0 | 0.54519 | 0.35035 | 0 | 0 | 0.315 | 0.74403 | 0 | 0 | 0 | 0 | 2.4059 | 0 | 0 | 0 | 0 | 0 | 0 | 0 | 0 | 0 | 0 | 0 | 0 | 0
5 | 21 | 17 | 1 | 1.7931 | 0 | 13.5789 | 0 | 0 | 0 | 0.0012057 | 0.063511 | 0 | 0 | 5.5829 | 0 | 21.0196 | 0 | 0 | 0 | 0 | 0 | 0 | 0 | 0 | 0 | 0 | 0 | 0 | 0 | 0.45131 | 0 | 0.54519 | 0.39417 | 0 | 0 | 0.525 | 0.74051 | 0 | 0 | 0 | 0 | 2.6562 | 0 | 0 | 0 | 0 | 0 | 0 | 0 | 0 | 0 | 0 | 0 | 0 | 0
5 | 21 | 18 | 1 | 1.7931 | 0 | 9.8682 | 0 | 0 | 0 | 0.0012057 | 0.072088 | 0 | 0 | 5.5829 | 0 | 17.3175 | 0 | 0 | 0 | 0 | 0 | 0 | 0 | 0 | 0 | 0 | 0 | 0 | 0 | 0.45131 | 0 | 0.54519 | 0.48456 | 0 | 0 | 0.525 | 0.73888 | 0 | 0 | 0 | 0 | 2.7449 | 0 | 0 | 0 | 0 | 0 | 0 | 0 | 0 | 0 | 0 | 0 | 0 | 0
5 | 21 | 19 | 1 | 1.7931 | 0 | 2.4469 | 0 | 0 | 0 | 0.0012057 | 0.0891 | 0 | 0 | 3.9587 | 0 | 8.289 | 0 | 0 | 0 | 0 | 0 | 0 | 0 | 0 | 0 | 0 | 0 | 0 | 0 | 0.45131 | 0 | 0.88038 | 0.6296 | 0 | 0 | 0.42 | 0.73804 | 0 | 0 | 0 | 0 | 3.1193 | 0 | 0 | 0 | 0 | 0 | 0 | 0 | 0 | 0 | 0 | 0 | 0 | 0
5 | 21 | 20 | 1 | 1.7931 | 0 | 2.4469 | 0 | 0 | 0 | 0.0012057 | 0.1011 | 0 | 0 | 4.4302 | 0 | 8.7725 | 0 | 0 | 0 | 0 | 0 | 0 | 0 | 0 | 0 | 0 | 0 | 0 | 0 | 0.45131 | 0 | 1.1038 | 0.81409 | 0 | 0 | 0.3675 | 0.73941 | 0 | 0 | 0 | 0 | 3.4762 | 0 | 0 | 0 | 0 | 0 | 0 | 0 | 0 | 0 | 0 | 0 | 0 | 0
5 | 21 | 21 | 1 | 1.7931 | 0 | 2.4469 | 0 | 0 | 0 | 0.0012057 | 0.11848 | 0 | 0 | 3.9586 | 0 | 8.3183 | 0 | 0 | 0 | 0 | 0 | 0 | 0 | 0 | 0 | 0 | 0 | 0 | 0 | 0.45131 | 0 | 1.2156 | 0.99509 | 0 | 0 | 0.4725 | 0.73804 | 0 | 0 | 0 | 0 | 3.8725 | 0 | 0 | 0 | 0 | 0 | 0 | 0 | 0 | 0 | 0 | 0 | 0 | 0
5 | 21 | 22 | 1 | 1.7931 | 0 | 2.4469 | 0 | 0 | 0 | 0.0012057 | 0.14984 | 0 | 0 | 4.4236 | 0 | 8.8147 | 0 | 0 | 0 | 0 | 0 | 0 | 0 | 0 | 0 | 0 | 0 | 0 | 0 | 0.45131 | 0 | 1.1038 | 1.3294 | 0 | 0 | 0.315 | 0.74136 | 0 | 0 | 0 | 0 | 3.9409 | 0 | 0 | 0 | 0 | 0 | 0 | 0 | 0 | 0 | 0 | 0 | 0 | 0
5 | 21 | 23 | 1 | 1.7931 | 0 | 2.4469 | 0 | 0 | 0 | 0.0012057 | 0.06008 | 0 | 0 | 0.59531 | 0 | 4.8966 | 0 | 0 | 0 | 0 | 0 | 0 | 0 | 0 | 0 | 0 | 0 | 0 | 0 | 0.45131 | 0 | 0.88038 | 0.71129 | 0 | 0 | 0.0525 | 0.745 | 0 | 0 | 0 | 0 | 2.8405 | 0 | 0 | 0 | 0 | 0 | 0 | 0 | 0 | 0 | 0 | 0 | 0 | 0
5 | 21 | 24 | 1 | 1.7931 | 0 | 2.4469 | 0 | 0 | 0 | 0.0012057 | 0.061986 | 0 | 0 | 0.59532 | 0 | 4.8985 | 0 | 0 | 0 | 0 | 0 | 0 | 0 | 0 | 0 | 0 | 0 | 0 | 0 | 0.45131 | 0 | 0.54519 | 0.77201 | 0 | 0 | 0.0525 | 0.7517 | 0 | 0 | 0 | 0 | 2.5727 | 0 | 0 | 0 | 0 | 0 | 0 | 0 | 0 | 0 | 0 | 0 | 0 | 0
5 | 22 | 1 | 2 | 1.7931 | 0 | 2.4469 | 0 | 0 | 0 | 0.0012057 | 0.062163 | 0 | 0 | 0.59535 | 0 | 4.8987 | 0 | 0 | 0 | 0 | 0 | 0 | 0 | 0 | 0 | 0 | 0 | 0 | 0 | 0.45131 | 0 | 0.32173 | 0.79363 | 0 | 0 | 0.0525 | 0.75369 | 0 | 0 | 0 | 0 | 2.3729 | 0 | 0 | 0 | 0 | 0 | 0 | 0 | 0 | 0 | 0 | 0 | 0 | 0
5 | 22 | 2 | 2 | 1.7931 | 0 | 2.4469 | 0 | 0 | 0 | 0.0012057 | 0.065999 | 0 | 0 | 0.59536 | 0 | 4.9026 | 0 | 0 | 0 | 0 | 0 | 0 | 0 | 0 | 0 | 0 | 0 | 0 | 0 | 0.45131 | 0 | 0.32173 | 0.81629 | 0 | 0 | 0.0525 | 0.75628 | 0 | 0 | 0 | 0 | 2.3981 | 0 | 0 | 0 | 0 | 0 | 0 | 0 | 0 | 0 | 0 | 0 | 0 | 0
5 | 22 | 3 | 2 | 1.7931 | 0 | 2.4469 | 0 | 0 | 0 | 0.0012057 | 0.064407 | 0 | 0 | 0.59537 | 0 | 4.901 | 0 | 0 | 0 | 0 | 0 | 0 | 0 | 0 | 0 | 0 | 0 | 0 | 0 | 0.45131 | 0 | 0.32173 | 0.80181 | 0 | 0 | 0.0525 | 0.75324 | 0 | 0 | 0 | 0 | 2.3806 | 0 | 0 | 0 | 0 | 0 | 0 | 0 | 0 | 0 | 0 | 0 | 0 | 0
5 | 22 | 4 | 2 | 1.7931 | 0 | 2.4469 | 0 | 0 | 0 | 0.0012057 | 0.06545 | 0 | 0 | 0.59535 | 0 | 4.902 | 0 | 0 | 0 | 0 | 0 | 0 | 0 | 0 | 0 | 0 | 0 | 0 | 0 | 0.45131 | 0 | 0.32173 | 0.81852 | 0 | 0 | 0.0525 | 0.7527 | 0 | 0 | 0 | 0 | 2.3968 | 0 | 0 | 0 | 0 | 0 | 0 | 0 | 0 | 0 | 0 | 0 | 0 | 0
5 | 22 | 5 | 2 | 1.7931 | 0 | 2.4469 | 0 | 0 | 0 | 0.0012057 | 0.068068 | 0 | 0 | 0.59535 | 0 | 4.9046 | 0 | 0 | 0 | 0 | 0 | 0 | 0 | 0 | 0 | 0 | 0 | 0 | 0 | 0.45131 | 0 | 0.32173 | 0.83696 | 0 | 0 | 0.0525 | 0.75462 | 0 | 0 | 0 | 0 | 2.4171 | 0 | 0 | 0 | 0 | 0 | 0 | 0 | 0 | 0 | 0 | 0 | 0 | 0
5 | 22 | 6 | 2 | 1.7931 | 0 | 2.4469 | 0 | 0 | 0 | 0.0012057 | 0.058104 | 0 | 0 | 3.3662 | 0 | 7.6655 | 0 | 0 | 0 | 0 | 0 | 0 | 0 | 0 | 0 | 0 | 0 | 0 | 0 | 0.45131 | 0 | 0.54519 | 0.65943 | 0 | 0 | 0.315 | 0.74519 | 0 | 0 | 0 | 0 | 2.7161 | 0 | 0 | 0 | 0 | 0 | 0 | 0 | 0 | 0 | 0 | 0 | 0 | 0
5 | 22 | 7 | 2 | 1.7931 | 0 | 2.4469 | 0 | 0 | 0 | 0.0012057 | 0.20117 | 0 | 0 | 5.5828 | 0 | 10.0252 | 0 | 0 | 0 | 0 | 0 | 0 | 0 | 0 | 0 | 0 | 0 | 0 | 0 | 0.45131 | 0 | 0.71279 | 1.3042 | 0 | 0 | 0.525 | 0.73901 | 0 | 0 | 0 | 0 | 3.7323 | 0 | 0 | 0 | 0 | 0 | 0 | 0 | 0 | 0 | 0 | 0 | 0 | 0
5 | 22 | 8 | 2 | 1.7931 | 0 | 13.5789 | 0 | 0 | 0 | 0.0012057 | 0.087633 | 0 | 0 | 3.9586 | 0 | 19.4195 | 0 | 0 | 0 | 0 | 0 | 0 | 0 | 0 | 0 | 0 | 0 | 0 | 0 | 0.45131 | 0 | 0.71279 | 0.45815 | 0 | 0 | 0.42 | 0.73301 | 0 | 0 | 0 | 0 | 2.7753 | 0 | 0 | 0 | 0 | 0 | 0 | 0 | 0 | 0 | 0 | 0 | 0 | 0
5 | 22 | 9 | 2 | 1.7931 | 0 | 13.5789 | 0 | 0 | 0 | 0.0012057 | 0.064136 | 0 | 0 | 3.876 | 0 | 19.3133 | 0 | 0 | 0 | 0 | 0 | 0 | 0 | 0 | 0 | 0 | 0 | 0 | 0 | 0.45131 | 0 | 0.71279 | 0.18542 | 0 | 0 | 0.315 | 0.73138 | 0 | 0 | 0 | 0 | 2.3959 | 0 | 0 | 0 | 0 | 0 | 0 | 0 | 0 | 0 | 0 | 0 | 0 | 0
5 | 22 | 10 | 2 | 1.7931 | 0 | 13.5789 | 0 | 0 | 0 | 0.0012057 | 0.059911 | 0 | 0 | 3.3661 | 0 | 18.7993 | 0 | 0 | 0 | 0 | 0 | 0 | 0 | 0 | 0 | 0 | 0 | 0 | 0 | 0.45131 | 0 | 0.71279 | 0.12313 | 0 | 0 | 0.315 | 0.72722 | 0 | 0 | 0 | 0 | 2.3295 | 0 | 0 | 0 | 0 | 0 | 0 | 0 | 0 | 0 | 0 | 0 | 0 | 0
5 | 22 | 11 | 2 | 1.7931 | 0 | 13.5789 | 0 | 0 | 0 | 0.0012057 | 0.058224 | 0 | 0 | 3.9203 | 0 | 19.3517 | 0 | 0 | 0 | 0 | 0 | 0 | 0 | 0 | 0 | 0 | 0 | 0 | 0 | 0.45131 | 0 | 0.54519 | 0.12455 | 0 | 0 | 0.3675 | 0.72844 | 0 | 0 | 0 | 0 | 2.217 | 0 | 0 | 0 | 0 | 0 | 0 | 0 | 0 | 0 | 0 | 0 | 0 | 0
5 | 22 | 12 | 2 | 1.7931 | 0 | 8.6313 | 0 | 0 | 0 | 0.0012057 | 0.060498 | 0 | 0 | 3.9586 | 0 | 14.4448 | 0 | 0 | 0 | 0 | 0 | 0 | 0 | 0 | 0 | 0 | 0 | 0 | 0 | 0.45131 | 0 | 0.54519 | 0.098614 | 0 | 0 | 0.42 | 0.7262 | 0 | 0 | 0 | 0 | 2.2413 | 0 | 0 | 0 | 0 | 0 | 0 | 0 | 0 | 0 | 0 | 0 | 0 | 0
5 | 22 | 13 | 2 | 1.7931 | 0 | 13.5789 | 0 | 0 | 0 | 0.0012057 | 0.063141 | 0 | 0 | 4.4301 | 0 | 19.8664 | 0 | 0 | 0 | 0 | 0 | 0 | 0 | 0 | 0 | 0 | 0 | 0 | 0 | 0.45131 | 0 | 0.54519 | 0.052727 | 0 | 0 | 0.3675 | 0.72541 | 0 | 0 | 0 | 0 | 2.1421 | 0 | 0 | 0 | 0 | 0 | 0 | 0 | 0 | 0 | 0 | 0 | 0 | 0
5 | 22 | 14 | 2 | 1.7931 | 0 | 13.5789 | 0 | 0 | 0 | 0.0012057 | 0.064608 | 0 | 0 | 3.9203 | 0 | 19.3581 | 0 | 0 | 0 | 0 | 0 | 0 | 0 | 0 | 0 | 0 | 0 | 0 | 0 | 0.45131 | 0 | 0.54519 | 0.14254 | 0.043751 | 0 | 0.3675 | 0.72642 | 0 | 0 | 0 | 0 | 2.2767 | 0 | 0 | 0 | 0 | 0 | 0 | 0 | 0 | 0 | 0 | 0 | 0 | 0
5 | 22 | 15 | 2 | 1.7931 | 0 | 13.5789 | 0 | 0 | 0 | 0.0012057 | 0.06699 | 0 | 0 | 3.3661 | 0 | 18.8063 | 0 | 0 | 0 | 0 | 0 | 0 | 0 | 0 | 0 | 0 | 0 | 0 | 0 | 0.45131 | 0 | 0.54519 | 0.11599 | 0.067974 | 0 | 0.315 | 0.72483 | 0 | 0 | 0 | 0 | 2.2203 | 0 | 0 | 0 | 0 | 0 | 0 | 0 | 0 | 0 | 0 | 0 | 0 | 0
5 | 22 | 16 | 2 | 1.7931 | 0 | 13.5789 | 0 | 0 | 0 | 0.0012057 | 0.076325 | 0 | 0 | 3.3661 | 0 | 18.8156 | 0 | 0 | 0 | 0 | 0 | 0 | 0 | 0 | 0 | 0 | 0 | 0 | 0 | 0.45131 | 0 | 0.54519 | 0.13739 | 0.075925 | 0 | 0.315 | 0.72473 | 0 | 0 | 0 | 0 | 2.2496 | 0 | 0 | 0 | 0 | 0 | 0 | 0 | 0 | 0 | 0 | 0 | 0 | 0
5 | 22 | 17 | 2 | 1.7931 | 0 | 13.5789 | 0 | 0 | 0 | 0.0012057 | 0.078378 | 0 | 0 | 5.5828 | 0 | 21.0344 | 0 | 0 | 0 | 0 | 0 | 0 | 0 | 0 | 0 | 0 | 0 | 0 | 0 | 0.45131 | 0 | 0.54519 | 0.1089 | 0.14605 | 0 | 0.525 | 0.72008 | 0 | 0 | 0 | 0 | 2.4965 | 0 | 0 | 0 | 0 | 0 | 0 | 0 | 0 | 0 | 0 | 0 | 0 | 0
5 | 22 | 18 | 2 | 1.7931 | 0 | 9.8682 | 0 | 0 | 0 | 0.0012057 | 0.062917 | 0 | 0 | 5.5828 | 0 | 17.3083 | 0 | 0 | 0 | 0 | 0 | 0 | 0 | 0 | 0 | 0 | 0 | 0 | 0 | 0.45131 | 0 | 0.54519 | 0.15155 | 0.042334 | 0 | 0.525 | 0.71936 | 0 | 0 | 0 | 0 | 2.4348 | 0 | 0 | 0 | 0 | 0 | 0 | 0 | 0 | 0 | 0 | 0 | 0 | 0
5 | 22 | 19 | 2 | 1.7931 | 0 | 2.4469 | 0 | 0 | 0 | 0.0012057 | 0.063719 | 0 | 0 | 3.9586 | 0 | 8.2635 | 0 | 0 | 0 | 0 | 0 | 0 | 0 | 0 | 0 | 0 | 0 | 0 | 0 | 0.45131 | 0 | 0.88038 | 0.28802 | 0 | 0 | 0.42 | 0.71997 | 0 | 0 | 0 | 0 | 2.7597 | 0 | 0 | 0 | 0 | 0 | 0 | 0 | 0 | 0 | 0 | 0 | 0 | 0
5 | 22 | 20 | 2 | 1.7931 | 0 | 2.4469 | 0 | 0 | 0 | 0.0012057 | 0.066064 | 0 | 0 | 4.43 | 0 | 8.7373 | 0 | 0 | 0 | 0 | 0 | 0 | 0 | 0 | 0 | 0 | 0 | 0 | 0 | 0.45131 | 0 | 1.1038 | 0.35377 | 0 | 0 | 0.3675 | 0.72003 | 0 | 0 | 0 | 0 | 2.9964 | 0 | 0 | 0 | 0 | 0 | 0 | 0 | 0 | 0 | 0 | 0 | 0 | 0
5 | 22 | 21 | 2 | 1.7931 | 0 | 2.4469 | 0 | 0 | 0 | 0.0012057 | 0.06669 | 0 | 0 | 3.9586 | 0 | 8.2665 | 0 | 0 | 0 | 0 | 0 | 0 | 0 | 0 | 0 | 0 | 0 | 0 | 0 | 0.45131 | 0 | 1.2156 | 0.34903 | 0 | 0 | 0.4725 | 0.71839 | 0 | 0 | 0 | 0 | 3.2068 | 0 | 0 | 0 | 0 | 0 | 0 | 0 | 0 | 0 | 0 | 0 | 0 | 0
5 | 22 | 22 | 2 | 1.7931 | 0 | 2.4469 | 0 | 0 | 0 | 0.0012057 | 0.067043 | 0 | 0 | 4.4235 | 0 | 8.7317 | 0 | 0 | 0 | 0 | 0 | 0 | 0 | 0 | 0 | 0 | 0 | 0 | 0 | 0.45131 | 0 | 1.1038 | 0.37926 | 0 | 0 | 0.315 | 0.72073 | 0 | 0 | 0 | 0 | 2.9701 | 0 | 0 | 0 | 0 | 0 | 0 | 0 | 0 | 0 | 0 | 0 | 0 | 0
5 | 22 | 23 | 2 | 1.7931 | 0 | 2.4469 | 0 | 0 | 0 | 0.0012057 | 0.045772 | 0 | 0 | 0.5952 | 0 | 4.8822 | 0 | 0 | 0 | 0 | 0 | 0 | 0 | 0 | 0 | 0 | 0 | 0 | 0 | 0.45131 | 0 | 0.88038 | 0.34922 | 0 | 0 | 0.0525 | 0.72418 | 0 | 0 | 0 | 0 | 2.4576 | 0 | 0 | 0 | 0 | 0 | 0 | 0 | 0 | 0 | 0 | 0 | 0 | 0
5 | 22 | 24 | 2 | 1.7931 | 0 | 2.4469 | 0 | 0 | 0 | 0.0012057 | 0.046803 | 0 | 0 | 0.59521 | 0 | 4.8832 | 0 | 0 | 0 | 0 | 0 | 0 | 0 | 0 | 0 | 0 | 0 | 0 | 0 | 0.45131 | 0 | 0.54519 | 0.42897 | 0 | 0 | 0.0525 | 0.73243 | 0 | 0 | 0 | 0 | 2.2104 | 0 | 0 | 0 | 0 | 0 | 0 | 0 | 0 | 0 | 0 | 0 | 0 | 0
5 | 23 | 1 | 3 | 1.7931 | 0 | 2.4469 | 0 | 0 | 0 | 0.0012057 | 0.046778 | 0 | 0 | 0.59524 | 0 | 4.8832 | 0 | 0 | 0 | 0 | 0 | 0 | 0 | 0 | 0 | 0 | 0 | 0 | 0 | 0.45131 | 0 | 0.32173 | 0.46978 | 0 | 0 | 0.0525 | 0.73582 | 0 | 0 | 0 | 0 | 2.0311 | 0 | 0 | 0 | 0 | 0 | 0 | 0 | 0 | 0 | 0 | 0 | 0 | 0
5 | 23 | 2 | 3 | 1.7931 | 0 | 2.4469 | 0 | 0 | 0 | 0.0012057 | 0.046886 | 0 | 0 | 0.59525 | 0 | 4.8834 | 0 | 0 | 0 | 0 | 0 | 0 | 0 | 0 | 0 | 0 | 0 | 0 | 0 | 0.45131 | 0 | 0.32173 | 0.46548 | 0 | 0 | 0.0525 | 0.73543 | 0 | 0 | 0 | 0 | 2.0265 | 0 | 0 | 0 | 0 | 0 | 0 | 0 | 0 | 0 | 0 | 0 | 0 | 0
5 | 23 | 3 | 3 | 1.7931 | 0 | 2.4469 | 0 | 0 | 0 | 0.0012057 | 0.048161 | 0 | 0 | 0.59525 | 0 | 4.8846 | 0 | 0 | 0 | 0 | 0 | 0 | 0 | 0 | 0 | 0 | 0 | 0 | 0 | 0.45131 | 0 | 0.32173 | 0.49202 | 0 | 0 | 0.0525 | 0.73703 | 0 | 0 | 0 | 0 | 2.0546 | 0 | 0 | 0 | 0 | 0 | 0 | 0 | 0 | 0 | 0 | 0 | 0 | 0
5 | 23 | 4 | 3 | 1.7931 | 0 | 2.4469 | 0 | 0 | 0 | 0.0012057 | 0.048206 | 0 | 0 | 0.59525 | 0 | 4.8847 | 0 | 0 | 0 | 0 | 0 | 0 | 0 | 0 | 0 | 0 | 0 | 0 | 0 | 0.45131 | 0 | 0.32173 | 0.51166 | 0 | 0 | 0.0525 | 0.73659 | 0 | 0 | 0 | 0 | 2.0738 | 0 | 0 | 0 | 0 | 0 | 0 | 0 | 0 | 0 | 0 | 0 | 0 | 0
5 | 23 | 5 | 3 | 1.7931 | 0 | 2.4469 | 0 | 0 | 0 | 0.0012057 | 0.048156 | 0 | 0 | 0.59525 | 0 | 4.8846 | 0 | 0 | 0 | 0 | 0 | 0 | 0 | 0 | 0 | 0 | 0 | 0 | 0 | 0.45131 | 0 | 0.32173 | 0.50848 | 0 | 0 | 0.0525 | 0.73594 | 0 | 0 | 0 | 0 | 2.07 | 0 | 0 | 0 | 0 | 0 | 0 | 0 | 0 | 0 | 0 | 0 | 0 | 0
5 | 23 | 6 | 3 | 1.7931 | 0 | 2.4469 | 0 | 0 | 0 | 0.0012057 | 0.048219 | 0 | 0 | 3.3661 | 0 | 7.6555 | 0 | 0 | 0 | 0 | 0 | 0 | 0 | 0 | 0 | 0 | 0 | 0 | 0 | 0.45131 | 0 | 0.54519 | 0.42396 | 0 | 0 | 0.315 | 0.73027 | 0 | 0 | 0 | 0 | 2.4657 | 0 | 0 | 0 | 0 | 0 | 0 | 0 | 0 | 0 | 0 | 0 | 0 | 0
5 | 23 | 7 | 3 | 1.7931 | 0 | 2.4469 | 0 | 0 | 0 | 0.0012057 | 0.06626 | 0 | 0 | 5.5828 | 0 | 9.8902 | 0 | 0 | 0 | 0 | 0 | 0 | 0 | 0 | 0 | 0 | 0 | 0 | 0 | 0.45131 | 0 | 0.71279 | 0.34735 | 0 | 0 | 0.525 | 0.7214 | 0 | 0 | 0 | 0 | 2.7578 | 0 | 0 | 0 | 0 | 0 | 0 | 0 | 0 | 0 | 0 | 0 | 0 | 0
5 | 23 | 8 | 3 | 1.7931 | 0 | 13.5789 | 0 | 0 | 0 | 0.0012057 | 0.056419 | 0 | 0 | 3.9586 | 0 | 19.3882 | 0 | 0 | 0 | 0 | 0 | 0 | 0 | 0 | 0 | 0 | 0 | 0 | 0 | 0.45131 | 0 | 0.71279 | 0.21936 | 0 | 0 | 0.42 | 0.71535 | 0 | 0 | 0 | 0 | 2.5188 | 0 | 0 | 0 | 0 | 0 | 0 | 0 | 0 | 0 | 0 | 0 | 0 | 0
5 | 23 | 9 | 3 | 1.7931 | 0 | 13.5789 | 0 | 0 | 0 | 0.0012057 | 0.054075 | 0 | 0 | 3.8758 | 0 | 19.3031 | 0 | 0 | 0 | 0 | 0 | 0 | 0 | 0 | 0 | 0 | 0 | 0 | 0 | 0.45131 | 0 | 0.71279 | 0.1521 | 0 | 0 | 0.315 | 0.7133 | 0 | 0 | 0 | 0 | 2.3445 | 0 | 0 | 0 | 0 | 0 | 0 | 0 | 0 | 0 | 0 | 0 | 0 | 0
5 | 23 | 10 | 3 | 1.7931 | 0 | 13.5789 | 0 | 0 | 0 | 0.0012057 | 0.068011 | 0 | 0 | 3.366 | 0 | 18.8072 | 0 | 0 | 0 | 0 | 0 | 0 | 0 | 0 | 0 | 0 | 0 | 0 | 0 | 0.45131 | 0 | 0.71279 | 0.037103 | 0 | 0 | 0.315 | 0.70831 | 0 | 0 | 0 | 0 | 2.2245 | 0 | 0 | 0 | 0 | 0 | 0 | 0 | 0 | 0 | 0 | 0 | 0 | 0
5 | 23 | 11 | 3 | 1.7931 | 0 | 13.5789 | 0 | 0 | 0 | 0.0012057 | 0.11149 | 0 | 0 | 3.9202 | 0 | 19.4049 | 0 | 0 | 0 | 0 | 0 | 0 | 0 | 0 | 0 | 0 | 0 | 0 | 0 | 0.45131 | 0 | 0.54519 | 0.0044981 | 0.11597 | 0 | 0.3675 | 0.70841 | 0 | 0 | 0 | 0 | 2.1929 | 0 | 0 | 0 | 0 | 0 | 0 | 0 | 0 | 0 | 0 | 0 | 0 | 0
5 | 23 | 12 | 3 | 1.7931 | 0 | 8.6313 | 0 | 0 | 0 | 0.0012057 | 0.14291 | 0 | 0 | 3.9585 | 0 | 14.5271 | 0 | 0 | 0 | 0 | 0 | 0 | 0 | 0 | 0 | 0 | 0 | 0 | 0 | 0.45131 | 0 | 0.54519 | 0 | 0.37409 | 0 | 0.42 | 0.70855 | 0 | 0 | 0 | 0 | 2.4992 | 0 | 0 | 0 | 0 | 0 | 0 | 0 | 0 | 0 | 0 | 0 | 0 | 0
5 | 23 | 13 | 3 | 1.7931 | 0 | 13.5789 | 0 | 0 | 0 | 0.0012057 | 0.25081 | 0 | 0 | 4.4299 | 0 | 20.0539 | 0 | 0 | 0 | 0 | 0 | 0 | 0 | 0 | 0 | 0 | 0 | 0 | 0 | 0.45131 | 0 | 0.54519 | 0 | 1.0467 | 0 | 0.3675 | 0.70886 | 0 | 0 | 0 | 0 | 3.1196 | 0 | 0 | 0 | 0 | 0 | 0 | 0 | 0 | 0 | 0 | 0 | 0 | 0
5 | 23 | 14 | 3 | 1.7931 | 0 | 13.5789 | 0 | 0 | 0 | 0.0012057 | 0.3287 | 0 | 0 | 3.9202 | 0 | 19.6221 | 0 | 0 | 0 | 0 | 0 | 0 | 0 | 0 | 0 | 0 | 0 | 0 | 0 | 0.45131 | 0 | 0.54519 | 0 | 1.6704 | 0 | 0.3675 | 0.70898 | 0 | 0 | 0 | 0 | 3.7433 | 0 | 0 | 0 | 0 | 0 | 0 | 0 | 0 | 0 | 0 | 0 | 0 | 0
5 | 23 | 15 | 3 | 1.7931 | 0 | 13.5789 | 0 | 0 | 0 | 0.0012057 | 0.30821 | 0 | 0 | 3.366 | 0 | 19.0474 | 0 | 0 | 0 | 0 | 0 | 0 | 0 | 0 | 0 | 0 | 0 | 0 | 0 | 0.45131 | 0 | 0.54519 | 0 | 1.6282 | 0 | 0.315 | 0.70779 | 0 | 0 | 0 | 0 | 3.6475 | 0 | 0 | 0 | 0 | 0 | 0 | 0 | 0 | 0 | 0 | 0 | 0 | 0
5 | 23 | 16 | 3 | 1.7931 | 0 | 13.5789 | 0 | 0 | 0 | 0.0012057 | 0.31171 | 0 | 0 | 3.366 | 0 | 19.0509 | 0 | 0 | 0 | 0 | 0 | 0 | 0 | 0 | 0 | 0 | 0 | 0 | 0 | 0.45131 | 0 | 0.54519 | 0.004085 | 1.822 | 0 | 0.315 | 0.70714 | 0 | 0 | 0 | 0 | 3.8447 | 0 | 0 | 0 | 0 | 0 | 0 | 0 | 0 | 0 | 0 | 0 | 0 | 0
5 | 23 | 17 | 3 | 1.7931 | 0 | 13.5789 | 0 | 0 | 0 | 0.0012057 | 0.33279 | 0 | 0 | 5.5827 | 0 | 21.2887 | 0 | 0 | 0 | 0 | 0 | 0 | 0 | 0 | 0 | 0 | 0 | 0 | 0 | 0.45131 | 0 | 0.54519 | 0 | 2.151 | 0 | 0.525 | 0.7075 | 0 | 0 | 0 | 0 | 4.38 | 0 | 0 | 0 | 0 | 0 | 0 | 0 | 0 | 0 | 0 | 0 | 0 | 0
5 | 23 | 18 | 3 | 1.7931 | 0 | 9.8682 | 0 | 0 | 0 | 0.0012057 | 0.23738 | 0 | 0 | 5.5827 | 0 | 17.4826 | 0 | 0 | 0 | 0 | 0 | 0 | 0 | 0 | 0 | 0 | 0 | 0 | 0 | 0.45131 | 0 | 0.54519 | 0.011835 | 1.3524 | 0 | 0.525 | 0.70714 | 0 | 0 | 0 | 0 | 3.5929 | 0 | 0 | 0 | 0 | 0 | 0 | 0 | 0 | 0 | 0 | 0 | 0 | 0
5 | 23 | 19 | 3 | 1.7931 | 0 | 2.4469 | 0 | 0 | 0 | 0.0012057 | 0.11766 | 0 | 0 | 3.9585 | 0 | 8.3174 | 0 | 0 | 0 | 0 | 0 | 0 | 0 | 0 | 0 | 0 | 0 | 0 | 0 | 0.45131 | 0 | 0.88038 | 0.025249 | 0.44103 | 0 | 0.42 | 0.7056 | 0 | 0 | 0 | 0 | 2.9236 | 0 | 0 | 0 | 0 | 0 | 0 | 0 | 0 | 0 | 0 | 0 | 0 | 0
5 | 23 | 20 | 3 | 1.7931 | 0 | 2.4469 | 0 | 0 | 0 | 0.0012057 | 0.085239 | 0 | 0 | 4.4299 | 0 | 8.7563 | 0 | 0 | 0 | 0 | 0 | 0 | 0 | 0 | 0 | 0 | 0 | 0 | 0 | 0.45131 | 0 | 1.1038 | 0.042507 | 0.20347 | 0 | 0.3675 | 0.70497 | 0 | 0 | 0 | 0 | 2.8736 | 0 | 0 | 0 | 0 | 0 | 0 | 0 | 0 | 0 | 0 | 0 | 0 | 0
5 | 23 | 21 | 3 | 1.7931 | 0 | 2.4469 | 0 | 0 | 0 | 0.0012057 | 0.066593 | 0 | 0 | 3.9585 | 0 | 8.2663 | 0 | 0 | 0 | 0 | 0 | 0 | 0 | 0 | 0 | 0 | 0 | 0 | 0 | 0.45131 | 0 | 1.2156 | 0.051548 | 0.080029 | 0 | 0.4725 | 0.70394 | 0 | 0 | 0 | 0 | 2.9749 | 0 | 0 | 0 | 0 | 0 | 0 | 0 | 0 | 0 | 0 | 0 | 0 | 0
5 | 23 | 22 | 3 | 1.7931 | 0 | 2.4469 | 0 | 0 | 0 | 0.0012057 | 0.064894 | 0 | 0 | 4.4233 | 0 | 8.7294 | 0 | 0 | 0 | 0 | 0 | 0 | 0 | 0 | 0 | 0 | 0 | 0 | 0 | 0.45131 | 0 | 1.1038 | 0.040215 | 0.076015 | 0 | 0.315 | 0.70369 | 0 | 0 | 0 | 0 | 2.6901 | 0 | 0 | 0 | 0 | 0 | 0 | 0 | 0 | 0 | 0 | 0 | 0 | 0
5 | 23 | 23 | 3 | 1.7931 | 0 | 2.4469 | 0 | 0 | 0 | 0.0012057 | 0.046559 | 0 | 0 | 0.59506 | 0 | 4.8828 | 0 | 0 | 0 | 0 | 0 | 0 | 0 | 0 | 0 | 0 | 0 | 0 | 0 | 0.45131 | 0 | 0.88038 | 0.049265 | 0.035965 | 0 | 0.0525 | 0.70429 | 0 | 0 | 0 | 0 | 2.1737 | 0 | 0 | 0 | 0 | 0 | 0 | 0 | 0 | 0 | 0 | 0 | 0 | 0
5 | 23 | 24 | 3 | 1.7931 | 0 | 2.4469 | 0 | 0 | 0 | 0.0012057 | 0.045514 | 0 | 0 | 0.59507 | 0 | 4.8818 | 0 | 0 | 0 | 0 | 0 | 0 | 0 | 0 | 0 | 0 | 0 | 0 | 0 | 0.45131 | 0 | 0.54519 | 0.08048 | 0.029798 | 0 | 0.0525 | 0.70627 | 0 | 0 | 0 | 0 | 1.8656 | 0 | 0 | 0 | 0 | 0 | 0 | 0 | 0 | 0 | 0 | 0 | 0 | 0
5 | 24 | 1 | 4 | 1.7931 | 0 | 2.4469 | 0 | 0 | 0 | 0.0012057 | 0.042119 | 0 | 0 | 0.59511 | 0 | 4.8784 | 0 | 0 | 0 | 0 | 0 | 0 | 0 | 0 | 0 | 0 | 0 | 0 | 0 | 0.45131 | 0 | 0.32173 | 0.14922 | 0.011165 | 0 | 0.0525 | 0.71017 | 0 | 0 | 0 | 0 | 1.6961 | 0 | 0 | 0 | 0 | 0 | 0 | 0 | 0 | 0 | 0 | 0 | 0 | 0
5 | 24 | 2 | 4 | 1.7931 | 0 | 2.4469 | 0 | 0 | 0 | 0.0012057 | 0.040842 | 0 | 0 | 0.59513 | 0 | 4.8772 | 0 | 0 | 0 | 0 | 0 | 0 | 0 | 0 | 0 | 0 | 0 | 0 | 0 | 0.45131 | 0 | 0.32173 | 0.19476 | 0.0040885 | 0 | 0.0525 | 0.71233 | 0 | 0 | 0 | 0 | 1.7367 | 0 | 0 | 0 | 0 | 0 | 0 | 0 | 0 | 0 | 0 | 0 | 0 | 0
5 | 24 | 3 | 4 | 1.7931 | 0 | 2.4469 | 0 | 0 | 0 | 0.0012057 | 0.041232 | 0 | 0 | 0.59514 | 0 | 4.8776 | 0 | 0 | 0 | 0 | 0 | 0 | 0 | 0 | 0 | 0 | 0 | 0 | 0 | 0.45131 | 0 | 0.32173 | 0.19382 | 0.005926 | 0 | 0.0525 | 0.71194 | 0 | 0 | 0 | 0 | 1.7372 | 0 | 0 | 0 | 0 | 0 | 0 | 0 | 0 | 0 | 0 | 0 | 0 | 0
5 | 24 | 4 | 4 | 1.7931 | 0 | 2.4469 | 0 | 0 | 0 | 0.0012057 | 0.040047 | 0 | 0 | 0.59513 | 0 | 4.8764 | 0 | 0 | 0 | 0 | 0 | 0 | 0 | 0 | 0 | 0 | 0 | 0 | 0 | 0.45131 | 0 | 0.32173 | 0.23458 | 0.00023376 | 0 | 0.0525 | 0.7129 | 0 | 0 | 0 | 0 | 1.7733 | 0 | 0 | 0 | 0 | 0 | 0 | 0 | 0 | 0 | 0 | 0 | 0 | 0
5 | 24 | 5 | 4 | 1.7931 | 0 | 2.4469 | 0 | 0 | 0 | 0.0012057 | 0.04 | 0 | 0 | 0.59513 | 0 | 4.8764 | 0 | 0 | 0 | 0 | 0 | 0 | 0 | 0 | 0 | 0 | 0 | 0 | 0 | 0.45131 | 0 | 0.32173 | 0.21882 | 0 | 0 | 0.0525 | 0.71193 | 0 | 0 | 0 | 0 | 1.7563 | 0 | 0 | 0 | 0 | 0 | 0 | 0 | 0 | 0 | 0 | 0 | 0 | 0
5 | 24 | 6 | 4 | 1.7931 | 0 | 2.4469 | 0 | 0 | 0 | 0.0012057 | 0.050928 | 0 | 0 | 3.366 | 0 | 7.6581 | 0 | 0 | 0 | 0 | 0 | 0 | 0 | 0 | 0 | 0 | 0 | 0 | 0 | 0.45131 | 0 | 0.54519 | 0.1027 | 0 | 0 | 0.315 | 0.70562 | 0 | 0 | 0 | 0 | 2.1198 | 0 | 0 | 0 | 0 | 0 | 0 | 0 | 0 | 0 | 0 | 0 | 0 | 0
5 | 24 | 7 | 4 | 1.7931 | 0 | 2.4469 | 0 | 0 | 0 | 0.0012057 | 0.1067 | 0 | 0 | 5.5826 | 0 | 9.9306 | 0 | 0 | 0 | 0 | 0 | 0 | 0 | 0 | 0 | 0 | 0 | 0 | 0 | 0.45131 | 0 | 0.71279 | 0.11925 | 0.17619 | 0 | 0.525 | 0.70427 | 0 | 0 | 0 | 0 | 2.6888 | 0 | 0 | 0 | 0 | 0 | 0 | 0 | 0 | 0 | 0 | 0 | 0 | 0
5 | 24 | 8 | 4 | 1.7931 | 0 | 13.5789 | 0 | 0 | 0 | 0.0012057 | 0.28972 | 0 | 0 | 3.9585 | 0 | 19.6214 | 0 | 0 | 0 | 0 | 0 | 0 | 0 | 0 | 0 | 0 | 0 | 0 | 0 | 0.45131 | 0 | 0.71279 | 0.081896 | 0.86807 | 0 | 0.42 | 0.70351 | 0 | 0 | 0 | 0 | 3.2376 | 0 | 0 | 0 | 0 | 0 | 0 | 0 | 0 | 0 | 0 | 0 | 0 | 0
5 | 24 | 9 | 4 | 1.7931 | 0 | 13.5789 | 0 | 0 | 0 | 0.0012057 | 0.31726 | 0 | 0 | 3.8756 | 0 | 19.5661 | 0 | 0 | 0 | 0 | 0 | 0 | 0 | 0 | 0 | 0 | 0 | 0 | 0 | 0.45131 | 0 | 0.71279 | 0.046267 | 1.5539 | 0 | 0.315 | 0.70294 | 0 | 0 | 0 | 0 | 3.7822 | 0 | 0 | 0 | 0 | 0 | 0 | 0 | 0 | 0 | 0 | 0 | 0 | 0
5 | 24 | 10 | 4 | 1.7931 | 0 | 13.5789 | 0 | 0 | 0 | 0.0012057 | 0.34589 | 0 | 0 | 3.3659 | 0 | 19.085 | 0 | 0 | 0 | 0 | 0 | 0 | 0 | 0 | 0 | 0 | 0 | 0 | 0 | 0.45131 | 0 | 0.71279 | 0.038909 | 1.7796 | 0 | 0.315 | 0.70229 | 0 | 0 | 0 | 0 | 3.9999 | 0 | 0 | 0 | 0 | 0 | 0 | 0 | 0 | 0 | 0 | 0 | 0 | 0
5 | 24 | 11 | 4 | 1.7931 | 0 | 13.5789 | 0 | 0 | 0 | 0.0012057 | 0.40663 | 0 | 0 | 3.92 | 0 | 19.6999 | 0 | 0 | 0 | 0 | 0 | 0 | 0 | 0 | 0 | 0 | 0 | 0 | 0 | 0.45131 | 0 | 0.54519 | 0.033977 | 2.1364 | 0 | 0.3675 | 0.70286 | 0 | 0 | 0 | 0 | 4.2373 | 0 | 0 | 0 | 0 | 0 | 0 | 0 | 0 | 0 | 0 | 0 | 0 | 0
5 | 24 | 12 | 4 | 1.7931 | 0 | 8.6313 | 0 | 0 | 0 | 0.0012057 | 0.38537 | 0 | 0 | 3.9585 | 0 | 14.7695 | 0 | 0 | 0 | 0 | 0 | 0 | 0 | 0 | 0 | 0 | 0 | 0 | 0 | 0.45131 | 0 | 0.54519 | 0.021325 | 2.013 | 0 | 0.42 | 0.70256 | 0 | 0 | 0 | 0 | 4.1534 | 0 | 0 | 0 | 0 | 0 | 0 | 0 | 0 | 0 | 0 | 0 | 0 | 0
5 | 24 | 13 | 4 | 1.7931 | 0 | 13.5789 | 0 | 0 | 0 | 0.0012057 | 0.46623 | 0 | 0 | 4.4297 | 0 | 20.2692 | 0 | 0 | 0 | 0 | 0 | 0 | 0 | 0 | 0 | 0 | 0 | 0 | 0 | 0.45131 | 0 | 0.54519 | 0.0084337 | 2.5348 | 0 | 0.3675 | 0.70177 | 0 | 0 | 0 | 0 | 4.609 | 0 | 0 | 0 | 0 | 0 | 0 | 0 | 0 | 0 | 0 | 0 | 0 | 0
5 | 24 | 14 | 4 | 1.7931 | 0 | 13.5789 | 0 | 0 | 0 | 0.0012057 | 0.51814 | 0 | 0 | 3.92 | 0 | 19.8114 | 0 | 0 | 0 | 0 | 0 | 0 | 0 | 0 | 0 | 0 | 0 | 0 | 0 | 0.45131 | 0 | 0.54519 | 0 | 3.0376 | 0 | 0.3675 | 0.70157 | 0 | 0 | 0 | 0 | 5.1032 | 0 | 0 | 0 | 0 | 0 | 0 | 0 | 0 | 0 | 0 | 0 | 0 | 0
5 | 24 | 15 | 4 | 1.7931 | 0 | 13.5789 | 0 | 0 | 0 | 0.0012057 | 0.4941 | 0 | 0 | 3.3659 | 0 | 19.2332 | 0 | 0 | 0 | 0 | 0 | 0 | 0 | 0 | 0 | 0 | 0 | 0 | 0 | 0.45131 | 0 | 0.54519 | 0.013263 | 2.7241 | 0 | 0.315 | 0.70037 | 0 | 0 | 0 | 0 | 4.7492 | 0 | 0 | 0 | 0 | 0 | 0 | 0 | 0 | 0 | 0 | 0 | 0 | 0
5 | 24 | 16 | 4 | 1.7931 | 0 | 13.5789 | 0 | 0 | 0 | 0.0012057 | 0.46558 | 0 | 0 | 3.3658 | 0 | 19.2046 | 0 | 0 | 0 | 0 | 0 | 0 | 0 | 0 | 0 | 0 | 0 | 0 | 0 | 0.45131 | 0 | 0.54519 | 0.018682 | 2.6306 | 0 | 0.315 | 0.70035 | 0 | 0 | 0 | 0 | 4.6611 | 0 | 0 | 0 | 0 | 0 | 0 | 0 | 0 | 0 | 0 | 0 | 0 | 0
5 | 24 | 17 | 4 | 1.7931 | 0 | 13.5789 | 0 | 0 | 0 | 0.0012057 | 0.4148 | 0 | 0 | 5.5825 | 0 | 21.3705 | 0 | 0 | 0 | 0 | 0 | 0 | 0 | 0 | 0 | 0 | 0 | 0 | 0 | 0.45131 | 0 | 0.54519 | 0.0297 | 2.2702 | 0 | 0.525 | 0.70045 | 0 | 0 | 0 | 0 | 4.5219 | 0 | 0 | 0 | 0 | 0 | 0 | 0 | 0 | 0 | 0 | 0 | 0 | 0
5 | 24 | 18 | 4 | 1.7931 | 0 | 9.8682 | 0 | 0 | 0 | 0.0012057 | 0.3065 | 0 | 0 | 5.5825 | 0 | 17.5516 | 0 | 0 | 0 | 0 | 0 | 0 | 0 | 0 | 0 | 0 | 0 | 0 | 0 | 0.45131 | 0 | 0.54519 | 0.041282 | 1.6146 | 0 | 0.525 | 0.70084 | 0 | 0 | 0 | 0 | 3.8782 | 0 | 0 | 0 | 0 | 0 | 0 | 0 | 0 | 0 | 0 | 0 | 0 | 0
5 | 24 | 19 | 4 | 1.7931 | 0 | 2.4469 | 0 | 0 | 0 | 0.0012057 | 0.16244 | 0 | 0 | 3.9585 | 0 | 8.3621 | 0 | 0 | 0 | 0 | 0 | 0 | 0 | 0 | 0 | 0 | 0 | 0 | 0 | 0.45131 | 0 | 0.88038 | 0.059935 | 0.7131 | 0 | 0.42 | 0.70015 | 0 | 0 | 0 | 0 | 3.2249 | 0 | 0 | 0 | 0 | 0 | 0 | 0 | 0 | 0 | 0 | 0 | 0 | 0
5 | 24 | 20 | 4 | 1.7931 | 0 | 2.4469 | 0 | 0 | 0 | 0.0012057 | 0.10436 | 0 | 0 | 4.4297 | 0 | 8.7753 | 0 | 0 | 0 | 0 | 0 | 0 | 0 | 0 | 0 | 0 | 0 | 0 | 0 | 0.45131 | 0 | 1.1038 | 0.087777 | 0.35861 | 0 | 0.3675 | 0.69925 | 0 | 0 | 0 | 0 | 3.0683 | 0 | 0 | 0 | 0 | 0 | 0 | 0 | 0 | 0 | 0 | 0 | 0 | 0
5 | 24 | 21 | 4 | 1.7931 | 0 | 2.4469 | 0 | 0 | 0 | 0.0012057 | 0.0737 | 0 | 0 | 3.9585 | 0 | 8.2734 | 0 | 0 | 0 | 0 | 0 | 0 | 0 | 0 | 0 | 0 | 0 | 0 | 0 | 0.45131 | 0 | 1.2156 | 0.094711 | 0.1733 | 0 | 0.4725 | 0.69869 | 0 | 0 | 0 | 0 | 3.1061 | 0 | 0 | 0 | 0 | 0 | 0 | 0 | 0 | 0 | 0 | 0 | 0 | 0
5 | 24 | 22 | 4 | 1.7931 | 0 | 2.4469 | 0 | 0 | 0 | 0.0012057 | 0.070048 | 0 | 0 | 4.4231 | 0 | 8.7344 | 0 | 0 | 0 | 0 | 0 | 0 | 0 | 0 | 0 | 0 | 0 | 0 | 0 | 0.45131 | 0 | 1.1038 | 0.10267 | 0.15062 | 0 | 0.315 | 0.69893 | 0 | 0 | 0 | 0 | 2.8224 | 0 | 0 | 0 | 0 | 0 | 0 | 0 | 0 | 0 | 0 | 0 | 0 | 0
5 | 24 | 23 | 4 | 1.7931 | 0 | 2.4469 | 0 | 0 | 0 | 0.0012057 | 0.056815 | 0 | 0 | 0.59497 | 0 | 4.893 | 0 | 0 | 0 | 0 | 0 | 0 | 0 | 0 | 0 | 0 | 0 | 0 | 0 | 0.45131 | 0 | 0.88038 | 0.090696 | 0.09351 | 0 | 0.0525 | 0.70001 | 0 | 0 | 0 | 0 | 2.2684 | 0 | 0 | 0 | 0 | 0 | 0 | 0 | 0 | 0 | 0 | 0 | 0 | 0
5 | 24 | 24 | 4 | 1.7931 | 0 | 2.4469 | 0 | 0 | 0 | 0.0012057 | 0.047068 | 0 | 0 | 0.59499 | 0 | 4.8833 | 0 | 0 | 0 | 0 | 0 | 0 | 0 | 0 | 0 | 0 | 0 | 0 | 0 | 0.45131 | 0 | 0.54519 | 0.098793 | 0.037873 | 0 | 0.0525 | 0.70167 | 0 | 0 | 0 | 0 | 1.8873 | 0 | 0 | 0 | 0 | 0 | 0 | 0 | 0 | 0 | 0 | 0 | 0 | 0
5 | 25 | 1 | 5 | 1.7931 | 0 | 2.4469 | 0 | 0 | 0 | 0.0012057 | 0.045888 | 0 | 0 | 0.59502 | 0 | 4.8821 | 0 | 0 | 0 | 0 | 0 | 0 | 0 | 0 | 0 | 0 | 0 | 0 | 0 | 0.45131 | 0 | 0.32173 | 0.10899 | 0.031267 | 0 | 0.0525 | 0.70282 | 0 | 0 | 0 | 0 | 1.6686 | 0 | 0 | 0 | 0 | 0 | 0 | 0 | 0 | 0 | 0 | 0 | 0 | 0
5 | 25 | 2 | 5 | 1.7931 | 0 | 2.4469 | 0 | 0 | 0 | 0.0012057 | 0.044482 | 0 | 0 | 0.59504 | 0 | 4.8807 | 0 | 0 | 0 | 0 | 0 | 0 | 0 | 0 | 0 | 0 | 0 | 0 | 0 | 0.45131 | 0 | 0.32173 | 0.10477 | 0.023219 | 0 | 0.0525 | 0.70287 | 0 | 0 | 0 | 0 | 1.6564 | 0 | 0 | 0 | 0 | 0 | 0 | 0 | 0 | 0 | 0 | 0 | 0 | 0
5 | 25 | 3 | 5 | 1.7931 | 0 | 2.4469 | 0 | 0 | 0 | 0.0012057 | 0.040577 | 0 | 0 | 0.59504 | 0 | 4.8769 | 0 | 0 | 0 | 0 | 0 | 0 | 0 | 0 | 0 | 0 | 0 | 0 | 0 | 0.45131 | 0 | 0.32173 | 0.09973 | 0.0029726 | 0 | 0.0525 | 0.70281 | 0 | 0 | 0 | 0 | 1.6311 | 0 | 0 | 0 | 0 | 0 | 0 | 0 | 0 | 0 | 0 | 0 | 0 | 0
5 | 25 | 4 | 5 | 1.7931 | 0 | 2.4469 | 0 | 0 | 0 | 0.0012057 | 0.0492 | 0 | 0 | 0.59504 | 0 | 4.8855 | 0 | 0 | 0 | 0 | 0 | 0 | 0 | 0 | 0 | 0 | 0 | 0 | 0 | 0.45131 | 0 | 0.32173 | 0.082467 | 0.021642 | 0 | 0.0525 | 0.70227 | 0 | 0 | 0 | 0 | 1.6319 | 0 | 0 | 0 | 0 | 0 | 0 | 0 | 0 | 0 | 0 | 0 | 0 | 0
5 | 25 | 5 | 5 | 1.7931 | 0 | 2.4469 | 0 | 0 | 0 | 0.0012057 | 0.054033 | 0 | 0 | 0.59503 | 0 | 4.8903 | 0 | 0 | 0 | 0 | 0 | 0 | 0 | 0 | 0 | 0 | 0 | 0 | 0 | 0.45131 | 0 | 0.32173 | 0.081477 | 0.069443 | 0 | 0.0525 | 0.70202 | 0 | 0 | 0 | 0 | 1.6785 | 0 | 0 | 0 | 0 | 0 | 0 | 0 | 0 | 0 | 0 | 0 | 0 | 0
5 | 25 | 6 | 5 | 1.7931 | 0 | 2.4469 | 0 | 0 | 0 | 0.0012057 | 0.045134 | 0 | 0 | 3.3659 | 0 | 7.6522 | 0 | 0 | 0 | 0 | 0 | 0 | 0 | 0 | 0 | 0 | 0 | 0 | 0 | 0.45131 | 0 | 0.54519 | 0.072152 | 0.029621 | 0 | 0.315 | 0.7009 | 0 | 0 | 0 | 0 | 2.1142 | 0 | 0 | 0 | 0 | 0 | 0 | 0 | 0 | 0 | 0 | 0 | 0 | 0
5 | 25 | 7 | 5 | 1.7931 | 0 | 2.4469 | 0 | 0 | 0 | 0.0012057 | 0.085706 | 0 | 0 | 5.5825 | 0 | 9.9095 | 0 | 0 | 0 | 0 | 0 | 0 | 0 | 0 | 0 | 0 | 0 | 0 | 0 | 0.45131 | 0 | 0.71279 | 0.069469 | 0.14805 | 0 | 0.525 | 0.69962 | 0 | 0 | 0 | 0 | 2.6062 | 0 | 0 | 0 | 0 | 0 | 0 | 0 | 0 | 0 | 0 | 0 | 0 | 0
5 | 25 | 8 | 5 | 1.7931 | 0 | 13.5789 | 0 | 0 | 0 | 0.0012057 | 0.25267 | 0 | 0 | 3.9585 | 0 | 19.5843 | 0 | 0 | 0 | 0 | 0 | 0 | 0 | 0 | 0 | 0 | 0 | 0 | 0 | 0.45131 | 0 | 0.71279 | 0.031472 | 0.69277 | 0 | 0.42 | 0.69859 | 0 | 0 | 0 | 0 | 3.0069 | 0 | 0 | 0 | 0 | 0 | 0 | 0 | 0 | 0 | 0 | 0 | 0 | 0
5 | 25 | 9 | 5 | 1.7931 | 0 | 13.5789 | 0 | 0 | 0 | 0.0012057 | 0.30414 | 0 | 0 | 3.8755 | 0 | 19.5528 | 0 | 0 | 0 | 0 | 0 | 0 | 0 | 0 | 0 | 0 | 0 | 0 | 0 | 0.45131 | 0 | 0.71279 | 0.030494 | 1.4587 | 0 | 0.315 | 0.69809 | 0 | 0 | 0 | 0 | 3.6664 | 0 | 0 | 0 | 0 | 0 | 0 | 0 | 0 | 0 | 0 | 0 | 0 | 0
5 | 25 | 10 | 5 | 1.7931 | 0 | 13.5789 | 0 | 0 | 0 | 0.0012057 | 0.34283 | 0 | 0 | 3.3658 | 0 | 19.0818 | 0 | 0 | 0 | 0 | 0 | 0 | 0 | 0 | 0 | 0 | 0 | 0 | 0 | 0.45131 | 0 | 0.71279 | 0.02555 | 1.9503 | 0 | 0.315 | 0.69797 | 0 | 0 | 0 | 0 | 4.1529 | 0 | 0 | 0 | 0 | 0 | 0 | 0 | 0 | 0 | 0 | 0 | 0 | 0
5 | 25 | 11 | 5 | 1.7931 | 0 | 13.5789 | 0 | 0 | 0 | 0.0012057 | 0.40528 | 0 | 0 | 3.92 | 0 | 19.6985 | 0 | 0 | 0 | 0 | 0 | 0 | 0 | 0 | 0 | 0 | 0 | 0 | 0 | 0.45131 | 0 | 0.54519 | 0.0060574 | 2.5053 | 0 | 0.3675 | 0.69744 | 0 | 0 | 0 | 0 | 4.5728 | 0 | 0 | 0 | 0 | 0 | 0 | 0 | 0 | 0 | 0 | 0 | 0 | 0
5 | 25 | 12 | 5 | 1.7931 | 0 | 8.6313 | 0 | 0 | 0 | 0.0012057 | 0.36133 | 0 | 0 | 3.9584 | 0 | 14.7454 | 0 | 0 | 0 | 0 | 0 | 0 | 0 | 0 | 0 | 0 | 0 | 0 | 0 | 0.45131 | 0 | 0.54519 | 0 | 2.2691 | 0 | 0.42 | 0.69729 | 0 | 0 | 0 | 0 | 4.3829 | 0 | 0 | 0 | 0 | 0 | 0 | 0 | 0 | 0 | 0 | 0 | 0 | 0
5 | 25 | 13 | 5 | 1.7931 | 0 | 13.5789 | 0 | 0 | 0 | 0.0012057 | 0.46583 | 0 | 0 | 4.4296 | 0 | 20.2686 | 0 | 0 | 0 | 0 | 0 | 0 | 0 | 0 | 0 | 0 | 0 | 0 | 0 | 0.45131 | 0 | 0.54519 | 0 | 3.0356 | 0 | 0.3675 | 0.69713 | 0 | 0 | 0 | 0 | 5.0967 | 0 | 0 | 0 | 0 | 0 | 0 | 0 | 0 | 0 | 0 | 0 | 0 | 0
5 | 25 | 14 | 5 | 1.7931 | 0 | 13.5789 | 0 | 0 | 0 | 0.0012057 | 0.50752 | 0 | 0 | 3.92 | 0 | 19.8007 | 0 | 0 | 0 | 0 | 0 | 0 | 0 | 0 | 0 | 0 | 0 | 0 | 0 | 0.45131 | 0 | 0.54519 | 0 | 3.3115 | 0 | 0.3675 | 0.69677 | 0 | 0 | 0 | 0 | 5.3723 | 0 | 0 | 0 | 0 | 0 | 0 | 0 | 0 | 0 | 0 | 0 | 0 | 0
5 | 25 | 15 | 5 | 1.7931 | 0 | 13.5789 | 0 | 0 | 0 | 0.0012057 | 0.4866 | 0 | 0 | 3.3658 | 0 | 19.2256 | 0 | 0 | 0 | 0 | 0 | 0 | 0 | 0 | 0 | 0 | 0 | 0 | 0 | 0.45131 | 0 | 0.54519 | 0 | 3.1331 | 0 | 0.315 | 0.69712 | 0 | 0 | 0 | 0 | 5.1417 | 0 | 0 | 0 | 0 | 0 | 0 | 0 | 0 | 0 | 0 | 0 | 0 | 0
5 | 25 | 16 | 5 | 1.7931 | 0 | 13.5789 | 0 | 0 | 0 | 0.0012057 | 0.46627 | 0 | 0 | 3.3658 | 0 | 19.2053 | 0 | 0 | 0 | 0 | 0 | 0 | 0 | 0 | 0 | 0 | 0 | 0 | 0 | 0.45131 | 0 | 0.54519 | 0 | 2.9564 | 0 | 0.315 | 0.69748 | 0 | 0 | 0 | 0 | 4.9654 | 0 | 0 | 0 | 0 | 0 | 0 | 0 | 0 | 0 | 0 | 0 | 0 | 0
5 | 25 | 17 | 5 | 1.7931 | 0 | 13.5789 | 0 | 0 | 0 | 0.0012057 | 0.37313 | 0 | 0 | 5.5825 | 0 | 21.3288 | 0 | 0 | 0 | 0 | 0 | 0 | 0 | 0 | 0 | 0 | 0 | 0 | 0 | 0.45131 | 0 | 0.54519 | 0.046484 | 2.19 | 0 | 0.525 | 0.69895 | 0 | 0 | 0 | 0 | 4.457 | 0 | 0 | 0 | 0 | 0 | 0 | 0 | 0 | 0 | 0 | 0 | 0 | 0
5 | 25 | 18 | 5 | 1.7931 | 0 | 9.8682 | 0 | 0 | 0 | 0.0012057 | 0.28356 | 0 | 0 | 5.5825 | 0 | 17.5286 | 0 | 0 | 0 | 0 | 0 | 0 | 0 | 0 | 0 | 0 | 0 | 0 | 0 | 0.45131 | 0 | 0.54519 | 0.05265 | 1.6701 | 0 | 0.525 | 0.69948 | 0 | 0 | 0 | 0 | 3.9437 | 0 | 0 | 0 | 0 | 0 | 0 | 0 | 0 | 0 | 0 | 0 | 0 | 0
5 | 25 | 19 | 5 | 1.7931 | 0 | 2.4469 | 0 | 0 | 0 | 0.0012057 | 0.18174 | 0 | 0 | 3.9585 | 0 | 8.3814 | 0 | 0 | 0 | 0 | 0 | 0 | 0 | 0 | 0 | 0 | 0 | 0 | 0 | 0.45131 | 0 | 0.88038 | 0.044647 | 0.93914 | 0 | 0.42 | 0.69824 | 0 | 0 | 0 | 0 | 3.4337 | 0 | 0 | 0 | 0 | 0 | 0 | 0 | 0 | 0 | 0 | 0 | 0 | 0
5 | 25 | 20 | 5 | 1.7931 | 0 | 2.4469 | 0 | 0 | 0 | 0.0012057 | 0.11961 | 0 | 0 | 4.4296 | 0 | 8.7905 | 0 | 0 | 0 | 0 | 0 | 0 | 0 | 0 | 0 | 0 | 0 | 0 | 0 | 0.45131 | 0 | 1.1038 | 0.062381 | 0.46735 | 0 | 0.3675 | 0.69721 | 0 | 0 | 0 | 0 | 3.1496 | 0 | 0 | 0 | 0 | 0 | 0 | 0 | 0 | 0 | 0 | 0 | 0 | 0
5 | 25 | 21 | 5 | 1.7931 | 0 | 2.4469 | 0 | 0 | 0 | 0.0012057 | 0.092637 | 0 | 0 | 3.9584 | 0 | 8.2923 | 0 | 0 | 0 | 0 | 0 | 0 | 0 | 0 | 0 | 0 | 0 | 0 | 0 | 0.45131 | 0 | 1.2156 | 0.059682 | 0.30064 | 0 | 0.4725 | 0.69652 | 0 | 0 | 0 | 0 | 3.1962 | 0 | 0 | 0 | 0 | 0 | 0 | 0 | 0 | 0 | 0 | 0 | 0 | 0
5 | 25 | 22 | 5 | 1.7931 | 0 | 2.4469 | 0 | 0 | 0 | 0.0012057 | 0.079411 | 0 | 0 | 4.4231 | 0 | 8.7437 | 0 | 0 | 0 | 0 | 0 | 0 | 0 | 0 | 0 | 0 | 0 | 0 | 0 | 0.45131 | 0 | 1.1038 | 0.068216 | 0.23272 | 0 | 0.315 | 0.69683 | 0 | 0 | 0 | 0 | 2.8679 | 0 | 0 | 0 | 0 | 0 | 0 | 0 | 0 | 0 | 0 | 0 | 0 | 0
5 | 25 | 23 | 5 | 1.7931 | 0 | 2.4469 | 0 | 0 | 0 | 0.0012057 | 0.077498 | 0 | 0 | 0.59492 | 0 | 4.9136 | 0 | 0 | 0 | 0 | 0 | 0 | 0 | 0 | 0 | 0 | 0 | 0 | 0 | 0.45131 | 0 | 0.88038 | 0.068035 | 0.20964 | 0 | 0.0525 | 0.69769 | 0 | 0 | 0 | 0 | 2.3596 | 0 | 0 | 0 | 0 | 0 | 0 | 0 | 0 | 0 | 0 | 0 | 0 | 0
5 | 25 | 24 | 5 | 1.7931 | 0 | 2.4469 | 0 | 0 | 0 | 0.0012057 | 0.057378 | 0 | 0 | 0.59494 | 0 | 4.8935 | 0 | 0 | 0 | 0 | 0 | 0 | 0 | 0 | 0 | 0 | 0 | 0 | 0 | 0.45131 | 0 | 0.54519 | 0.074515 | 0.09908 | 0 | 0.0525 | 0.69931 | 0 | 0 | 0 | 0 | 1.9219 | 0 | 0 | 0 | 0 | 0 | 0 | 0 | 0 | 0 | 0 | 0 | 0 | 0
5 | 26 | 1 | 6 | 1.7931 | 0 | 2.4469 | 0 | 0 | 0 | 0.0012057 | 0.053522 | 0 | 0 | 0.59497 | 0 | 4.8897 | 0 | 0 | 0 | 0 | 0 | 0 | 0 | 0 | 0 | 0 | 0 | 0 | 0 | 0.45131 | 0 | 0.32173 | 0.084329 | 0.080796 | 0 | 0.0525 | 0.70056 | 0 | 0 | 0 | 0 | 1.6912 | 0 | 0 | 0 | 0 | 0 | 0 | 0 | 0 | 0 | 0 | 0 | 0 | 0
5 | 26 | 2 | 6 | 1.7931 | 0 | 2.4469 | 0 | 0 | 0 | 0.0012057 | 0.048785 | 0 | 0 | 0.595 | 0 | 4.885 | 0 | 0 | 0 | 0 | 0 | 0 | 0 | 0 | 0 | 0 | 0 | 0 | 0 | 0.45131 | 0 | 0.32173 | 0.085569 | 0.05016 | 0 | 0.0525 | 0.70081 | 0 | 0 | 0 | 0 | 1.6621 | 0 | 0 | 0 | 0 | 0 | 0 | 0 | 0 | 0 | 0 | 0 | 0 | 0
5 | 26 | 3 | 6 | 1.7931 | 0 | 2.4469 | 0 | 0 | 0 | 0.0012057 | 0.048704 | 0 | 0 | 0.595 | 0 | 4.8849 | 0 | 0 | 0 | 0 | 0 | 0 | 0 | 0 | 0 | 0 | 0 | 0 | 0 | 0.45131 | 0 | 0.32173 | 0.085352 | 0.049549 | 0 | 0.0525 | 0.70076 | 0 | 0 | 0 | 0 | 1.6612 | 0 | 0 | 0 | 0 | 0 | 0 | 0 | 0 | 0 | 0 | 0 | 0 | 0
5 | 26 | 4 | 6 | 1.7931 | 0 | 2.4469 | 0 | 0 | 0 | 0.0012057 | 0.044577 | 0 | 0 | 0.595 | 0 | 4.8808 | 0 | 0 | 0 | 0 | 0 | 0 | 0 | 0 | 0 | 0 | 0 | 0 | 0 | 0.45131 | 0 | 0.32173 | 0.089784 | 0.025274 | 0 | 0.0525 | 0.70077 | 0 | 0 | 0 | 0 | 1.6414 | 0 | 0 | 0 | 0 | 0 | 0 | 0 | 0 | 0 | 0 | 0 | 0 | 0
5 | 26 | 5 | 6 | 1.7931 | 0 | 2.4469 | 0 | 0 | 0 | 0.0012057 | 0.041592 | 0 | 0 | 0.595 | 0 | 4.8778 | 0 | 0 | 0 | 0 | 0 | 0 | 0 | 0 | 0 | 0 | 0 | 0 | 0 | 0.45131 | 0 | 0.32173 | 0.089705 | 0.0085884 | 0 | 0.0525 | 0.70074 | 0 | 0 | 0 | 0 | 1.6246 | 0 | 0 | 0 | 0 | 0 | 0 | 0 | 0 | 0 | 0 | 0 | 0 | 0
5 | 26 | 6 | 6 | 1.7931 | 0 | 2.4469 | 0 | 0 | 0 | 0.0012057 | 0.040509 | 0 | 0 | 3.3659 | 0 | 7.6476 | 0 | 0 | 0 | 0 | 0 | 0 | 0 | 0 | 0 | 0 | 0 | 0 | 0 | 0.45131 | 0 | 0.54519 | 0.081009 | 0.0025865 | 0 | 0.315 | 0.69976 | 0 | 0 | 0 | 0 | 2.0949 | 0 | 0 | 0 | 0 | 0 | 0 | 0 | 0 | 0 | 0 | 0 | 0 | 0
5 | 26 | 7 | 6 | 1.7931 | 0 | 2.4469 | 0 | 0 | 0 | 0.0012057 | 0.046991 | 0 | 0 | 5.5825 | 0 | 9.8707 | 0 | 0 | 0 | 0 | 0 | 0 | 0 | 0 | 0 | 0 | 0 | 0 | 0 | 0.45131 | 0 | 0.71279 | 0.076355 | 0.010512 | 0 | 0.525 | 0.69869 | 0 | 0 | 0 | 0 | 2.4747 | 0 | 0 | 0 | 0 | 0 | 0 | 0 | 0 | 0 | 0 | 0 | 0 | 0
5 | 26 | 8 | 6 | 1.7931 | 0 | 13.5789 | 0 | 0 | 0 | 0.0012057 | 0.23178 | 0 | 0 | 3.9585 | 0 | 19.5634 | 0 | 0 | 0 | 0 | 0 | 0 | 0 | 0 | 0 | 0 | 0 | 0 | 0 | 0.45131 | 0 | 0.71279 | 0.057802 | 0.39983 | 0 | 0.42 | 0.69822 | 0 | 0 | 0 | 0 | 2.7399 | 0 | 0 | 0 | 0 | 0 | 0 | 0 | 0 | 0 | 0 | 0 | 0 | 0
5 | 26 | 9 | 6 | 1.7931 | 0 | 13.5789 | 0 | 0 | 0 | 0.0012057 | 0.27068 | 0 | 0 | 3.8754 | 0 | 19.5193 | 0 | 0 | 0 | 0 | 0 | 0 | 0 | 0 | 0 | 0 | 0 | 0 | 0 | 0.45131 | 0 | 0.71279 | 0.043314 | 1.0706 | 0 | 0.315 | 0.69778 | 0 | 0 | 0 | 0 | 3.2908 | 0 | 0 | 0 | 0 | 0 | 0 | 0 | 0 | 0 | 0 | 0 | 0 | 0
5 | 26 | 10 | 6 | 1.7931 | 0 | 13.5789 | 0 | 0 | 0 | 0.0012057 | 0.30702 | 0 | 0 | 3.3658 | 0 | 19.046 | 0 | 0 | 0 | 0 | 0 | 0 | 0 | 0 | 0 | 0 | 0 | 0 | 0 | 0.45131 | 0 | 0.71279 | 0.04228 | 1.6196 | 0 | 0.315 | 0.69739 | 0 | 0 | 0 | 0 | 3.8384 | 0 | 0 | 0 | 0 | 0 | 0 | 0 | 0 | 0 | 0 | 0 | 0 | 0
5 | 26 | 11 | 6 | 1.7931 | 0 | 13.5789 | 0 | 0 | 0 | 0.0012057 | 0.24613 | 0 | 0 | 3.92 | 0 | 19.5393 | 0 | 0 | 0 | 0 | 0 | 0 | 0 | 0 | 0 | 0 | 0 | 0 | 0 | 0.45131 | 0 | 0.54519 | 0.058344 | 1.3105 | 0 | 0.3675 | 0.69843 | 0 | 0 | 0 | 0 | 3.4313 | 0 | 0 | 0 | 0 | 0 | 0 | 0 | 0 | 0 | 0 | 0 | 0 | 0
5 | 26 | 12 | 6 | 1.7931 | 0 | 8.6313 | 0 | 0 | 0 | 0.0012057 | 0.25478 | 0 | 0 | 3.9585 | 0 | 14.6389 | 0 | 0 | 0 | 0 | 0 | 0 | 0 | 0 | 0 | 0 | 0 | 0 | 0 | 0.45131 | 0 | 0.54519 | 0.05454 | 1.3172 | 0 | 0.42 | 0.69859 | 0 | 0 | 0 | 0 | 3.4868 | 0 | 0 | 0 | 0 | 0 | 0 | 0 | 0 | 0 | 0 | 0 | 0 | 0
5 | 26 | 13 | 6 | 1.7931 | 0 | 13.5789 | 0 | 0 | 0 | 0.0012057 | 0.25867 | 0 | 0 | 4.4296 | 0 | 20.0615 | 0 | 0 | 0 | 0 | 0 | 0 | 0 | 0 | 0 | 0 | 0 | 0 | 0 | 0.45131 | 0 | 0.54519 | 0.064454 | 1.2773 | 0 | 0.3675 | 0.6989 | 0 | 0 | 0 | 0 | 3.4047 | 0 | 0 | 0 | 0 | 0 | 0 | 0 | 0 | 0 | 0 | 0 | 0 | 0
5 | 26 | 14 | 6 | 1.7931 | 0 | 13.5789 | 0 | 0 | 0 | 0.0012057 | 0.2649 | 0 | 0 | 3.92 | 0 | 19.5581 | 0 | 0 | 0 | 0 | 0 | 0 | 0 | 0 | 0 | 0 | 0 | 0 | 0 | 0.45131 | 0 | 0.54519 | 0.049951 | 1.4145 | 0 | 0.3675 | 0.69857 | 0 | 0 | 0 | 0 | 3.5271 | 0 | 0 | 0 | 0 | 0 | 0 | 0 | 0 | 0 | 0 | 0 | 0 | 0
5 | 26 | 15 | 6 | 1.7931 | 0 | 13.5789 | 0 | 0 | 0 | 0.0012057 | 0.28749 | 0 | 0 | 3.3658 | 0 | 19.0265 | 0 | 0 | 0 | 0 | 0 | 0 | 0 | 0 | 0 | 0 | 0 | 0 | 0 | 0.45131 | 0 | 0.54519 | 0.045399 | 1.6466 | 0 | 0.315 | 0.69858 | 0 | 0 | 0 | 0 | 3.7021 | 0 | 0 | 0 | 0 | 0 | 0 | 0 | 0 | 0 | 0 | 0 | 0 | 0
5 | 26 | 16 | 6 | 1.7931 | 0 | 13.5789 | 0 | 0 | 0 | 0.0012057 | 0.28606 | 0 | 0 | 3.3658 | 0 | 19.0251 | 0 | 0 | 0 | 0 | 0 | 0 | 0 | 0 | 0 | 0 | 0 | 0 | 0 | 0.45131 | 0 | 0.54519 | 0.040485 | 1.6588 | 0 | 0.315 | 0.69847 | 0 | 0 | 0 | 0 | 3.7093 | 0 | 0 | 0 | 0 | 0 | 0 | 0 | 0 | 0 | 0 | 0 | 0 | 0
5 | 26 | 17 | 6 | 1.7931 | 0 | 13.5789 | 0 | 0 | 0 | 0.0012057 | 0.28387 | 0 | 0 | 5.5825 | 0 | 21.2396 | 0 | 0 | 0 | 0 | 0 | 0 | 0 | 0 | 0 | 0 | 0 | 0 | 0 | 0.45131 | 0 | 0.54519 | 0.036053 | 1.6807 | 0 | 0.525 | 0.69861 | 0 | 0 | 0 | 0 | 3.9368 | 0 | 0 | 0 | 0 | 0 | 0 | 0 | 0 | 0 | 0 | 0 | 0 | 0
5 | 26 | 18 | 6 | 1.7931 | 0 | 9.8682 | 0 | 0 | 0 | 0.0012057 | 0.22221 | 0 | 0 | 5.5825 | 0 | 17.4672 | 0 | 0 | 0 | 0 | 0 | 0 | 0 | 0 | 0 | 0 | 0 | 0 | 0 | 0.45131 | 0 | 0.54519 | 0.02547 | 1.2481 | 0 | 0.525 | 0.698 | 0 | 0 | 0 | 0 | 3.4931 | 0 | 0 | 0 | 0 | 0 | 0 | 0 | 0 | 0 | 0 | 0 | 0 | 0
5 | 26 | 19 | 6 | 1.7931 | 0 | 2.4469 | 0 | 0 | 0 | 0.0012057 | 0.067419 | 0 | 0 | 3.9584 | 0 | 8.2671 | 0 | 0 | 0 | 0 | 0 | 0 | 0 | 0 | 0 | 0 | 0 | 0 | 0 | 0.45131 | 0 | 0.88038 | 0.060103 | 0.17533 | 0 | 0.42 | 0.69771 | 0 | 0 | 0 | 0 | 2.6848 | 0 | 0 | 0 | 0 | 0 | 0 | 0 | 0 | 0 | 0 | 0 | 0 | 0
5 | 26 | 20 | 6 | 1.7931 | 0 | 2.4469 | 0 | 0 | 0 | 0.0012057 | 0.04703 | 0 | 0 | 4.4296 | 0 | 8.7179 | 0 | 0 | 0 | 0 | 0 | 0 | 0 | 0 | 0 | 0 | 0 | 0 | 0 | 0.45131 | 0 | 1.1038 | 0.056761 | 0.04171 | 0 | 0.3675 | 0.6968 | 0 | 0 | 0 | 0 | 2.7179 | 0 | 0 | 0 | 0 | 0 | 0 | 0 | 0 | 0 | 0 | 0 | 0 | 0
5 | 26 | 21 | 6 | 1.7931 | 0 | 2.4469 | 0 | 0 | 0 | 0.0012057 | 0.04 | 0 | 0 | 3.9584 | 0 | 8.2397 | 0 | 0 | 0 | 0 | 0 | 0 | 0 | 0 | 0 | 0 | 0 | 0 | 0 | 0.45131 | 0 | 1.2156 | 0.059024 | 0 | 0 | 0.4725 | 0.69637 | 0 | 0 | 0 | 0 | 2.8948 | 0 | 0 | 0 | 0 | 0 | 0 | 0 | 0 | 0 | 0 | 0 | 0 | 0
5 | 26 | 22 | 6 | 1.7931 | 0 | 2.4469 | 0 | 0 | 0 | 0.0012057 | 0.04 | 0 | 0 | 4.423 | 0 | 8.7043 | 0 | 0 | 0 | 0 | 0 | 0 | 0 | 0 | 0 | 0 | 0 | 0 | 0 | 0.45131 | 0 | 1.1038 | 0.06487 | 0 | 0 | 0.315 | 0.69694 | 0 | 0 | 0 | 0 | 2.632 | 0 | 0 | 0 | 0 | 0 | 0 | 0 | 0 | 0 | 0 | 0 | 0 | 0
5 | 26 | 23 | 6 | 1.7931 | 0 | 2.4469 | 0 | 0 | 0 | 0.0012057 | 0.04 | 0 | 0 | 0.59493 | 0 | 4.8761 | 0 | 0 | 0 | 0 | 0 | 0 | 0 | 0 | 0 | 0 | 0 | 0 | 0 | 0.45131 | 0 | 0.88038 | 0.068912 | 0 | 0 | 0.0525 | 0.69796 | 0 | 0 | 0 | 0 | 2.1511 | 0 | 0 | 0 | 0 | 0 | 0 | 0 | 0 | 0 | 0 | 0 | 0 | 0
5 | 26 | 24 | 6 | 1.7931 | 0 | 2.4469 | 0 | 0 | 0 | 0.0012057 | 0.04 | 0 | 0 | 0.59495 | 0 | 4.8762 | 0 | 0 | 0 | 0 | 0 | 0 | 0 | 0 | 0 | 0 | 0 | 0 | 0 | 0.45131 | 0 | 0.54519 | 0.075682 | 0 | 0 | 0.0525 | 0.69961 | 0 | 0 | 0 | 0 | 1.8243 | 0 | 0 | 0 | 0 | 0 | 0 | 0 | 0 | 0 | 0 | 0 | 0 | 0
5 | 27 | 1 | 7 | 1.7931 | 0 | 2.4469 | 0 | 0 | 0 | 0.0012057 | 0.04 | 0 | 0 | 0.59498 | 0 | 4.8762 | 0 | 0 | 0 | 0 | 0 | 0 | 0 | 0 | 0 | 0 | 0 | 0 | 0 | 0.45131 | 0 | 0.32173 | 0.081605 | 0 | 0 | 0.0525 | 0.70102 | 0 | 0 | 0 | 0 | 1.6082 | 0 | 0 | 0 | 0 | 0 | 0 | 0 | 0 | 0 | 0 | 0 | 0 | 0
5 | 27 | 2 | 7 | 1.7931 | 0 | 2.4469 | 0 | 0 | 0 | 0.0012057 | 0.04 | 0 | 0 | 0.59501 | 0 | 4.8762 | 0 | 0 | 0 | 0 | 0 | 0 | 0 | 0 | 0 | 0 | 0 | 0 | 0 | 0.45131 | 0 | 0.32173 | 0.093829 | 0 | 0 | 0.0525 | 0.70169 | 0 | 0 | 0 | 0 | 1.6211 | 0 | 0 | 0 | 0 | 0 | 0 | 0 | 0 | 0 | 0 | 0 | 0 | 0
5 | 27 | 3 | 7 | 1.7931 | 0 | 2.4469 | 0 | 0 | 0 | 0.0012057 | 0.04 | 0 | 0 | 0.59502 | 0 | 4.8762 | 0 | 0 | 0 | 0 | 0 | 0 | 0 | 0 | 0 | 0 | 0 | 0 | 0 | 0.45131 | 0 | 0.32173 | 0.11703 | 0 | 0 | 0.0525 | 0.70279 | 0 | 0 | 0 | 0 | 1.6454 | 0 | 0 | 0 | 0 | 0 | 0 | 0 | 0 | 0 | 0 | 0 | 0 | 0
5 | 27 | 4 | 7 | 1.7931 | 0 | 2.4469 | 0 | 0 | 0 | 0.0012057 | 0.04 | 0 | 0 | 0.59504 | 0 | 4.8763 | 0 | 0 | 0 | 0 | 0 | 0 | 0 | 0 | 0 | 0 | 0 | 0 | 0 | 0.45131 | 0 | 0.32173 | 0.14425 | 0 | 0 | 0.0525 | 0.70446 | 0 | 0 | 0 | 0 | 1.6742 | 0 | 0 | 0 | 0 | 0 | 0 | 0 | 0 | 0 | 0 | 0 | 0 | 0
5 | 27 | 5 | 7 | 1.7931 | 0 | 2.4469 | 0 | 0 | 0 | 0.0012057 | 0.04 | 0 | 0 | 0.59508 | 0 | 4.8763 | 0 | 0 | 0 | 0 | 0 | 0 | 0 | 0 | 0 | 0 | 0 | 0 | 0 | 0.45131 | 0 | 0.32173 | 0.17297 | 0 | 0 | 0.0525 | 0.70637 | 0 | 0 | 0 | 0 | 1.7049 | 0 | 0 | 0 | 0 | 0 | 0 | 0 | 0 | 0 | 0 | 0 | 0 | 0
5 | 27 | 6 | 7 | 1.7931 | 0 | 2.4469 | 0 | 0 | 0 | 0.0012057 | 0.04 | 0 | 0 | 3.366 | 0 | 7.6472 | 0 | 0 | 0 | 0 | 0 | 0 | 0 | 0 | 0 | 0 | 0 | 0 | 0 | 0.45131 | 0 | 0.54519 | 0.17192 | 0 | 0 | 0.315 | 0.70565 | 0 | 0 | 0 | 0 | 2.1891 | 0 | 0 | 0 | 0 | 0 | 0 | 0 | 0 | 0 | 0 | 0 | 0 | 0
5 | 27 | 7 | 7 | 1.7931 | 0 | 2.4469 | 0 | 0 | 0 | 0.0012057 | 0.056478 | 0 | 0 | 5.5826 | 0 | 9.8803 | 0 | 0 | 0 | 0 | 0 | 0 | 0 | 0 | 0 | 0 | 0 | 0 | 0 | 0.45131 | 0 | 0.71279 | 0.28531 | 0 | 0 | 0.525 | 0.70478 | 0 | 0 | 0 | 0 | 2.6792 | 0 | 0 | 0 | 0 | 0 | 0 | 0 | 0 | 0 | 0 | 0 | 0 | 0
5 | 27 | 8 | 7 | 1.7931 | 0 | 13.5789 | 0 | 0 | 0 | 0.0012057 | 0.048105 | 0 | 0 | 3.9585 | 0 | 19.3798 | 0 | 0 | 0 | 0 | 0 | 0 | 0 | 0 | 0 | 0 | 0 | 0 | 0 | 0.45131 | 0 | 0.71279 | 0.25026 | 0 | 0 | 0.42 | 0.70471 | 0 | 0 | 0 | 0 | 2.5391 | 0 | 0 | 0 | 0 | 0 | 0 | 0 | 0 | 0 | 0 | 0 | 0 | 0
5 | 27 | 9 | 7 | 1.7931 | 0 | 13.5789 | 0 | 0 | 0 | 0.0012057 | 0.044113 | 0 | 0 | 3.8756 | 0 | 19.293 | 0 | 0 | 0 | 0 | 0 | 0 | 0 | 0 | 0 | 0 | 0 | 0 | 0 | 0.45131 | 0 | 0.71279 | 0.21904 | 0 | 0 | 0.315 | 0.70377 | 0 | 0 | 0 | 0 | 2.4019 | 0 | 0 | 0 | 0 | 0 | 0 | 0 | 0 | 0 | 0 | 0 | 0 | 0
5 | 27 | 10 | 7 | 1.7931 | 0 | 13.5789 | 0 | 0 | 0 | 0.0012057 | 0.04368 | 0 | 0 | 3.3659 | 0 | 18.7828 | 0 | 0 | 0 | 0 | 0 | 0 | 0 | 0 | 0 | 0 | 0 | 0 | 0 | 0.45131 | 0 | 0.71279 | 0.20057 | 0 | 0 | 0.315 | 0.70381 | 0 | 0 | 0 | 0 | 2.3835 | 0 | 0 | 0 | 0 | 0 | 0 | 0 | 0 | 0 | 0 | 0 | 0 | 0
5 | 27 | 11 | 7 | 1.7931 | 0 | 13.5789 | 0 | 0 | 0 | 0.0012057 | 0.043084 | 0 | 0 | 3.9201 | 0 | 19.3364 | 0 | 0 | 0 | 0 | 0 | 0 | 0 | 0 | 0 | 0 | 0 | 0 | 0 | 0.45131 | 0 | 0.54519 | 0.18814 | 0 | 0 | 0.3675 | 0.70402 | 0 | 0 | 0 | 0 | 2.2562 | 0 | 0 | 0 | 0 | 0 | 0 | 0 | 0 | 0 | 0 | 0 | 0 | 0
5 | 27 | 12 | 7 | 1.7931 | 0 | 8.6313 | 0 | 0 | 0 | 0.0012057 | 0.046007 | 0 | 0 | 3.9585 | 0 | 14.4302 | 0 | 0 | 0 | 0 | 0 | 0 | 0 | 0 | 0 | 0 | 0 | 0 | 0 | 0.45131 | 0 | 0.54519 | 0.17098 | 0.013315 | 0 | 0.42 | 0.70367 | 0 | 0 | 0 | 0 | 2.3045 | 0 | 0 | 0 | 0 | 0 | 0 | 0 | 0 | 0 | 0 | 0 | 0 | 0
5 | 27 | 13 | 7 | 1.7931 | 0 | 13.5789 | 0 | 0 | 0 | 0.0012057 | 0.064276 | 0 | 0 | 4.4298 | 0 | 19.8673 | 0 | 0 | 0 | 0 | 0 | 0 | 0 | 0 | 0 | 0 | 0 | 0 | 0 | 0.45131 | 0 | 0.54519 | 0.12226 | 0.024095 | 0 | 0.3675 | 0.70353 | 0 | 0 | 0 | 0 | 2.2139 | 0 | 0 | 0 | 0 | 0 | 0 | 0 | 0 | 0 | 0 | 0 | 0 | 0
5 | 27 | 14 | 7 | 1.7931 | 0 | 13.5789 | 0 | 0 | 0 | 0.0012057 | 0.082922 | 0 | 0 | 3.9201 | 0 | 19.3762 | 0 | 0 | 0 | 0 | 0 | 0 | 0 | 0 | 0 | 0 | 0 | 0 | 0 | 0.45131 | 0 | 0.54519 | 0.11643 | 0.19522 | 0 | 0.3675 | 0.70329 | 0 | 0 | 0 | 0 | 2.379 | 0 | 0 | 0 | 0 | 0 | 0 | 0 | 0 | 0 | 0 | 0 | 0 | 0
5 | 27 | 15 | 7 | 1.7931 | 0 | 13.5789 | 0 | 0 | 0 | 0.0012057 | 0.10783 | 0 | 0 | 3.3659 | 0 | 18.8469 | 0 | 0 | 0 | 0 | 0 | 0 | 0 | 0 | 0 | 0 | 0 | 0 | 0 | 0.45131 | 0 | 0.54519 | 0.10712 | 0.24644 | 0 | 0.315 | 0.70332 | 0 | 0 | 0 | 0 | 2.3684 | 0 | 0 | 0 | 0 | 0 | 0 | 0 | 0 | 0 | 0 | 0 | 0 | 0
5 | 27 | 16 | 7 | 1.7931 | 0 | 13.5789 | 0 | 0 | 0 | 0.0012057 | 0.10984 | 0 | 0 | 3.3659 | 0 | 18.849 | 0 | 0 | 0 | 0 | 0 | 0 | 0 | 0 | 0 | 0 | 0 | 0 | 0 | 0.45131 | 0 | 0.54519 | 0.10222 | 0.30458 | 0 | 0.315 | 0.70332 | 0 | 0 | 0 | 0 | 2.4216 | 0 | 0 | 0 | 0 | 0 | 0 | 0 | 0 | 0 | 0 | 0 | 0 | 0
5 | 27 | 17 | 7 | 1.7931 | 0 | 13.5789 | 0 | 0 | 0 | 0.0012057 | 0.099814 | 0 | 0 | 5.5826 | 0 | 21.0556 | 0 | 0 | 0 | 0 | 0 | 0 | 0 | 0 | 0 | 0 | 0 | 0 | 0 | 0.45131 | 0 | 0.54519 | 0.10279 | 0.25768 | 0 | 0.525 | 0.70343 | 0 | 0 | 0 | 0 | 2.5854 | 0 | 0 | 0 | 0 | 0 | 0 | 0 | 0 | 0 | 0 | 0 | 0 | 0
5 | 27 | 18 | 7 | 1.7931 | 0 | 9.8682 | 0 | 0 | 0 | 0.0012057 | 0.067134 | 0 | 0 | 5.5826 | 0 | 17.3123 | 0 | 0 | 0 | 0 | 0 | 0 | 0 | 0 | 0 | 0 | 0 | 0 | 0 | 0.45131 | 0 | 0.54519 | 0.097771 | 0.12155 | 0 | 0.525 | 0.70344 | 0 | 0 | 0 | 0 | 2.4443 | 0 | 0 | 0 | 0 | 0 | 0 | 0 | 0 | 0 | 0 | 0 | 0 | 0
5 | 27 | 19 | 7 | 1.7931 | 0 | 2.4469 | 0 | 0 | 0 | 0.0012057 | 0.045115 | 0 | 0 | 3.9585 | 0 | 8.2448 | 0 | 0 | 0 | 0 | 0 | 0 | 0 | 0 | 0 | 0 | 0 | 0 | 0 | 0.45131 | 0 | 0.88038 | 0.14278 | 0 | 0 | 0.42 | 0.70248 | 0 | 0 | 0 | 0 | 2.597 | 0 | 0 | 0 | 0 | 0 | 0 | 0 | 0 | 0 | 0 | 0 | 0 | 0
5 | 27 | 20 | 7 | 1.7931 | 0 | 2.4469 | 0 | 0 | 0 | 0.0012057 | 0.048017 | 0 | 0 | 4.4298 | 0 | 8.719 | 0 | 0 | 0 | 0 | 0 | 0 | 0 | 0 | 0 | 0 | 0 | 0 | 0 | 0.45131 | 0 | 1.1038 | 0.15311 | 0 | 0 | 0.3675 | 0.70162 | 0 | 0 | 0 | 0 | 2.7774 | 0 | 0 | 0 | 0 | 0 | 0 | 0 | 0 | 0 | 0 | 0 | 0 | 0
5 | 27 | 21 | 7 | 1.7931 | 0 | 2.4469 | 0 | 0 | 0 | 0.0012057 | 0.0523 | 0 | 0 | 3.9585 | 0 | 8.252 | 0 | 0 | 0 | 0 | 0 | 0 | 0 | 0 | 0 | 0 | 0 | 0 | 0 | 0.45131 | 0 | 1.2156 | 0.18092 | 0 | 0 | 0.4725 | 0.70207 | 0 | 0 | 0 | 0 | 3.0224 | 0 | 0 | 0 | 0 | 0 | 0 | 0 | 0 | 0 | 0 | 0 | 0 | 0
5 | 27 | 22 | 7 | 1.7931 | 0 | 2.4469 | 0 | 0 | 0 | 0.0012057 | 0.053314 | 0 | 0 | 4.4232 | 0 | 8.7178 | 0 | 0 | 0 | 0 | 0 | 0 | 0 | 0 | 0 | 0 | 0 | 0 | 0 | 0.45131 | 0 | 1.1038 | 0.20336 | 0 | 0 | 0.315 | 0.70272 | 0 | 0 | 0 | 0 | 2.7762 | 0 | 0 | 0 | 0 | 0 | 0 | 0 | 0 | 0 | 0 | 0 | 0 | 0
5 | 27 | 23 | 7 | 1.7931 | 0 | 2.4469 | 0 | 0 | 0 | 0.0012057 | 0.04 | 0 | 0 | 0.59504 | 0 | 4.8763 | 0 | 0 | 0 | 0 | 0 | 0 | 0 | 0 | 0 | 0 | 0 | 0 | 0 | 0.45131 | 0 | 0.88038 | 0.13995 | 0 | 0 | 0.0525 | 0.70424 | 0 | 0 | 0 | 0 | 2.2284 | 0 | 0 | 0 | 0 | 0 | 0 | 0 | 0 | 0 | 0 | 0 | 0 | 0
5 | 27 | 24 | 7 | 1.7931 | 0 | 2.4469 | 0 | 0 | 0 | 0.0012057 | 0.04 | 0 | 0 | 0.59507 | 0 | 4.8763 | 0 | 0 | 0 | 0 | 0 | 0 | 0 | 0 | 0 | 0 | 0 | 0 | 0 | 0.45131 | 0 | 0.54519 | 0.15537 | 0 | 0 | 0.0525 | 0.70596 | 0 | 0 | 0 | 0 | 1.9103 | 0 | 0 | 0 | 0 | 0 | 0 | 0 | 0 | 0 | 0 | 0 | 0 | 0
5 | 28 | 1 | 8 | 1.7931 | 0 | 2.4469 | 0 | 0 | 0 | 0.0012057 | 0.04 | 0 | 0 | 0.5951 | 0 | 4.8763 | 0 | 0 | 0 | 0 | 0 | 0 | 0 | 0 | 0 | 0 | 0 | 0 | 0 | 0.45131 | 0 | 0.32173 | 0.16823 | 0 | 0 | 0.0525 | 0.70719 | 0 | 0 | 0 | 0 | 1.701 | 0 | 0 | 0 | 0 | 0 | 0 | 0 | 0 | 0 | 0 | 0 | 0 | 0
5 | 28 | 2 | 8 | 1.7931 | 0 | 2.4469 | 0 | 0 | 0 | 0.0012057 | 0.04 | 0 | 0 | 0.59513 | 0 | 4.8764 | 0 | 0 | 0 | 0 | 0 | 0 | 0 | 0 | 0 | 0 | 0 | 0 | 0 | 0.45131 | 0 | 0.32173 | 0.32871 | 0 | 0 | 0.0525 | 0.70974 | 0 | 0 | 0 | 0 | 1.864 | 0 | 0 | 0 | 0 | 0 | 0 | 0 | 0 | 0 | 0 | 0 | 0 | 0
5 | 28 | 3 | 8 | 1.7931 | 0 | 2.4469 | 0 | 0 | 0 | 0.0012057 | 0.04 | 0 | 0 | 0.59514 | 0 | 4.8764 | 0 | 0 | 0 | 0 | 0 | 0 | 0 | 0 | 0 | 0 | 0 | 0 | 0 | 0.45131 | 0 | 0.32173 | 0.34825 | 0 | 0 | 0.0525 | 0.71157 | 0 | 0 | 0 | 0 | 1.8854 | 0 | 0 | 0 | 0 | 0 | 0 | 0 | 0 | 0 | 0 | 0 | 0 | 0
5 | 28 | 4 | 8 | 1.7931 | 0 | 2.4469 | 0 | 0 | 0 | 0.0012057 | 0.040729 | 0 | 0 | 0.59514 | 0 | 4.8771 | 0 | 0 | 0 | 0 | 0 | 0 | 0 | 0 | 0 | 0 | 0 | 0 | 0 | 0.45131 | 0 | 0.32173 | 0.4284 | 0 | 0 | 0.0525 | 0.71371 | 0 | 0 | 0 | 0 | 1.9676 | 0 | 0 | 0 | 0 | 0 | 0 | 0 | 0 | 0 | 0 | 0 | 0 | 0
5 | 28 | 5 | 8 | 1.7931 | 0 | 2.4469 | 0 | 0 | 0 | 0.0012057 | 0.040694 | 0 | 0 | 0.59515 | 0 | 4.8771 | 0 | 0 | 0 | 0 | 0 | 0 | 0 | 0 | 0 | 0 | 0 | 0 | 0 | 0.45131 | 0 | 0.32173 | 0.43484 | 0 | 0 | 0.0525 | 0.71305 | 0 | 0 | 0 | 0 | 1.9734 | 0 | 0 | 0 | 0 | 0 | 0 | 0 | 0 | 0 | 0 | 0 | 0 | 0
5 | 28 | 6 | 8 | 1.7931 | 0 | 2.4469 | 0 | 0 | 0 | 0.0012057 | 0.041639 | 0 | 0 | 3.366 | 0 | 7.6489 | 0 | 0 | 0 | 0 | 0 | 0 | 0 | 0 | 0 | 0 | 0 | 0 | 0 | 0.45131 | 0 | 0.54519 | 0.4072 | 0 | 0 | 0.315 | 0.70986 | 0 | 0 | 0 | 0 | 2.4286 | 0 | 0 | 0 | 0 | 0 | 0 | 0 | 0 | 0 | 0 | 0 | 0 | 0
5 | 28 | 7 | 8 | 1.7931 | 0 | 2.4469 | 0 | 0 | 0 | 0.0012057 | 0.059627 | 0 | 0 | 5.5827 | 0 | 9.8835 | 0 | 0 | 0 | 0 | 0 | 0 | 0 | 0 | 0 | 0 | 0 | 0 | 0 | 0.45131 | 0 | 0.71279 | 0.26997 | 0 | 0 | 0.525 | 0.70621 | 0 | 0 | 0 | 0 | 2.6653 | 0 | 0 | 0 | 0 | 0 | 0 | 0 | 0 | 0 | 0 | 0 | 0 | 0
5 | 28 | 8 | 8 | 1.7931 | 0 | 13.5789 | 0 | 0 | 0 | 0.0012057 | 0.050396 | 0 | 0 | 3.9585 | 0 | 19.3821 | 0 | 0 | 0 | 0 | 0 | 0 | 0 | 0 | 0 | 0 | 0 | 0 | 0 | 0.45131 | 0 | 0.71279 | 0.20825 | 0 | 0 | 0.42 | 0.70596 | 0 | 0 | 0 | 0 | 2.4983 | 0 | 0 | 0 | 0 | 0 | 0 | 0 | 0 | 0 | 0 | 0 | 0 | 0
5 | 28 | 9 | 8 | 1.7931 | 0 | 13.5789 | 0 | 0 | 0 | 0.0012057 | 0.048722 | 0 | 0 | 3.8757 | 0 | 19.2976 | 0 | 0 | 0 | 0 | 0 | 0 | 0 | 0 | 0 | 0 | 0 | 0 | 0 | 0.45131 | 0 | 0.71279 | 0.18563 | 0 | 0 | 0.315 | 0.70568 | 0 | 0 | 0 | 0 | 2.3704 | 0 | 0 | 0 | 0 | 0 | 0 | 0 | 0 | 0 | 0 | 0 | 0 | 0
5 | 28 | 10 | 8 | 1.7931 | 0 | 13.5789 | 0 | 0 | 0 | 0.0012057 | 0.0471 | 0 | 0 | 3.366 | 0 | 18.7863 | 0 | 0 | 0 | 0 | 0 | 0 | 0 | 0 | 0 | 0 | 0 | 0 | 0 | 0.45131 | 0 | 0.71279 | 0.16632 | 0 | 0 | 0.315 | 0.70593 | 0 | 0 | 0 | 0 | 2.3514 | 0 | 0 | 0 | 0 | 0 | 0 | 0 | 0 | 0 | 0 | 0 | 0 | 0
5 | 28 | 11 | 8 | 1.7931 | 0 | 13.5789 | 0 | 0 | 0 | 0.0012057 | 0.04567 | 0 | 0 | 3.9201 | 0 | 19.339 | 0 | 0 | 0 | 0 | 0 | 0 | 0 | 0 | 0 | 0 | 0 | 0 | 0 | 0.45131 | 0 | 0.54519 | 0.14977 | 0 | 0 | 0.3675 | 0.70659 | 0 | 0 | 0 | 0 | 2.2204 | 0 | 0 | 0 | 0 | 0 | 0 | 0 | 0 | 0 | 0 | 0 | 0 | 0
5 | 28 | 12 | 8 | 1.7931 | 0 | 8.6313 | 0 | 0 | 0 | 0.0012057 | 0.051007 | 0 | 0 | 3.9585 | 0 | 14.4352 | 0 | 0 | 0 | 0 | 0 | 0 | 0 | 0 | 0 | 0 | 0 | 0 | 0 | 0.45131 | 0 | 0.54519 | 0.14634 | 0 | 0 | 0.42 | 0.70671 | 0 | 0 | 0 | 0 | 2.2696 | 0 | 0 | 0 | 0 | 0 | 0 | 0 | 0 | 0 | 0 | 0 | 0 | 0
5 | 28 | 13 | 8 | 1.7931 | 0 | 13.5789 | 0 | 0 | 0 | 0.0012057 | 0.049553 | 0 | 0 | 4.4299 | 0 | 19.8526 | 0 | 0 | 0 | 0 | 0 | 0 | 0 | 0 | 0 | 0 | 0 | 0 | 0 | 0.45131 | 0 | 0.54519 | 0.12175 | 0.021692 | 0 | 0.3675 | 0.70678 | 0 | 0 | 0 | 0 | 2.2142 | 0 | 0 | 0 | 0 | 0 | 0 | 0 | 0 | 0 | 0 | 0 | 0 | 0
5 | 28 | 14 | 8 | 1.7931 | 0 | 13.5789 | 0 | 0 | 0 | 0.0012057 | 0.064556 | 0 | 0 | 3.9201 | 0 | 19.3579 | 0 | 0 | 0 | 0 | 0 | 0 | 0 | 0 | 0 | 0 | 0 | 0 | 0 | 0.45131 | 0 | 0.54519 | 0.10044 | 0.047969 | 0 | 0.3675 | 0.70675 | 0 | 0 | 0 | 0 | 2.2192 | 0 | 0 | 0 | 0 | 0 | 0 | 0 | 0 | 0 | 0 | 0 | 0 | 0
5 | 28 | 15 | 8 | 1.7931 | 0 | 13.5789 | 0 | 0 | 0 | 0.0012057 | 0.073779 | 0 | 0 | 3.366 | 0 | 18.813 | 0 | 0 | 0 | 0 | 0 | 0 | 0 | 0 | 0 | 0 | 0 | 0 | 0 | 0.45131 | 0 | 0.54519 | 0.10017 | 0.11707 | 0 | 0.315 | 0.7067 | 0 | 0 | 0 | 0 | 2.2355 | 0 | 0 | 0 | 0 | 0 | 0 | 0 | 0 | 0 | 0 | 0 | 0 | 0
5 | 28 | 16 | 8 | 1.7931 | 0 | 13.5789 | 0 | 0 | 0 | 0.0012057 | 0.077161 | 0 | 0 | 3.366 | 0 | 18.8163 | 0 | 0 | 0 | 0 | 0 | 0 | 0 | 0 | 0 | 0 | 0 | 0 | 0 | 0.45131 | 0 | 0.54519 | 0.11064 | 0.1912 | 0 | 0.315 | 0.70707 | 0 | 0 | 0 | 0 | 2.3204 | 0 | 0 | 0 | 0 | 0 | 0 | 0 | 0 | 0 | 0 | 0 | 0 | 0
5 | 28 | 17 | 8 | 1.7931 | 0 | 13.5789 | 0 | 0 | 0 | 0.0012057 | 0.08134 | 0 | 0 | 5.5827 | 0 | 21.0372 | 0 | 0 | 0 | 0 | 0 | 0 | 0 | 0 | 0 | 0 | 0 | 0 | 0 | 0.45131 | 0 | 0.54519 | 0.069478 | 0.21493 | 0 | 0.525 | 0.70675 | 0 | 0 | 0 | 0 | 2.5127 | 0 | 0 | 0 | 0 | 0 | 0 | 0 | 0 | 0 | 0 | 0 | 0 | 0
5 | 28 | 18 | 8 | 1.7931 | 0 | 9.8682 | 0 | 0 | 0 | 0.0012057 | 0.061967 | 0 | 0 | 5.5827 | 0 | 17.3072 | 0 | 0 | 0 | 0 | 0 | 0 | 0 | 0 | 0 | 0 | 0 | 0 | 0 | 0.45131 | 0 | 0.54519 | 0.10282 | 0.087467 | 0 | 0.525 | 0.70712 | 0 | 0 | 0 | 0 | 2.4189 | 0 | 0 | 0 | 0 | 0 | 0 | 0 | 0 | 0 | 0 | 0 | 0 | 0
5 | 28 | 19 | 8 | 1.7931 | 0 | 2.4469 | 0 | 0 | 0 | 0.0012057 | 0.051153 | 0 | 0 | 3.9585 | 0 | 8.2509 | 0 | 0 | 0 | 0 | 0 | 0 | 0 | 0 | 0 | 0 | 0 | 0 | 0 | 0.45131 | 0 | 0.88038 | 0.11825 | 0 | 0 | 0.42 | 0.70599 | 0 | 0 | 0 | 0 | 2.5759 | 0 | 0 | 0 | 0 | 0 | 0 | 0 | 0 | 0 | 0 | 0 | 0 | 0
5 | 28 | 20 | 8 | 1.7931 | 0 | 2.4469 | 0 | 0 | 0 | 0.0012057 | 0.054767 | 0 | 0 | 4.4299 | 0 | 8.7258 | 0 | 0 | 0 | 0 | 0 | 0 | 0 | 0 | 0 | 0 | 0 | 0 | 0 | 0.45131 | 0 | 1.1038 | 0.14113 | 0 | 0 | 0.3675 | 0.70519 | 0 | 0 | 0 | 0 | 2.769 | 0 | 0 | 0 | 0 | 0 | 0 | 0 | 0 | 0 | 0 | 0 | 0 | 0
5 | 28 | 21 | 8 | 1.7931 | 0 | 2.4469 | 0 | 0 | 0 | 0.0012057 | 0.057901 | 0 | 0 | 3.9585 | 0 | 8.2576 | 0 | 0 | 0 | 0 | 0 | 0 | 0 | 0 | 0 | 0 | 0 | 0 | 0 | 0.45131 | 0 | 1.2156 | 0.16725 | 0 | 0 | 0.4725 | 0.70509 | 0 | 0 | 0 | 0 | 3.0117 | 0 | 0 | 0 | 0 | 0 | 0 | 0 | 0 | 0 | 0 | 0 | 0 | 0
5 | 28 | 22 | 8 | 1.7931 | 0 | 2.4469 | 0 | 0 | 0 | 0.0012057 | 0.058702 | 0 | 0 | 4.4233 | 0 | 8.7232 | 0 | 0 | 0 | 0 | 0 | 0 | 0 | 0 | 0 | 0 | 0 | 0 | 0 | 0.45131 | 0 | 1.1038 | 0.18219 | 0 | 0 | 0.315 | 0.70562 | 0 | 0 | 0 | 0 | 2.758 | 0 | 0 | 0 | 0 | 0 | 0 | 0 | 0 | 0 | 0 | 0 | 0 | 0
5 | 28 | 23 | 8 | 1.7931 | 0 | 2.4469 | 0 | 0 | 0 | 0.0012057 | 0.04 | 0 | 0 | 0.5951 | 0 | 4.8763 | 0 | 0 | 0 | 0 | 0 | 0 | 0 | 0 | 0 | 0 | 0 | 0 | 0 | 0.45131 | 0 | 0.88038 | 0.12543 | 0 | 0 | 0.0525 | 0.70673 | 0 | 0 | 0 | 0 | 2.2163 | 0 | 0 | 0 | 0 | 0 | 0 | 0 | 0 | 0 | 0 | 0 | 0 | 0
5 | 28 | 24 | 8 | 1.7931 | 0 | 2.4469 | 0 | 0 | 0 | 0.0012057 | 0.040352 | 0 | 0 | 0.59512 | 0 | 4.8767 | 0 | 0 | 0 | 0 | 0 | 0 | 0 | 0 | 0 | 0 | 0 | 0 | 0 | 0.45131 | 0 | 0.54519 | 0.29431 | 0 | 0 | 0.0525 | 0.71121 | 0 | 0 | 0 | 0 | 2.0545 | 0 | 0 | 0 | 0 | 0 | 0 | 0 | 0 | 0 | 0 | 0 | 0 | 0
5 | 29 | 1 | 2 | 1.7931 | 0 | 2.4469 | 0 | 0 | 0 | 0.0012057 | 0.041142 | 0 | 0 | 0.59515 | 0 | 4.8775 | 0 | 0 | 0 | 0 | 0 | 0 | 0 | 0 | 0 | 0 | 0 | 0 | 0 | 0.45131 | 0 | 0.32173 | 0.3206 | 0 | 0 | 0.0525 | 0.71635 | 0 | 0 | 0 | 0 | 1.8625 | 0 | 0 | 0 | 0 | 0 | 0 | 0 | 0 | 0 | 0 | 0 | 0 | 0
5 | 29 | 2 | 2 | 1.7931 | 0 | 2.4469 | 0 | 0 | 0 | 0.0012057 | 0.041998 | 0 | 0 | 0.59517 | 0 | 4.8784 | 0 | 0 | 0 | 0 | 0 | 0 | 0 | 0 | 0 | 0 | 0 | 0 | 0 | 0.45131 | 0 | 0.32173 | 0.35857 | 0 | 0 | 0.0525 | 0.71772 | 0 | 0 | 0 | 0 | 1.9018 | 0 | 0 | 0 | 0 | 0 | 0 | 0 | 0 | 0 | 0 | 0 | 0 | 0
5 | 29 | 3 | 2 | 1.7931 | 0 | 2.4469 | 0 | 0 | 0 | 0.0012057 | 0.042637 | 0 | 0 | 0.59518 | 0 | 4.879 | 0 | 0 | 0 | 0 | 0 | 0 | 0 | 0 | 0 | 0 | 0 | 0 | 0 | 0.45131 | 0 | 0.32173 | 0.35124 | 0 | 0 | 0.0525 | 0.71858 | 0 | 0 | 0 | 0 | 1.8954 | 0 | 0 | 0 | 0 | 0 | 0 | 0 | 0 | 0 | 0 | 0 | 0 | 0
5 | 29 | 4 | 2 | 1.7931 | 0 | 2.4469 | 0 | 0 | 0 | 0.0012057 | 0.044104 | 0 | 0 | 0.59518 | 0 | 4.8805 | 0 | 0 | 0 | 0 | 0 | 0 | 0 | 0 | 0 | 0 | 0 | 0 | 0 | 0.45131 | 0 | 0.32173 | 0.39558 | 0 | 0 | 0.0525 | 0.72096 | 0 | 0 | 0 | 0 | 1.9421 | 0 | 0 | 0 | 0 | 0 | 0 | 0 | 0 | 0 | 0 | 0 | 0 | 0
5 | 29 | 5 | 2 | 1.7931 | 0 | 2.4469 | 0 | 0 | 0 | 0.0012057 | 0.044855 | 0 | 0 | 0.59519 | 0 | 4.8813 | 0 | 0 | 0 | 0 | 0 | 0 | 0 | 0 | 0 | 0 | 0 | 0 | 0 | 0.45131 | 0 | 0.32173 | 0.41967 | 0 | 0 | 0.0525 | 0.72207 | 0 | 0 | 0 | 0 | 1.9673 | 0 | 0 | 0 | 0 | 0 | 0 | 0 | 0 | 0 | 0 | 0 | 0 | 0
5 | 29 | 6 | 2 | 1.7931 | 0 | 2.4469 | 0 | 0 | 0 | 0.0012057 | 0.044318 | 0 | 0 | 3.366 | 0 | 7.6516 | 0 | 0 | 0 | 0 | 0 | 0 | 0 | 0 | 0 | 0 | 0 | 0 | 0 | 0.45131 | 0 | 0.54519 | 0.35466 | 0 | 0 | 0.315 | 0.71544 | 0 | 0 | 0 | 0 | 2.3816 | 0 | 0 | 0 | 0 | 0 | 0 | 0 | 0 | 0 | 0 | 0 | 0 | 0
5 | 29 | 7 | 2 | 1.7931 | 0 | 2.4469 | 0 | 0 | 0 | 0.0012057 | 0.063728 | 0 | 0 | 5.5827 | 0 | 9.8877 | 0 | 0 | 0 | 0 | 0 | 0 | 0 | 0 | 0 | 0 | 0 | 0 | 0 | 0.45131 | 0 | 0.71279 | 0.30907 | 0 | 0 | 0.525 | 0.70868 | 0 | 0 | 0 | 0 | 2.7069 | 0 | 0 | 0 | 0 | 0 | 0 | 0 | 0 | 0 | 0 | 0 | 0 | 0
5 | 29 | 8 | 2 | 1.7931 | 0 | 13.5789 | 0 | 0 | 0 | 0.0012057 | 0.054101 | 0 | 0 | 3.9585 | 0 | 19.3859 | 0 | 0 | 0 | 0 | 0 | 0 | 0 | 0 | 0 | 0 | 0 | 0 | 0 | 0.45131 | 0 | 0.71279 | 0.16095 | 0 | 0 | 0.42 | 0.70719 | 0 | 0 | 0 | 0 | 2.4522 | 0 | 0 | 0 | 0 | 0 | 0 | 0 | 0 | 0 | 0 | 0 | 0 | 0
5 | 29 | 9 | 2 | 1.7931 | 0 | 13.5789 | 0 | 0 | 0 | 0.0012057 | 0.05151 | 0 | 0 | 3.8757 | 0 | 19.3004 | 0 | 0 | 0 | 0 | 0 | 0 | 0 | 0 | 0 | 0 | 0 | 0 | 0 | 0.45131 | 0 | 0.71279 | 0.12254 | 0 | 0 | 0.315 | 0.70665 | 0 | 0 | 0 | 0 | 2.3083 | 0 | 0 | 0 | 0 | 0 | 0 | 0 | 0 | 0 | 0 | 0 | 0 | 0
5 | 29 | 10 | 2 | 1.7931 | 0 | 13.5789 | 0 | 0 | 0 | 0.0012057 | 0.048081 | 0 | 0 | 3.366 | 0 | 18.7873 | 0 | 0 | 0 | 0 | 0 | 0 | 0 | 0 | 0 | 0 | 0 | 0 | 0 | 0.45131 | 0 | 0.71279 | 0.074305 | 0 | 0 | 0.315 | 0.70596 | 0 | 0 | 0 | 0 | 2.2594 | 0 | 0 | 0 | 0 | 0 | 0 | 0 | 0 | 0 | 0 | 0 | 0 | 0
5 | 29 | 11 | 2 | 1.7931 | 0 | 13.5789 | 0 | 0 | 0 | 0.0012057 | 0.079353 | 0 | 0 | 3.9201 | 0 | 19.3727 | 0 | 0 | 0 | 0 | 0 | 0 | 0 | 0 | 0 | 0 | 0 | 0 | 0 | 0.45131 | 0 | 0.54519 | 0.041899 | 0.012406 | 0 | 0.3675 | 0.70546 | 0 | 0 | 0 | 0 | 2.1238 | 0 | 0 | 0 | 0 | 0 | 0 | 0 | 0 | 0 | 0 | 0 | 0 | 0
5 | 29 | 12 | 2 | 1.7931 | 0 | 8.6313 | 0 | 0 | 0 | 0.0012057 | 0.085107 | 0 | 0 | 3.9585 | 0 | 14.4693 | 0 | 0 | 0 | 0 | 0 | 0 | 0 | 0 | 0 | 0 | 0 | 0 | 0 | 0.45131 | 0 | 0.54519 | 0.031926 | 0.066764 | 0 | 0.42 | 0.70531 | 0 | 0 | 0 | 0 | 2.2205 | 0 | 0 | 0 | 0 | 0 | 0 | 0 | 0 | 0 | 0 | 0 | 0 | 0
5 | 29 | 13 | 2 | 1.7931 | 0 | 13.5789 | 0 | 0 | 0 | 0.0012057 | 0.1287 | 0 | 0 | 4.4298 | 0 | 19.9317 | 0 | 0 | 0 | 0 | 0 | 0 | 0 | 0 | 0 | 0 | 0 | 0 | 0 | 0.45131 | 0 | 0.54519 | 0.024854 | 0.37934 | 0 | 0.3675 | 0.70527 | 0 | 0 | 0 | 0 | 2.4735 | 0 | 0 | 0 | 0 | 0 | 0 | 0 | 0 | 0 | 0 | 0 | 0 | 0
5 | 29 | 14 | 2 | 1.7931 | 0 | 13.5789 | 0 | 0 | 0 | 0.0012057 | 0.1818 | 0 | 0 | 3.9201 | 0 | 19.4751 | 0 | 0 | 0 | 0 | 0 | 0 | 0 | 0 | 0 | 0 | 0 | 0 | 0 | 0.45131 | 0 | 0.54519 | 0.033198 | 0.62317 | 0 | 0.3675 | 0.70542 | 0 | 0 | 0 | 0 | 2.7258 | 0 | 0 | 0 | 0 | 0 | 0 | 0 | 0 | 0 | 0 | 0 | 0 | 0
5 | 29 | 15 | 2 | 1.7931 | 0 | 13.5789 | 0 | 0 | 0 | 0.0012057 | 0.1985 | 0 | 0 | 3.3659 | 0 | 18.9377 | 0 | 0 | 0 | 0 | 0 | 0 | 0 | 0 | 0 | 0 | 0 | 0 | 0 | 0.45131 | 0 | 0.54519 | 0.038842 | 0.80907 | 0 | 0.315 | 0.70534 | 0 | 0 | 0 | 0 | 2.8648 | 0 | 0 | 0 | 0 | 0 | 0 | 0 | 0 | 0 | 0 | 0 | 0 | 0
5 | 29 | 16 | 2 | 1.7931 | 0 | 13.5789 | 0 | 0 | 0 | 0.0012057 | 0.20069 | 0 | 0 | 3.3659 | 0 | 18.9398 | 0 | 0 | 0 | 0 | 0 | 0 | 0 | 0 | 0 | 0 | 0 | 0 | 0 | 0.45131 | 0 | 0.54519 | 0.038964 | 0.89822 | 0 | 0.315 | 0.7054 | 0 | 0 | 0 | 0 | 2.9541 | 0 | 0 | 0 | 0 | 0 | 0 | 0 | 0 | 0 | 0 | 0 | 0 | 0
5 | 29 | 17 | 2 | 1.7931 | 0 | 13.5789 | 0 | 0 | 0 | 0.0012057 | 0.19382 | 0 | 0 | 5.5826 | 0 | 21.1497 | 0 | 0 | 0 | 0 | 0 | 0 | 0 | 0 | 0 | 0 | 0 | 0 | 0 | 0.45131 | 0 | 0.54519 | 0.053278 | 0.85029 | 0 | 0.525 | 0.70573 | 0 | 0 | 0 | 0 | 3.1308 | 0 | 0 | 0 | 0 | 0 | 0 | 0 | 0 | 0 | 0 | 0 | 0 | 0
5 | 29 | 18 | 2 | 1.7931 | 0 | 9.8682 | 0 | 0 | 0 | 0.0012057 | 0.1135 | 0 | 0 | 5.5826 | 0 | 17.3587 | 0 | 0 | 0 | 0 | 0 | 0 | 0 | 0 | 0 | 0 | 0 | 0 | 0 | 0.45131 | 0 | 0.54519 | 0.10057 | 0.38754 | 0 | 0.525 | 0.70644 | 0 | 0 | 0 | 0 | 2.7161 | 0 | 0 | 0 | 0 | 0 | 0 | 0 | 0 | 0 | 0 | 0 | 0 | 0
5 | 29 | 19 | 2 | 1.7931 | 0 | 2.4469 | 0 | 0 | 0 | 0.0012057 | 0.054617 | 0 | 0 | 3.9585 | 0 | 8.2544 | 0 | 0 | 0 | 0 | 0 | 0 | 0 | 0 | 0 | 0 | 0 | 0 | 0 | 0.45131 | 0 | 0.88038 | 0.12775 | 0.011618 | 0 | 0.42 | 0.70544 | 0 | 0 | 0 | 0 | 2.5965 | 0 | 0 | 0 | 0 | 0 | 0 | 0 | 0 | 0 | 0 | 0 | 0 | 0
5 | 29 | 20 | 2 | 1.7931 | 0 | 2.4469 | 0 | 0 | 0 | 0.0012057 | 0.054123 | 0 | 0 | 4.4298 | 0 | 8.7252 | 0 | 0 | 0 | 0 | 0 | 0 | 0 | 0 | 0 | 0 | 0 | 0 | 0 | 0.45131 | 0 | 1.1038 | 0.12701 | 0 | 0 | 0.3675 | 0.70427 | 0 | 0 | 0 | 0 | 2.7539 | 0 | 0 | 0 | 0 | 0 | 0 | 0 | 0 | 0 | 0 | 0 | 0 | 0
5 | 29 | 21 | 2 | 1.7931 | 0 | 2.4469 | 0 | 0 | 0 | 0.0012057 | 0.054676 | 0 | 0 | 3.9585 | 0 | 8.2544 | 0 | 0 | 0 | 0 | 0 | 0 | 0 | 0 | 0 | 0 | 0 | 0 | 0 | 0.45131 | 0 | 1.2156 | 0.11451 | 0 | 0 | 0.4725 | 0.7034 | 0 | 0 | 0 | 0 | 2.9573 | 0 | 0 | 0 | 0 | 0 | 0 | 0 | 0 | 0 | 0 | 0 | 0 | 0
5 | 29 | 22 | 2 | 1.7931 | 0 | 2.4469 | 0 | 0 | 0 | 0.0012057 | 0.055194 | 0 | 0 | 4.4233 | 0 | 8.7197 | 0 | 0 | 0 | 0 | 0 | 0 | 0 | 0 | 0 | 0 | 0 | 0 | 0 | 0.45131 | 0 | 1.1038 | 0.12634 | 0 | 0 | 0.315 | 0.7037 | 0 | 0 | 0 | 0 | 2.7002 | 0 | 0 | 0 | 0 | 0 | 0 | 0 | 0 | 0 | 0 | 0 | 0 | 0
5 | 29 | 23 | 2 | 1.7931 | 0 | 2.4469 | 0 | 0 | 0 | 0.0012057 | 0.04 | 0 | 0 | 0.59506 | 0 | 4.8763 | 0 | 0 | 0 | 0 | 0 | 0 | 0 | 0 | 0 | 0 | 0 | 0 | 0 | 0.45131 | 0 | 0.88038 | 0.093315 | 0 | 0 | 0.0525 | 0.70469 | 0 | 0 | 0 | 0 | 2.1822 | 0 | 0 | 0 | 0 | 0 | 0 | 0 | 0 | 0 | 0 | 0 | 0 | 0
5 | 29 | 24 | 2 | 1.7931 | 0 | 2.4469 | 0 | 0 | 0 | 0.0012057 | 0.04 | 0 | 0 | 0.59508 | 0 | 4.8763 | 0 | 0 | 0 | 0 | 0 | 0 | 0 | 0 | 0 | 0 | 0 | 0 | 0 | 0.45131 | 0 | 0.54519 | 0.10605 | 0 | 0 | 0.0525 | 0.70625 | 0 | 0 | 0 | 0 | 1.8613 | 0 | 0 | 0 | 0 | 0 | 0 | 0 | 0 | 0 | 0 | 0 | 0 | 0
5 | 30 | 1 | 3 | 1.7931 | 0 | 2.4469 | 0 | 0 | 0 | 0.0012057 | 0.04 | 0 | 0 | 0.59511 | 0 | 4.8763 | 0 | 0 | 0 | 0 | 0 | 0 | 0 | 0 | 0 | 0 | 0 | 0 | 0 | 0.45131 | 0 | 0.32173 | 0.21352 | 0 | 0 | 0.0525 | 0.71006 | 0 | 0 | 0 | 0 | 1.7491 | 0 | 0 | 0 | 0 | 0 | 0 | 0 | 0 | 0 | 0 | 0 | 0 | 0
5 | 30 | 2 | 3 | 1.7931 | 0 | 2.4469 | 0 | 0 | 0 | 0.0012057 | 0.04 | 0 | 0 | 0.59514 | 0 | 4.8764 | 0 | 0 | 0 | 0 | 0 | 0 | 0 | 0 | 0 | 0 | 0 | 0 | 0 | 0.45131 | 0 | 0.32173 | 0.23427 | 0 | 0 | 0.0525 | 0.71202 | 0 | 0 | 0 | 0 | 1.7718 | 0 | 0 | 0 | 0 | 0 | 0 | 0 | 0 | 0 | 0 | 0 | 0 | 0
5 | 30 | 3 | 3 | 1.7931 | 0 | 2.4469 | 0 | 0 | 0 | 0.0012057 | 0.04 | 0 | 0 | 0.59514 | 0 | 4.8764 | 0 | 0 | 0 | 0 | 0 | 0 | 0 | 0 | 0 | 0 | 0 | 0 | 0 | 0.45131 | 0 | 0.32173 | 0.2373 | 0 | 0 | 0.0525 | 0.7127 | 0 | 0 | 0 | 0 | 1.7755 | 0 | 0 | 0 | 0 | 0 | 0 | 0 | 0 | 0 | 0 | 0 | 0 | 0
5 | 30 | 4 | 3 | 1.7931 | 0 | 2.4469 | 0 | 0 | 0 | 0.0012057 | 0.04 | 0 | 0 | 0.59514 | 0 | 4.8764 | 0 | 0 | 0 | 0 | 0 | 0 | 0 | 0 | 0 | 0 | 0 | 0 | 0 | 0.45131 | 0 | 0.32173 | 0.25188 | 0 | 0 | 0.0525 | 0.71322 | 0 | 0 | 0 | 0 | 1.7906 | 0 | 0 | 0 | 0 | 0 | 0 | 0 | 0 | 0 | 0 | 0 | 0 | 0
5 | 30 | 5 | 3 | 1.7931 | 0 | 2.4469 | 0 | 0 | 0 | 0.0012057 | 0.040595 | 0 | 0 | 0.59514 | 0 | 4.877 | 0 | 0 | 0 | 0 | 0 | 0 | 0 | 0 | 0 | 0 | 0 | 0 | 0 | 0.45131 | 0 | 0.32173 | 0.32121 | 0 | 0 | 0.0525 | 0.7141 | 0 | 0 | 0 | 0 | 1.8608 | 0 | 0 | 0 | 0 | 0 | 0 | 0 | 0 | 0 | 0 | 0 | 0 | 0
5 | 30 | 6 | 3 | 1.7931 | 0 | 2.4469 | 0 | 0 | 0 | 0.0012057 | 0.040089 | 0 | 0 | 3.366 | 0 | 7.6473 | 0 | 0 | 0 | 0 | 0 | 0 | 0 | 0 | 0 | 0 | 0 | 0 | 0 | 0.45131 | 0 | 0.54519 | 0.2645 | 0 | 0 | 0.315 | 0.7076 | 0 | 0 | 0 | 0 | 2.2836 | 0 | 0 | 0 | 0 | 0 | 0 | 0 | 0 | 0 | 0 | 0 | 0 | 0
5 | 30 | 7 | 3 | 1.7931 | 0 | 2.4469 | 0 | 0 | 0 | 0.0012057 | 0.059662 | 0 | 0 | 5.5827 | 0 | 9.8835 | 0 | 0 | 0 | 0 | 0 | 0 | 0 | 0 | 0 | 0 | 0 | 0 | 0 | 0.45131 | 0 | 0.71279 | 0.1573 | 0 | 0 | 0.525 | 0.70515 | 0 | 0 | 0 | 0 | 2.5515 | 0 | 0 | 0 | 0 | 0 | 0 | 0 | 0 | 0 | 0 | 0 | 0 | 0
5 | 30 | 8 | 3 | 1.7931 | 0 | 13.5789 | 0 | 0 | 0 | 0.0012057 | 0.068976 | 0 | 0 | 3.9585 | 0 | 19.4007 | 0 | 0 | 0 | 0 | 0 | 0 | 0 | 0 | 0 | 0 | 0 | 0 | 0 | 0.45131 | 0 | 0.71279 | 0.11045 | 0 | 0 | 0.42 | 0.70443 | 0 | 0 | 0 | 0 | 2.399 | 0 | 0 | 0 | 0 | 0 | 0 | 0 | 0 | 0 | 0 | 0 | 0 | 0
5 | 30 | 9 | 3 | 1.7931 | 0 | 13.5789 | 0 | 0 | 0 | 0.0012057 | 0.13827 | 0 | 0 | 3.8756 | 0 | 19.3871 | 0 | 0 | 0 | 0 | 0 | 0 | 0 | 0 | 0 | 0 | 0 | 0 | 0 | 0.45131 | 0 | 0.71279 | 0.066281 | 0.14589 | 0 | 0.315 | 0.70348 | 0 | 0 | 0 | 0 | 2.3947 | 0 | 0 | 0 | 0 | 0 | 0 | 0 | 0 | 0 | 0 | 0 | 0 | 0
5 | 30 | 10 | 3 | 1.7931 | 0 | 13.5789 | 0 | 0 | 0 | 0.0012057 | 0.19229 | 0 | 0 | 3.3659 | 0 | 18.9314 | 0 | 0 | 0 | 0 | 0 | 0 | 0 | 0 | 0 | 0 | 0 | 0 | 0 | 0.45131 | 0 | 0.71279 | 0.036455 | 0.60854 | 0 | 0.315 | 0.70256 | 0 | 0 | 0 | 0 | 2.8267 | 0 | 0 | 0 | 0 | 0 | 0 | 0 | 0 | 0 | 0 | 0 | 0 | 0
5 | 30 | 11 | 3 | 1.7931 | 0 | 13.5789 | 0 | 0 | 0 | 0.0012057 | 0.24681 | 0 | 0 | 3.9201 | 0 | 19.5401 | 0 | 0 | 0 | 0 | 0 | 0 | 0 | 0 | 0 | 0 | 0 | 0 | 0 | 0.45131 | 0 | 0.54519 | 0.015191 | 1.3654 | 0 | 0.3675 | 0.7025 | 0 | 0 | 0 | 0 | 3.447 | 0 | 0 | 0 | 0 | 0 | 0 | 0 | 0 | 0 | 0 | 0 | 0 | 0
5 | 30 | 12 | 3 | 1.7931 | 0 | 8.6313 | 0 | 0 | 0 | 0.0012057 | 0.23199 | 0 | 0 | 3.9585 | 0 | 14.6161 | 0 | 0 | 0 | 0 | 0 | 0 | 0 | 0 | 0 | 0 | 0 | 0 | 0 | 0.45131 | 0 | 0.54519 | 0.0087453 | 1.2821 | 0 | 0.42 | 0.70224 | 0 | 0 | 0 | 0 | 3.4096 | 0 | 0 | 0 | 0 | 0 | 0 | 0 | 0 | 0 | 0 | 0 | 0 | 0
5 | 30 | 13 | 3 | 1.7931 | 0 | 13.5789 | 0 | 0 | 0 | 0.0012057 | 0.29357 | 0 | 0 | 4.4297 | 0 | 20.0965 | 0 | 0 | 0 | 0 | 0 | 0 | 0 | 0 | 0 | 0 | 0 | 0 | 0 | 0.45131 | 0 | 0.54519 | 0.0023521 | 1.4934 | 0 | 0.3675 | 0.70184 | 0 | 0 | 0 | 0 | 3.5616 | 0 | 0 | 0 | 0 | 0 | 0 | 0 | 0 | 0 | 0 | 0 | 0 | 0
5 | 30 | 14 | 3 | 1.7931 | 0 | 13.5789 | 0 | 0 | 0 | 0.0012057 | 0.3395 | 0 | 0 | 3.92 | 0 | 19.6328 | 0 | 0 | 0 | 0 | 0 | 0 | 0 | 0 | 0 | 0 | 0 | 0 | 0 | 0.45131 | 0 | 0.54519 | 0.0083764 | 1.9409 | 0 | 0.3675 | 0.70163 | 0 | 0 | 0 | 0 | 4.0149 | 0 | 0 | 0 | 0 | 0 | 0 | 0 | 0 | 0 | 0 | 0 | 0 | 0
5 | 30 | 15 | 3 | 1.7931 | 0 | 13.5789 | 0 | 0 | 0 | 0.0012057 | 0.33539 | 0 | 0 | 3.3659 | 0 | 19.0745 | 0 | 0 | 0 | 0 | 0 | 0 | 0 | 0 | 0 | 0 | 0 | 0 | 0 | 0.45131 | 0 | 0.54519 | 0.026913 | 1.9339 | 0 | 0.315 | 0.70214 | 0 | 0 | 0 | 0 | 3.9745 | 0 | 0 | 0 | 0 | 0 | 0 | 0 | 0 | 0 | 0 | 0 | 0 | 0
5 | 30 | 16 | 3 | 1.7931 | 0 | 13.5789 | 0 | 0 | 0 | 0.0012057 | 0.33461 | 0 | 0 | 3.3659 | 0 | 19.0737 | 0 | 0 | 0 | 0 | 0 | 0 | 0 | 0 | 0 | 0 | 0 | 0 | 0 | 0.45131 | 0 | 0.54519 | 0.027188 | 1.8906 | 0 | 0.315 | 0.70231 | 0 | 0 | 0 | 0 | 3.9316 | 0 | 0 | 0 | 0 | 0 | 0 | 0 | 0 | 0 | 0 | 0 | 0 | 0
5 | 30 | 17 | 3 | 1.7931 | 0 | 13.5789 | 0 | 0 | 0 | 0.0012057 | 0.25115 | 0 | 0 | 5.5826 | 0 | 21.2069 | 0 | 0 | 0 | 0 | 0 | 0 | 0 | 0 | 0 | 0 | 0 | 0 | 0 | 0.45131 | 0 | 0.54519 | 0.070697 | 1.2617 | 0 | 0.525 | 0.70329 | 0 | 0 | 0 | 0 | 3.5572 | 0 | 0 | 0 | 0 | 0 | 0 | 0 | 0 | 0 | 0 | 0 | 0 | 0
5 | 30 | 18 | 3 | 1.7931 | 0 | 9.8682 | 0 | 0 | 0 | 0.0012057 | 0.19033 | 0 | 0 | 5.5826 | 0 | 17.4355 | 0 | 0 | 0 | 0 | 0 | 0 | 0 | 0 | 0 | 0 | 0 | 0 | 0 | 0.45131 | 0 | 0.54519 | 0.05262 | 0.93193 | 0 | 0.525 | 0.70302 | 0 | 0 | 0 | 0 | 3.2091 | 0 | 0 | 0 | 0 | 0 | 0 | 0 | 0 | 0 | 0 | 0 | 0 | 0
5 | 30 | 19 | 3 | 1.7931 | 0 | 2.4469 | 0 | 0 | 0 | 0.0012057 | 0.085789 | 0 | 0 | 3.9585 | 0 | 8.2855 | 0 | 0 | 0 | 0 | 0 | 0 | 0 | 0 | 0 | 0 | 0 | 0 | 0 | 0.45131 | 0 | 0.88038 | 0.070528 | 0.22963 | 0 | 0.42 | 0.70167 | 0 | 0 | 0 | 0 | 2.7535 | 0 | 0 | 0 | 0 | 0 | 0 | 0 | 0 | 0 | 0 | 0 | 0 | 0
5 | 30 | 20 | 3 | 1.7931 | 0 | 2.4469 | 0 | 0 | 0 | 0.0012057 | 0.058338 | 0 | 0 | 4.4297 | 0 | 8.7293 | 0 | 0 | 0 | 0 | 0 | 0 | 0 | 0 | 0 | 0 | 0 | 0 | 0 | 0.45131 | 0 | 1.1038 | 0.068583 | 0.057218 | 0 | 0.3675 | 0.70049 | 0 | 0 | 0 | 0 | 2.7489 | 0 | 0 | 0 | 0 | 0 | 0 | 0 | 0 | 0 | 0 | 0 | 0 | 0
5 | 30 | 21 | 3 | 1.7931 | 0 | 2.4469 | 0 | 0 | 0 | 0.0012057 | 0.049729 | 0 | 0 | 3.9585 | 0 | 8.2494 | 0 | 0 | 0 | 0 | 0 | 0 | 0 | 0 | 0 | 0 | 0 | 0 | 0 | 0.45131 | 0 | 1.2156 | 0.075979 | 0.0049597 | 0 | 0.4725 | 0.69981 | 0 | 0 | 0 | 0 | 2.9201 | 0 | 0 | 0 | 0 | 0 | 0 | 0 | 0 | 0 | 0 | 0 | 0 | 0
5 | 30 | 22 | 3 | 1.7931 | 0 | 2.4469 | 0 | 0 | 0 | 0.0012057 | 0.049349 | 0 | 0 | 4.4231 | 0 | 8.7137 | 0 | 0 | 0 | 0 | 0 | 0 | 0 | 0 | 0 | 0 | 0 | 0 | 0 | 0.45131 | 0 | 1.1038 | 0.086093 | 0 | 0 | 0.315 | 0.70008 | 0 | 0 | 0 | 0 | 2.6563 | 0 | 0 | 0 | 0 | 0 | 0 | 0 | 0 | 0 | 0 | 0 | 0 | 0
5 | 30 | 23 | 3 | 1.7931 | 0 | 2.4469 | 0 | 0 | 0 | 0.0012057 | 0.04 | 0 | 0 | 0.59499 | 0 | 4.8762 | 0 | 0 | 0 | 0 | 0 | 0 | 0 | 0 | 0 | 0 | 0 | 0 | 0 | 0.45131 | 0 | 0.88038 | 0.06848 | 0 | 0 | 0.0525 | 0.70112 | 0 | 0 | 0 | 0 | 2.1538 | 0 | 0 | 0 | 0 | 0 | 0 | 0 | 0 | 0 | 0 | 0 | 0 | 0
5 | 30 | 24 | 3 | 1.7931 | 0 | 2.4469 | 0 | 0 | 0 | 0.0012057 | 0.04 | 0 | 0 | 0.59501 | 0 | 4.8762 | 0 | 0 | 0 | 0 | 0 | 0 | 0 | 0 | 0 | 0 | 0 | 0 | 0 | 0.45131 | 0 | 0.54519 | 0.079756 | 0 | 0 | 0.0525 | 0.70274 | 0 | 0 | 0 | 0 | 1.8315 | 0 | 0 | 0 | 0 | 0 | 0 | 0 | 0 | 0 | 0 | 0 | 0 | 0
5 | 31 | 1 | 4 | 1.7931 | 0 | 2.4469 | 0 | 0 | 0 | 0.0012057 | 0.04 | 0 | 0 | 0.59504 | 0 | 4.8763 | 0 | 0 | 0 | 0 | 0 | 0 | 0 | 0 | 0 | 0 | 0 | 0 | 0 | 0.45131 | 0 | 0.32173 | 0.090498 | 0 | 0 | 0.0525 | 0.70401 | 0 | 0 | 0 | 0 | 1.62 | 0 | 0 | 0 | 0 | 0 | 0 | 0 | 0 | 0 | 0 | 0 | 0 | 0
5 | 31 | 2 | 4 | 1.7931 | 0 | 2.4469 | 0 | 0 | 0 | 0.0012057 | 0.04 | 0 | 0 | 0.59507 | 0 | 4.8763 | 0 | 0 | 0 | 0 | 0 | 0 | 0 | 0 | 0 | 0 | 0 | 0 | 0 | 0.45131 | 0 | 0.32173 | 0.097392 | 0 | 0 | 0.0525 | 0.70433 | 0 | 0 | 0 | 0 | 1.6273 | 0 | 0 | 0 | 0 | 0 | 0 | 0 | 0 | 0 | 0 | 0 | 0 | 0
5 | 31 | 3 | 4 | 1.7931 | 0 | 2.4469 | 0 | 0 | 0 | 0.0012057 | 0.04 | 0 | 0 | 0.59507 | 0 | 4.8763 | 0 | 0 | 0 | 0 | 0 | 0 | 0 | 0 | 0 | 0 | 0 | 0 | 0 | 0.45131 | 0 | 0.32173 | 0.09761 | 0 | 0 | 0.0525 | 0.7044 | 0 | 0 | 0 | 0 | 1.6276 | 0 | 0 | 0 | 0 | 0 | 0 | 0 | 0 | 0 | 0 | 0 | 0 | 0
5 | 31 | 4 | 4 | 1.7931 | 0 | 2.4469 | 0 | 0 | 0 | 0.0012057 | 0.04 | 0 | 0 | 0.59507 | 0 | 4.8763 | 0 | 0 | 0 | 0 | 0 | 0 | 0 | 0 | 0 | 0 | 0 | 0 | 0 | 0.45131 | 0 | 0.32173 | 0.10325 | 0 | 0 | 0.0525 | 0.70439 | 0 | 0 | 0 | 0 | 1.6332 | 0 | 0 | 0 | 0 | 0 | 0 | 0 | 0 | 0 | 0 | 0 | 0 | 0
5 | 31 | 5 | 4 | 1.7931 | 0 | 2.4469 | 0 | 0 | 0 | 0.0012057 | 0.04 | 0 | 0 | 0.59507 | 0 | 4.8763 | 0 | 0 | 0 | 0 | 0 | 0 | 0 | 0 | 0 | 0 | 0 | 0 | 0 | 0.45131 | 0 | 0.32173 | 0.10883 | 0 | 0 | 0.0525 | 0.70445 | 0 | 0 | 0 | 0 | 1.6388 | 0 | 0 | 0 | 0 | 0 | 0 | 0 | 0 | 0 | 0 | 0 | 0 | 0
5 | 31 | 6 | 4 | 1.7931 | 0 | 2.4469 | 0 | 0 | 0 | 0.0012057 | 0.04 | 0 | 0 | 3.3659 | 0 | 7.6471 | 0 | 0 | 0 | 0 | 0 | 0 | 0 | 0 | 0 | 0 | 0 | 0 | 0 | 0.45131 | 0 | 0.54519 | 0.098447 | 0 | 0 | 0.315 | 0.70337 | 0 | 0 | 0 | 0 | 2.1133 | 0 | 0 | 0 | 0 | 0 | 0 | 0 | 0 | 0 | 0 | 0 | 0 | 0
5 | 31 | 7 | 4 | 1.7931 | 0 | 2.4469 | 0 | 0 | 0 | 0.0012057 | 0.080047 | 0 | 0 | 5.5826 | 0 | 9.9039 | 0 | 0 | 0 | 0 | 0 | 0 | 0 | 0 | 0 | 0 | 0 | 0 | 0 | 0.45131 | 0 | 0.71279 | 0.11923 | 0 | 0 | 0.525 | 0.702 | 0 | 0 | 0 | 0 | 2.5103 | 0 | 0 | 0 | 0 | 0 | 0 | 0 | 0 | 0 | 0 | 0 | 0 | 0
5 | 31 | 8 | 4 | 1.7931 | 0 | 13.5789 | 0 | 0 | 0 | 0.0012057 | 0.21164 | 0 | 0 | 3.9585 | 0 | 19.5433 | 0 | 0 | 0 | 0 | 0 | 0 | 0 | 0 | 0 | 0 | 0 | 0 | 0 | 0.45131 | 0 | 0.71279 | 0.082732 | 0.44576 | 0 | 0.42 | 0.70127 | 0 | 0 | 0 | 0 | 2.8139 | 0 | 0 | 0 | 0 | 0 | 0 | 0 | 0 | 0 | 0 | 0 | 0 | 0
5 | 31 | 9 | 4 | 1.7931 | 0 | 13.5789 | 0 | 0 | 0 | 0.0012057 | 0.25993 | 0 | 0 | 3.8755 | 0 | 19.5087 | 0 | 0 | 0 | 0 | 0 | 0 | 0 | 0 | 0 | 0 | 0 | 0 | 0 | 0.45131 | 0 | 0.71279 | 0.040941 | 1.0955 | 0 | 0.315 | 0.70054 | 0 | 0 | 0 | 0 | 3.3161 | 0 | 0 | 0 | 0 | 0 | 0 | 0 | 0 | 0 | 0 | 0 | 0 | 0
5 | 31 | 10 | 4 | 1.7931 | 0 | 13.5789 | 0 | 0 | 0 | 0.0012057 | 0.26752 | 0 | 0 | 3.3659 | 0 | 19.0066 | 0 | 0 | 0 | 0 | 0 | 0 | 0 | 0 | 0 | 0 | 0 | 0 | 0 | 0.45131 | 0 | 0.71279 | 0.028866 | 1.4528 | 0 | 0.315 | 0.69981 | 0 | 0 | 0 | 0 | 3.6606 | 0 | 0 | 0 | 0 | 0 | 0 | 0 | 0 | 0 | 0 | 0 | 0 | 0
5 | 31 | 11 | 4 | 1.7931 | 0 | 13.5789 | 0 | 0 | 0 | 0.0012057 | 0.34596 | 0 | 0 | 3.92 | 0 | 19.6392 | 0 | 0 | 0 | 0 | 0 | 0 | 0 | 0 | 0 | 0 | 0 | 0 | 0 | 0.45131 | 0 | 0.54519 | 0.01263 | 1.8206 | 0 | 0.3675 | 0.69964 | 0 | 0 | 0 | 0 | 3.8968 | 0 | 0 | 0 | 0 | 0 | 0 | 0 | 0 | 0 | 0 | 0 | 0 | 0
5 | 31 | 12 | 4 | 1.7931 | 0 | 8.6313 | 0 | 0 | 0 | 0.0012057 | 0.2951 | 0 | 0 | 3.9585 | 0 | 14.6792 | 0 | 0 | 0 | 0 | 0 | 0 | 0 | 0 | 0 | 0 | 0 | 0 | 0 | 0.45131 | 0 | 0.54519 | 0.029245 | 1.5799 | 0 | 0.42 | 0.70006 | 0 | 0 | 0 | 0 | 3.7257 | 0 | 0 | 0 | 0 | 0 | 0 | 0 | 0 | 0 | 0 | 0 | 0 | 0
5 | 31 | 13 | 4 | 1.7931 | 0 | 13.5789 | 0 | 0 | 0 | 0.0012057 | 0.36705 | 0 | 0 | 4.4297 | 0 | 20.1699 | 0 | 0 | 0 | 0 | 0 | 0 | 0 | 0 | 0 | 0 | 0 | 0 | 0 | 0.45131 | 0 | 0.54519 | 0.017944 | 2.1029 | 0 | 0.3675 | 0.69961 | 0 | 0 | 0 | 0 | 4.1844 | 0 | 0 | 0 | 0 | 0 | 0 | 0 | 0 | 0 | 0 | 0 | 0 | 0
5 | 31 | 14 | 4 | 1.7931 | 0 | 13.5789 | 0 | 0 | 0 | 0.0012057 | 0.41532 | 0 | 0 | 3.92 | 0 | 19.7085 | 0 | 0 | 0 | 0 | 0 | 0 | 0 | 0 | 0 | 0 | 0 | 0 | 0 | 0.45131 | 0 | 0.54519 | 0.012137 | 2.4691 | 0 | 0.3675 | 0.69903 | 0 | 0 | 0 | 0 | 4.5443 | 0 | 0 | 0 | 0 | 0 | 0 | 0 | 0 | 0 | 0 | 0 | 0 | 0
5 | 31 | 15 | 4 | 1.7931 | 0 | 13.5789 | 0 | 0 | 0 | 0.0012057 | 0.41993 | 0 | 0 | 3.3658 | 0 | 19.159 | 0 | 0 | 0 | 0 | 0 | 0 | 0 | 0 | 0 | 0 | 0 | 0 | 0 | 0.45131 | 0 | 0.54519 | 0.017381 | 2.4964 | 0 | 0.315 | 0.69915 | 0 | 0 | 0 | 0 | 4.5245 | 0 | 0 | 0 | 0 | 0 | 0 | 0 | 0 | 0 | 0 | 0 | 0 | 0
5 | 31 | 16 | 4 | 1.7931 | 0 | 13.5789 | 0 | 0 | 0 | 0.0012057 | 0.40969 | 0 | 0 | 3.3658 | 0 | 19.1487 | 0 | 0 | 0 | 0 | 0 | 0 | 0 | 0 | 0 | 0 | 0 | 0 | 0 | 0.45131 | 0 | 0.54519 | 0.017228 | 2.4284 | 0 | 0.315 | 0.699 | 0 | 0 | 0 | 0 | 4.4561 | 0 | 0 | 0 | 0 | 0 | 0 | 0 | 0 | 0 | 0 | 0 | 0 | 0
5 | 31 | 17 | 4 | 1.7931 | 0 | 13.5789 | 0 | 0 | 0 | 0.0012057 | 0.3875 | 0 | 0 | 5.5825 | 0 | 21.3432 | 0 | 0 | 0 | 0 | 0 | 0 | 0 | 0 | 0 | 0 | 0 | 0 | 0 | 0.45131 | 0 | 0.54519 | 0.027794 | 2.3124 | 0 | 0.525 | 0.6993 | 0 | 0 | 0 | 0 | 4.561 | 0 | 0 | 0 | 0 | 0 | 0 | 0 | 0 | 0 | 0 | 0 | 0 | 0
5 | 31 | 18 | 4 | 1.7931 | 0 | 9.8682 | 0 | 0 | 0 | 0.0012057 | 0.29645 | 0 | 0 | 5.5825 | 0 | 17.5415 | 0 | 0 | 0 | 0 | 0 | 0 | 0 | 0 | 0 | 0 | 0 | 0 | 0 | 0.45131 | 0 | 0.54519 | 0.039256 | 1.7072 | 0 | 0.525 | 0.69994 | 0 | 0 | 0 | 0 | 3.9678 | 0 | 0 | 0 | 0 | 0 | 0 | 0 | 0 | 0 | 0 | 0 | 0 | 0
5 | 31 | 19 | 4 | 1.7931 | 0 | 2.4469 | 0 | 0 | 0 | 0.0012057 | 0.15167 | 0 | 0 | 3.9585 | 0 | 8.3514 | 0 | 0 | 0 | 0 | 0 | 0 | 0 | 0 | 0 | 0 | 0 | 0 | 0 | 0.45131 | 0 | 0.88038 | 0.046929 | 0.70461 | 0 | 0.42 | 0.699 | 0 | 0 | 0 | 0 | 3.2022 | 0 | 0 | 0 | 0 | 0 | 0 | 0 | 0 | 0 | 0 | 0 | 0 | 0
5 | 31 | 20 | 4 | 1.7931 | 0 | 2.4469 | 0 | 0 | 0 | 0.0012057 | 0.09156 | 0 | 0 | 4.4296 | 0 | 8.7624 | 0 | 0 | 0 | 0 | 0 | 0 | 0 | 0 | 0 | 0 | 0 | 0 | 0 | 0.45131 | 0 | 1.1038 | 0.048711 | 0.30987 | 0 | 0.3675 | 0.69804 | 0 | 0 | 0 | 0 | 2.9793 | 0 | 0 | 0 | 0 | 0 | 0 | 0 | 0 | 0 | 0 | 0 | 0 | 0
5 | 31 | 21 | 4 | 1.7931 | 0 | 2.4469 | 0 | 0 | 0 | 0.0012057 | 0.064424 | 0 | 0 | 3.9584 | 0 | 8.2641 | 0 | 0 | 0 | 0 | 0 | 0 | 0 | 0 | 0 | 0 | 0 | 0 | 0 | 0.45131 | 0 | 1.2156 | 0.067927 | 0.13374 | 0 | 0.4725 | 0.6975 | 0 | 0 | 0 | 0 | 3.0385 | 0 | 0 | 0 | 0 | 0 | 0 | 0 | 0 | 0 | 0 | 0 | 0 | 0
5 | 31 | 22 | 4 | 1.7931 | 0 | 2.4469 | 0 | 0 | 0 | 0.0012057 | 0.049476 | 0 | 0 | 4.4231 | 0 | 8.7138 | 0 | 0 | 0 | 0 | 0 | 0 | 0 | 0 | 0 | 0 | 0 | 0 | 0 | 0.45131 | 0 | 1.1038 | 0.085259 | 0.036018 | 0 | 0.315 | 0.69808 | 0 | 0 | 0 | 0 | 2.6895 | 0 | 0 | 0 | 0 | 0 | 0 | 0 | 0 | 0 | 0 | 0 | 0 | 0
5 | 31 | 23 | 4 | 1.7931 | 0 | 2.4469 | 0 | 0 | 0 | 0.0012057 | 0.04017 | 0 | 0 | 0.59495 | 0 | 4.8763 | 0 | 0 | 0 | 0 | 0 | 0 | 0 | 0 | 0 | 0 | 0 | 0 | 0 | 0.45131 | 0 | 0.88038 | 0.075063 | 0.0007745 | 0 | 0.0525 | 0.69933 | 0 | 0 | 0 | 0 | 2.1594 | 0 | 0 | 0 | 0 | 0 | 0 | 0 | 0 | 0 | 0 | 0 | 0 | 0
5 | 31 | 24 | 4 | 1.7931 | 0 | 2.4469 | 0 | 0 | 0 | 0.0012057 | 0.04 | 0 | 0 | 0.59497 | 0 | 4.8762 | 0 | 0 | 0 | 0 | 0 | 0 | 0 | 0 | 0 | 0 | 0 | 0 | 0 | 0.45131 | 0 | 0.54519 | 0.091941 | 0 | 0 | 0.0525 | 0.70118 | 0 | 0 | 0 | 0 | 1.8421 | 0 | 0 | 0 | 0 | 0 | 0 | 0 | 0 | 0 | 0 | 0 | 0 | 0
6 | 1 | 1 | 5 | 1.7931 | 0 | 2.4469 | 0 | 0 | 0 | 0.0012057 | 0.04 | 0 | 0 | 0.53849 | 0 | 4.8197 | 0 | 0 | 0 | 0 | 0 | 0 | 0 | 0 | 0 | 0 | 0 | 0 | 0 | 0.45131 | 0 | 0.32173 | 0.086238 | 0 | 0 | 0.0525 | 0.69909 | 0 | 0 | 0 | 0 | 1.6109 | 0 | 0 | 0 | 0 | 0 | 0 | 0 | 0 | 0 | 0 | 0 | 0 | 0
6 | 1 | 2 | 5 | 1.7931 | 0 | 2.4469 | 0 | 0 | 0 | 0.0012057 | 0.04 | 0 | 0 | 0.53845 | 0 | 4.8197 | 0 | 0 | 0 | 0 | 0 | 0 | 0 | 0 | 0 | 0 | 0 | 0 | 0 | 0.45131 | 0 | 0.32173 | 0.090324 | 0 | 0 | 0.0525 | 0.69842 | 0 | 0 | 0 | 0 | 1.6143 | 0 | 0 | 0 | 0 | 0 | 0 | 0 | 0 | 0 | 0 | 0 | 0 | 0
6 | 1 | 3 | 5 | 1.7931 | 0 | 2.4469 | 0 | 0 | 0 | 0.0012057 | 0.04 | 0 | 0 | 0.53844 | 0 | 4.8197 | 0 | 0 | 0 | 0 | 0 | 0 | 0 | 0 | 0 | 0 | 0 | 0 | 0 | 0.45131 | 0 | 0.32173 | 0.096257 | 0 | 0 | 0.0525 | 0.69823 | 0 | 0 | 0 | 0 | 1.62 | 0 | 0 | 0 | 0 | 0 | 0 | 0 | 0 | 0 | 0 | 0 | 0 | 0
6 | 1 | 4 | 5 | 1.7931 | 0 | 2.4469 | 0 | 0 | 0 | 0.0012057 | 0.04 | 0 | 0 | 0.53844 | 0 | 4.8197 | 0 | 0 | 0 | 0 | 0 | 0 | 0 | 0 | 0 | 0 | 0 | 0 | 0 | 0.45131 | 0 | 0.32173 | 0.10186 | 0 | 0 | 0.0525 | 0.69807 | 0 | 0 | 0 | 0 | 1.6255 | 0 | 0 | 0 | 0 | 0 | 0 | 0 | 0 | 0 | 0 | 0 | 0 | 0
6 | 1 | 5 | 5 | 1.7931 | 0 | 2.4469 | 0 | 0 | 0 | 0.0012057 | 0.04 | 0 | 0 | 0.53843 | 0 | 4.8197 | 0 | 0 | 0 | 0 | 0 | 0 | 0 | 0 | 0 | 0 | 0 | 0 | 0 | 0.45131 | 0 | 0.32173 | 0.0986 | 0 | 0 | 0.0525 | 0.69748 | 0 | 0 | 0 | 0 | 1.6216 | 0 | 0 | 0 | 0 | 0 | 0 | 0 | 0 | 0 | 0 | 0 | 0 | 0
6 | 1 | 6 | 5 | 1.7931 | 0 | 2.4469 | 0 | 0 | 0 | 0.0012057 | 0.04 | 0 | 0 | 3.0267 | 0 | 7.3079 | 0 | 0 | 0 | 0 | 0 | 0 | 0 | 0 | 0 | 0 | 0 | 0 | 0 | 0.45131 | 0 | 0.54519 | 0.094477 | 0 | 0 | 0.315 | 0.69627 | 0 | 0 | 0 | 0 | 2.1023 | 0 | 0 | 0 | 0 | 0 | 0 | 0 | 0 | 0 | 0 | 0 | 0 | 0
6 | 1 | 7 | 5 | 1.7931 | 0 | 2.4469 | 0 | 0 | 0 | 0.0012057 | 0.045319 | 0 | 0 | 3.9584 | 0 | 8.245 | 0 | 0 | 0 | 0 | 0 | 0 | 0 | 0 | 0 | 0 | 0 | 0 | 0 | 0.45131 | 0 | 0.71279 | 0.14114 | 0 | 0 | 0.525 | 0.69492 | 0 | 0 | 0 | 0 | 2.5252 | 0 | 0 | 0 | 0 | 0 | 0 | 0 | 0 | 0 | 0 | 0 | 0 | 0
6 | 1 | 8 | 5 | 1.7931 | 0 | 13.5789 | 0 | 0 | 0 | 0.0012057 | 0.040634 | 0 | 0 | 3.9584 | 0 | 19.3723 | 0 | 0 | 0 | 0 | 0 | 0 | 0 | 0 | 0 | 0 | 0 | 0 | 0 | 0.45131 | 0 | 0.71279 | 0.081265 | 0 | 0 | 0.42 | 0.69443 | 0 | 0 | 0 | 0 | 2.3598 | 0 | 0 | 0 | 0 | 0 | 0 | 0 | 0 | 0 | 0 | 0 | 0 | 0
6 | 1 | 9 | 5 | 1.7931 | 0 | 13.5789 | 0 | 0 | 0 | 0.0012057 | 0.054844 | 0 | 0 | 4.1235 | 0 | 19.5516 | 0 | 0 | 0 | 0 | 0 | 0 | 0 | 0 | 0 | 0 | 0 | 0 | 0 | 0.45131 | 0 | 0.71279 | 0.079019 | 0.021511 | 0 | 0.315 | 0.69403 | 0 | 0 | 0 | 0 | 2.2737 | 0 | 0 | 0 | 0 | 0 | 0 | 0 | 0 | 0 | 0 | 0 | 0 | 0
6 | 1 | 10 | 5 | 1.7931 | 0 | 13.5789 | 0 | 0 | 0 | 0.0012057 | 0.0929 | 0 | 0 | 3.0266 | 0 | 18.4927 | 0 | 0 | 0 | 0 | 0 | 0 | 0 | 0 | 0 | 0 | 0 | 0 | 0 | 0.45131 | 0 | 0.71279 | 0.072098 | 0.15985 | 0 | 0.315 | 0.69368 | 0 | 0 | 0 | 0 | 2.4047 | 0 | 0 | 0 | 0 | 0 | 0 | 0 | 0 | 0 | 0 | 0 | 0 | 0
6 | 1 | 11 | 5 | 1.7931 | 0 | 13.5789 | 0 | 0 | 0 | 0.0012057 | 0.10701 | 0 | 0 | 3.5243 | 0 | 19.0045 | 0 | 0 | 0 | 0 | 0 | 0 | 0 | 0 | 0 | 0 | 0 | 0 | 0 | 0.45131 | 0 | 0.54519 | 0.067431 | 0.31358 | 0 | 0.3675 | 0.69381 | 0 | 0 | 0 | 0 | 2.4388 | 0 | 0 | 0 | 0 | 0 | 0 | 0 | 0 | 0 | 0 | 0 | 0 | 0
6 | 1 | 12 | 5 | 1.7931 | 0 | 8.6313 | 0 | 0 | 0 | 0.0012057 | 0.09074 | 0 | 0 | 3.9584 | 0 | 14.4748 | 0 | 0 | 0 | 0 | 0 | 0 | 0 | 0 | 0 | 0 | 0 | 0 | 0 | 0.45131 | 0 | 0.54519 | 0.058943 | 0.23928 | 0 | 0.42 | 0.69385 | 0 | 0 | 0 | 0 | 2.4086 | 0 | 0 | 0 | 0 | 0 | 0 | 0 | 0 | 0 | 0 | 0 | 0 | 0
6 | 1 | 13 | 5 | 1.7931 | 0 | 13.5789 | 0 | 0 | 0 | 0.0012057 | 0.14484 | 0 | 0 | 3.5871 | 0 | 19.1051 | 0 | 0 | 0 | 0 | 0 | 0 | 0 | 0 | 0 | 0 | 0 | 0 | 0 | 0.45131 | 0 | 0.54519 | 0.059162 | 0.46225 | 0 | 0.3675 | 0.69389 | 0 | 0 | 0 | 0 | 2.5793 | 0 | 0 | 0 | 0 | 0 | 0 | 0 | 0 | 0 | 0 | 0 | 0 | 0
6 | 1 | 14 | 5 | 1.7931 | 0 | 13.5789 | 0 | 0 | 0 | 0.0012057 | 0.24508 | 0 | 0 | 3.5243 | 0 | 19.1426 | 0 | 0 | 0 | 0 | 0 | 0 | 0 | 0 | 0 | 0 | 0 | 0 | 0 | 0.45131 | 0 | 0.54519 | 0.052573 | 0.81583 | 0 | 0.3675 | 0.69376 | 0 | 0 | 0 | 0 | 2.9262 | 0 | 0 | 0 | 0 | 0 | 0 | 0 | 0 | 0 | 0 | 0 | 0 | 0
6 | 1 | 15 | 5 | 1.7931 | 0 | 13.5789 | 0 | 0 | 0 | 0.0012057 | 0.25563 | 0 | 0 | 3.0266 | 0 | 18.6555 | 0 | 0 | 0 | 0 | 0 | 0 | 0 | 0 | 0 | 0 | 0 | 0 | 0 | 0.45131 | 0 | 0.54519 | 0.052332 | 1.1494 | 0 | 0.315 | 0.69371 | 0 | 0 | 0 | 0 | 3.207 | 0 | 0 | 0 | 0 | 0 | 0 | 0 | 0 | 0 | 0 | 0 | 0 | 0
6 | 1 | 16 | 5 | 1.7931 | 0 | 13.5789 | 0 | 0 | 0 | 0.0012057 | 0.25188 | 0 | 0 | 3.0266 | 0 | 18.6517 | 0 | 0 | 0 | 0 | 0 | 0 | 0 | 0 | 0 | 0 | 0 | 0 | 0 | 0.45131 | 0 | 0.54519 | 0.052241 | 1.1777 | 0 | 0.315 | 0.69369 | 0 | 0 | 0 | 0 | 3.2352 | 0 | 0 | 0 | 0 | 0 | 0 | 0 | 0 | 0 | 0 | 0 | 0 | 0
6 | 1 | 17 | 5 | 1.7931 | 0 | 13.5789 | 0 | 0 | 0 | 0.0012057 | 0.17689 | 0 | 0 | 3.9584 | 0 | 19.5085 | 0 | 0 | 0 | 0 | 0 | 0 | 0 | 0 | 0 | 0 | 0 | 0 | 0 | 0.45131 | 0 | 0.54519 | 0.071801 | 0.73938 | 0 | 0.525 | 0.69472 | 0 | 0 | 0 | 0 | 3.0274 | 0 | 0 | 0 | 0 | 0 | 0 | 0 | 0 | 0 | 0 | 0 | 0 | 0
6 | 1 | 18 | 5 | 1.7931 | 0 | 9.8682 | 0 | 0 | 0 | 0.0012057 | 0.09511 | 0 | 0 | 6.0636 | 0 | 17.8213 | 0 | 0 | 0 | 0 | 0 | 0 | 0 | 0 | 0 | 0 | 0 | 0 | 0 | 0.45131 | 0 | 0.54519 | 0.067724 | 0.31853 | 0 | 0.525 | 0.69447 | 0 | 0 | 0 | 0 | 2.6022 | 0 | 0 | 0 | 0 | 0 | 0 | 0 | 0 | 0 | 0 | 0 | 0 | 0
6 | 1 | 19 | 5 | 1.7931 | 0 | 2.4469 | 0 | 0 | 0 | 0.0012057 | 0.04 | 0 | 0 | 3.9584 | 0 | 8.2396 | 0 | 0 | 0 | 0 | 0 | 0 | 0 | 0 | 0 | 0 | 0 | 0 | 0 | 0.45131 | 0 | 0.88038 | 0.064015 | 0 | 0 | 0.42 | 0.69308 | 0 | 0 | 0 | 0 | 2.5088 | 0 | 0 | 0 | 0 | 0 | 0 | 0 | 0 | 0 | 0 | 0 | 0 | 0
6 | 1 | 20 | 5 | 1.7931 | 0 | 2.4469 | 0 | 0 | 0 | 0.0012057 | 0.04 | 0 | 0 | 3.5871 | 0 | 7.8683 | 0 | 0 | 0 | 0 | 0 | 0 | 0 | 0 | 0 | 0 | 0 | 0 | 0 | 0.45131 | 0 | 1.1038 | 0.061747 | 0 | 0 | 0.3675 | 0.6921 | 0 | 0 | 0 | 0 | 2.6765 | 0 | 0 | 0 | 0 | 0 | 0 | 0 | 0 | 0 | 0 | 0 | 0 | 0
6 | 1 | 21 | 5 | 1.7931 | 0 | 2.4469 | 0 | 0 | 0 | 0.0012057 | 0.04 | 0 | 0 | 3.9584 | 0 | 8.2396 | 0 | 0 | 0 | 0 | 0 | 0 | 0 | 0 | 0 | 0 | 0 | 0 | 0 | 0.45131 | 0 | 1.2156 | 0.05733 | 0 | 0 | 0.4725 | 0.69115 | 0 | 0 | 0 | 0 | 2.8879 | 0 | 0 | 0 | 0 | 0 | 0 | 0 | 0 | 0 | 0 | 0 | 0 | 0
6 | 1 | 22 | 5 | 1.7931 | 0 | 2.4469 | 0 | 0 | 0 | 0.0012057 | 0.04026 | 0 | 0 | 3.5811 | 0 | 7.8626 | 0 | 0 | 0 | 0 | 0 | 0 | 0 | 0 | 0 | 0 | 0 | 0 | 0 | 0.45131 | 0 | 1.1038 | 0.096958 | 0 | 0 | 0.315 | 0.69142 | 0 | 0 | 0 | 0 | 2.6585 | 0 | 0 | 0 | 0 | 0 | 0 | 0 | 0 | 0 | 0 | 0 | 0 | 0
6 | 1 | 23 | 5 | 1.7931 | 0 | 2.4469 | 0 | 0 | 0 | 0.0012057 | 0.04 | 0 | 0 | 0.5383 | 0 | 4.8195 | 0 | 0 | 0 | 0 | 0 | 0 | 0 | 0 | 0 | 0 | 0 | 0 | 0 | 0.45131 | 0 | 0.88038 | 0.062456 | 0 | 0 | 0.0525 | 0.69226 | 0 | 0 | 0 | 0 | 2.1389 | 0 | 0 | 0 | 0 | 0 | 0 | 0 | 0 | 0 | 0 | 0 | 0 | 0
6 | 1 | 24 | 5 | 1.7931 | 0 | 2.4469 | 0 | 0 | 0 | 0.0012057 | 0.04 | 0 | 0 | 0.53832 | 0 | 4.8195 | 0 | 0 | 0 | 0 | 0 | 0 | 0 | 0 | 0 | 0 | 0 | 0 | 0 | 0.45131 | 0 | 0.54519 | 0.0704 | 0 | 0 | 0.0525 | 0.69388 | 0 | 0 | 0 | 0 | 1.8133 | 0 | 0 | 0 | 0 | 0 | 0 | 0 | 0 | 0 | 0 | 0 | 0 | 0
6 | 2 | 1 | 6 | 1.7931 | 0 | 2.4469 | 0 | 0 | 0 | 0.0012057 | 0.04 | 0 | 0 | 0.53835 | 0 | 4.8196 | 0 | 0 | 0 | 0 | 0 | 0 | 0 | 0 | 0 | 0 | 0 | 0 | 0 | 0.45131 | 0 | 0.32173 | 0.071611 | 0 | 0 | 0.0525 | 0.69532 | 0 | 0 | 0 | 0 | 1.5925 | 0 | 0 | 0 | 0 | 0 | 0 | 0 | 0 | 0 | 0 | 0 | 0 | 0
6 | 2 | 2 | 6 | 1.7931 | 0 | 2.4469 | 0 | 0 | 0 | 0.0012057 | 0.04 | 0 | 0 | 0.53838 | 0 | 4.8196 | 0 | 0 | 0 | 0 | 0 | 0 | 0 | 0 | 0 | 0 | 0 | 0 | 0 | 0.45131 | 0 | 0.32173 | 0.073494 | 0 | 0 | 0.0525 | 0.6957 | 0 | 0 | 0 | 0 | 1.5947 | 0 | 0 | 0 | 0 | 0 | 0 | 0 | 0 | 0 | 0 | 0 | 0 | 0
6 | 2 | 3 | 6 | 1.7931 | 0 | 2.4469 | 0 | 0 | 0 | 0.0012057 | 0.04 | 0 | 0 | 0.53839 | 0 | 4.8196 | 0 | 0 | 0 | 0 | 0 | 0 | 0 | 0 | 0 | 0 | 0 | 0 | 0 | 0.45131 | 0 | 0.32173 | 0.073689 | 0 | 0 | 0.0525 | 0.69573 | 0 | 0 | 0 | 0 | 1.595 | 0 | 0 | 0 | 0 | 0 | 0 | 0 | 0 | 0 | 0 | 0 | 0 | 0
6 | 2 | 4 | 6 | 1.7931 | 0 | 2.4469 | 0 | 0 | 0 | 0.0012057 | 0.04 | 0 | 0 | 0.53839 | 0 | 4.8196 | 0 | 0 | 0 | 0 | 0 | 0 | 0 | 0 | 0 | 0 | 0 | 0 | 0 | 0.45131 | 0 | 0.32173 | 0.077828 | 0 | 0 | 0.0525 | 0.69594 | 0 | 0 | 0 | 0 | 1.5993 | 0 | 0 | 0 | 0 | 0 | 0 | 0 | 0 | 0 | 0 | 0 | 0 | 0
6 | 2 | 5 | 6 | 1.7931 | 0 | 2.4469 | 0 | 0 | 0 | 0.0012057 | 0.04 | 0 | 0 | 0.53839 | 0 | 4.8196 | 0 | 0 | 0 | 0 | 0 | 0 | 0 | 0 | 0 | 0 | 0 | 0 | 0 | 0.45131 | 0 | 0.32173 | 0.074718 | 0 | 0 | 0.0525 | 0.69593 | 0 | 0 | 0 | 0 | 1.5962 | 0 | 0 | 0 | 0 | 0 | 0 | 0 | 0 | 0 | 0 | 0 | 0 | 0
6 | 2 | 6 | 6 | 1.7931 | 0 | 2.4469 | 0 | 0 | 0 | 0.0012057 | 0.04 | 0 | 0 | 3.0267 | 0 | 7.3079 | 0 | 0 | 0 | 0 | 0 | 0 | 0 | 0 | 0 | 0 | 0 | 0 | 0 | 0.45131 | 0 | 0.54519 | 0.066766 | 0 | 0 | 0.315 | 0.69489 | 0 | 0 | 0 | 0 | 2.0732 | 0 | 0 | 0 | 0 | 0 | 0 | 0 | 0 | 0 | 0 | 0 | 0 | 0
6 | 2 | 7 | 6 | 1.7931 | 0 | 2.4469 | 0 | 0 | 0 | 0.0012057 | 0.042922 | 0 | 0 | 3.9584 | 0 | 8.2426 | 0 | 0 | 0 | 0 | 0 | 0 | 0 | 0 | 0 | 0 | 0 | 0 | 0 | 0.45131 | 0 | 0.71279 | 0.088582 | 0 | 0 | 0.525 | 0.69407 | 0 | 0 | 0 | 0 | 2.4718 | 0 | 0 | 0 | 0 | 0 | 0 | 0 | 0 | 0 | 0 | 0 | 0 | 0
6 | 2 | 8 | 6 | 1.7931 | 0 | 13.5789 | 0 | 0 | 0 | 0.0012057 | 0.058733 | 0 | 0 | 3.9584 | 0 | 19.3903 | 0 | 0 | 0 | 0 | 0 | 0 | 0 | 0 | 0 | 0 | 0 | 0 | 0 | 0.45131 | 0 | 0.71279 | 0.045793 | 0 | 0 | 0.42 | 0.69361 | 0 | 0 | 0 | 0 | 2.3235 | 0 | 0 | 0 | 0 | 0 | 0 | 0 | 0 | 0 | 0 | 0 | 0 | 0
6 | 2 | 9 | 6 | 1.7931 | 0 | 13.5789 | 0 | 0 | 0 | 0.0012057 | 0.098945 | 0 | 0 | 4.1235 | 0 | 19.5957 | 0 | 0 | 0 | 0 | 0 | 0 | 0 | 0 | 0 | 0 | 0 | 0 | 0 | 0.45131 | 0 | 0.71279 | 0.034847 | 0.05664 | 0 | 0.315 | 0.69318 | 0 | 0 | 0 | 0 | 2.2638 | 0 | 0 | 0 | 0 | 0 | 0 | 0 | 0 | 0 | 0 | 0 | 0 | 0
6 | 2 | 10 | 6 | 1.7931 | 0 | 13.5789 | 0 | 0 | 0 | 0.0012057 | 0.12486 | 0 | 0 | 3.0266 | 0 | 18.5247 | 0 | 0 | 0 | 0 | 0 | 0 | 0 | 0 | 0 | 0 | 0 | 0 | 0 | 0.45131 | 0 | 0.71279 | 0.023975 | 0.32525 | 0 | 0.315 | 0.6927 | 0 | 0 | 0 | 0 | 2.521 | 0 | 0 | 0 | 0 | 0 | 0 | 0 | 0 | 0 | 0 | 0 | 0 | 0
6 | 2 | 11 | 6 | 1.7931 | 0 | 13.5789 | 0 | 0 | 0 | 0.0012057 | 0.21927 | 0 | 0 | 3.5242 | 0 | 19.1167 | 0 | 0 | 0 | 0 | 0 | 0 | 0 | 0 | 0 | 0 | 0 | 0 | 0 | 0.45131 | 0 | 0.54519 | 0.017695 | 0.66582 | 0 | 0.3675 | 0.69292 | 0 | 0 | 0 | 0 | 2.7404 | 0 | 0 | 0 | 0 | 0 | 0 | 0 | 0 | 0 | 0 | 0 | 0 | 0
6 | 2 | 12 | 6 | 1.7931 | 0 | 8.6313 | 0 | 0 | 0 | 0.0012057 | 0.19375 | 0 | 0 | 3.9584 | 0 | 14.5778 | 0 | 0 | 0 | 0 | 0 | 0 | 0 | 0 | 0 | 0 | 0 | 0 | 0 | 0.45131 | 0 | 0.54519 | 0.014596 | 0.94908 | 0 | 0.42 | 0.69315 | 0 | 0 | 0 | 0 | 3.0733 | 0 | 0 | 0 | 0 | 0 | 0 | 0 | 0 | 0 | 0 | 0 | 0 | 0
6 | 2 | 13 | 6 | 1.7931 | 0 | 13.5789 | 0 | 0 | 0 | 0.0012057 | 0.16522 | 0 | 0 | 3.587 | 0 | 19.1255 | 0 | 0 | 0 | 0 | 0 | 0 | 0 | 0 | 0 | 0 | 0 | 0 | 0 | 0.45131 | 0 | 0.54519 | 0.010755 | 0.77778 | 0 | 0.3675 | 0.69268 | 0 | 0 | 0 | 0 | 2.8452 | 0 | 0 | 0 | 0 | 0 | 0 | 0 | 0 | 0 | 0 | 0 | 0 | 0
6 | 2 | 14 | 6 | 1.7931 | 0 | 13.5789 | 0 | 0 | 0 | 0.0012057 | 0.26942 | 0 | 0 | 3.5242 | 0 | 19.1669 | 0 | 0 | 0 | 0 | 0 | 0 | 0 | 0 | 0 | 0 | 0 | 0 | 0 | 0.45131 | 0 | 0.54519 | 0.0075884 | 1.2823 | 0 | 0.3675 | 0.69305 | 0 | 0 | 0 | 0 | 3.3469 | 0 | 0 | 0 | 0 | 0 | 0 | 0 | 0 | 0 | 0 | 0 | 0 | 0
6 | 2 | 15 | 6 | 1.7931 | 0 | 13.5789 | 0 | 0 | 0 | 0.0012057 | 0.33962 | 0 | 0 | 3.0266 | 0 | 18.7394 | 0 | 0 | 0 | 0 | 0 | 0 | 0 | 0 | 0 | 0 | 0 | 0 | 0 | 0.45131 | 0 | 0.54519 | 0.0040827 | 1.8653 | 0 | 0.315 | 0.69287 | 0 | 0 | 0 | 0 | 3.8737 | 0 | 0 | 0 | 0 | 0 | 0 | 0 | 0 | 0 | 0 | 0 | 0 | 0
6 | 2 | 16 | 6 | 1.7931 | 0 | 13.5789 | 0 | 0 | 0 | 0.0012057 | 0.34226 | 0 | 0 | 3.0266 | 0 | 18.7421 | 0 | 0 | 0 | 0 | 0 | 0 | 0 | 0 | 0 | 0 | 0 | 0 | 0 | 0.45131 | 0 | 0.54519 | 0.003936 | 1.9743 | 0 | 0.315 | 0.69239 | 0 | 0 | 0 | 0 | 3.9822 | 0 | 0 | 0 | 0 | 0 | 0 | 0 | 0 | 0 | 0 | 0 | 0 | 0
6 | 2 | 17 | 6 | 1.7931 | 0 | 13.5789 | 0 | 0 | 0 | 0.0012057 | 0.19858 | 0 | 0 | 3.9584 | 0 | 19.5302 | 0 | 0 | 0 | 0 | 0 | 0 | 0 | 0 | 0 | 0 | 0 | 0 | 0 | 0.45131 | 0 | 0.54519 | 0.039966 | 0.94784 | 0 | 0.525 | 0.69385 | 0 | 0 | 0 | 0 | 3.2032 | 0 | 0 | 0 | 0 | 0 | 0 | 0 | 0 | 0 | 0 | 0 | 0 | 0
6 | 2 | 18 | 6 | 1.7931 | 0 | 9.8682 | 0 | 0 | 0 | 0.0012057 | 0.12867 | 0 | 0 | 6.0636 | 0 | 17.8548 | 0 | 0 | 0 | 0 | 0 | 0 | 0 | 0 | 0 | 0 | 0 | 0 | 0 | 0.45131 | 0 | 0.54519 | 0.033888 | 0.53544 | 0 | 0.525 | 0.69414 | 0 | 0 | 0 | 0 | 2.785 | 0 | 0 | 0 | 0 | 0 | 0 | 0 | 0 | 0 | 0 | 0 | 0 | 0
6 | 2 | 19 | 6 | 1.7931 | 0 | 2.4469 | 0 | 0 | 0 | 0.0012057 | 0.047152 | 0 | 0 | 3.9584 | 0 | 8.2468 | 0 | 0 | 0 | 0 | 0 | 0 | 0 | 0 | 0 | 0 | 0 | 0 | 0 | 0.45131 | 0 | 0.88038 | 0.026688 | 0.040505 | 0 | 0.42 | 0.69243 | 0 | 0 | 0 | 0 | 2.5113 | 0 | 0 | 0 | 0 | 0 | 0 | 0 | 0 | 0 | 0 | 0 | 0 | 0
6 | 2 | 20 | 6 | 1.7931 | 0 | 2.4469 | 0 | 0 | 0 | 0.0012057 | 0.04 | 0 | 0 | 3.587 | 0 | 7.8683 | 0 | 0 | 0 | 0 | 0 | 0 | 0 | 0 | 0 | 0 | 0 | 0 | 0 | 0.45131 | 0 | 1.1038 | 0.042658 | 0 | 0 | 0.3675 | 0.69183 | 0 | 0 | 0 | 0 | 2.6571 | 0 | 0 | 0 | 0 | 0 | 0 | 0 | 0 | 0 | 0 | 0 | 0 | 0
6 | 2 | 21 | 6 | 1.7931 | 0 | 2.4469 | 0 | 0 | 0 | 0.0012057 | 0.04 | 0 | 0 | 3.9584 | 0 | 8.2396 | 0 | 0 | 0 | 0 | 0 | 0 | 0 | 0 | 0 | 0 | 0 | 0 | 0 | 0.45131 | 0 | 1.2156 | 0.03783 | 0 | 0 | 0.4725 | 0.69115 | 0 | 0 | 0 | 0 | 2.8684 | 0 | 0 | 0 | 0 | 0 | 0 | 0 | 0 | 0 | 0 | 0 | 0 | 0
6 | 2 | 22 | 6 | 1.7931 | 0 | 2.4469 | 0 | 0 | 0 | 0.0012057 | 0.04 | 0 | 0 | 3.5811 | 0 | 7.8624 | 0 | 0 | 0 | 0 | 0 | 0 | 0 | 0 | 0 | 0 | 0 | 0 | 0 | 0.45131 | 0 | 1.1038 | 0.038457 | 0 | 0 | 0.315 | 0.69138 | 0 | 0 | 0 | 0 | 2.6 | 0 | 0 | 0 | 0 | 0 | 0 | 0 | 0 | 0 | 0 | 0 | 0 | 0
6 | 2 | 23 | 6 | 1.7931 | 0 | 2.4469 | 0 | 0 | 0 | 0.0012057 | 0.04 | 0 | 0 | 0.5383 | 0 | 4.8195 | 0 | 0 | 0 | 0 | 0 | 0 | 0 | 0 | 0 | 0 | 0 | 0 | 0 | 0.45131 | 0 | 0.88038 | 0.041253 | 0 | 0 | 0.0525 | 0.69227 | 0 | 0 | 0 | 0 | 2.1177 | 0 | 0 | 0 | 0 | 0 | 0 | 0 | 0 | 0 | 0 | 0 | 0 | 0
6 | 2 | 24 | 6 | 1.7931 | 0 | 2.4469 | 0 | 0 | 0 | 0.0012057 | 0.04 | 0 | 0 | 0.53832 | 0 | 4.8195 | 0 | 0 | 0 | 0 | 0 | 0 | 0 | 0 | 0 | 0 | 0 | 0 | 0 | 0.45131 | 0 | 0.54519 | 0.049921 | 0 | 0 | 0.0525 | 0.69389 | 0 | 0 | 0 | 0 | 1.7928 | 0 | 0 | 0 | 0 | 0 | 0 | 0 | 0 | 0 | 0 | 0 | 0 | 0
6 | 3 | 1 | 7 | 1.7931 | 0 | 2.4469 | 0 | 0 | 0 | 0.0012057 | 0.04 | 0 | 0 | 0.53835 | 0 | 4.8196 | 0 | 0 | 0 | 0 | 0 | 0 | 0 | 0 | 0 | 0 | 0 | 0 | 0 | 0.45131 | 0 | 0.32173 | 0.05448 | 0 | 0 | 0.0525 | 0.69514 | 0 | 0 | 0 | 0 | 1.5752 | 0 | 0 | 0 | 0 | 0 | 0 | 0 | 0 | 0 | 0 | 0 | 0 | 0
6 | 3 | 2 | 7 | 1.7931 | 0 | 2.4469 | 0 | 0 | 0 | 0.0012057 | 0.04 | 0 | 0 | 0.53838 | 0 | 4.8196 | 0 | 0 | 0 | 0 | 0 | 0 | 0 | 0 | 0 | 0 | 0 | 0 | 0 | 0.45131 | 0 | 0.32173 | 0.058953 | 0 | 0 | 0.0525 | 0.69539 | 0 | 0 | 0 | 0 | 1.5799 | 0 | 0 | 0 | 0 | 0 | 0 | 0 | 0 | 0 | 0 | 0 | 0 | 0
6 | 3 | 3 | 7 | 1.7931 | 0 | 2.4469 | 0 | 0 | 0 | 0.0012057 | 0.04 | 0 | 0 | 0.53838 | 0 | 4.8196 | 0 | 0 | 0 | 0 | 0 | 0 | 0 | 0 | 0 | 0 | 0 | 0 | 0 | 0.45131 | 0 | 0.32173 | 0.066271 | 0 | 0 | 0.0525 | 0.6955 | 0 | 0 | 0 | 0 | 1.5873 | 0 | 0 | 0 | 0 | 0 | 0 | 0 | 0 | 0 | 0 | 0 | 0 | 0
6 | 3 | 4 | 7 | 1.7931 | 0 | 2.4469 | 0 | 0 | 0 | 0.0012057 | 0.04 | 0 | 0 | 0.53838 | 0 | 4.8196 | 0 | 0 | 0 | 0 | 0 | 0 | 0 | 0 | 0 | 0 | 0 | 0 | 0 | 0.45131 | 0 | 0.32173 | 0.069261 | 0 | 0 | 0.0525 | 0.69545 | 0 | 0 | 0 | 0 | 1.5902 | 0 | 0 | 0 | 0 | 0 | 0 | 0 | 0 | 0 | 0 | 0 | 0 | 0
6 | 3 | 5 | 7 | 1.7931 | 0 | 2.4469 | 0 | 0 | 0 | 0.0012057 | 0.04 | 0 | 0 | 0.53838 | 0 | 4.8196 | 0 | 0 | 0 | 0 | 0 | 0 | 0 | 0 | 0 | 0 | 0 | 0 | 0 | 0.45131 | 0 | 0.32173 | 0.070199 | 0 | 0 | 0.0525 | 0.69565 | 0 | 0 | 0 | 0 | 1.5914 | 0 | 0 | 0 | 0 | 0 | 0 | 0 | 0 | 0 | 0 | 0 | 0 | 0
6 | 3 | 6 | 7 | 1.7931 | 0 | 2.4469 | 0 | 0 | 0 | 0.0012057 | 0.04 | 0 | 0 | 3.0267 | 0 | 7.3079 | 0 | 0 | 0 | 0 | 0 | 0 | 0 | 0 | 0 | 0 | 0 | 0 | 0 | 0.45131 | 0 | 0.54519 | 0.068384 | 0 | 0 | 0.315 | 0.69457 | 0 | 0 | 0 | 0 | 2.0745 | 0 | 0 | 0 | 0 | 0 | 0 | 0 | 0 | 0 | 0 | 0 | 0 | 0
6 | 3 | 7 | 7 | 1.7931 | 0 | 2.4469 | 0 | 0 | 0 | 0.0012057 | 0.041558 | 0 | 0 | 3.9584 | 0 | 8.2412 | 0 | 0 | 0 | 0 | 0 | 0 | 0 | 0 | 0 | 0 | 0 | 0 | 0 | 0.45131 | 0 | 0.71279 | 0.094814 | 0 | 0 | 0.525 | 0.69363 | 0 | 0 | 0 | 0 | 2.4775 | 0 | 0 | 0 | 0 | 0 | 0 | 0 | 0 | 0 | 0 | 0 | 0 | 0
6 | 3 | 8 | 7 | 1.7931 | 0 | 13.5789 | 0 | 0 | 0 | 0.0012057 | 0.058986 | 0 | 0 | 3.9584 | 0 | 19.3906 | 0 | 0 | 0 | 0 | 0 | 0 | 0 | 0 | 0 | 0 | 0 | 0 | 0 | 0.45131 | 0 | 0.71279 | 0.056643 | 0 | 0 | 0.42 | 0.69326 | 0 | 0 | 0 | 0 | 2.334 | 0 | 0 | 0 | 0 | 0 | 0 | 0 | 0 | 0 | 0 | 0 | 0 | 0
6 | 3 | 9 | 7 | 1.7931 | 0 | 13.5789 | 0 | 0 | 0 | 0.0012057 | 0.15007 | 0 | 0 | 4.1235 | 0 | 19.6468 | 0 | 0 | 0 | 0 | 0 | 0 | 0 | 0 | 0 | 0 | 0 | 0 | 0 | 0.45131 | 0 | 0.71279 | 0.049734 | 0.34686 | 0 | 0.315 | 0.69299 | 0 | 0 | 0 | 0 | 2.5687 | 0 | 0 | 0 | 0 | 0 | 0 | 0 | 0 | 0 | 0 | 0 | 0 | 0
6 | 3 | 10 | 7 | 1.7931 | 0 | 13.5789 | 0 | 0 | 0 | 0.0012057 | 0.20503 | 0 | 0 | 3.0266 | 0 | 18.6048 | 0 | 0 | 0 | 0 | 0 | 0 | 0 | 0 | 0 | 0 | 0 | 0 | 0 | 0.45131 | 0 | 0.71279 | 0.04234 | 0.77317 | 0 | 0.315 | 0.69257 | 0 | 0 | 0 | 0 | 2.9872 | 0 | 0 | 0 | 0 | 0 | 0 | 0 | 0 | 0 | 0 | 0 | 0 | 0
6 | 3 | 11 | 7 | 1.7931 | 0 | 13.5789 | 0 | 0 | 0 | 0.0012057 | 0.24984 | 0 | 0 | 3.5242 | 0 | 19.1473 | 0 | 0 | 0 | 0 | 0 | 0 | 0 | 0 | 0 | 0 | 0 | 0 | 0 | 0.45131 | 0 | 0.54519 | 0.037365 | 1.2275 | 0 | 0.3675 | 0.69294 | 0 | 0 | 0 | 0 | 3.3218 | 0 | 0 | 0 | 0 | 0 | 0 | 0 | 0 | 0 | 0 | 0 | 0 | 0
6 | 3 | 12 | 7 | 1.7931 | 0 | 8.6313 | 0 | 0 | 0 | 0.0012057 | 0.23157 | 0 | 0 | 3.9584 | 0 | 14.6156 | 0 | 0 | 0 | 0 | 0 | 0 | 0 | 0 | 0 | 0 | 0 | 0 | 0 | 0.45131 | 0 | 0.54519 | 0.030556 | 1.0388 | 0 | 0.42 | 0.69276 | 0 | 0 | 0 | 0 | 3.1787 | 0 | 0 | 0 | 0 | 0 | 0 | 0 | 0 | 0 | 0 | 0 | 0 | 0
6 | 3 | 13 | 7 | 1.7931 | 0 | 13.5789 | 0 | 0 | 0 | 0.0012057 | 0.26169 | 0 | 0 | 3.587 | 0 | 19.2219 | 0 | 0 | 0 | 0 | 0 | 0 | 0 | 0 | 0 | 0 | 0 | 0 | 0 | 0.45131 | 0 | 0.54519 | 0.02735 | 1.1316 | 0 | 0.3675 | 0.69277 | 0 | 0 | 0 | 0 | 3.2158 | 0 | 0 | 0 | 0 | 0 | 0 | 0 | 0 | 0 | 0 | 0 | 0 | 0
6 | 3 | 14 | 7 | 1.7931 | 0 | 13.5789 | 0 | 0 | 0 | 0.0012057 | 0.23243 | 0 | 0 | 3.5243 | 0 | 19.1299 | 0 | 0 | 0 | 0 | 0 | 0 | 0 | 0 | 0 | 0 | 0 | 0 | 0 | 0.45131 | 0 | 0.54519 | 0.027119 | 1.075 | 0 | 0.3675 | 0.69265 | 0 | 0 | 0 | 0 | 3.1587 | 0 | 0 | 0 | 0 | 0 | 0 | 0 | 0 | 0 | 0 | 0 | 0 | 0
6 | 3 | 15 | 7 | 1.7931 | 0 | 13.5789 | 0 | 0 | 0 | 0.0012057 | 0.3329 | 0 | 0 | 3.0266 | 0 | 18.7327 | 0 | 0 | 0 | 0 | 0 | 0 | 0 | 0 | 0 | 0 | 0 | 0 | 0 | 0.45131 | 0 | 0.54519 | 0.02013 | 1.7003 | 0 | 0.315 | 0.69234 | 0 | 0 | 0 | 0 | 3.7243 | 0 | 0 | 0 | 0 | 0 | 0 | 0 | 0 | 0 | 0 | 0 | 0 | 0
6 | 3 | 16 | 7 | 1.7931 | 0 | 13.5789 | 0 | 0 | 0 | 0.0012057 | 0.363 | 0 | 0 | 3.0266 | 0 | 18.7628 | 0 | 0 | 0 | 0 | 0 | 0 | 0 | 0 | 0 | 0 | 0 | 0 | 0 | 0.45131 | 0 | 0.54519 | 0.013391 | 1.9059 | 0 | 0.315 | 0.69206 | 0 | 0 | 0 | 0 | 3.9228 | 0 | 0 | 0 | 0 | 0 | 0 | 0 | 0 | 0 | 0 | 0 | 0 | 0
6 | 3 | 17 | 7 | 1.7931 | 0 | 13.5789 | 0 | 0 | 0 | 0.0012057 | 0.33282 | 0 | 0 | 3.9584 | 0 | 19.6644 | 0 | 0 | 0 | 0 | 0 | 0 | 0 | 0 | 0 | 0 | 0 | 0 | 0 | 0.45131 | 0 | 0.54519 | 0.016258 | 1.7131 | 0 | 0.525 | 0.69184 | 0 | 0 | 0 | 0 | 3.9427 | 0 | 0 | 0 | 0 | 0 | 0 | 0 | 0 | 0 | 0 | 0 | 0 | 0
6 | 3 | 18 | 7 | 1.7931 | 0 | 9.8682 | 0 | 0 | 0 | 0.0012057 | 0.24768 | 0 | 0 | 6.0636 | 0 | 17.9738 | 0 | 0 | 0 | 0 | 0 | 0 | 0 | 0 | 0 | 0 | 0 | 0 | 0 | 0.45131 | 0 | 0.54519 | 0.022819 | 1.1666 | 0 | 0.525 | 0.69209 | 0 | 0 | 0 | 0 | 3.403 | 0 | 0 | 0 | 0 | 0 | 0 | 0 | 0 | 0 | 0 | 0 | 0 | 0
6 | 3 | 19 | 7 | 1.7931 | 0 | 2.4469 | 0 | 0 | 0 | 0.0012057 | 0.11578 | 0 | 0 | 3.9584 | 0 | 8.3154 | 0 | 0 | 0 | 0 | 0 | 0 | 0 | 0 | 0 | 0 | 0 | 0 | 0 | 0.45131 | 0 | 0.88038 | 0.026769 | 0.41538 | 0 | 0.42 | 0.69106 | 0 | 0 | 0 | 0 | 2.8849 | 0 | 0 | 0 | 0 | 0 | 0 | 0 | 0 | 0 | 0 | 0 | 0 | 0
6 | 3 | 20 | 7 | 1.7931 | 0 | 2.4469 | 0 | 0 | 0 | 0.0012057 | 0.070692 | 0 | 0 | 3.587 | 0 | 7.8989 | 0 | 0 | 0 | 0 | 0 | 0 | 0 | 0 | 0 | 0 | 0 | 0 | 0 | 0.45131 | 0 | 1.1038 | 0 | 0.16408 | 0 | 0.3675 | 0.6901 | 0 | 0 | 0 | 0 | 2.7768 | 0 | 0 | 0 | 0 | 0 | 0 | 0 | 0 | 0 | 0 | 0 | 0 | 0
6 | 3 | 21 | 7 | 1.7931 | 0 | 2.4469 | 0 | 0 | 0 | 0.0012057 | 0.049459 | 0 | 0 | 3.9583 | 0 | 8.249 | 0 | 0 | 0 | 0 | 0 | 0 | 0 | 0 | 0 | 0 | 0 | 0 | 0 | 0.45131 | 0 | 1.2156 | 0 | 0.04852 | 0 | 0.4725 | 0.6901 | 0 | 0 | 0 | 0 | 2.878 | 0 | 0 | 0 | 0 | 0 | 0 | 0 | 0 | 0 | 0 | 0 | 0 | 0
6 | 3 | 22 | 7 | 1.7931 | 0 | 2.4469 | 0 | 0 | 0 | 0.0012057 | 0.043646 | 0 | 0 | 3.581 | 0 | 7.8659 | 0 | 0 | 0 | 0 | 0 | 0 | 0 | 0 | 0 | 0 | 0 | 0 | 0 | 0.45131 | 0 | 1.1038 | 0 | 0.018468 | 0 | 0.315 | 0.6901 | 0 | 0 | 0 | 0 | 2.5787 | 0 | 0 | 0 | 0 | 0 | 0 | 0 | 0 | 0 | 0 | 0 | 0 | 0
6 | 3 | 23 | 7 | 1.7931 | 0 | 2.4469 | 0 | 0 | 0 | 0.0012057 | 0.04 | 0 | 0 | 0.53824 | 0 | 4.8195 | 0 | 0 | 0 | 0 | 0 | 0 | 0 | 0 | 0 | 0 | 0 | 0 | 0 | 0.45131 | 0 | 0.88038 | 0.036418 | 0 | 0 | 0.0525 | 0.69054 | 0 | 0 | 0 | 0 | 2.1111 | 0 | 0 | 0 | 0 | 0 | 0 | 0 | 0 | 0 | 0 | 0 | 0 | 0
6 | 3 | 24 | 7 | 1.7931 | 0 | 2.4469 | 0 | 0 | 0 | 0.0012057 | 0.04 | 0 | 0 | 0.53829 | 0 | 4.8195 | 0 | 0 | 0 | 0 | 0 | 0 | 0 | 0 | 0 | 0 | 0 | 0 | 0 | 0.45131 | 0 | 0.54519 | 0.044681 | 0 | 0 | 0.0525 | 0.69242 | 0 | 0 | 0 | 0 | 1.7861 | 0 | 0 | 0 | 0 | 0 | 0 | 0 | 0 | 0 | 0 | 0 | 0 | 0
6 | 4 | 1 | 1 | 1.7931 | 0 | 2.4469 | 0 | 0 | 0 | 0.0012057 | 0.04 | 0 | 0 | 0.53832 | 0 | 4.8195 | 0 | 0 | 0 | 0 | 0 | 0 | 0 | 0 | 0 | 0 | 0 | 0 | 0 | 0.45131 | 0 | 0.32173 | 0.052765 | 0 | 0 | 0.0525 | 0.69379 | 0 | 0 | 0 | 0 | 1.5721 | 0 | 0 | 0 | 0 | 0 | 0 | 0 | 0 | 0 | 0 | 0 | 0 | 0
6 | 4 | 2 | 1 | 1.7931 | 0 | 2.4469 | 0 | 0 | 0 | 0.0012057 | 0.04 | 0 | 0 | 0.53835 | 0 | 4.8196 | 0 | 0 | 0 | 0 | 0 | 0 | 0 | 0 | 0 | 0 | 0 | 0 | 0 | 0.45131 | 0 | 0.32173 | 0.060856 | 0 | 0 | 0.0525 | 0.69424 | 0 | 0 | 0 | 0 | 1.5806 | 0 | 0 | 0 | 0 | 0 | 0 | 0 | 0 | 0 | 0 | 0 | 0 | 0
6 | 4 | 3 | 1 | 1.7931 | 0 | 2.4469 | 0 | 0 | 0 | 0.0012057 | 0.04 | 0 | 0 | 0.53836 | 0 | 4.8196 | 0 | 0 | 0 | 0 | 0 | 0 | 0 | 0 | 0 | 0 | 0 | 0 | 0 | 0.45131 | 0 | 0.32173 | 0.067408 | 0 | 0 | 0.0525 | 0.69434 | 0 | 0 | 0 | 0 | 1.5873 | 0 | 0 | 0 | 0 | 0 | 0 | 0 | 0 | 0 | 0 | 0 | 0 | 0
6 | 4 | 4 | 1 | 1.7931 | 0 | 2.4469 | 0 | 0 | 0 | 0.0012057 | 0.04 | 0 | 0 | 0.53836 | 0 | 4.8196 | 0 | 0 | 0 | 0 | 0 | 0 | 0 | 0 | 0 | 0 | 0 | 0 | 0 | 0.45131 | 0 | 0.32173 | 0.069388 | 0 | 0 | 0.0525 | 0.69416 | 0 | 0 | 0 | 0 | 1.5891 | 0 | 0 | 0 | 0 | 0 | 0 | 0 | 0 | 0 | 0 | 0 | 0 | 0
6 | 4 | 5 | 1 | 1.7931 | 0 | 2.4469 | 0 | 0 | 0 | 0.0012057 | 0.04 | 0 | 0 | 0.53836 | 0 | 4.8196 | 0 | 0 | 0 | 0 | 0 | 0 | 0 | 0 | 0 | 0 | 0 | 0 | 0 | 0.45131 | 0 | 0.32173 | 0.07184 | 0 | 0 | 0.0525 | 0.69408 | 0 | 0 | 0 | 0 | 1.5915 | 0 | 0 | 0 | 0 | 0 | 0 | 0 | 0 | 0 | 0 | 0 | 0 | 0
6 | 4 | 6 | 1 | 1.7931 | 0 | 2.4469 | 0 | 0 | 0 | 0.0012057 | 0.04 | 0 | 0 | 3.0266 | 0 | 7.3079 | 0 | 0 | 0 | 0 | 0 | 0 | 0 | 0 | 0 | 0 | 0 | 0 | 0 | 0.45131 | 0 | 0.54519 | 0.065328 | 0 | 0 | 0.315 | 0.69332 | 0 | 0 | 0 | 0 | 2.0701 | 0 | 0 | 0 | 0 | 0 | 0 | 0 | 0 | 0 | 0 | 0 | 0 | 0
6 | 4 | 7 | 1 | 1.7931 | 0 | 2.4469 | 0 | 0 | 0 | 0.0012057 | 0.045255 | 0 | 0 | 3.9584 | 0 | 8.2449 | 0 | 0 | 0 | 0 | 0 | 0 | 0 | 0 | 0 | 0 | 0 | 0 | 0 | 0.45131 | 0 | 0.71279 | 0.058214 | 0 | 0 | 0.525 | 0.69236 | 0 | 0 | 0 | 0 | 2.4397 | 0 | 0 | 0 | 0 | 0 | 0 | 0 | 0 | 0 | 0 | 0 | 0 | 0
6 | 4 | 8 | 1 | 1.7931 | 0 | 13.5789 | 0 | 0 | 0 | 0.0012057 | 0.13533 | 0 | 0 | 3.9584 | 0 | 19.4669 | 0 | 0 | 0 | 0 | 0 | 0 | 0 | 0 | 0 | 0 | 0 | 0 | 0 | 0.45131 | 0 | 0.71279 | 0.053457 | 0.29817 | 0 | 0.42 | 0.69187 | 0 | 0 | 0 | 0 | 2.6276 | 0 | 0 | 0 | 0 | 0 | 0 | 0 | 0 | 0 | 0 | 0 | 0 | 0
6 | 4 | 9 | 1 | 1.7931 | 0 | 13.5789 | 0 | 0 | 0 | 0.0012057 | 0.16253 | 0 | 0 | 4.1235 | 0 | 19.6592 | 0 | 0 | 0 | 0 | 0 | 0 | 0 | 0 | 0 | 0 | 0 | 0 | 0 | 0.45131 | 0 | 0.71279 | 0.046663 | 0.57758 | 0 | 0.315 | 0.69145 | 0 | 0 | 0 | 0 | 2.7948 | 0 | 0 | 0 | 0 | 0 | 0 | 0 | 0 | 0 | 0 | 0 | 0 | 0
6 | 4 | 10 | 1 | 1.7931 | 0 | 13.5789 | 0 | 0 | 0 | 0.0012057 | 0.21354 | 0 | 0 | 3.0266 | 0 | 18.6133 | 0 | 0 | 0 | 0 | 0 | 0 | 0 | 0 | 0 | 0 | 0 | 0 | 0 | 0.45131 | 0 | 0.71279 | 0.042498 | 0.77716 | 0 | 0.315 | 0.69097 | 0 | 0 | 0 | 0 | 2.9897 | 0 | 0 | 0 | 0 | 0 | 0 | 0 | 0 | 0 | 0 | 0 | 0 | 0
6 | 4 | 11 | 1 | 1.7931 | 0 | 13.5789 | 0 | 0 | 0 | 0.0012057 | 0.2735 | 0 | 0 | 3.5242 | 0 | 19.1709 | 0 | 0 | 0 | 0 | 0 | 0 | 0 | 0 | 0 | 0 | 0 | 0 | 0 | 0.45131 | 0 | 0.54519 | 0.038515 | 1.1353 | 0 | 0.3675 | 0.69138 | 0 | 0 | 0 | 0 | 3.2292 | 0 | 0 | 0 | 0 | 0 | 0 | 0 | 0 | 0 | 0 | 0 | 0 | 0
6 | 4 | 12 | 1 | 1.7931 | 0 | 8.6313 | 0 | 0 | 0 | 0.0012057 | 0.25865 | 0 | 0 | 3.9584 | 0 | 14.6427 | 0 | 0 | 0 | 0 | 0 | 0 | 0 | 0 | 0 | 0 | 0 | 0 | 0 | 0.45131 | 0 | 0.54519 | 0.032951 | 1.0844 | 0 | 0.42 | 0.69135 | 0 | 0 | 0 | 0 | 3.2252 | 0 | 0 | 0 | 0 | 0 | 0 | 0 | 0 | 0 | 0 | 0 | 0 | 0
6 | 4 | 13 | 1 | 1.7931 | 0 | 13.5789 | 0 | 0 | 0 | 0.0012057 | 0.33927 | 0 | 0 | 3.587 | 0 | 19.2995 | 0 | 0 | 0 | 0 | 0 | 0 | 0 | 0 | 0 | 0 | 0 | 0 | 0 | 0.45131 | 0 | 0.54519 | 0.027101 | 1.5598 | 0 | 0.3675 | 0.69125 | 0 | 0 | 0 | 0 | 3.6422 | 0 | 0 | 0 | 0 | 0 | 0 | 0 | 0 | 0 | 0 | 0 | 0 | 0
6 | 4 | 14 | 1 | 1.7931 | 0 | 13.5789 | 0 | 0 | 0 | 0.0012057 | 0.34274 | 0 | 0 | 3.5242 | 0 | 19.2402 | 0 | 0 | 0 | 0 | 0 | 0 | 0 | 0 | 0 | 0 | 0 | 0 | 0 | 0.45131 | 0 | 0.54519 | 0.032688 | 1.5537 | 0 | 0.3675 | 0.69125 | 0 | 0 | 0 | 0 | 3.6417 | 0 | 0 | 0 | 0 | 0 | 0 | 0 | 0 | 0 | 0 | 0 | 0 | 0
6 | 4 | 15 | 1 | 1.7931 | 0 | 13.5789 | 0 | 0 | 0 | 0.0012057 | 0.32279 | 0 | 0 | 3.0266 | 0 | 18.7226 | 0 | 0 | 0 | 0 | 0 | 0 | 0 | 0 | 0 | 0 | 0 | 0 | 0 | 0.45131 | 0 | 0.54519 | 0.035871 | 1.3971 | 0 | 0.315 | 0.69141 | 0 | 0 | 0 | 0 | 3.4359 | 0 | 0 | 0 | 0 | 0 | 0 | 0 | 0 | 0 | 0 | 0 | 0 | 0
6 | 4 | 16 | 1 | 1.7931 | 0 | 13.5789 | 0 | 0 | 0 | 0.0012057 | 0.28578 | 0 | 0 | 3.0266 | 0 | 18.6856 | 0 | 0 | 0 | 0 | 0 | 0 | 0 | 0 | 0 | 0 | 0 | 0 | 0 | 0.45131 | 0 | 0.54519 | 0.039155 | 1.2178 | 0 | 0.315 | 0.69159 | 0 | 0 | 0 | 0 | 3.26 | 0 | 0 | 0 | 0 | 0 | 0 | 0 | 0 | 0 | 0 | 0 | 0 | 0
6 | 4 | 17 | 1 | 1.7931 | 0 | 13.5789 | 0 | 0 | 0 | 0.0012057 | 0.24443 | 0 | 0 | 3.9584 | 0 | 19.576 | 0 | 0 | 0 | 0 | 0 | 0 | 0 | 0 | 0 | 0 | 0 | 0 | 0 | 0.45131 | 0 | 0.54519 | 0.04257 | 1.0498 | 0 | 0.525 | 0.69179 | 0 | 0 | 0 | 0 | 3.3057 | 0 | 0 | 0 | 0 | 0 | 0 | 0 | 0 | 0 | 0 | 0 | 0 | 0
6 | 4 | 18 | 1 | 1.7931 | 0 | 9.8682 | 0 | 0 | 0 | 0.0012057 | 0.15144 | 0 | 0 | 6.0636 | 0 | 17.8776 | 0 | 0 | 0 | 0 | 0 | 0 | 0 | 0 | 0 | 0 | 0 | 0 | 0 | 0.45131 | 0 | 0.54519 | 0.051943 | 0.59235 | 0 | 0.525 | 0.69213 | 0 | 0 | 0 | 0 | 2.8579 | 0 | 0 | 0 | 0 | 0 | 0 | 0 | 0 | 0 | 0 | 0 | 0 | 0
6 | 4 | 19 | 1 | 1.7931 | 0 | 2.4469 | 0 | 0 | 0 | 0.0012057 | 0.063701 | 0 | 0 | 3.9584 | 0 | 8.2633 | 0 | 0 | 0 | 0 | 0 | 0 | 0 | 0 | 0 | 0 | 0 | 0 | 0 | 0.45131 | 0 | 0.88038 | 0.044207 | 0.12185 | 0 | 0.42 | 0.69069 | 0 | 0 | 0 | 0 | 2.6084 | 0 | 0 | 0 | 0 | 0 | 0 | 0 | 0 | 0 | 0 | 0 | 0 | 0
6 | 4 | 20 | 1 | 1.7931 | 0 | 2.4469 | 0 | 0 | 0 | 0.0012057 | 0.042983 | 0 | 0 | 3.587 | 0 | 7.8712 | 0 | 0 | 0 | 0 | 0 | 0 | 0 | 0 | 0 | 0 | 0 | 0 | 0 | 0.45131 | 0 | 1.1038 | 0 | 0.01401 | 0 | 0.3675 | 0.6901 | 0 | 0 | 0 | 0 | 2.6268 | 0 | 0 | 0 | 0 | 0 | 0 | 0 | 0 | 0 | 0 | 0 | 0 | 0
6 | 4 | 21 | 1 | 1.7931 | 0 | 2.4469 | 0 | 0 | 0 | 0.0012057 | 0.04 | 0 | 0 | 3.9583 | 0 | 8.2396 | 0 | 0 | 0 | 0 | 0 | 0 | 0 | 0 | 0 | 0 | 0 | 0 | 0 | 0.45131 | 0 | 1.2156 | 0 | 0 | 0 | 0.4725 | 0.6901 | 0 | 0 | 0 | 0 | 2.8295 | 0 | 0 | 0 | 0 | 0 | 0 | 0 | 0 | 0 | 0 | 0 | 0 | 0
6 | 4 | 22 | 1 | 1.7931 | 0 | 2.4469 | 0 | 0 | 0 | 0.0012057 | 0.04 | 0 | 0 | 3.581 | 0 | 7.8622 | 0 | 0 | 0 | 0 | 0 | 0 | 0 | 0 | 0 | 0 | 0 | 0 | 0 | 0.45131 | 0 | 1.1038 | 0 | 0 | 0 | 0.315 | 0.6901 | 0 | 0 | 0 | 0 | 2.5602 | 0 | 0 | 0 | 0 | 0 | 0 | 0 | 0 | 0 | 0 | 0 | 0 | 0
6 | 4 | 23 | 1 | 1.7931 | 0 | 2.4469 | 0 | 0 | 0 | 0.0012057 | 0.04 | 0 | 0 | 0.53816 | 0 | 4.8194 | 0 | 0 | 0 | 0 | 0 | 0 | 0 | 0 | 0 | 0 | 0 | 0 | 0 | 0.45131 | 0 | 0.88038 | 0 | 0 | 0 | 0.0525 | 0.6901 | 0 | 0 | 0 | 0 | 2.0743 | 0 | 0 | 0 | 0 | 0 | 0 | 0 | 0 | 0 | 0 | 0 | 0 | 0
6 | 4 | 24 | 1 | 1.7931 | 0 | 2.4469 | 0 | 0 | 0 | 0.0012057 | 0.04 | 0 | 0 | 0.53821 | 0 | 4.8194 | 0 | 0 | 0 | 0 | 0 | 0 | 0 | 0 | 0 | 0 | 0 | 0 | 0 | 0.45131 | 0 | 0.54519 | 0.052113 | 0 | 0 | 0.0525 | 0.69102 | 0 | 0 | 0 | 0 | 1.7921 | 0 | 0 | 0 | 0 | 0 | 0 | 0 | 0 | 0 | 0 | 0 | 0 | 0
6 | 5 | 1 | 2 | 1.7931 | 0 | 2.4469 | 0 | 0 | 0 | 0.0012057 | 0.04 | 0 | 0 | 0.53829 | 0 | 4.8195 | 0 | 0 | 0 | 0 | 0 | 0 | 0 | 0 | 0 | 0 | 0 | 0 | 0 | 0.45131 | 0 | 0.32173 | 0.063325 | 0 | 0 | 0.0525 | 0.69294 | 0 | 0 | 0 | 0 | 1.5818 | 0 | 0 | 0 | 0 | 0 | 0 | 0 | 0 | 0 | 0 | 0 | 0 | 0
6 | 5 | 2 | 2 | 1.7931 | 0 | 2.4469 | 0 | 0 | 0 | 0.0012057 | 0.04 | 0 | 0 | 0.53833 | 0 | 4.8196 | 0 | 0 | 0 | 0 | 0 | 0 | 0 | 0 | 0 | 0 | 0 | 0 | 0 | 0.45131 | 0 | 0.32173 | 0.065678 | 0 | 0 | 0.0525 | 0.69341 | 0 | 0 | 0 | 0 | 1.5846 | 0 | 0 | 0 | 0 | 0 | 0 | 0 | 0 | 0 | 0 | 0 | 0 | 0
6 | 5 | 3 | 2 | 1.7931 | 0 | 2.4469 | 0 | 0 | 0 | 0.0012057 | 0.04 | 0 | 0 | 0.53834 | 0 | 4.8196 | 0 | 0 | 0 | 0 | 0 | 0 | 0 | 0 | 0 | 0 | 0 | 0 | 0 | 0.45131 | 0 | 0.32173 | 0.066853 | 0 | 0 | 0.0525 | 0.69365 | 0 | 0 | 0 | 0 | 1.586 | 0 | 0 | 0 | 0 | 0 | 0 | 0 | 0 | 0 | 0 | 0 | 0 | 0
6 | 5 | 4 | 2 | 1.7931 | 0 | 2.4469 | 0 | 0 | 0 | 0.0012057 | 0.04 | 0 | 0 | 0.53835 | 0 | 4.8196 | 0 | 0 | 0 | 0 | 0 | 0 | 0 | 0 | 0 | 0 | 0 | 0 | 0 | 0.45131 | 0 | 0.32173 | 0.071023 | 0 | 0 | 0.0525 | 0.69394 | 0 | 0 | 0 | 0 | 1.5905 | 0 | 0 | 0 | 0 | 0 | 0 | 0 | 0 | 0 | 0 | 0 | 0 | 0
6 | 5 | 5 | 2 | 1.7931 | 0 | 2.4469 | 0 | 0 | 0 | 0.0012057 | 0.04 | 0 | 0 | 0.53835 | 0 | 4.8196 | 0 | 0 | 0 | 0 | 0 | 0 | 0 | 0 | 0 | 0 | 0 | 0 | 0 | 0.45131 | 0 | 0.32173 | 0.07136 | 0 | 0 | 0.0525 | 0.694 | 0 | 0 | 0 | 0 | 1.5909 | 0 | 0 | 0 | 0 | 0 | 0 | 0 | 0 | 0 | 0 | 0 | 0 | 0
6 | 5 | 6 | 2 | 1.7931 | 0 | 2.4469 | 0 | 0 | 0 | 0.0012057 | 0.04 | 0 | 0 | 3.0266 | 0 | 7.3079 | 0 | 0 | 0 | 0 | 0 | 0 | 0 | 0 | 0 | 0 | 0 | 0 | 0 | 0.45131 | 0 | 0.54519 | 0.067031 | 0 | 0 | 0.315 | 0.69314 | 0 | 0 | 0 | 0 | 2.0717 | 0 | 0 | 0 | 0 | 0 | 0 | 0 | 0 | 0 | 0 | 0 | 0 | 0
6 | 5 | 7 | 2 | 1.7931 | 0 | 2.4469 | 0 | 0 | 0 | 0.0012057 | 0.04 | 0 | 0 | 3.9584 | 0 | 8.2396 | 0 | 0 | 0 | 0 | 0 | 0 | 0 | 0 | 0 | 0 | 0 | 0 | 0 | 0.45131 | 0 | 0.71279 | 0.06009 | 0 | 0 | 0.525 | 0.69223 | 0 | 0 | 0 | 0 | 2.4414 | 0 | 0 | 0 | 0 | 0 | 0 | 0 | 0 | 0 | 0 | 0 | 0 | 0
6 | 5 | 8 | 2 | 1.7931 | 0 | 13.5789 | 0 | 0 | 0 | 0.0012057 | 0.04 | 0 | 0 | 3.9584 | 0 | 19.3716 | 0 | 0 | 0 | 0 | 0 | 0 | 0 | 0 | 0 | 0 | 0 | 0 | 0 | 0.45131 | 0 | 0.71279 | 0.057773 | 0 | 0 | 0.42 | 0.69228 | 0 | 0 | 0 | 0 | 2.3342 | 0 | 0 | 0 | 0 | 0 | 0 | 0 | 0 | 0 | 0 | 0 | 0 | 0
6 | 5 | 9 | 2 | 1.7931 | 0 | 13.5789 | 0 | 0 | 0 | 0.0012057 | 0.04 | 0 | 0 | 4.1235 | 0 | 19.5367 | 0 | 0 | 0 | 0 | 0 | 0 | 0 | 0 | 0 | 0 | 0 | 0 | 0 | 0.45131 | 0 | 0.71279 | 0.055101 | 0 | 0 | 0.315 | 0.69226 | 0 | 0 | 0 | 0 | 2.2265 | 0 | 0 | 0 | 0 | 0 | 0 | 0 | 0 | 0 | 0 | 0 | 0 | 0
6 | 5 | 10 | 2 | 1.7931 | 0 | 13.5789 | 0 | 0 | 0 | 0.0012057 | 0.044617 | 0 | 0 | 3.0266 | 0 | 18.4444 | 0 | 0 | 0 | 0 | 0 | 0 | 0 | 0 | 0 | 0 | 0 | 0 | 0 | 0.45131 | 0 | 0.71279 | 0.048836 | 0 | 0 | 0.315 | 0.69202 | 0 | 0 | 0 | 0 | 2.2199 | 0 | 0 | 0 | 0 | 0 | 0 | 0 | 0 | 0 | 0 | 0 | 0 | 0
6 | 5 | 11 | 2 | 1.7931 | 0 | 13.5789 | 0 | 0 | 0 | 0.0012057 | 0.042578 | 0 | 0 | 3.5242 | 0 | 18.94 | 0 | 0 | 0 | 0 | 0 | 0 | 0 | 0 | 0 | 0 | 0 | 0 | 0 | 0.45131 | 0 | 0.54519 | 0.048035 | 0.010017 | 0 | 0.3675 | 0.69255 | 0 | 0 | 0 | 0 | 2.1146 | 0 | 0 | 0 | 0 | 0 | 0 | 0 | 0 | 0 | 0 | 0 | 0 | 0
6 | 5 | 12 | 2 | 1.7931 | 0 | 8.6313 | 0 | 0 | 0 | 0.0012057 | 0.041225 | 0 | 0 | 3.9584 | 0 | 14.4253 | 0 | 0 | 0 | 0 | 0 | 0 | 0 | 0 | 0 | 0 | 0 | 0 | 0 | 0.45131 | 0 | 0.54519 | 0.059984 | 0.0061759 | 0 | 0.42 | 0.69336 | 0 | 0 | 0 | 0 | 2.176 | 0 | 0 | 0 | 0 | 0 | 0 | 0 | 0 | 0 | 0 | 0 | 0 | 0
6 | 5 | 13 | 2 | 1.7931 | 0 | 13.5789 | 0 | 0 | 0 | 0.0012057 | 0.04 | 0 | 0 | 3.587 | 0 | 19.0002 | 0 | 0 | 0 | 0 | 0 | 0 | 0 | 0 | 0 | 0 | 0 | 0 | 0 | 0.45131 | 0 | 0.54519 | 0.065438 | 0 | 0 | 0.3675 | 0.69394 | 0 | 0 | 0 | 0 | 2.1234 | 0 | 0 | 0 | 0 | 0 | 0 | 0 | 0 | 0 | 0 | 0 | 0 | 0
6 | 5 | 14 | 2 | 1.7931 | 0 | 13.5789 | 0 | 0 | 0 | 0.0012057 | 0.04 | 0 | 0 | 3.5243 | 0 | 18.9375 | 0 | 0 | 0 | 0 | 0 | 0 | 0 | 0 | 0 | 0 | 0 | 0 | 0 | 0.45131 | 0 | 0.54519 | 0.066976 | 0 | 0 | 0.3675 | 0.69426 | 0 | 0 | 0 | 0 | 2.1252 | 0 | 0 | 0 | 0 | 0 | 0 | 0 | 0 | 0 | 0 | 0 | 0 | 0
6 | 5 | 15 | 2 | 1.7931 | 0 | 13.5789 | 0 | 0 | 0 | 0.0012057 | 0.04 | 0 | 0 | 3.0266 | 0 | 18.4398 | 0 | 0 | 0 | 0 | 0 | 0 | 0 | 0 | 0 | 0 | 0 | 0 | 0 | 0.45131 | 0 | 0.54519 | 0.067127 | 0 | 0 | 0.315 | 0.69429 | 0 | 0 | 0 | 0 | 2.0729 | 0 | 0 | 0 | 0 | 0 | 0 | 0 | 0 | 0 | 0 | 0 | 0 | 0
6 | 5 | 16 | 2 | 1.7931 | 0 | 13.5789 | 0 | 0 | 0 | 0.0012057 | 0.04 | 0 | 0 | 3.0266 | 0 | 18.4398 | 0 | 0 | 0 | 0 | 0 | 0 | 0 | 0 | 0 | 0 | 0 | 0 | 0 | 0.45131 | 0 | 0.54519 | 0.067911 | 0 | 0 | 0.315 | 0.69446 | 0 | 0 | 0 | 0 | 2.0739 | 0 | 0 | 0 | 0 | 0 | 0 | 0 | 0 | 0 | 0 | 0 | 0 | 0
6 | 5 | 17 | 2 | 1.7931 | 0 | 13.5789 | 0 | 0 | 0 | 0.0012057 | 0.04 | 0 | 0 | 3.9584 | 0 | 19.3716 | 0 | 0 | 0 | 0 | 0 | 0 | 0 | 0 | 0 | 0 | 0 | 0 | 0 | 0.45131 | 0 | 0.54519 | 0.074343 | 0 | 0 | 0.525 | 0.69517 | 0 | 0 | 0 | 0 | 2.291 | 0 | 0 | 0 | 0 | 0 | 0 | 0 | 0 | 0 | 0 | 0 | 0 | 0
6 | 5 | 18 | 2 | 1.7931 | 0 | 9.8682 | 0 | 0 | 0 | 0.0012057 | 0.04 | 0 | 0 | 6.0637 | 0 | 17.7662 | 0 | 0 | 0 | 0 | 0 | 0 | 0 | 0 | 0 | 0 | 0 | 0 | 0 | 0.45131 | 0 | 0.54519 | 0.07496 | 0 | 0 | 0.525 | 0.69529 | 0 | 0 | 0 | 0 | 2.2917 | 0 | 0 | 0 | 0 | 0 | 0 | 0 | 0 | 0 | 0 | 0 | 0 | 0
6 | 5 | 19 | 2 | 1.7931 | 0 | 2.4469 | 0 | 0 | 0 | 0.0012057 | 0.04 | 0 | 0 | 3.9584 | 0 | 8.2396 | 0 | 0 | 0 | 0 | 0 | 0 | 0 | 0 | 0 | 0 | 0 | 0 | 0 | 0.45131 | 0 | 0.88038 | 0.067213 | 0 | 0 | 0.42 | 0.6937 | 0 | 0 | 0 | 0 | 2.5126 | 0 | 0 | 0 | 0 | 0 | 0 | 0 | 0 | 0 | 0 | 0 | 0 | 0
6 | 5 | 20 | 2 | 1.7931 | 0 | 2.4469 | 0 | 0 | 0 | 0.0012057 | 0.041023 | 0 | 0 | 3.5871 | 0 | 7.8693 | 0 | 0 | 0 | 0 | 0 | 0 | 0 | 0 | 0 | 0 | 0 | 0 | 0 | 0.45131 | 0 | 1.1038 | 0.098169 | 0 | 0 | 0.3675 | 0.6925 | 0 | 0 | 0 | 0 | 2.7133 | 0 | 0 | 0 | 0 | 0 | 0 | 0 | 0 | 0 | 0 | 0 | 0 | 0
6 | 5 | 21 | 2 | 1.7931 | 0 | 2.4469 | 0 | 0 | 0 | 0.0012057 | 0.041545 | 0 | 0 | 3.9584 | 0 | 8.2412 | 0 | 0 | 0 | 0 | 0 | 0 | 0 | 0 | 0 | 0 | 0 | 0 | 0 | 0.45131 | 0 | 1.2156 | 0.095686 | 0 | 0 | 0.4725 | 0.69175 | 0 | 0 | 0 | 0 | 2.9268 | 0 | 0 | 0 | 0 | 0 | 0 | 0 | 0 | 0 | 0 | 0 | 0 | 0
6 | 5 | 22 | 2 | 1.7931 | 0 | 2.4469 | 0 | 0 | 0 | 0.0012057 | 0.042645 | 0 | 0 | 3.5812 | 0 | 7.865 | 0 | 0 | 0 | 0 | 0 | 0 | 0 | 0 | 0 | 0 | 0 | 0 | 0 | 0.45131 | 0 | 1.1038 | 0.10504 | 0 | 0 | 0.315 | 0.69224 | 0 | 0 | 0 | 0 | 2.6674 | 0 | 0 | 0 | 0 | 0 | 0 | 0 | 0 | 0 | 0 | 0 | 0 | 0
6 | 5 | 23 | 2 | 1.7931 | 0 | 2.4469 | 0 | 0 | 0 | 0.0012057 | 0.04 | 0 | 0 | 0.53832 | 0 | 4.8195 | 0 | 0 | 0 | 0 | 0 | 0 | 0 | 0 | 0 | 0 | 0 | 0 | 0 | 0.45131 | 0 | 0.88038 | 0.068695 | 0 | 0 | 0.0525 | 0.69349 | 0 | 0 | 0 | 0 | 2.1464 | 0 | 0 | 0 | 0 | 0 | 0 | 0 | 0 | 0 | 0 | 0 | 0 | 0
6 | 5 | 24 | 2 | 1.7931 | 0 | 2.4469 | 0 | 0 | 0 | 0.0012057 | 0.04 | 0 | 0 | 0.53834 | 0 | 4.8196 | 0 | 0 | 0 | 0 | 0 | 0 | 0 | 0 | 0 | 0 | 0 | 0 | 0 | 0.45131 | 0 | 0.54519 | 0.084164 | 0 | 0 | 0.0525 | 0.69592 | 0 | 0 | 0 | 0 | 1.8291 | 0 | 0 | 0 | 0 | 0 | 0 | 0 | 0 | 0 | 0 | 0 | 0 | 0
6 | 6 | 1 | 3 | 1.7931 | 0 | 2.4469 | 0 | 0 | 0 | 0.0012057 | 0.04 | 0 | 0 | 0.53839 | 0 | 4.8196 | 0 | 0 | 0 | 0 | 0 | 0 | 0 | 0 | 0 | 0 | 0 | 0 | 0 | 0.45131 | 0 | 0.32173 | 0.093847 | 0 | 0 | 0.0525 | 0.69769 | 0 | 0 | 0 | 0 | 1.6171 | 0 | 0 | 0 | 0 | 0 | 0 | 0 | 0 | 0 | 0 | 0 | 0 | 0
6 | 6 | 2 | 3 | 1.7931 | 0 | 2.4469 | 0 | 0 | 0 | 0.0012057 | 0.04 | 0 | 0 | 0.53843 | 0 | 4.8197 | 0 | 0 | 0 | 0 | 0 | 0 | 0 | 0 | 0 | 0 | 0 | 0 | 0 | 0.45131 | 0 | 0.32173 | 0.097314 | 0 | 0 | 0.0525 | 0.69829 | 0 | 0 | 0 | 0 | 1.6212 | 0 | 0 | 0 | 0 | 0 | 0 | 0 | 0 | 0 | 0 | 0 | 0 | 0
6 | 6 | 3 | 3 | 1.7931 | 0 | 2.4469 | 0 | 0 | 0 | 0.0012057 | 0.04 | 0 | 0 | 0.53844 | 0 | 4.8197 | 0 | 0 | 0 | 0 | 0 | 0 | 0 | 0 | 0 | 0 | 0 | 0 | 0 | 0.45131 | 0 | 0.32173 | 0.10537 | 0 | 0 | 0.0525 | 0.69912 | 0 | 0 | 0 | 0 | 1.63 | 0 | 0 | 0 | 0 | 0 | 0 | 0 | 0 | 0 | 0 | 0 | 0 | 0
6 | 6 | 4 | 3 | 1.7931 | 0 | 2.4469 | 0 | 0 | 0 | 0.0012057 | 0.04 | 0 | 0 | 0.53845 | 0 | 4.8197 | 0 | 0 | 0 | 0 | 0 | 0 | 0 | 0 | 0 | 0 | 0 | 0 | 0 | 0.45131 | 0 | 0.32173 | 0.1072 | 0 | 0 | 0.0525 | 0.69945 | 0 | 0 | 0 | 0 | 1.6322 | 0 | 0 | 0 | 0 | 0 | 0 | 0 | 0 | 0 | 0 | 0 | 0 | 0
6 | 6 | 5 | 3 | 1.7931 | 0 | 2.4469 | 0 | 0 | 0 | 0.0012057 | 0.04 | 0 | 0 | 0.53846 | 0 | 4.8197 | 0 | 0 | 0 | 0 | 0 | 0 | 0 | 0 | 0 | 0 | 0 | 0 | 0 | 0.45131 | 0 | 0.32173 | 0.11427 | 0 | 0 | 0.0525 | 0.70002 | 0 | 0 | 0 | 0 | 1.6398 | 0 | 0 | 0 | 0 | 0 | 0 | 0 | 0 | 0 | 0 | 0 | 0 | 0
6 | 6 | 6 | 3 | 1.7931 | 0 | 2.4469 | 0 | 0 | 0 | 0.0012057 | 0.04 | 0 | 0 | 3.0267 | 0 | 7.308 | 0 | 0 | 0 | 0 | 0 | 0 | 0 | 0 | 0 | 0 | 0 | 0 | 0 | 0.45131 | 0 | 0.54519 | 0.10946 | 0 | 0 | 0.315 | 0.69919 | 0 | 0 | 0 | 0 | 2.1202 | 0 | 0 | 0 | 0 | 0 | 0 | 0 | 0 | 0 | 0 | 0 | 0 | 0
6 | 6 | 7 | 3 | 1.7931 | 0 | 2.4469 | 0 | 0 | 0 | 0.0012057 | 0.058769 | 0 | 0 | 3.9585 | 0 | 8.2584 | 0 | 0 | 0 | 0 | 0 | 0 | 0 | 0 | 0 | 0 | 0 | 0 | 0 | 0.45131 | 0 | 0.71279 | 0.2529 | 0 | 0 | 0.525 | 0.69803 | 0 | 0 | 0 | 0 | 2.64 | 0 | 0 | 0 | 0 | 0 | 0 | 0 | 0 | 0 | 0 | 0 | 0 | 0
6 | 6 | 8 | 3 | 1.7931 | 0 | 13.5789 | 0 | 0 | 0 | 0.0012057 | 0.046604 | 0 | 0 | 3.9584 | 0 | 19.3783 | 0 | 0 | 0 | 0 | 0 | 0 | 0 | 0 | 0 | 0 | 0 | 0 | 0 | 0.45131 | 0 | 0.71279 | 0.16575 | 0 | 0 | 0.42 | 0.69751 | 0 | 0 | 0 | 0 | 2.4474 | 0 | 0 | 0 | 0 | 0 | 0 | 0 | 0 | 0 | 0 | 0 | 0 | 0
6 | 6 | 9 | 3 | 1.7931 | 0 | 13.5789 | 0 | 0 | 0 | 0.0012057 | 0.045673 | 0 | 0 | 4.1237 | 0 | 19.5426 | 0 | 0 | 0 | 0 | 0 | 0 | 0 | 0 | 0 | 0 | 0 | 0 | 0 | 0.45131 | 0 | 0.71279 | 0.16163 | 0 | 0 | 0.315 | 0.69739 | 0 | 0 | 0 | 0 | 2.3381 | 0 | 0 | 0 | 0 | 0 | 0 | 0 | 0 | 0 | 0 | 0 | 0 | 0
6 | 6 | 10 | 3 | 1.7931 | 0 | 13.5789 | 0 | 0 | 0 | 0.0012057 | 0.046666 | 0 | 0 | 3.0267 | 0 | 18.4466 | 0 | 0 | 0 | 0 | 0 | 0 | 0 | 0 | 0 | 0 | 0 | 0 | 0 | 0.45131 | 0 | 0.71279 | 0.16221 | 0 | 0 | 0.315 | 0.69795 | 0 | 0 | 0 | 0 | 2.3393 | 0 | 0 | 0 | 0 | 0 | 0 | 0 | 0 | 0 | 0 | 0 | 0 | 0
6 | 6 | 11 | 3 | 1.7931 | 0 | 13.5789 | 0 | 0 | 0 | 0.0012057 | 0.04656 | 0 | 0 | 3.5244 | 0 | 18.9441 | 0 | 0 | 0 | 0 | 0 | 0 | 0 | 0 | 0 | 0 | 0 | 0 | 0 | 0.45131 | 0 | 0.54519 | 0.16655 | 0 | 0 | 0.3675 | 0.69872 | 0 | 0 | 0 | 0 | 2.2293 | 0 | 0 | 0 | 0 | 0 | 0 | 0 | 0 | 0 | 0 | 0 | 0 | 0
6 | 6 | 12 | 3 | 1.7931 | 0 | 8.6313 | 0 | 0 | 0 | 0.0012057 | 0.050433 | 0 | 0 | 3.9585 | 0 | 14.4345 | 0 | 0 | 0 | 0 | 0 | 0 | 0 | 0 | 0 | 0 | 0 | 0 | 0 | 0.45131 | 0 | 0.54519 | 0.17261 | 0 | 0 | 0.42 | 0.69892 | 0 | 0 | 0 | 0 | 2.288 | 0 | 0 | 0 | 0 | 0 | 0 | 0 | 0 | 0 | 0 | 0 | 0 | 0
6 | 6 | 13 | 3 | 1.7931 | 0 | 13.5789 | 0 | 0 | 0 | 0.0012057 | 0.046325 | 0 | 0 | 3.5872 | 0 | 19.0067 | 0 | 0 | 0 | 0 | 0 | 0 | 0 | 0 | 0 | 0 | 0 | 0 | 0 | 0.45131 | 0 | 0.54519 | 0.14901 | 0 | 0 | 0.3675 | 0.69893 | 0 | 0 | 0 | 0 | 2.2119 | 0 | 0 | 0 | 0 | 0 | 0 | 0 | 0 | 0 | 0 | 0 | 0 | 0
6 | 6 | 14 | 3 | 1.7931 | 0 | 13.5789 | 0 | 0 | 0 | 0.0012057 | 0.046357 | 0 | 0 | 3.5244 | 0 | 18.9439 | 0 | 0 | 0 | 0 | 0 | 0 | 0 | 0 | 0 | 0 | 0 | 0 | 0 | 0.45131 | 0 | 0.54519 | 0.15594 | 0 | 0 | 0.3675 | 0.69903 | 0 | 0 | 0 | 0 | 2.219 | 0 | 0 | 0 | 0 | 0 | 0 | 0 | 0 | 0 | 0 | 0 | 0 | 0
6 | 6 | 15 | 3 | 1.7931 | 0 | 13.5789 | 0 | 0 | 0 | 0.0012057 | 0.046891 | 0 | 0 | 3.0267 | 0 | 18.4468 | 0 | 0 | 0 | 0 | 0 | 0 | 0 | 0 | 0 | 0 | 0 | 0 | 0 | 0.45131 | 0 | 0.54519 | 0.15185 | 0 | 0 | 0.315 | 0.6992 | 0 | 0 | 0 | 0 | 2.1625 | 0 | 0 | 0 | 0 | 0 | 0 | 0 | 0 | 0 | 0 | 0 | 0 | 0
6 | 6 | 16 | 3 | 1.7931 | 0 | 13.5789 | 0 | 0 | 0 | 0.0012057 | 0.045576 | 0 | 0 | 3.0267 | 0 | 18.4455 | 0 | 0 | 0 | 0 | 0 | 0 | 0 | 0 | 0 | 0 | 0 | 0 | 0 | 0.45131 | 0 | 0.54519 | 0.14797 | 0 | 0 | 0.315 | 0.69909 | 0 | 0 | 0 | 0 | 2.1586 | 0 | 0 | 0 | 0 | 0 | 0 | 0 | 0 | 0 | 0 | 0 | 0 | 0
6 | 6 | 17 | 3 | 1.7931 | 0 | 13.5789 | 0 | 0 | 0 | 0.0012057 | 0.045177 | 0 | 0 | 3.9585 | 0 | 19.3768 | 0 | 0 | 0 | 0 | 0 | 0 | 0 | 0 | 0 | 0 | 0 | 0 | 0 | 0.45131 | 0 | 0.54519 | 0.1595 | 0 | 0 | 0.525 | 0.69914 | 0 | 0 | 0 | 0 | 2.3801 | 0 | 0 | 0 | 0 | 0 | 0 | 0 | 0 | 0 | 0 | 0 | 0 | 0
6 | 6 | 18 | 3 | 1.7931 | 0 | 9.8682 | 0 | 0 | 0 | 0.0012057 | 0.048257 | 0 | 0 | 6.0638 | 0 | 17.7746 | 0 | 0 | 0 | 0 | 0 | 0 | 0 | 0 | 0 | 0 | 0 | 0 | 0 | 0.45131 | 0 | 0.54519 | 0.16214 | 0 | 0 | 0.525 | 0.69927 | 0 | 0 | 0 | 0 | 2.3829 | 0 | 0 | 0 | 0 | 0 | 0 | 0 | 0 | 0 | 0 | 0 | 0 | 0
6 | 6 | 19 | 3 | 1.7931 | 0 | 2.4469 | 0 | 0 | 0 | 0.0012057 | 0.056008 | 0 | 0 | 3.9585 | 0 | 8.2557 | 0 | 0 | 0 | 0 | 0 | 0 | 0 | 0 | 0 | 0 | 0 | 0 | 0 | 0.45131 | 0 | 0.88038 | 0.21365 | 0 | 0 | 0.42 | 0.69803 | 0 | 0 | 0 | 0 | 2.6634 | 0 | 0 | 0 | 0 | 0 | 0 | 0 | 0 | 0 | 0 | 0 | 0 | 0
6 | 6 | 20 | 3 | 1.7931 | 0 | 2.4469 | 0 | 0 | 0 | 0.0012057 | 0.058836 | 0 | 0 | 3.5872 | 0 | 7.8872 | 0 | 0 | 0 | 0 | 0 | 0 | 0 | 0 | 0 | 0 | 0 | 0 | 0 | 0.45131 | 0 | 1.1038 | 0.21599 | 0 | 0 | 0.3675 | 0.69689 | 0 | 0 | 0 | 0 | 2.8355 | 0 | 0 | 0 | 0 | 0 | 0 | 0 | 0 | 0 | 0 | 0 | 0 | 0
6 | 6 | 21 | 3 | 1.7931 | 0 | 2.4469 | 0 | 0 | 0 | 0.0012057 | 0.061185 | 0 | 0 | 3.9584 | 0 | 8.2608 | 0 | 0 | 0 | 0 | 0 | 0 | 0 | 0 | 0 | 0 | 0 | 0 | 0 | 0.45131 | 0 | 1.2156 | 0.21905 | 0 | 0 | 0.4725 | 0.69631 | 0 | 0 | 0 | 0 | 3.0547 | 0 | 0 | 0 | 0 | 0 | 0 | 0 | 0 | 0 | 0 | 0 | 0 | 0
6 | 6 | 22 | 3 | 1.7931 | 0 | 2.4469 | 0 | 0 | 0 | 0.0012057 | 0.063352 | 0 | 0 | 3.5813 | 0 | 7.8859 | 0 | 0 | 0 | 0 | 0 | 0 | 0 | 0 | 0 | 0 | 0 | 0 | 0 | 0.45131 | 0 | 1.1038 | 0.22788 | 0 | 0 | 0.315 | 0.69685 | 0 | 0 | 0 | 0 | 2.7949 | 0 | 0 | 0 | 0 | 0 | 0 | 0 | 0 | 0 | 0 | 0 | 0 | 0
6 | 6 | 23 | 3 | 1.7931 | 0 | 2.4469 | 0 | 0 | 0 | 0.0012057 | 0.04 | 0 | 0 | 0.53841 | 0 | 4.8196 | 0 | 0 | 0 | 0 | 0 | 0 | 0 | 0 | 0 | 0 | 0 | 0 | 0 | 0.45131 | 0 | 0.88038 | 0.091606 | 0 | 0 | 0.0525 | 0.69788 | 0 | 0 | 0 | 0 | 2.1737 | 0 | 0 | 0 | 0 | 0 | 0 | 0 | 0 | 0 | 0 | 0 | 0 | 0
6 | 6 | 24 | 3 | 1.7931 | 0 | 2.4469 | 0 | 0 | 0 | 0.0012057 | 0.04 | 0 | 0 | 0.53843 | 0 | 4.8197 | 0 | 0 | 0 | 0 | 0 | 0 | 0 | 0 | 0 | 0 | 0 | 0 | 0 | 0.45131 | 0 | 0.54519 | 0.10506 | 0 | 0 | 0.0525 | 0.69968 | 0 | 0 | 0 | 0 | 1.8537 | 0 | 0 | 0 | 0 | 0 | 0 | 0 | 0 | 0 | 0 | 0 | 0 | 0
6 | 7 | 1 | 4 | 1.7931 | 0 | 2.4469 | 0 | 0 | 0 | 0.0012057 | 0.04 | 0 | 0 | 0.53846 | 0 | 4.8197 | 0 | 0 | 0 | 0 | 0 | 0 | 0 | 0 | 0 | 0 | 0 | 0 | 0 | 0.45131 | 0 | 0.32173 | 0.1092 | 0 | 0 | 0.0525 | 0.7011 | 0 | 0 | 0 | 0 | 1.6359 | 0 | 0 | 0 | 0 | 0 | 0 | 0 | 0 | 0 | 0 | 0 | 0 | 0
6 | 7 | 2 | 4 | 1.7931 | 0 | 2.4469 | 0 | 0 | 0 | 0.0012057 | 0.040461 | 0 | 0 | 0.53849 | 0 | 4.8202 | 0 | 0 | 0 | 0 | 0 | 0 | 0 | 0 | 0 | 0 | 0 | 0 | 0 | 0.45131 | 0 | 0.32173 | 0.15026 | 0 | 0 | 0.0525 | 0.7017 | 0 | 0 | 0 | 0 | 1.6775 | 0 | 0 | 0 | 0 | 0 | 0 | 0 | 0 | 0 | 0 | 0 | 0 | 0
6 | 7 | 3 | 4 | 1.7931 | 0 | 2.4469 | 0 | 0 | 0 | 0.0012057 | 0.041263 | 0 | 0 | 0.5385 | 0 | 4.821 | 0 | 0 | 0 | 0 | 0 | 0 | 0 | 0 | 0 | 0 | 0 | 0 | 0 | 0.45131 | 0 | 0.32173 | 0.15965 | 0 | 0 | 0.0525 | 0.70191 | 0 | 0 | 0 | 0 | 1.6871 | 0 | 0 | 0 | 0 | 0 | 0 | 0 | 0 | 0 | 0 | 0 | 0 | 0
6 | 7 | 4 | 4 | 1.7931 | 0 | 2.4469 | 0 | 0 | 0 | 0.0012057 | 0.04191 | 0 | 0 | 0.53851 | 0 | 4.8216 | 0 | 0 | 0 | 0 | 0 | 0 | 0 | 0 | 0 | 0 | 0 | 0 | 0 | 0.45131 | 0 | 0.32173 | 0.15604 | 0 | 0 | 0.0525 | 0.7021 | 0 | 0 | 0 | 0 | 1.6837 | 0 | 0 | 0 | 0 | 0 | 0 | 0 | 0 | 0 | 0 | 0 | 0 | 0
6 | 7 | 5 | 4 | 1.7931 | 0 | 2.4469 | 0 | 0 | 0 | 0.0012057 | 0.043244 | 0 | 0 | 0.53851 | 0 | 4.823 | 0 | 0 | 0 | 0 | 0 | 0 | 0 | 0 | 0 | 0 | 0 | 0 | 0 | 0.45131 | 0 | 0.32173 | 0.27931 | 0 | 0 | 0.0525 | 0.70355 | 0 | 0 | 0 | 0 | 1.8084 | 0 | 0 | 0 | 0 | 0 | 0 | 0 | 0 | 0 | 0 | 0 | 0 | 0
6 | 7 | 6 | 4 | 1.7931 | 0 | 2.4469 | 0 | 0 | 0 | 0.0012057 | 0.044246 | 0 | 0 | 3.0268 | 0 | 7.3123 | 0 | 0 | 0 | 0 | 0 | 0 | 0 | 0 | 0 | 0 | 0 | 0 | 0 | 0.45131 | 0 | 0.54519 | 0.16197 | 0 | 0 | 0.315 | 0.70195 | 0 | 0 | 0 | 0 | 2.1754 | 0 | 0 | 0 | 0 | 0 | 0 | 0 | 0 | 0 | 0 | 0 | 0 | 0
6 | 7 | 7 | 4 | 1.7931 | 0 | 2.4469 | 0 | 0 | 0 | 0.0012057 | 0.20458 | 0 | 0 | 3.9585 | 0 | 8.4043 | 0 | 0 | 0 | 0 | 0 | 0 | 0 | 0 | 0 | 0 | 0 | 0 | 0 | 0.45131 | 0 | 0.71279 | 0.92561 | 0 | 0 | 0.525 | 0.70107 | 0 | 0 | 0 | 0 | 3.3158 | 0 | 0 | 0 | 0 | 0 | 0 | 0 | 0 | 0 | 0 | 0 | 0 | 0
6 | 7 | 8 | 4 | 1.7931 | 0 | 13.5789 | 0 | 0 | 0 | 0.0012057 | 0.064792 | 0 | 0 | 3.9585 | 0 | 19.3965 | 0 | 0 | 0 | 0 | 0 | 0 | 0 | 0 | 0 | 0 | 0 | 0 | 0 | 0.45131 | 0 | 0.71279 | 0.26889 | 0 | 0 | 0.42 | 0.70082 | 0 | 0 | 0 | 0 | 2.5538 | 0 | 0 | 0 | 0 | 0 | 0 | 0 | 0 | 0 | 0 | 0 | 0 | 0
6 | 7 | 9 | 4 | 1.7931 | 0 | 13.5789 | 0 | 0 | 0 | 0.0012057 | 0.052339 | 0 | 0 | 4.1238 | 0 | 19.5493 | 0 | 0 | 0 | 0 | 0 | 0 | 0 | 0 | 0 | 0 | 0 | 0 | 0 | 0.45131 | 0 | 0.71279 | 0.11826 | 0 | 0 | 0.315 | 0.70056 | 0 | 0 | 0 | 0 | 2.2979 | 0 | 0 | 0 | 0 | 0 | 0 | 0 | 0 | 0 | 0 | 0 | 0 | 0
6 | 7 | 10 | 4 | 1.7931 | 0 | 13.5789 | 0 | 0 | 0 | 0.0012057 | 0.048789 | 0 | 0 | 3.0267 | 0 | 18.4488 | 0 | 0 | 0 | 0 | 0 | 0 | 0 | 0 | 0 | 0 | 0 | 0 | 0 | 0.45131 | 0 | 0.71279 | 0.095155 | 0 | 0 | 0.315 | 0.70042 | 0 | 0 | 0 | 0 | 2.2747 | 0 | 0 | 0 | 0 | 0 | 0 | 0 | 0 | 0 | 0 | 0 | 0 | 0
6 | 7 | 11 | 4 | 1.7931 | 0 | 13.5789 | 0 | 0 | 0 | 0.0012057 | 0.04654 | 0 | 0 | 3.5244 | 0 | 18.9442 | 0 | 0 | 0 | 0 | 0 | 0 | 0 | 0 | 0 | 0 | 0 | 0 | 0 | 0.45131 | 0 | 0.54519 | 0.060391 | 0 | 0 | 0.3675 | 0.70098 | 0 | 0 | 0 | 0 | 2.1254 | 0 | 0 | 0 | 0 | 0 | 0 | 0 | 0 | 0 | 0 | 0 | 0 | 0
6 | 7 | 12 | 4 | 1.7931 | 0 | 8.6313 | 0 | 0 | 0 | 0.0012057 | 0.049337 | 0 | 0 | 3.9585 | 0 | 14.4335 | 0 | 0 | 0 | 0 | 0 | 0 | 0 | 0 | 0 | 0 | 0 | 0 | 0 | 0.45131 | 0 | 0.54519 | 0.053005 | 0 | 0 | 0.42 | 0.70092 | 0 | 0 | 0 | 0 | 2.1704 | 0 | 0 | 0 | 0 | 0 | 0 | 0 | 0 | 0 | 0 | 0 | 0 | 0
6 | 7 | 13 | 4 | 1.7931 | 0 | 13.5789 | 0 | 0 | 0 | 0.0012057 | 0.043685 | 0 | 0 | 3.5873 | 0 | 19.0042 | 0 | 0 | 0 | 0 | 0 | 0 | 0 | 0 | 0 | 0 | 0 | 0 | 0 | 0.45131 | 0 | 0.54519 | 0.019124 | 0 | 0 | 0.3675 | 0.7006 | 0 | 0 | 0 | 0 | 2.0837 | 0 | 0 | 0 | 0 | 0 | 0 | 0 | 0 | 0 | 0 | 0 | 0 | 0
6 | 7 | 14 | 4 | 1.7931 | 0 | 13.5789 | 0 | 0 | 0 | 0.0012057 | 0.048795 | 0 | 0 | 3.5244 | 0 | 18.9464 | 0 | 0 | 0 | 0 | 0 | 0 | 0 | 0 | 0 | 0 | 0 | 0 | 0 | 0.45131 | 0 | 0.54519 | 0.032083 | 0 | 0 | 0.3675 | 0.70026 | 0 | 0 | 0 | 0 | 2.0963 | 0 | 0 | 0 | 0 | 0 | 0 | 0 | 0 | 0 | 0 | 0 | 0 | 0
6 | 7 | 15 | 4 | 1.7931 | 0 | 13.5789 | 0 | 0 | 0 | 0.0012057 | 0.051947 | 0 | 0 | 3.0267 | 0 | 18.4519 | 0 | 0 | 0 | 0 | 0 | 0 | 0 | 0 | 0 | 0 | 0 | 0 | 0 | 0.45131 | 0 | 0.54519 | 0.03195 | 0.043383 | 0 | 0.315 | 0.70025 | 0 | 0 | 0 | 0 | 2.0871 | 0 | 0 | 0 | 0 | 0 | 0 | 0 | 0 | 0 | 0 | 0 | 0 | 0
6 | 7 | 16 | 4 | 1.7931 | 0 | 13.5789 | 0 | 0 | 0 | 0.0012057 | 0.053835 | 0 | 0 | 3.0267 | 0 | 18.4538 | 0 | 0 | 0 | 0 | 0 | 0 | 0 | 0 | 0 | 0 | 0 | 0 | 0 | 0.45131 | 0 | 0.54519 | 0.0251 | 0.069565 | 0 | 0.315 | 0.70024 | 0 | 0 | 0 | 0 | 2.1064 | 0 | 0 | 0 | 0 | 0 | 0 | 0 | 0 | 0 | 0 | 0 | 0 | 0
6 | 7 | 17 | 4 | 1.7931 | 0 | 13.5789 | 0 | 0 | 0 | 0.0012057 | 0.057424 | 0 | 0 | 3.9585 | 0 | 19.3891 | 0 | 0 | 0 | 0 | 0 | 0 | 0 | 0 | 0 | 0 | 0 | 0 | 0 | 0.45131 | 0 | 0.54519 | 0.029468 | 0.075984 | 0 | 0.525 | 0.70018 | 0 | 0 | 0 | 0 | 2.3271 | 0 | 0 | 0 | 0 | 0 | 0 | 0 | 0 | 0 | 0 | 0 | 0 | 0
6 | 7 | 18 | 4 | 1.7931 | 0 | 9.8682 | 0 | 0 | 0 | 0.0012057 | 0.049588 | 0 | 0 | 6.0638 | 0 | 17.776 | 0 | 0 | 0 | 0 | 0 | 0 | 0 | 0 | 0 | 0 | 0 | 0 | 0 | 0.45131 | 0 | 0.54519 | 0.024231 | 0.042902 | 0 | 0.525 | 0.70031 | 0 | 0 | 0 | 0 | 2.2889 | 0 | 0 | 0 | 0 | 0 | 0 | 0 | 0 | 0 | 0 | 0 | 0 | 0
6 | 7 | 19 | 4 | 1.7931 | 0 | 2.4469 | 0 | 0 | 0 | 0.0012057 | 0.049993 | 0 | 0 | 3.9585 | 0 | 8.2497 | 0 | 0 | 0 | 0 | 0 | 0 | 0 | 0 | 0 | 0 | 0 | 0 | 0 | 0.45131 | 0 | 0.88038 | 0.031588 | 0 | 0 | 0.42 | 0.6992 | 0 | 0 | 0 | 0 | 2.4825 | 0 | 0 | 0 | 0 | 0 | 0 | 0 | 0 | 0 | 0 | 0 | 0 | 0
6 | 7 | 20 | 4 | 1.7931 | 0 | 2.4469 | 0 | 0 | 0 | 0.0012057 | 0.050455 | 0 | 0 | 3.5872 | 0 | 7.8789 | 0 | 0 | 0 | 0 | 0 | 0 | 0 | 0 | 0 | 0 | 0 | 0 | 0 | 0.45131 | 0 | 1.1038 | 0.010836 | 0 | 0 | 0.3675 | 0.69731 | 0 | 0 | 0 | 0 | 2.6308 | 0 | 0 | 0 | 0 | 0 | 0 | 0 | 0 | 0 | 0 | 0 | 0 | 0
6 | 7 | 21 | 4 | 1.7931 | 0 | 2.4469 | 0 | 0 | 0 | 0.0012057 | 0.051624 | 0 | 0 | 3.9584 | 0 | 8.2513 | 0 | 0 | 0 | 0 | 0 | 0 | 0 | 0 | 0 | 0 | 0 | 0 | 0 | 0.45131 | 0 | 1.2156 | 0.01488 | 0 | 0 | 0.4725 | 0.69681 | 0 | 0 | 0 | 0 | 2.8511 | 0 | 0 | 0 | 0 | 0 | 0 | 0 | 0 | 0 | 0 | 0 | 0 | 0
6 | 7 | 22 | 4 | 1.7931 | 0 | 2.4469 | 0 | 0 | 0 | 0.0012057 | 0.052033 | 0 | 0 | 3.5813 | 0 | 7.8746 | 0 | 0 | 0 | 0 | 0 | 0 | 0 | 0 | 0 | 0 | 0 | 0 | 0 | 0.45131 | 0 | 1.1038 | 0.020187 | 0 | 0 | 0.315 | 0.69709 | 0 | 0 | 0 | 0 | 2.5874 | 0 | 0 | 0 | 0 | 0 | 0 | 0 | 0 | 0 | 0 | 0 | 0 | 0
6 | 7 | 23 | 4 | 1.7931 | 0 | 2.4469 | 0 | 0 | 0 | 0.0012057 | 0.04 | 0 | 0 | 0.53841 | 0 | 4.8196 | 0 | 0 | 0 | 0 | 0 | 0 | 0 | 0 | 0 | 0 | 0 | 0 | 0 | 0.45131 | 0 | 0.88038 | 0.025611 | 0 | 0 | 0.0525 | 0.69797 | 0 | 0 | 0 | 0 | 2.1078 | 0 | 0 | 0 | 0 | 0 | 0 | 0 | 0 | 0 | 0 | 0 | 0 | 0
6 | 7 | 24 | 4 | 1.7931 | 0 | 2.4469 | 0 | 0 | 0 | 0.0012057 | 0.04 | 0 | 0 | 0.53843 | 0 | 4.8197 | 0 | 0 | 0 | 0 | 0 | 0 | 0 | 0 | 0 | 0 | 0 | 0 | 0 | 0.45131 | 0 | 0.54519 | 0.037978 | 0 | 0 | 0.0525 | 0.69933 | 0 | 0 | 0 | 0 | 1.7863 | 0 | 0 | 0 | 0 | 0 | 0 | 0 | 0 | 0 | 0 | 0 | 0 | 0
6 | 8 | 1 | 5 | 1.7931 | 0 | 2.4469 | 0 | 0 | 0 | 0.0012057 | 0.04 | 0 | 0 | 0.53846 | 0 | 4.8197 | 0 | 0 | 0 | 0 | 0 | 0 | 0 | 0 | 0 | 0 | 0 | 0 | 0 | 0.45131 | 0 | 0.32173 | 0.046018 | 0 | 0 | 0.0525 | 0.70056 | 0 | 0 | 0 | 0 | 1.5721 | 0 | 0 | 0 | 0 | 0 | 0 | 0 | 0 | 0 | 0 | 0 | 0 | 0
6 | 8 | 2 | 5 | 1.7931 | 0 | 2.4469 | 0 | 0 | 0 | 0.0012057 | 0.04 | 0 | 0 | 0.53848 | 0 | 4.8197 | 0 | 0 | 0 | 0 | 0 | 0 | 0 | 0 | 0 | 0 | 0 | 0 | 0 | 0.45131 | 0 | 0.32173 | 0.051734 | 0 | 0 | 0.0525 | 0.70068 | 0 | 0 | 0 | 0 | 1.5779 | 0 | 0 | 0 | 0 | 0 | 0 | 0 | 0 | 0 | 0 | 0 | 0 | 0
6 | 8 | 3 | 5 | 1.7931 | 0 | 2.4469 | 0 | 0 | 0 | 0.0012057 | 0.04 | 0 | 0 | 0.53848 | 0 | 4.8197 | 0 | 0 | 0 | 0 | 0 | 0 | 0 | 0 | 0 | 0 | 0 | 0 | 0 | 0.45131 | 0 | 0.32173 | 0.051433 | 0 | 0 | 0.0525 | 0.70058 | 0 | 0 | 0 | 0 | 1.5776 | 0 | 0 | 0 | 0 | 0 | 0 | 0 | 0 | 0 | 0 | 0 | 0 | 0
6 | 8 | 4 | 5 | 1.7931 | 0 | 2.4469 | 0 | 0 | 0 | 0.0012057 | 0.04 | 0 | 0 | 0.53848 | 0 | 4.8197 | 0 | 0 | 0 | 0 | 0 | 0 | 0 | 0 | 0 | 0 | 0 | 0 | 0 | 0.45131 | 0 | 0.32173 | 0.055936 | 0 | 0 | 0.0525 | 0.70037 | 0 | 0 | 0 | 0 | 1.5818 | 0 | 0 | 0 | 0 | 0 | 0 | 0 | 0 | 0 | 0 | 0 | 0 | 0
6 | 8 | 5 | 5 | 1.7931 | 0 | 2.4469 | 0 | 0 | 0 | 0.0012057 | 0.04 | 0 | 0 | 0.53848 | 0 | 4.8197 | 0 | 0 | 0 | 0 | 0 | 0 | 0 | 0 | 0 | 0 | 0 | 0 | 0 | 0.45131 | 0 | 0.32173 | 0.060575 | 0 | 0 | 0.0525 | 0.70023 | 0 | 0 | 0 | 0 | 1.5863 | 0 | 0 | 0 | 0 | 0 | 0 | 0 | 0 | 0 | 0 | 0 | 0 | 0
6 | 8 | 6 | 5 | 1.7931 | 0 | 2.4469 | 0 | 0 | 0 | 0.0012057 | 0.04 | 0 | 0 | 3.0267 | 0 | 7.308 | 0 | 0 | 0 | 0 | 0 | 0 | 0 | 0 | 0 | 0 | 0 | 0 | 0 | 0.45131 | 0 | 0.54519 | 0.056511 | 0 | 0 | 0.315 | 0.69898 | 0 | 0 | 0 | 0 | 2.067 | 0 | 0 | 0 | 0 | 0 | 0 | 0 | 0 | 0 | 0 | 0 | 0 | 0
6 | 8 | 7 | 5 | 1.7931 | 0 | 2.4469 | 0 | 0 | 0 | 0.0012057 | 0.053263 | 0 | 0 | 3.9585 | 0 | 8.2529 | 0 | 0 | 0 | 0 | 0 | 0 | 0 | 0 | 0 | 0 | 0 | 0 | 0 | 0.45131 | 0 | 0.71279 | 0.06902 | 0 | 0 | 0.525 | 0.69758 | 0 | 0 | 0 | 0 | 2.4557 | 0 | 0 | 0 | 0 | 0 | 0 | 0 | 0 | 0 | 0 | 0 | 0 | 0
6 | 8 | 8 | 5 | 1.7931 | 0 | 13.5789 | 0 | 0 | 0 | 0.0012057 | 0.076381 | 0 | 0 | 3.9584 | 0 | 19.408 | 0 | 0 | 0 | 0 | 0 | 0 | 0 | 0 | 0 | 0 | 0 | 0 | 0 | 0.45131 | 0 | 0.71279 | 0.026605 | 0 | 0 | 0.42 | 0.69681 | 0 | 0 | 0 | 0 | 2.3075 | 0 | 0 | 0 | 0 | 0 | 0 | 0 | 0 | 0 | 0 | 0 | 0 | 0
6 | 8 | 9 | 5 | 1.7931 | 0 | 13.5789 | 0 | 0 | 0 | 0.0012057 | 0.12566 | 0 | 0 | 4.1236 | 0 | 19.6225 | 0 | 0 | 0 | 0 | 0 | 0 | 0 | 0 | 0 | 0 | 0 | 0 | 0 | 0.45131 | 0 | 0.71279 | 0.0096332 | 0.13809 | 0 | 0.315 | 0.6958 | 0 | 0 | 0 | 0 | 2.3226 | 0 | 0 | 0 | 0 | 0 | 0 | 0 | 0 | 0 | 0 | 0 | 0 | 0
6 | 8 | 10 | 5 | 1.7931 | 0 | 13.5789 | 0 | 0 | 0 | 0.0012057 | 0.25486 | 0 | 0 | 3.0267 | 0 | 18.6547 | 0 | 0 | 0 | 0 | 0 | 0 | 0 | 0 | 0 | 0 | 0 | 0 | 0 | 0.45131 | 0 | 0.71279 | 0 | 0.64379 | 0 | 0.315 | 0.69493 | 0 | 0 | 0 | 0 | 2.8178 | 0 | 0 | 0 | 0 | 0 | 0 | 0 | 0 | 0 | 0 | 0 | 0 | 0
6 | 8 | 11 | 5 | 1.7931 | 0 | 13.5789 | 0 | 0 | 0 | 0.0012057 | 0.3226 | 0 | 0 | 3.5243 | 0 | 19.2201 | 0 | 0 | 0 | 0 | 0 | 0 | 0 | 0 | 0 | 0 | 0 | 0 | 0 | 0.45131 | 0 | 0.54519 | 0 | 1.7219 | 0 | 0.3675 | 0.69501 | 0 | 0 | 0 | 0 | 3.7809 | 0 | 0 | 0 | 0 | 0 | 0 | 0 | 0 | 0 | 0 | 0 | 0 | 0
6 | 8 | 12 | 5 | 1.7931 | 0 | 8.6313 | 0 | 0 | 0 | 0.0012057 | 0.29607 | 0 | 0 | 3.9584 | 0 | 14.6802 | 0 | 0 | 0 | 0 | 0 | 0 | 0 | 0 | 0 | 0 | 0 | 0 | 0 | 0.45131 | 0 | 0.54519 | 0 | 1.7588 | 0 | 0.42 | 0.69473 | 0 | 0 | 0 | 0 | 3.87 | 0 | 0 | 0 | 0 | 0 | 0 | 0 | 0 | 0 | 0 | 0 | 0 | 0
6 | 8 | 13 | 5 | 1.7931 | 0 | 13.5789 | 0 | 0 | 0 | 0.0012057 | 0.4074 | 0 | 0 | 3.5871 | 0 | 19.3677 | 0 | 0 | 0 | 0 | 0 | 0 | 0 | 0 | 0 | 0 | 0 | 0 | 0 | 0.45131 | 0 | 0.54519 | 0 | 2.3634 | 0 | 0.3675 | 0.69338 | 0 | 0 | 0 | 0 | 4.4208 | 0 | 0 | 0 | 0 | 0 | 0 | 0 | 0 | 0 | 0 | 0 | 0 | 0
6 | 8 | 14 | 5 | 1.7931 | 0 | 13.5789 | 0 | 0 | 0 | 0.0012057 | 0.44348 | 0 | 0 | 3.5243 | 0 | 19.341 | 0 | 0 | 0 | 0 | 0 | 0 | 0 | 0 | 0 | 0 | 0 | 0 | 0 | 0.45131 | 0 | 0.54519 | 0 | 2.8444 | 0 | 0.3675 | 0.69341 | 0 | 0 | 0 | 0 | 4.9018 | 0 | 0 | 0 | 0 | 0 | 0 | 0 | 0 | 0 | 0 | 0 | 0 | 0
6 | 8 | 15 | 5 | 1.7931 | 0 | 13.5789 | 0 | 0 | 0 | 0.0012057 | 0.46641 | 0 | 0 | 3.0266 | 0 | 18.8662 | 0 | 0 | 0 | 0 | 0 | 0 | 0 | 0 | 0 | 0 | 0 | 0 | 0 | 0.45131 | 0 | 0.54519 | 0 | 3.047 | 0 | 0.315 | 0.693 | 0 | 0 | 0 | 0 | 5.0515 | 0 | 0 | 0 | 0 | 0 | 0 | 0 | 0 | 0 | 0 | 0 | 0 | 0
6 | 8 | 16 | 5 | 1.7931 | 0 | 13.5789 | 0 | 0 | 0 | 0.0012057 | 0.47973 | 0 | 0 | 3.0266 | 0 | 18.8795 | 0 | 0 | 0 | 0 | 0 | 0 | 0 | 0 | 0 | 0 | 0 | 0 | 0 | 0.45131 | 0 | 0.54519 | 0 | 3.2234 | 0 | 0.315 | 0.69302 | 0 | 0 | 0 | 0 | 5.2279 | 0 | 0 | 0 | 0 | 0 | 0 | 0 | 0 | 0 | 0 | 0 | 0 | 0
6 | 8 | 17 | 5 | 1.7931 | 0 | 13.5789 | 0 | 0 | 0 | 0.0012057 | 0.48178 | 0 | 0 | 3.9584 | 0 | 19.8134 | 0 | 0 | 0 | 0 | 0 | 0 | 0 | 0 | 0 | 0 | 0 | 0 | 0 | 0.45131 | 0 | 0.54519 | 0 | 3.3112 | 0 | 0.525 | 0.69306 | 0 | 0 | 0 | 0 | 5.5257 | 0 | 0 | 0 | 0 | 0 | 0 | 0 | 0 | 0 | 0 | 0 | 0 | 0
6 | 8 | 18 | 5 | 1.7931 | 0 | 9.8682 | 0 | 0 | 0 | 0.0012057 | 0.40058 | 0 | 0 | 6.0636 | 0 | 18.1267 | 0 | 0 | 0 | 0 | 0 | 0 | 0 | 0 | 0 | 0 | 0 | 0 | 0 | 0.45131 | 0 | 0.54519 | 0 | 2.6868 | 0 | 0.525 | 0.69283 | 0 | 0 | 0 | 0 | 4.9011 | 0 | 0 | 0 | 0 | 0 | 0 | 0 | 0 | 0 | 0 | 0 | 0 | 0
6 | 8 | 19 | 5 | 1.7931 | 0 | 2.4469 | 0 | 0 | 0 | 0.0012057 | 0.27211 | 0 | 0 | 3.9584 | 0 | 8.4717 | 0 | 0 | 0 | 0 | 0 | 0 | 0 | 0 | 0 | 0 | 0 | 0 | 0 | 0.45131 | 0 | 0.88038 | 0 | 1.6939 | 0 | 0.42 | 0.69077 | 0 | 0 | 0 | 0 | 4.1364 | 0 | 0 | 0 | 0 | 0 | 0 | 0 | 0 | 0 | 0 | 0 | 0 | 0
6 | 8 | 20 | 5 | 1.7931 | 0 | 2.4469 | 0 | 0 | 0 | 0.0012057 | 0.207 | 0 | 0 | 3.587 | 0 | 8.0352 | 0 | 0 | 0 | 0 | 0 | 0 | 0 | 0 | 0 | 0 | 0 | 0 | 0 | 0.45131 | 0 | 1.1038 | 0 | 1.1543 | 0 | 0.3675 | 0.6901 | 0 | 0 | 0 | 0 | 3.767 | 0 | 0 | 0 | 0 | 0 | 0 | 0 | 0 | 0 | 0 | 0 | 0 | 0
6 | 8 | 21 | 5 | 1.7931 | 0 | 2.4469 | 0 | 0 | 0 | 0.0012057 | 0.18901 | 0 | 0 | 3.9583 | 0 | 8.3886 | 0 | 0 | 0 | 0 | 0 | 0 | 0 | 0 | 0 | 0 | 0 | 0 | 0 | 0.45131 | 0 | 1.2156 | 0 | 1.0138 | 0 | 0.4725 | 0.6901 | 0 | 0 | 0 | 0 | 3.8433 | 0 | 0 | 0 | 0 | 0 | 0 | 0 | 0 | 0 | 0 | 0 | 0 | 0
6 | 8 | 22 | 5 | 1.7931 | 0 | 2.4469 | 0 | 0 | 0 | 0.0012057 | 0.17433 | 0 | 0 | 3.581 | 0 | 7.9965 | 0 | 0 | 0 | 0 | 0 | 0 | 0 | 0 | 0 | 0 | 0 | 0 | 0 | 0.45131 | 0 | 1.1038 | 0 | 0.89565 | 0 | 0.315 | 0.6901 | 0 | 0 | 0 | 0 | 3.4559 | 0 | 0 | 0 | 0 | 0 | 0 | 0 | 0 | 0 | 0 | 0 | 0 | 0
6 | 8 | 23 | 5 | 1.7931 | 0 | 2.4469 | 0 | 0 | 0 | 0.0012057 | 0.15876 | 0 | 0 | 0.53816 | 0 | 4.9381 | 0 | 0 | 0 | 0 | 0 | 0 | 0 | 0 | 0 | 0 | 0 | 0 | 0 | 0.45131 | 0 | 0.88038 | 0 | 0.77966 | 0 | 0.0525 | 0.6901 | 0 | 0 | 0 | 0 | 2.854 | 0 | 0 | 0 | 0 | 0 | 0 | 0 | 0 | 0 | 0 | 0 | 0 | 0
6 | 8 | 24 | 5 | 1.7931 | 0 | 2.4469 | 0 | 0 | 0 | 0.0012057 | 0.15123 | 0 | 0 | 0.53821 | 0 | 4.9307 | 0 | 0 | 0 | 0 | 0 | 0 | 0 | 0 | 0 | 0 | 0 | 0 | 0 | 0.45131 | 0 | 0.54519 | 0.015198 | 0.72271 | 0 | 0.0525 | 0.69049 | 0 | 0 | 0 | 0 | 2.4774 | 0 | 0 | 0 | 0 | 0 | 0 | 0 | 0 | 0 | 0 | 0 | 0 | 0
6 | 9 | 1 | 6 | 1.7931 | 0 | 2.4469 | 0 | 0 | 0 | 0.0012057 | 0.15183 | 0 | 0 | 0.53828 | 0 | 4.9313 | 0 | 0 | 0 | 0 | 0 | 0 | 0 | 0 | 0 | 0 | 0 | 0 | 0 | 0.45131 | 0 | 0.32173 | 0.016184 | 0.72584 | 0 | 0.0525 | 0.69183 | 0 | 0 | 0 | 0 | 2.2594 | 0 | 0 | 0 | 0 | 0 | 0 | 0 | 0 | 0 | 0 | 0 | 0 | 0
6 | 9 | 2 | 6 | 1.7931 | 0 | 2.4469 | 0 | 0 | 0 | 0.0012057 | 0.14813 | 0 | 0 | 0.53831 | 0 | 4.9277 | 0 | 0 | 0 | 0 | 0 | 0 | 0 | 0 | 0 | 0 | 0 | 0 | 0 | 0.45131 | 0 | 0.32173 | 0.022979 | 0.68259 | 0 | 0.0525 | 0.69217 | 0 | 0 | 0 | 0 | 2.2233 | 0 | 0 | 0 | 0 | 0 | 0 | 0 | 0 | 0 | 0 | 0 | 0 | 0
6 | 9 | 3 | 6 | 1.7931 | 0 | 2.4469 | 0 | 0 | 0 | 0.0012057 | 0.14256 | 0 | 0 | 0.53832 | 0 | 4.9221 | 0 | 0 | 0 | 0 | 0 | 0 | 0 | 0 | 0 | 0 | 0 | 0 | 0 | 0.45131 | 0 | 0.32173 | 0.025788 | 0.63409 | 0 | 0.0525 | 0.69202 | 0 | 0 | 0 | 0 | 2.1774 | 0 | 0 | 0 | 0 | 0 | 0 | 0 | 0 | 0 | 0 | 0 | 0 | 0
6 | 9 | 4 | 6 | 1.7931 | 0 | 2.4469 | 0 | 0 | 0 | 0.0012057 | 0.13875 | 0 | 0 | 0.53831 | 0 | 4.9183 | 0 | 0 | 0 | 0 | 0 | 0 | 0 | 0 | 0 | 0 | 0 | 0 | 0 | 0.45131 | 0 | 0.32173 | 0.025026 | 0.61637 | 0 | 0.0525 | 0.69165 | 0 | 0 | 0 | 0 | 2.1586 | 0 | 0 | 0 | 0 | 0 | 0 | 0 | 0 | 0 | 0 | 0 | 0 | 0
6 | 9 | 5 | 6 | 1.7931 | 0 | 2.4469 | 0 | 0 | 0 | 0.0012057 | 0.14142 | 0 | 0 | 0.53831 | 0 | 4.921 | 0 | 0 | 0 | 0 | 0 | 0 | 0 | 0 | 0 | 0 | 0 | 0 | 0 | 0.45131 | 0 | 0.32173 | 0.027455 | 0.63157 | 0 | 0.0525 | 0.69142 | 0 | 0 | 0 | 0 | 2.176 | 0 | 0 | 0 | 0 | 0 | 0 | 0 | 0 | 0 | 0 | 0 | 0 | 0
6 | 9 | 6 | 6 | 1.7931 | 0 | 2.4469 | 0 | 0 | 0 | 0.0012057 | 0.19029 | 0 | 0 | 3.0266 | 0 | 7.4581 | 0 | 0 | 0 | 0 | 0 | 0 | 0 | 0 | 0 | 0 | 0 | 0 | 0 | 0.45131 | 0 | 0.54519 | 0 | 0.93384 | 0 | 0.315 | 0.6901 | 0 | 0 | 0 | 0 | 2.9354 | 0 | 0 | 0 | 0 | 0 | 0 | 0 | 0 | 0 | 0 | 0 | 0 | 0
6 | 9 | 7 | 6 | 1.7931 | 0 | 2.4469 | 0 | 0 | 0 | 0.0012057 | 0.29107 | 0 | 0 | 3.9584 | 0 | 8.4907 | 0 | 0 | 0 | 0 | 0 | 0 | 0 | 0 | 0 | 0 | 0 | 0 | 0 | 0.45131 | 0 | 0.71279 | 0 | 1.5156 | 0 | 0.525 | 0.6901 | 0 | 0 | 0 | 0 | 3.8948 | 0 | 0 | 0 | 0 | 0 | 0 | 0 | 0 | 0 | 0 | 0 | 0 | 0
6 | 9 | 8 | 6 | 1.7931 | 0 | 13.5789 | 0 | 0 | 0 | 0.0012057 | 0.49431 | 0 | 0 | 3.9583 | 0 | 19.8258 | 0 | 0 | 0 | 0 | 0 | 0 | 0 | 0 | 0 | 0 | 0 | 0 | 0 | 0.45131 | 0 | 0.71279 | 0 | 2.9686 | 0 | 0.42 | 0.6901 | 0 | 0 | 0 | 0 | 5.2428 | 0 | 0 | 0 | 0 | 0 | 0 | 0 | 0 | 0 | 0 | 0 | 0 | 0
6 | 9 | 9 | 6 | 1.7931 | 0 | 13.5789 | 0 | 0 | 0 | 0.0012057 | 0.56283 | 0 | 0 | 4.1231 | 0 | 20.0592 | 0 | 0 | 0 | 0 | 0 | 0 | 0 | 0 | 0 | 0 | 0 | 0 | 0 | 0.45131 | 0 | 0.71279 | 0 | 3.802 | 0 | 0.315 | 0.6901 | 0 | 0 | 0 | 0 | 5.9712 | 0 | 0 | 0 | 0 | 0 | 0 | 0 | 0 | 0 | 0 | 0 | 0 | 0
6 | 9 | 10 | 6 | 1.7931 | 0 | 13.5789 | 0 | 0 | 0 | 0.0012057 | 0.5976 | 0 | 0 | 3.0263 | 0 | 18.9971 | 0 | 0 | 0 | 0 | 0 | 0 | 0 | 0 | 0 | 0 | 0 | 0 | 0 | 0.45131 | 0 | 0.71279 | 0 | 4.2618 | 0 | 0.315 | 0.6901 | 0 | 0 | 0 | 0 | 6.431 | 0 | 0 | 0 | 0 | 0 | 0 | 0 | 0 | 0 | 0 | 0 | 0 | 0
6 | 9 | 11 | 6 | 1.7931 | 0 | 13.5789 | 0 | 0 | 0 | 0.0012057 | 0.65361 | 0 | 0 | 3.5238 | 0 | 19.5506 | 0 | 0 | 0 | 0 | 0 | 0 | 0 | 0 | 0 | 0 | 0 | 0 | 0 | 0.45131 | 0 | 0.54519 | 0 | 4.812 | 0 | 0.3675 | 0.6901 | 0 | 0 | 0 | 0 | 6.8661 | 0 | 0 | 0 | 0 | 0 | 0 | 0 | 0 | 0 | 0 | 0 | 0 | 0
6 | 9 | 12 | 6 | 1.7931 | 0 | 8.6313 | 0 | 0 | 0 | 0.0012057 | 0.64009 | 0 | 0 | 3.9581 | 0 | 15.0239 | 0 | 0 | 0 | 0 | 0 | 0 | 0 | 0 | 0 | 0 | 0 | 0 | 0 | 0.45131 | 0 | 0.54519 | 0 | 4.8465 | 0 | 0.42 | 0.6901 | 0 | 0 | 0 | 0 | 6.9531 | 0 | 0 | 0 | 0 | 0 | 0 | 0 | 0 | 0 | 0 | 0 | 0 | 0
6 | 9 | 13 | 6 | 1.7931 | 0 | 13.5789 | 0 | 0 | 0 | 0.0012057 | 0.69811 | 0 | 0 | 3.5863 | 0 | 19.6576 | 0 | 0 | 0 | 0 | 0 | 0 | 0 | 0 | 0 | 0 | 0 | 0 | 0 | 0.45131 | 0 | 0.54519 | 0 | 5.3407 | 0 | 0.3675 | 0.6901 | 0 | 0 | 0 | 0 | 7.3948 | 0 | 0 | 0 | 0 | 0 | 0 | 0 | 0 | 0 | 0 | 0 | 0 | 0
6 | 9 | 14 | 6 | 1.7931 | 0 | 13.5789 | 0 | 0 | 0 | 0.0012057 | 0.77133 | 0 | 0 | 3.5236 | 0 | 19.6682 | 0 | 0 | 0 | 0 | 0 | 0 | 0 | 0 | 0 | 0 | 0 | 0 | 0 | 0.45131 | 0 | 0.54519 | 0 | 6.1437 | 0 | 0.3675 | 0.6901 | 0 | 0 | 0 | 0 | 8.1977 | 0 | 0 | 0 | 0 | 0 | 0 | 0 | 0 | 0 | 0 | 0 | 0 | 0
6 | 9 | 15 | 6 | 1.7931 | 0 | 13.5789 | 0 | 0 | 0 | 0.0012057 | 0.80717 | 0 | 0 | 3.0259 | 0 | 19.2063 | 0 | 0 | 0 | 0 | 0 | 0 | 0 | 0 | 0 | 0 | 0 | 0 | 0 | 0.45131 | 0 | 0.54519 | 0 | 6.5127 | 0 | 0.315 | 0.6901 | 0 | 0 | 0 | 0 | 8.5143 | 0 | 0 | 0 | 0 | 0 | 0 | 0 | 0 | 0 | 0 | 0 | 0 | 0
6 | 9 | 16 | 6 | 1.7931 | 0 | 13.5789 | 0 | 0 | 0 | 0.0012057 | 0.8077 | 0 | 0 | 3.0259 | 0 | 19.2068 | 0 | 0 | 0 | 0 | 0 | 0 | 0 | 0 | 0 | 0 | 0 | 0 | 0 | 0.45131 | 0 | 0.54519 | 0 | 6.6439 | 0 | 0.315 | 0.6901 | 0 | 0 | 0 | 0 | 8.6455 | 0 | 0 | 0 | 0 | 0 | 0 | 0 | 0 | 0 | 0 | 0 | 0 | 0
6 | 9 | 17 | 6 | 1.7931 | 0 | 13.5789 | 0 | 0 | 0 | 0.0012057 | 0.78441 | 0 | 0 | 3.958 | 0 | 20.1156 | 0 | 0 | 0 | 0 | 0 | 0 | 0 | 0 | 0 | 0 | 0 | 0 | 0 | 0.45131 | 0 | 0.54519 | 0 | 6.4655 | 0 | 0.525 | 0.6901 | 0 | 0 | 0 | 0 | 8.6771 | 0 | 0 | 0 | 0 | 0 | 0 | 0 | 0 | 0 | 0 | 0 | 0 | 0
6 | 9 | 18 | 6 | 1.7931 | 0 | 9.8682 | 0 | 0 | 0 | 0.0012057 | 0.68709 | 0 | 0 | 6.0623 | 0 | 18.4119 | 0 | 0 | 0 | 0 | 0 | 0 | 0 | 0 | 0 | 0 | 0 | 0 | 0 | 0.45131 | 0 | 0.54519 | 0 | 5.5879 | 0 | 0.525 | 0.6901 | 0 | 0 | 0 | 0 | 7.7995 | 0 | 0 | 0 | 0 | 0 | 0 | 0 | 0 | 0 | 0 | 0 | 0 | 0
6 | 9 | 19 | 6 | 1.7931 | 0 | 2.4469 | 0 | 0 | 0 | 0.0012057 | 0.53429 | 0 | 0 | 3.9579 | 0 | 8.7334 | 0 | 0 | 0 | 0 | 0 | 0 | 0 | 0 | 0 | 0 | 0 | 0 | 0 | 0.45131 | 0 | 0.88038 | 0 | 4.1803 | 0 | 0.42 | 0.6901 | 0 | 0 | 0 | 0 | 6.6221 | 0 | 0 | 0 | 0 | 0 | 0 | 0 | 0 | 0 | 0 | 0 | 0 | 0
6 | 9 | 20 | 6 | 1.7931 | 0 | 2.4469 | 0 | 0 | 0 | 0.0012057 | 0.47485 | 0 | 0 | 3.5855 | 0 | 8.3016 | 0 | 0 | 0 | 0 | 0 | 0 | 0 | 0 | 0 | 0 | 0 | 0 | 0 | 0.45131 | 0 | 1.1038 | 0 | 3.6422 | 0 | 0.3675 | 0.6901 | 0 | 0 | 0 | 0 | 6.255 | 0 | 0 | 0 | 0 | 0 | 0 | 0 | 0 | 0 | 0 | 0 | 0 | 0
6 | 9 | 21 | 6 | 1.7931 | 0 | 2.4469 | 0 | 0 | 0 | 0.0012057 | 0.44185 | 0 | 0 | 3.9577 | 0 | 8.6408 | 0 | 0 | 0 | 0 | 0 | 0 | 0 | 0 | 0 | 0 | 0 | 0 | 0 | 0.45131 | 0 | 1.2156 | 0 | 3.4221 | 0 | 0.4725 | 0.6901 | 0 | 0 | 0 | 0 | 6.2515 | 0 | 0 | 0 | 0 | 0 | 0 | 0 | 0 | 0 | 0 | 0 | 0 | 0
6 | 9 | 22 | 6 | 1.7931 | 0 | 2.4469 | 0 | 0 | 0 | 0.0012057 | 0.43443 | 0 | 0 | 3.5791 | 0 | 8.2548 | 0 | 0 | 0 | 0 | 0 | 0 | 0 | 0 | 0 | 0 | 0 | 0 | 0 | 0.45131 | 0 | 1.1038 | 0 | 3.3087 | 0 | 0.315 | 0.6901 | 0 | 0 | 0 | 0 | 5.869 | 0 | 0 | 0 | 0 | 0 | 0 | 0 | 0 | 0 | 0 | 0 | 0 | 0
6 | 9 | 23 | 6 | 1.7931 | 0 | 2.4469 | 0 | 0 | 0 | 0.0012057 | 0.41292 | 0 | 0 | 0.53691 | 0 | 5.1911 | 0 | 0 | 0 | 0 | 0 | 0 | 0 | 0 | 0 | 0 | 0 | 0 | 0 | 0.45131 | 0 | 0.88038 | 0 | 3.0402 | 0 | 0.0525 | 0.6901 | 0 | 0 | 0 | 0 | 5.1145 | 0 | 0 | 0 | 0 | 0 | 0 | 0 | 0 | 0 | 0 | 0 | 0 | 0
6 | 9 | 24 | 6 | 1.7931 | 0 | 2.4469 | 0 | 0 | 0 | 0.0012057 | 0.36783 | 0 | 0 | 0.53696 | 0 | 5.146 | 0 | 0 | 0 | 0 | 0 | 0 | 0 | 0 | 0 | 0 | 0 | 0 | 0 | 0.45131 | 0 | 0.54519 | 0 | 2.4301 | 0 | 0.0525 | 0.6901 | 0 | 0 | 0 | 0 | 4.1692 | 0 | 0 | 0 | 0 | 0 | 0 | 0 | 0 | 0 | 0 | 0 | 0 | 0
6 | 10 | 1 | 7 | 1.7931 | 0 | 2.4469 | 0 | 0 | 0 | 0.0012057 | 0.34177 | 0 | 0 | 0.53711 | 0 | 5.1201 | 0 | 0 | 0 | 0 | 0 | 0 | 0 | 0 | 0 | 0 | 0 | 0 | 0 | 0.45131 | 0 | 0.32173 | 0 | 2.0646 | 0 | 0.0525 | 0.6901 | 0 | 0 | 0 | 0 | 3.5803 | 0 | 0 | 0 | 0 | 0 | 0 | 0 | 0 | 0 | 0 | 0 | 0 | 0
6 | 10 | 2 | 7 | 1.7931 | 0 | 2.4469 | 0 | 0 | 0 | 0.0012057 | 0.32582 | 0 | 0 | 0.53726 | 0 | 5.1043 | 0 | 0 | 0 | 0 | 0 | 0 | 0 | 0 | 0 | 0 | 0 | 0 | 0 | 0.45131 | 0 | 0.32173 | 0 | 1.84 | 0 | 0.0525 | 0.6901 | 0 | 0 | 0 | 0 | 3.3557 | 0 | 0 | 0 | 0 | 0 | 0 | 0 | 0 | 0 | 0 | 0 | 0 | 0
6 | 10 | 3 | 7 | 1.7931 | 0 | 2.4469 | 0 | 0 | 0 | 0.0012057 | 0.31239 | 0 | 0 | 0.53732 | 0 | 5.0909 | 0 | 0 | 0 | 0 | 0 | 0 | 0 | 0 | 0 | 0 | 0 | 0 | 0 | 0.45131 | 0 | 0.32173 | 0 | 1.7222 | 0 | 0.0525 | 0.6901 | 0 | 0 | 0 | 0 | 3.2378 | 0 | 0 | 0 | 0 | 0 | 0 | 0 | 0 | 0 | 0 | 0 | 0 | 0
6 | 10 | 4 | 7 | 1.7931 | 0 | 2.4469 | 0 | 0 | 0 | 0.0012057 | 0.31209 | 0 | 0 | 0.53733 | 0 | 5.0906 | 0 | 0 | 0 | 0 | 0 | 0 | 0 | 0 | 0 | 0 | 0 | 0 | 0 | 0.45131 | 0 | 0.32173 | 0 | 1.7392 | 0 | 0.0525 | 0.6901 | 0 | 0 | 0 | 0 | 3.2548 | 0 | 0 | 0 | 0 | 0 | 0 | 0 | 0 | 0 | 0 | 0 | 0 | 0
6 | 10 | 5 | 7 | 1.7931 | 0 | 2.4469 | 0 | 0 | 0 | 0.0012057 | 0.30867 | 0 | 0 | 0.53731 | 0 | 5.0872 | 0 | 0 | 0 | 0 | 0 | 0 | 0 | 0 | 0 | 0 | 0 | 0 | 0 | 0.45131 | 0 | 0.32173 | 0 | 1.6918 | 0 | 0.0525 | 0.6901 | 0 | 0 | 0 | 0 | 3.2075 | 0 | 0 | 0 | 0 | 0 | 0 | 0 | 0 | 0 | 0 | 0 | 0 | 0
6 | 10 | 6 | 7 | 1.7931 | 0 | 2.4469 | 0 | 0 | 0 | 0.0012057 | 0.37349 | 0 | 0 | 3.0256 | 0 | 7.6403 | 0 | 0 | 0 | 0 | 0 | 0 | 0 | 0 | 0 | 0 | 0 | 0 | 0 | 0.45131 | 0 | 0.54519 | 0 | 2.1642 | 0 | 0.315 | 0.6901 | 0 | 0 | 0 | 0 | 4.1658 | 0 | 0 | 0 | 0 | 0 | 0 | 0 | 0 | 0 | 0 | 0 | 0 | 0
6 | 10 | 7 | 7 | 1.7931 | 0 | 2.4469 | 0 | 0 | 0 | 0.0012057 | 0.36988 | 0 | 0 | 3.9578 | 0 | 8.5689 | 0 | 0 | 0 | 0 | 0 | 0 | 0 | 0 | 0 | 0 | 0 | 0 | 0 | 0.45131 | 0 | 0.71279 | 0 | 2.1412 | 0 | 0.525 | 0.6901 | 0 | 0 | 0 | 0 | 4.5205 | 0 | 0 | 0 | 0 | 0 | 0 | 0 | 0 | 0 | 0 | 0 | 0 | 0
6 | 10 | 8 | 7 | 1.7931 | 0 | 13.5789 | 0 | 0 | 0 | 0.0012057 | 0.49487 | 0 | 0 | 3.9578 | 0 | 19.8258 | 0 | 0 | 0 | 0 | 0 | 0 | 0 | 0 | 0 | 0 | 0 | 0 | 0 | 0.45131 | 0 | 0.71279 | 0 | 3.0991 | 0 | 0.42 | 0.6901 | 0 | 0 | 0 | 0 | 5.3733 | 0 | 0 | 0 | 0 | 0 | 0 | 0 | 0 | 0 | 0 | 0 | 0 | 0
6 | 10 | 9 | 7 | 1.7931 | 0 | 13.5789 | 0 | 0 | 0 | 0.0012057 | 0.57783 | 0 | 0 | 4.1209 | 0 | 20.072 | 0 | 0 | 0 | 0 | 0 | 0 | 0 | 0 | 0 | 0 | 0 | 0 | 0 | 0.45131 | 0 | 0.71279 | 0 | 3.8259 | 0 | 0.315 | 0.6901 | 0 | 0 | 0 | 0 | 5.9951 | 0 | 0 | 0 | 0 | 0 | 0 | 0 | 0 | 0 | 0 | 0 | 0 | 0
6 | 10 | 10 | 7 | 1.7931 | 0 | 13.5789 | 0 | 0 | 0 | 0.0012057 | 0.61333 | 0 | 0 | 3.0252 | 0 | 19.0117 | 0 | 0 | 0 | 0 | 0 | 0 | 0 | 0 | 0 | 0 | 0 | 0 | 0 | 0.45131 | 0 | 0.71279 | 0 | 4.1098 | 0 | 0.315 | 0.6901 | 0 | 0 | 0 | 0 | 6.279 | 0 | 0 | 0 | 0 | 0 | 0 | 0 | 0 | 0 | 0 | 0 | 0 | 0
6 | 10 | 11 | 7 | 1.7931 | 0 | 13.5789 | 0 | 0 | 0 | 0.0012057 | 0.62931 | 0 | 0 | 3.5227 | 0 | 19.5252 | 0 | 0 | 0 | 0 | 0 | 0 | 0 | 0 | 0 | 0 | 0 | 0 | 0 | 0.45131 | 0 | 0.54519 | 0 | 4.2063 | 0 | 0.3675 | 0.6901 | 0 | 0 | 0 | 0 | 6.2604 | 0 | 0 | 0 | 0 | 0 | 0 | 0 | 0 | 0 | 0 | 0 | 0 | 0
6 | 10 | 12 | 7 | 1.7931 | 0 | 8.6313 | 0 | 0 | 0 | 0.0012057 | 0.51325 | 0 | 0 | 3.9576 | 0 | 14.8965 | 0 | 0 | 0 | 0 | 0 | 0 | 0 | 0 | 0 | 0 | 0 | 0 | 0 | 0.45131 | 0 | 0.54519 | 0 | 3.3242 | 0 | 0.42 | 0.6901 | 0 | 0 | 0 | 0 | 5.4308 | 0 | 0 | 0 | 0 | 0 | 0 | 0 | 0 | 0 | 0 | 0 | 0 | 0
6 | 10 | 13 | 7 | 1.7931 | 0 | 13.5789 | 0 | 0 | 0 | 0.0012057 | 0.53068 | 0 | 0 | 3.5847 | 0 | 19.4886 | 0 | 0 | 0 | 0 | 0 | 0 | 0 | 0 | 0 | 0 | 0 | 0 | 0 | 0.45131 | 0 | 0.54519 | 0 | 3.3978 | 0 | 0.3675 | 0.6901 | 0 | 0 | 0 | 0 | 5.4519 | 0 | 0 | 0 | 0 | 0 | 0 | 0 | 0 | 0 | 0 | 0 | 0 | 0
6 | 10 | 14 | 7 | 1.7931 | 0 | 13.5789 | 0 | 0 | 0 | 0.0012057 | 0.52929 | 0 | 0 | 3.5227 | 0 | 19.4252 | 0 | 0 | 0 | 0 | 0 | 0 | 0 | 0 | 0 | 0 | 0 | 0 | 0 | 0.45131 | 0 | 0.54519 | 0 | 3.3395 | 0 | 0.3675 | 0.6901 | 0 | 0 | 0 | 0 | 5.3936 | 0 | 0 | 0 | 0 | 0 | 0 | 0 | 0 | 0 | 0 | 0 | 0 | 0
6 | 10 | 15 | 7 | 1.7931 | 0 | 13.5789 | 0 | 0 | 0 | 0.0012057 | 0.54038 | 0 | 0 | 3.025 | 0 | 18.9386 | 0 | 0 | 0 | 0 | 0 | 0 | 0 | 0 | 0 | 0 | 0 | 0 | 0 | 0.45131 | 0 | 0.54519 | 0 | 3.4303 | 0 | 0.315 | 0.6901 | 0 | 0 | 0 | 0 | 5.4319 | 0 | 0 | 0 | 0 | 0 | 0 | 0 | 0 | 0 | 0 | 0 | 0 | 0
6 | 10 | 16 | 7 | 1.7931 | 0 | 13.5789 | 0 | 0 | 0 | 0.0012057 | 0.50923 | 0 | 0 | 3.025 | 0 | 18.9074 | 0 | 0 | 0 | 0 | 0 | 0 | 0 | 0 | 0 | 0 | 0 | 0 | 0 | 0.45131 | 0 | 0.54519 | 0 | 3.1978 | 0 | 0.315 | 0.6901 | 0 | 0 | 0 | 0 | 5.1994 | 0 | 0 | 0 | 0 | 0 | 0 | 0 | 0 | 0 | 0 | 0 | 0 | 0
6 | 10 | 17 | 7 | 1.7931 | 0 | 13.5789 | 0 | 0 | 0 | 0.0012057 | 0.48972 | 0 | 0 | 3.9576 | 0 | 19.8205 | 0 | 0 | 0 | 0 | 0 | 0 | 0 | 0 | 0 | 0 | 0 | 0 | 0 | 0.45131 | 0 | 0.54519 | 0 | 2.9885 | 0 | 0.525 | 0.6901 | 0 | 0 | 0 | 0 | 5.2001 | 0 | 0 | 0 | 0 | 0 | 0 | 0 | 0 | 0 | 0 | 0 | 0 | 0
6 | 10 | 18 | 7 | 1.7931 | 0 | 9.8682 | 0 | 0 | 0 | 0.0012057 | 0.41145 | 0 | 0 | 6.0611 | 0 | 18.1351 | 0 | 0 | 0 | 0 | 0 | 0 | 0 | 0 | 0 | 0 | 0 | 0 | 0 | 0.45131 | 0 | 0.54519 | 0 | 2.4171 | 0 | 0.525 | 0.6901 | 0 | 0 | 0 | 0 | 4.6287 | 0 | 0 | 0 | 0 | 0 | 0 | 0 | 0 | 0 | 0 | 0 | 0 | 0
6 | 10 | 19 | 7 | 1.7931 | 0 | 2.4469 | 0 | 0 | 0 | 0.0012057 | 0.28034 | 0 | 0 | 3.9576 | 0 | 8.4791 | 0 | 0 | 0 | 0 | 0 | 0 | 0 | 0 | 0 | 0 | 0 | 0 | 0 | 0.45131 | 0 | 0.88038 | 0 | 1.5016 | 0 | 0.42 | 0.6901 | 0 | 0 | 0 | 0 | 3.9434 | 0 | 0 | 0 | 0 | 0 | 0 | 0 | 0 | 0 | 0 | 0 | 0 | 0
6 | 10 | 20 | 7 | 1.7931 | 0 | 2.4469 | 0 | 0 | 0 | 0.0012057 | 0.23016 | 0 | 0 | 3.5845 | 0 | 8.0558 | 0 | 0 | 0 | 0 | 0 | 0 | 0 | 0 | 0 | 0 | 0 | 0 | 0 | 0.45131 | 0 | 1.1038 | 0 | 1.1266 | 0 | 0.3675 | 0.6901 | 0 | 0 | 0 | 0 | 3.7393 | 0 | 0 | 0 | 0 | 0 | 0 | 0 | 0 | 0 | 0 | 0 | 0 | 0
6 | 10 | 21 | 7 | 1.7931 | 0 | 2.4469 | 0 | 0 | 0 | 0.0012057 | 0.22774 | 0 | 0 | 3.9575 | 0 | 8.4264 | 0 | 0 | 0 | 0 | 0 | 0 | 0 | 0 | 0 | 0 | 0 | 0 | 0 | 0.45131 | 0 | 1.2156 | 0 | 1.0723 | 0 | 0.4725 | 0.6901 | 0 | 0 | 0 | 0 | 3.9018 | 0 | 0 | 0 | 0 | 0 | 0 | 0 | 0 | 0 | 0 | 0 | 0 | 0
6 | 10 | 22 | 7 | 1.7931 | 0 | 2.4469 | 0 | 0 | 0 | 0.0012057 | 0.21369 | 0 | 0 | 3.5783 | 0 | 8.0332 | 0 | 0 | 0 | 0 | 0 | 0 | 0 | 0 | 0 | 0 | 0 | 0 | 0 | 0.45131 | 0 | 1.1038 | 0 | 0.94495 | 0 | 0.315 | 0.6901 | 0 | 0 | 0 | 0 | 3.5052 | 0 | 0 | 0 | 0 | 0 | 0 | 0 | 0 | 0 | 0 | 0 | 0 | 0
6 | 10 | 23 | 7 | 1.7931 | 0 | 2.4469 | 0 | 0 | 0 | 0.0012057 | 0.19559 | 0 | 0 | 0.53629 | 0 | 4.9731 | 0 | 0 | 0 | 0 | 0 | 0 | 0 | 0 | 0 | 0 | 0 | 0 | 0 | 0.45131 | 0 | 0.88038 | 0 | 0.84779 | 0 | 0.0525 | 0.6901 | 0 | 0 | 0 | 0 | 2.9221 | 0 | 0 | 0 | 0 | 0 | 0 | 0 | 0 | 0 | 0 | 0 | 0 | 0
6 | 10 | 24 | 7 | 1.7931 | 0 | 2.4469 | 0 | 0 | 0 | 0.0012057 | 0.16888 | 0 | 0 | 0.53632 | 0 | 4.9464 | 0 | 0 | 0 | 0 | 0 | 0 | 0 | 0 | 0 | 0 | 0 | 0 | 0 | 0.45131 | 0 | 0.54519 | 0 | 0.68466 | 0 | 0.0525 | 0.6901 | 0 | 0 | 0 | 0 | 2.4238 | 0 | 0 | 0 | 0 | 0 | 0 | 0 | 0 | 0 | 0 | 0 | 0 | 0
6 | 11 | 1 | 1 | 1.7931 | 0 | 2.4469 | 0 | 0 | 0 | 0.0012057 | 0.15356 | 0 | 0 | 0.53641 | 0 | 4.9312 | 0 | 0 | 0 | 0 | 0 | 0 | 0 | 0 | 0 | 0 | 0 | 0 | 0 | 0.45131 | 0 | 0.32173 | 0 | 0.58965 | 0 | 0.0525 | 0.6901 | 0 | 0 | 0 | 0 | 2.1053 | 0 | 0 | 0 | 0 | 0 | 0 | 0 | 0 | 0 | 0 | 0 | 0 | 0
6 | 11 | 2 | 1 | 1.7931 | 0 | 2.4469 | 0 | 0 | 0 | 0.0012057 | 0.14041 | 0 | 0 | 0.53652 | 0 | 4.9182 | 0 | 0 | 0 | 0 | 0 | 0 | 0 | 0 | 0 | 0 | 0 | 0 | 0 | 0.45131 | 0 | 0.32173 | 0 | 0.52214 | 0 | 0.0525 | 0.6901 | 0 | 0 | 0 | 0 | 2.0378 | 0 | 0 | 0 | 0 | 0 | 0 | 0 | 0 | 0 | 0 | 0 | 0 | 0
6 | 11 | 3 | 1 | 1.7931 | 0 | 2.4469 | 0 | 0 | 0 | 0.0012057 | 0.1175 | 0 | 0 | 0.53658 | 0 | 4.8953 | 0 | 0 | 0 | 0 | 0 | 0 | 0 | 0 | 0 | 0 | 0 | 0 | 0 | 0.45131 | 0 | 0.32173 | 0 | 0.42376 | 0 | 0.0525 | 0.6901 | 0 | 0 | 0 | 0 | 1.9394 | 0 | 0 | 0 | 0 | 0 | 0 | 0 | 0 | 0 | 0 | 0 | 0 | 0
6 | 11 | 4 | 1 | 1.7931 | 0 | 2.4469 | 0 | 0 | 0 | 0.0012057 | 0.092454 | 0 | 0 | 0.53661 | 0 | 4.8703 | 0 | 0 | 0 | 0 | 0 | 0 | 0 | 0 | 0 | 0 | 0 | 0 | 0 | 0.45131 | 0 | 0.32173 | 0 | 0.28419 | 0 | 0.0525 | 0.6901 | 0 | 0 | 0 | 0 | 1.7998 | 0 | 0 | 0 | 0 | 0 | 0 | 0 | 0 | 0 | 0 | 0 | 0 | 0
6 | 11 | 5 | 1 | 1.7931 | 0 | 2.4469 | 0 | 0 | 0 | 0.0012057 | 0.067859 | 0 | 0 | 0.53665 | 0 | 4.8457 | 0 | 0 | 0 | 0 | 0 | 0 | 0 | 0 | 0 | 0 | 0 | 0 | 0 | 0.45131 | 0 | 0.32173 | 0 | 0.14252 | 0 | 0.0525 | 0.6901 | 0 | 0 | 0 | 0 | 1.6582 | 0 | 0 | 0 | 0 | 0 | 0 | 0 | 0 | 0 | 0 | 0 | 0 | 0
6 | 11 | 6 | 1 | 1.7931 | 0 | 2.4469 | 0 | 0 | 0 | 0.0012057 | 0.057854 | 0 | 0 | 3.025 | 0 | 7.324 | 0 | 0 | 0 | 0 | 0 | 0 | 0 | 0 | 0 | 0 | 0 | 0 | 0 | 0.45131 | 0 | 0.54519 | 0 | 0.086263 | 0 | 0.315 | 0.6901 | 0 | 0 | 0 | 0 | 2.0879 | 0 | 0 | 0 | 0 | 0 | 0 | 0 | 0 | 0 | 0 | 0 | 0 | 0
6 | 11 | 7 | 1 | 1.7931 | 0 | 2.4469 | 0 | 0 | 0 | 0.0012057 | 0.046233 | 0 | 0 | 3.9575 | 0 | 8.245 | 0 | 0 | 0 | 0 | 0 | 0 | 0 | 0 | 0 | 0 | 0 | 0 | 0 | 0.45131 | 0 | 0.71279 | 0 | 0.028257 | 0 | 0.525 | 0.6901 | 0 | 0 | 0 | 0 | 2.4075 | 0 | 0 | 0 | 0 | 0 | 0 | 0 | 0 | 0 | 0 | 0 | 0 | 0
6 | 11 | 8 | 1 | 1.7931 | 0 | 13.5789 | 0 | 0 | 0 | 0.0012057 | 0.15814 | 0 | 0 | 3.9575 | 0 | 19.4889 | 0 | 0 | 0 | 0 | 0 | 0 | 0 | 0 | 0 | 0 | 0 | 0 | 0 | 0.45131 | 0 | 0.71279 | 0 | 0.21058 | 0 | 0.42 | 0.6901 | 0 | 0 | 0 | 0 | 2.4848 | 0 | 0 | 0 | 0 | 0 | 0 | 0 | 0 | 0 | 0 | 0 | 0 | 0
6 | 11 | 9 | 1 | 1.7931 | 0 | 13.5789 | 0 | 0 | 0 | 0.0012057 | 0.29147 | 0 | 0 | 4.12 | 0 | 19.7847 | 0 | 0 | 0 | 0 | 0 | 0 | 0 | 0 | 0 | 0 | 0 | 0 | 0 | 0.45131 | 0 | 0.71279 | 0 | 1.1708 | 0 | 0.315 | 0.6901 | 0 | 0 | 0 | 0 | 3.34 | 0 | 0 | 0 | 0 | 0 | 0 | 0 | 0 | 0 | 0 | 0 | 0 | 0
6 | 11 | 10 | 1 | 1.7931 | 0 | 13.5789 | 0 | 0 | 0 | 0.0012057 | 0.29313 | 0 | 0 | 3.0248 | 0 | 18.6912 | 0 | 0 | 0 | 0 | 0 | 0 | 0 | 0 | 0 | 0 | 0 | 0 | 0 | 0.45131 | 0 | 0.71279 | 0 | 1.1822 | 0 | 0.315 | 0.6901 | 0 | 0 | 0 | 0 | 3.3514 | 0 | 0 | 0 | 0 | 0 | 0 | 0 | 0 | 0 | 0 | 0 | 0 | 0
6 | 11 | 11 | 1 | 1.7931 | 0 | 13.5789 | 0 | 0 | 0 | 0.0012057 | 0.31015 | 0 | 0 | 3.5225 | 0 | 19.2058 | 0 | 0 | 0 | 0 | 0 | 0 | 0 | 0 | 0 | 0 | 0 | 0 | 0 | 0.45131 | 0 | 0.54519 | 0 | 1.2497 | 0 | 0.3675 | 0.6901 | 0 | 0 | 0 | 0 | 3.3038 | 0 | 0 | 0 | 0 | 0 | 0 | 0 | 0 | 0 | 0 | 0 | 0 | 0
6 | 11 | 12 | 1 | 1.7931 | 0 | 8.6313 | 0 | 0 | 0 | 0.0012057 | 0.27878 | 0 | 0 | 3.9575 | 0 | 14.6619 | 0 | 0 | 0 | 0 | 0 | 0 | 0 | 0 | 0 | 0 | 0 | 0 | 0 | 0.45131 | 0 | 0.54519 | 0 | 1.1566 | 0 | 0.42 | 0.6901 | 0 | 0 | 0 | 0 | 3.2632 | 0 | 0 | 0 | 0 | 0 | 0 | 0 | 0 | 0 | 0 | 0 | 0 | 0
6 | 11 | 13 | 1 | 1.7931 | 0 | 13.5789 | 0 | 0 | 0 | 0.0012057 | 0.32794 | 0 | 0 | 3.5844 | 0 | 19.2855 | 0 | 0 | 0 | 0 | 0 | 0 | 0 | 0 | 0 | 0 | 0 | 0 | 0 | 0.45131 | 0 | 0.54519 | 0 | 1.2915 | 0 | 0.3675 | 0.6901 | 0 | 0 | 0 | 0 | 3.3456 | 0 | 0 | 0 | 0 | 0 | 0 | 0 | 0 | 0 | 0 | 0 | 0 | 0
6 | 11 | 14 | 1 | 1.7931 | 0 | 13.5789 | 0 | 0 | 0 | 0.0012057 | 0.37413 | 0 | 0 | 3.5225 | 0 | 19.2698 | 0 | 0 | 0 | 0 | 0 | 0 | 0 | 0 | 0 | 0 | 0 | 0 | 0 | 0.45131 | 0 | 0.54519 | 0 | 1.73 | 0 | 0.3675 | 0.6901 | 0 | 0 | 0 | 0 | 3.7841 | 0 | 0 | 0 | 0 | 0 | 0 | 0 | 0 | 0 | 0 | 0 | 0 | 0
6 | 11 | 15 | 1 | 1.7931 | 0 | 13.5789 | 0 | 0 | 0 | 0.0012057 | 0.32861 | 0 | 0 | 3.0248 | 0 | 18.7267 | 0 | 0 | 0 | 0 | 0 | 0 | 0 | 0 | 0 | 0 | 0 | 0 | 0 | 0.45131 | 0 | 0.54519 | 0 | 1.4273 | 0 | 0.315 | 0.6901 | 0 | 0 | 0 | 0 | 3.4289 | 0 | 0 | 0 | 0 | 0 | 0 | 0 | 0 | 0 | 0 | 0 | 0 | 0
6 | 11 | 16 | 1 | 1.7931 | 0 | 13.5789 | 0 | 0 | 0 | 0.0012057 | 0.32054 | 0 | 0 | 3.0248 | 0 | 18.7186 | 0 | 0 | 0 | 0 | 0 | 0 | 0 | 0 | 0 | 0 | 0 | 0 | 0 | 0.45131 | 0 | 0.54519 | 0 | 1.4161 | 0 | 0.315 | 0.6901 | 0 | 0 | 0 | 0 | 3.4177 | 0 | 0 | 0 | 0 | 0 | 0 | 0 | 0 | 0 | 0 | 0 | 0 | 0
6 | 11 | 17 | 1 | 1.7931 | 0 | 13.5789 | 0 | 0 | 0 | 0.0012057 | 0.33791 | 0 | 0 | 3.9575 | 0 | 19.6686 | 0 | 0 | 0 | 0 | 0 | 0 | 0 | 0 | 0 | 0 | 0 | 0 | 0 | 0.45131 | 0 | 0.54519 | 0 | 1.6102 | 0 | 0.525 | 0.6901 | 0 | 0 | 0 | 0 | 3.8218 | 0 | 0 | 0 | 0 | 0 | 0 | 0 | 0 | 0 | 0 | 0 | 0 | 0
6 | 11 | 18 | 1 | 1.7931 | 0 | 9.8682 | 0 | 0 | 0 | 0.0012057 | 0.27252 | 0 | 0 | 6.061 | 0 | 17.9961 | 0 | 0 | 0 | 0 | 0 | 0 | 0 | 0 | 0 | 0 | 0 | 0 | 0 | 0.45131 | 0 | 0.54519 | 0 | 1.2959 | 0 | 0.525 | 0.6901 | 0 | 0 | 0 | 0 | 3.5076 | 0 | 0 | 0 | 0 | 0 | 0 | 0 | 0 | 0 | 0 | 0 | 0 | 0
6 | 11 | 19 | 1 | 1.7931 | 0 | 2.4469 | 0 | 0 | 0 | 0.0012057 | 0.12714 | 0 | 0 | 3.9575 | 0 | 8.3259 | 0 | 0 | 0 | 0 | 0 | 0 | 0 | 0 | 0 | 0 | 0 | 0 | 0 | 0.45131 | 0 | 0.88038 | 0 | 0.4512 | 0 | 0.42 | 0.6901 | 0 | 0 | 0 | 0 | 2.893 | 0 | 0 | 0 | 0 | 0 | 0 | 0 | 0 | 0 | 0 | 0 | 0 | 0
6 | 11 | 20 | 1 | 1.7931 | 0 | 2.4469 | 0 | 0 | 0 | 0.0012057 | 0.077601 | 0 | 0 | 3.5844 | 0 | 7.9033 | 0 | 0 | 0 | 0 | 0 | 0 | 0 | 0 | 0 | 0 | 0 | 0 | 0 | 0.45131 | 0 | 1.1038 | 0 | 0.1872 | 0 | 0.3675 | 0.6901 | 0 | 0 | 0 | 0 | 2.7999 | 0 | 0 | 0 | 0 | 0 | 0 | 0 | 0 | 0 | 0 | 0 | 0 | 0
6 | 11 | 21 | 1 | 1.7931 | 0 | 2.4469 | 0 | 0 | 0 | 0.0012057 | 0.057869 | 0 | 0 | 3.9575 | 0 | 8.2566 | 0 | 0 | 0 | 0 | 0 | 0 | 0 | 0 | 0 | 0 | 0 | 0 | 0 | 0.45131 | 0 | 1.2156 | 0 | 0.093384 | 0 | 0.4725 | 0.6901 | 0 | 0 | 0 | 0 | 2.9229 | 0 | 0 | 0 | 0 | 0 | 0 | 0 | 0 | 0 | 0 | 0 | 0 | 0
6 | 11 | 22 | 1 | 1.7931 | 0 | 2.4469 | 0 | 0 | 0 | 0.0012057 | 0.048562 | 0 | 0 | 3.5784 | 0 | 7.8681 | 0 | 0 | 0 | 0 | 0 | 0 | 0 | 0 | 0 | 0 | 0 | 0 | 0 | 0.45131 | 0 | 1.1038 | 0 | 0.042938 | 0 | 0.315 | 0.6901 | 0 | 0 | 0 | 0 | 2.6032 | 0 | 0 | 0 | 0 | 0 | 0 | 0 | 0 | 0 | 0 | 0 | 0 | 0
6 | 11 | 23 | 1 | 1.7931 | 0 | 2.4469 | 0 | 0 | 0 | 0.0012057 | 0.04449 | 0 | 0 | 0.53642 | 0 | 4.8221 | 0 | 0 | 0 | 0 | 0 | 0 | 0 | 0 | 0 | 0 | 0 | 0 | 0 | 0.45131 | 0 | 0.88038 | 0 | 0.022188 | 0 | 0.0525 | 0.6901 | 0 | 0 | 0 | 0 | 2.0965 | 0 | 0 | 0 | 0 | 0 | 0 | 0 | 0 | 0 | 0 | 0 | 0 | 0
6 | 11 | 24 | 1 | 1.7931 | 0 | 2.4469 | 0 | 0 | 0 | 0.0012057 | 0.040307 | 0 | 0 | 0.53648 | 0 | 4.818 | 0 | 0 | 0 | 0 | 0 | 0 | 0 | 0 | 0 | 0 | 0 | 0 | 0 | 0.45131 | 0 | 0.54519 | 0 | 0.0014653 | 0 | 0.0525 | 0.6901 | 0 | 0 | 0 | 0 | 1.7406 | 0 | 0 | 0 | 0 | 0 | 0 | 0 | 0 | 0 | 0 | 0 | 0 | 0
6 | 12 | 1 | 2 | 1.7931 | 0 | 2.4469 | 0 | 0 | 0 | 0.0012057 | 0.04 | 0 | 0 | 0.53661 | 0 | 4.8178 | 0 | 0 | 0 | 0 | 0 | 0 | 0 | 0 | 0 | 0 | 0 | 0 | 0 | 0.45131 | 0 | 0.32173 | 0 | 0 | 0 | 0.0525 | 0.6901 | 0 | 0 | 0 | 0 | 1.5156 | 0 | 0 | 0 | 0 | 0 | 0 | 0 | 0 | 0 | 0 | 0 | 0 | 0
6 | 12 | 2 | 2 | 1.7931 | 0 | 2.4469 | 0 | 0 | 0 | 0.0012057 | 0.04 | 0 | 0 | 0.53674 | 0 | 4.818 | 0 | 0 | 0 | 0 | 0 | 0 | 0 | 0 | 0 | 0 | 0 | 0 | 0 | 0.45131 | 0 | 0.32173 | 0 | 0 | 0 | 0.0525 | 0.6901 | 0 | 0 | 0 | 0 | 1.5156 | 0 | 0 | 0 | 0 | 0 | 0 | 0 | 0 | 0 | 0 | 0 | 0 | 0
6 | 12 | 3 | 2 | 1.7931 | 0 | 2.4469 | 0 | 0 | 0 | 0.0012057 | 0.04 | 0 | 0 | 0.53686 | 0 | 4.8181 | 0 | 0 | 0 | 0 | 0 | 0 | 0 | 0 | 0 | 0 | 0 | 0 | 0 | 0.45131 | 0 | 0.32173 | 0 | 0 | 0 | 0.0525 | 0.6901 | 0 | 0 | 0 | 0 | 1.5156 | 0 | 0 | 0 | 0 | 0 | 0 | 0 | 0 | 0 | 0 | 0 | 0 | 0
6 | 12 | 4 | 2 | 1.7931 | 0 | 2.4469 | 0 | 0 | 0 | 0.0012057 | 0.04 | 0 | 0 | 0.53692 | 0 | 4.8181 | 0 | 0 | 0 | 0 | 0 | 0 | 0 | 0 | 0 | 0 | 0 | 0 | 0 | 0.45131 | 0 | 0.32173 | 0 | 0 | 0 | 0.0525 | 0.6901 | 0 | 0 | 0 | 0 | 1.5156 | 0 | 0 | 0 | 0 | 0 | 0 | 0 | 0 | 0 | 0 | 0 | 0 | 0
6 | 12 | 5 | 2 | 1.7931 | 0 | 2.4469 | 0 | 0 | 0 | 0.0012057 | 0.04 | 0 | 0 | 0.53697 | 0 | 4.8182 | 0 | 0 | 0 | 0 | 0 | 0 | 0 | 0 | 0 | 0 | 0 | 0 | 0 | 0.45131 | 0 | 0.32173 | 0 | 0 | 0 | 0.0525 | 0.6901 | 0 | 0 | 0 | 0 | 1.5156 | 0 | 0 | 0 | 0 | 0 | 0 | 0 | 0 | 0 | 0 | 0 | 0 | 0
6 | 12 | 6 | 2 | 1.7931 | 0 | 2.4469 | 0 | 0 | 0 | 0.0012057 | 0.04 | 0 | 0 | 3.0253 | 0 | 7.3065 | 0 | 0 | 0 | 0 | 0 | 0 | 0 | 0 | 0 | 0 | 0 | 0 | 0 | 0.45131 | 0 | 0.54519 | 0 | 0 | 0 | 0.315 | 0.6901 | 0 | 0 | 0 | 0 | 2.0016 | 0 | 0 | 0 | 0 | 0 | 0 | 0 | 0 | 0 | 0 | 0 | 0 | 0
6 | 12 | 7 | 2 | 1.7931 | 0 | 2.4469 | 0 | 0 | 0 | 0.0012057 | 0.064907 | 0 | 0 | 3.9577 | 0 | 8.2638 | 0 | 0 | 0 | 0 | 0 | 0 | 0 | 0 | 0 | 0 | 0 | 0 | 0 | 0.45131 | 0 | 0.71279 | 0 | 0 | 0 | 0.525 | 0.6901 | 0 | 0 | 0 | 0 | 2.3792 | 0 | 0 | 0 | 0 | 0 | 0 | 0 | 0 | 0 | 0 | 0 | 0 | 0
6 | 12 | 8 | 2 | 1.7931 | 0 | 13.5789 | 0 | 0 | 0 | 0.0012057 | 0.17716 | 0 | 0 | 3.9577 | 0 | 19.5081 | 0 | 0 | 0 | 0 | 0 | 0 | 0 | 0 | 0 | 0 | 0 | 0 | 0 | 0.45131 | 0 | 0.71279 | 0 | 0.49572 | 0 | 0.42 | 0.6901 | 0 | 0 | 0 | 0 | 2.7699 | 0 | 0 | 0 | 0 | 0 | 0 | 0 | 0 | 0 | 0 | 0 | 0 | 0
6 | 12 | 9 | 2 | 1.7931 | 0 | 13.5789 | 0 | 0 | 0 | 0.0012057 | 0.24363 | 0 | 0 | 4.1207 | 0 | 19.7375 | 0 | 0 | 0 | 0 | 0 | 0 | 0 | 0 | 0 | 0 | 0 | 0 | 0 | 0.45131 | 0 | 0.71279 | 0 | 0.84562 | 0 | 0.315 | 0.6901 | 0 | 0 | 0 | 0 | 3.0148 | 0 | 0 | 0 | 0 | 0 | 0 | 0 | 0 | 0 | 0 | 0 | 0 | 0
6 | 12 | 10 | 2 | 1.7931 | 0 | 13.5789 | 0 | 0 | 0 | 0.0012057 | 0.23967 | 0 | 0 | 3.0251 | 0 | 18.638 | 0 | 0 | 0 | 0 | 0 | 0 | 0 | 0 | 0 | 0 | 0 | 0 | 0 | 0.45131 | 0 | 0.71279 | 0 | 1.0082 | 0 | 0.315 | 0.6901 | 0 | 0 | 0 | 0 | 3.1774 | 0 | 0 | 0 | 0 | 0 | 0 | 0 | 0 | 0 | 0 | 0 | 0 | 0
6 | 12 | 11 | 2 | 1.7931 | 0 | 13.5789 | 0 | 0 | 0 | 0.0012057 | 0.29445 | 0 | 0 | 3.5228 | 0 | 19.1904 | 0 | 0 | 0 | 0 | 0 | 0 | 0 | 0 | 0 | 0 | 0 | 0 | 0 | 0.45131 | 0 | 0.54519 | 0 | 1.2058 | 0 | 0.3675 | 0.6901 | 0 | 0 | 0 | 0 | 3.2599 | 0 | 0 | 0 | 0 | 0 | 0 | 0 | 0 | 0 | 0 | 0 | 0 | 0
6 | 12 | 12 | 2 | 1.7931 | 0 | 8.6313 | 0 | 0 | 0 | 0.0012057 | 0.27844 | 0 | 0 | 3.9577 | 0 | 14.6618 | 0 | 0 | 0 | 0 | 0 | 0 | 0 | 0 | 0 | 0 | 0 | 0 | 0 | 0.45131 | 0 | 0.54519 | 0 | 1.2226 | 0 | 0.42 | 0.6901 | 0 | 0 | 0 | 0 | 3.3292 | 0 | 0 | 0 | 0 | 0 | 0 | 0 | 0 | 0 | 0 | 0 | 0 | 0
6 | 12 | 13 | 2 | 1.7931 | 0 | 13.5789 | 0 | 0 | 0 | 0.0012057 | 0.34919 | 0 | 0 | 3.5849 | 0 | 19.3073 | 0 | 0 | 0 | 0 | 0 | 0 | 0 | 0 | 0 | 0 | 0 | 0 | 0 | 0.45131 | 0 | 0.54519 | 0 | 1.5907 | 0 | 0.3675 | 0.6901 | 0 | 0 | 0 | 0 | 3.6448 | 0 | 0 | 0 | 0 | 0 | 0 | 0 | 0 | 0 | 0 | 0 | 0 | 0
6 | 12 | 14 | 2 | 1.7931 | 0 | 13.5789 | 0 | 0 | 0 | 0.0012057 | 0.38483 | 0 | 0 | 3.5229 | 0 | 19.2809 | 0 | 0 | 0 | 0 | 0 | 0 | 0 | 0 | 0 | 0 | 0 | 0 | 0 | 0.45131 | 0 | 0.54519 | 0 | 1.8406 | 0 | 0.3675 | 0.6901 | 0 | 0 | 0 | 0 | 3.8948 | 0 | 0 | 0 | 0 | 0 | 0 | 0 | 0 | 0 | 0 | 0 | 0 | 0
6 | 12 | 15 | 2 | 1.7931 | 0 | 13.5789 | 0 | 0 | 0 | 0.0012057 | 0.39938 | 0 | 0 | 3.0252 | 0 | 18.7978 | 0 | 0 | 0 | 0 | 0 | 0 | 0 | 0 | 0 | 0 | 0 | 0 | 0 | 0.45131 | 0 | 0.54519 | 0 | 1.8913 | 0 | 0.315 | 0.6901 | 0 | 0 | 0 | 0 | 3.8929 | 0 | 0 | 0 | 0 | 0 | 0 | 0 | 0 | 0 | 0 | 0 | 0 | 0
6 | 12 | 16 | 2 | 1.7931 | 0 | 13.5789 | 0 | 0 | 0 | 0.0012057 | 0.41543 | 0 | 0 | 3.0252 | 0 | 18.8139 | 0 | 0 | 0 | 0 | 0 | 0 | 0 | 0 | 0 | 0 | 0 | 0 | 0 | 0.45131 | 0 | 0.54519 | 0 | 2.0789 | 0 | 0.315 | 0.6901 | 0 | 0 | 0 | 0 | 4.0804 | 0 | 0 | 0 | 0 | 0 | 0 | 0 | 0 | 0 | 0 | 0 | 0 | 0
6 | 12 | 17 | 2 | 1.7931 | 0 | 13.5789 | 0 | 0 | 0 | 0.0012057 | 0.39591 | 0 | 0 | 3.9577 | 0 | 19.7268 | 0 | 0 | 0 | 0 | 0 | 0 | 0 | 0 | 0 | 0 | 0 | 0 | 0 | 0.45131 | 0 | 0.54519 | 0 | 2.0783 | 0 | 0.525 | 0.6901 | 0 | 0 | 0 | 0 | 4.29 | 0 | 0 | 0 | 0 | 0 | 0 | 0 | 0 | 0 | 0 | 0 | 0 | 0
6 | 12 | 18 | 2 | 1.7931 | 0 | 9.8682 | 0 | 0 | 0 | 0.0012057 | 0.28002 | 0 | 0 | 6.0617 | 0 | 18.0042 | 0 | 0 | 0 | 0 | 0 | 0 | 0 | 0 | 0 | 0 | 0 | 0 | 0 | 0.45131 | 0 | 0.54519 | 0 | 1.3255 | 0 | 0.525 | 0.6901 | 0 | 0 | 0 | 0 | 3.5371 | 0 | 0 | 0 | 0 | 0 | 0 | 0 | 0 | 0 | 0 | 0 | 0 | 0
6 | 12 | 19 | 2 | 1.7931 | 0 | 2.4469 | 0 | 0 | 0 | 0.0012057 | 0.13033 | 0 | 0 | 3.9577 | 0 | 8.3293 | 0 | 0 | 0 | 0 | 0 | 0 | 0 | 0 | 0 | 0 | 0 | 0 | 0 | 0.45131 | 0 | 0.88038 | 0 | 0.46772 | 0 | 0.42 | 0.6901 | 0 | 0 | 0 | 0 | 2.9095 | 0 | 0 | 0 | 0 | 0 | 0 | 0 | 0 | 0 | 0 | 0 | 0 | 0
6 | 12 | 20 | 2 | 1.7931 | 0 | 2.4469 | 0 | 0 | 0 | 0.0012057 | 0.067427 | 0 | 0 | 3.5851 | 0 | 7.8937 | 0 | 0 | 0 | 0 | 0 | 0 | 0 | 0 | 0 | 0 | 0 | 0 | 0 | 0.45131 | 0 | 1.1038 | 0 | 0.1382 | 0 | 0.3675 | 0.6901 | 0 | 0 | 0 | 0 | 2.751 | 0 | 0 | 0 | 0 | 0 | 0 | 0 | 0 | 0 | 0 | 0 | 0 | 0
6 | 12 | 21 | 2 | 1.7931 | 0 | 2.4469 | 0 | 0 | 0 | 0.0012057 | 0.04702 | 0 | 0 | 3.9577 | 0 | 8.2459 | 0 | 0 | 0 | 0 | 0 | 0 | 0 | 0 | 0 | 0 | 0 | 0 | 0 | 0.45131 | 0 | 1.2156 | 0 | 0.034176 | 0 | 0.4725 | 0.6901 | 0 | 0 | 0 | 0 | 2.8637 | 0 | 0 | 0 | 0 | 0 | 0 | 0 | 0 | 0 | 0 | 0 | 0 | 0
6 | 12 | 22 | 2 | 1.7931 | 0 | 2.4469 | 0 | 0 | 0 | 0.0012057 | 0.040666 | 0 | 0 | 3.579 | 0 | 7.8609 | 0 | 0 | 0 | 0 | 0 | 0 | 0 | 0 | 0 | 0 | 0 | 0 | 0 | 0.45131 | 0 | 1.1038 | 0 | 0.0032997 | 0 | 0.315 | 0.6901 | 0 | 0 | 0 | 0 | 2.5636 | 0 | 0 | 0 | 0 | 0 | 0 | 0 | 0 | 0 | 0 | 0 | 0 | 0
6 | 12 | 23 | 2 | 1.7931 | 0 | 2.4469 | 0 | 0 | 0 | 0.0012057 | 0.04 | 0 | 0 | 0.53689 | 0 | 4.8181 | 0 | 0 | 0 | 0 | 0 | 0 | 0 | 0 | 0 | 0 | 0 | 0 | 0 | 0.45131 | 0 | 0.88038 | 0 | 0 | 0 | 0.0525 | 0.6901 | 0 | 0 | 0 | 0 | 2.0743 | 0 | 0 | 0 | 0 | 0 | 0 | 0 | 0 | 0 | 0 | 0 | 0 | 0
6 | 12 | 24 | 2 | 1.7931 | 0 | 2.4469 | 0 | 0 | 0 | 0.0012057 | 0.04 | 0 | 0 | 0.53696 | 0 | 4.8182 | 0 | 0 | 0 | 0 | 0 | 0 | 0 | 0 | 0 | 0 | 0 | 0 | 0 | 0.45131 | 0 | 0.54519 | 0 | 0 | 0 | 0.0525 | 0.6901 | 0 | 0 | 0 | 0 | 1.7391 | 0 | 0 | 0 | 0 | 0 | 0 | 0 | 0 | 0 | 0 | 0 | 0 | 0
6 | 13 | 1 | 3 | 1.7931 | 0 | 2.4469 | 0 | 0 | 0 | 0.0012057 | 0.04 | 0 | 0 | 0.53707 | 0 | 4.8183 | 0 | 0 | 0 | 0 | 0 | 0 | 0 | 0 | 0 | 0 | 0 | 0 | 0 | 0.45131 | 0 | 0.32173 | 0 | 0 | 0 | 0.0525 | 0.6901 | 0 | 0 | 0 | 0 | 1.5156 | 0 | 0 | 0 | 0 | 0 | 0 | 0 | 0 | 0 | 0 | 0 | 0 | 0
6 | 13 | 2 | 3 | 1.7931 | 0 | 2.4469 | 0 | 0 | 0 | 0.0012057 | 0.04 | 0 | 0 | 0.5372 | 0 | 4.8184 | 0 | 0 | 0 | 0 | 0 | 0 | 0 | 0 | 0 | 0 | 0 | 0 | 0 | 0.45131 | 0 | 0.32173 | 0 | 0 | 0 | 0.0525 | 0.6901 | 0 | 0 | 0 | 0 | 1.5156 | 0 | 0 | 0 | 0 | 0 | 0 | 0 | 0 | 0 | 0 | 0 | 0 | 0
6 | 13 | 3 | 3 | 1.7931 | 0 | 2.4469 | 0 | 0 | 0 | 0.0012057 | 0.04 | 0 | 0 | 0.53729 | 0 | 4.8185 | 0 | 0 | 0 | 0 | 0 | 0 | 0 | 0 | 0 | 0 | 0 | 0 | 0 | 0.45131 | 0 | 0.32173 | 0 | 0 | 0 | 0.0525 | 0.6901 | 0 | 0 | 0 | 0 | 1.5156 | 0 | 0 | 0 | 0 | 0 | 0 | 0 | 0 | 0 | 0 | 0 | 0 | 0
6 | 13 | 4 | 3 | 1.7931 | 0 | 2.4469 | 0 | 0 | 0 | 0.0012057 | 0.04 | 0 | 0 | 0.53733 | 0 | 4.8186 | 0 | 0 | 0 | 0 | 0 | 0 | 0 | 0 | 0 | 0 | 0 | 0 | 0 | 0.45131 | 0 | 0.32173 | 0 | 0 | 0 | 0.0525 | 0.6901 | 0 | 0 | 0 | 0 | 1.5156 | 0 | 0 | 0 | 0 | 0 | 0 | 0 | 0 | 0 | 0 | 0 | 0 | 0
6 | 13 | 5 | 3 | 1.7931 | 0 | 2.4469 | 0 | 0 | 0 | 0.0012057 | 0.04 | 0 | 0 | 0.53734 | 0 | 4.8186 | 0 | 0 | 0 | 0 | 0 | 0 | 0 | 0 | 0 | 0 | 0 | 0 | 0 | 0.45131 | 0 | 0.32173 | 0 | 0 | 0 | 0.0525 | 0.6901 | 0 | 0 | 0 | 0 | 1.5156 | 0 | 0 | 0 | 0 | 0 | 0 | 0 | 0 | 0 | 0 | 0 | 0 | 0
6 | 13 | 6 | 3 | 1.7931 | 0 | 2.4469 | 0 | 0 | 0 | 0.0012057 | 0.04 | 0 | 0 | 3.0256 | 0 | 7.3069 | 0 | 0 | 0 | 0 | 0 | 0 | 0 | 0 | 0 | 0 | 0 | 0 | 0 | 0.45131 | 0 | 0.54519 | 0 | 0 | 0 | 0.315 | 0.6901 | 0 | 0 | 0 | 0 | 2.0016 | 0 | 0 | 0 | 0 | 0 | 0 | 0 | 0 | 0 | 0 | 0 | 0 | 0
6 | 13 | 7 | 3 | 1.7931 | 0 | 2.4469 | 0 | 0 | 0 | 0.0012057 | 0.04 | 0 | 0 | 3.9579 | 0 | 8.2391 | 0 | 0 | 0 | 0 | 0 | 0 | 0 | 0 | 0 | 0 | 0 | 0 | 0 | 0.45131 | 0 | 0.71279 | 0 | 0 | 0 | 0.525 | 0.6901 | 0 | 0 | 0 | 0 | 2.3792 | 0 | 0 | 0 | 0 | 0 | 0 | 0 | 0 | 0 | 0 | 0 | 0 | 0
6 | 13 | 8 | 3 | 1.7931 | 0 | 13.5789 | 0 | 0 | 0 | 0.0012057 | 0.2225 | 0 | 0 | 3.9579 | 0 | 19.5536 | 0 | 0 | 0 | 0 | 0 | 0 | 0 | 0 | 0 | 0 | 0 | 0 | 0 | 0.45131 | 0 | 0.71279 | 0 | 0 | 0 | 0.42 | 0.6901 | 0 | 0 | 0 | 0 | 2.2742 | 0 | 0 | 0 | 0 | 0 | 0 | 0 | 0 | 0 | 0 | 0 | 0 | 0
6 | 13 | 9 | 3 | 1.7931 | 0 | 13.5789 | 0 | 0 | 0 | 0.0012057 | 0.25311 | 0 | 0 | 4.1213 | 0 | 19.7477 | 0 | 0 | 0 | 0 | 0 | 0 | 0 | 0 | 0 | 0 | 0 | 0 | 0 | 0.45131 | 0 | 0.71279 | 0 | 1.0224 | 0 | 0.315 | 0.6901 | 0 | 0 | 0 | 0 | 3.1916 | 0 | 0 | 0 | 0 | 0 | 0 | 0 | 0 | 0 | 0 | 0 | 0 | 0
6 | 13 | 10 | 3 | 1.7931 | 0 | 13.5789 | 0 | 0 | 0 | 0.0012057 | 0.24688 | 0 | 0 | 3.0255 | 0 | 18.6455 | 0 | 0 | 0 | 0 | 0 | 0 | 0 | 0 | 0 | 0 | 0 | 0 | 0 | 0.45131 | 0 | 0.71279 | 0 | 1.1642 | 0 | 0.315 | 0.6901 | 0 | 0 | 0 | 0 | 3.3334 | 0 | 0 | 0 | 0 | 0 | 0 | 0 | 0 | 0 | 0 | 0 | 0 | 0
6 | 13 | 11 | 3 | 1.7931 | 0 | 13.5789 | 0 | 0 | 0 | 0.0012057 | 0.29706 | 0 | 0 | 3.5231 | 0 | 19.1933 | 0 | 0 | 0 | 0 | 0 | 0 | 0 | 0 | 0 | 0 | 0 | 0 | 0 | 0.45131 | 0 | 0.54519 | 0 | 1.2958 | 0 | 0.3675 | 0.6901 | 0 | 0 | 0 | 0 | 3.3499 | 0 | 0 | 0 | 0 | 0 | 0 | 0 | 0 | 0 | 0 | 0 | 0 | 0
6 | 13 | 12 | 3 | 1.7931 | 0 | 8.6313 | 0 | 0 | 0 | 0.0012057 | 0.2738 | 0 | 0 | 3.9578 | 0 | 14.6573 | 0 | 0 | 0 | 0 | 0 | 0 | 0 | 0 | 0 | 0 | 0 | 0 | 0 | 0.45131 | 0 | 0.54519 | 0 | 1.2517 | 0 | 0.42 | 0.6901 | 0 | 0 | 0 | 0 | 3.3583 | 0 | 0 | 0 | 0 | 0 | 0 | 0 | 0 | 0 | 0 | 0 | 0 | 0
6 | 13 | 13 | 3 | 1.7931 | 0 | 13.5789 | 0 | 0 | 0 | 0.0012057 | 0.3342 | 0 | 0 | 3.5853 | 0 | 19.2927 | 0 | 0 | 0 | 0 | 0 | 0 | 0 | 0 | 0 | 0 | 0 | 0 | 0 | 0.45131 | 0 | 0.54519 | 0 | 1.5135 | 0 | 0.3675 | 0.6901 | 0 | 0 | 0 | 0 | 3.5676 | 0 | 0 | 0 | 0 | 0 | 0 | 0 | 0 | 0 | 0 | 0 | 0 | 0
6 | 13 | 14 | 3 | 1.7931 | 0 | 13.5789 | 0 | 0 | 0 | 0.0012057 | 0.33924 | 0 | 0 | 3.5231 | 0 | 19.2355 | 0 | 0 | 0 | 0 | 0 | 0 | 0 | 0 | 0 | 0 | 0 | 0 | 0 | 0.45131 | 0 | 0.54519 | 0 | 1.5181 | 0 | 0.3675 | 0.6901 | 0 | 0 | 0 | 0 | 3.5722 | 0 | 0 | 0 | 0 | 0 | 0 | 0 | 0 | 0 | 0 | 0 | 0 | 0
6 | 13 | 15 | 3 | 1.7931 | 0 | 13.5789 | 0 | 0 | 0 | 0.0012057 | 0.31864 | 0 | 0 | 3.0254 | 0 | 18.7173 | 0 | 0 | 0 | 0 | 0 | 0 | 0 | 0 | 0 | 0 | 0 | 0 | 0 | 0.45131 | 0 | 0.54519 | 0 | 1.4165 | 0 | 0.315 | 0.6901 | 0 | 0 | 0 | 0 | 3.4181 | 0 | 0 | 0 | 0 | 0 | 0 | 0 | 0 | 0 | 0 | 0 | 0 | 0
6 | 13 | 16 | 3 | 1.7931 | 0 | 13.5789 | 0 | 0 | 0 | 0.0012057 | 0.27775 | 0 | 0 | 3.0254 | 0 | 18.6764 | 0 | 0 | 0 | 0 | 0 | 0 | 0 | 0 | 0 | 0 | 0 | 0 | 0 | 0.45131 | 0 | 0.54519 | 0 | 1.2283 | 0 | 0.315 | 0.6901 | 0 | 0 | 0 | 0 | 3.2299 | 0 | 0 | 0 | 0 | 0 | 0 | 0 | 0 | 0 | 0 | 0 | 0 | 0
6 | 13 | 17 | 3 | 1.7931 | 0 | 13.5789 | 0 | 0 | 0 | 0.0012057 | 0.2148 | 0 | 0 | 3.9578 | 0 | 19.5458 | 0 | 0 | 0 | 0 | 0 | 0 | 0 | 0 | 0 | 0 | 0 | 0 | 0 | 0.45131 | 0 | 0.54519 | 0 | 0.9172 | 0 | 0.525 | 0.6901 | 0 | 0 | 0 | 0 | 3.1288 | 0 | 0 | 0 | 0 | 0 | 0 | 0 | 0 | 0 | 0 | 0 | 0 | 0
6 | 13 | 18 | 3 | 1.7931 | 0 | 9.8682 | 0 | 0 | 0 | 0.0012057 | 0.14854 | 0 | 0 | 6.062 | 0 | 17.8731 | 0 | 0 | 0 | 0 | 0 | 0 | 0 | 0 | 0 | 0 | 0 | 0 | 0 | 0.45131 | 0 | 0.54519 | 0 | 0.57088 | 0 | 0.525 | 0.6901 | 0 | 0 | 0 | 0 | 2.7825 | 0 | 0 | 0 | 0 | 0 | 0 | 0 | 0 | 0 | 0 | 0 | 0 | 0
6 | 13 | 19 | 3 | 1.7931 | 0 | 2.4469 | 0 | 0 | 0 | 0.0012057 | 0.046282 | 0 | 0 | 3.9579 | 0 | 8.2454 | 0 | 0 | 0 | 0 | 0 | 0 | 0 | 0 | 0 | 0 | 0 | 0 | 0 | 0.45131 | 0 | 0.88038 | 0 | 0.033679 | 0 | 0.42 | 0.6901 | 0 | 0 | 0 | 0 | 2.4755 | 0 | 0 | 0 | 0 | 0 | 0 | 0 | 0 | 0 | 0 | 0 | 0 | 0
6 | 13 | 20 | 3 | 1.7931 | 0 | 2.4469 | 0 | 0 | 0 | 0.0012057 | 0.04 | 0 | 0 | 3.5855 | 0 | 7.8667 | 0 | 0 | 0 | 0 | 0 | 0 | 0 | 0 | 0 | 0 | 0 | 0 | 0 | 0.45131 | 0 | 1.1038 | 0 | 0 | 0 | 0.3675 | 0.6901 | 0 | 0 | 0 | 0 | 2.6128 | 0 | 0 | 0 | 0 | 0 | 0 | 0 | 0 | 0 | 0 | 0 | 0 | 0
6 | 13 | 21 | 3 | 1.7931 | 0 | 2.4469 | 0 | 0 | 0 | 0.0012057 | 0.04 | 0 | 0 | 3.9578 | 0 | 8.2391 | 0 | 0 | 0 | 0 | 0 | 0 | 0 | 0 | 0 | 0 | 0 | 0 | 0 | 0.45131 | 0 | 1.2156 | 0 | 0 | 0 | 0.4725 | 0.6901 | 0 | 0 | 0 | 0 | 2.8295 | 0 | 0 | 0 | 0 | 0 | 0 | 0 | 0 | 0 | 0 | 0 | 0 | 0
6 | 13 | 22 | 3 | 1.7931 | 0 | 2.4469 | 0 | 0 | 0 | 0.0012057 | 0.04 | 0 | 0 | 3.5795 | 0 | 7.8607 | 0 | 0 | 0 | 0 | 0 | 0 | 0 | 0 | 0 | 0 | 0 | 0 | 0 | 0.45131 | 0 | 1.1038 | 0 | 0 | 0 | 0.315 | 0.6901 | 0 | 0 | 0 | 0 | 2.5602 | 0 | 0 | 0 | 0 | 0 | 0 | 0 | 0 | 0 | 0 | 0 | 0 | 0
6 | 13 | 23 | 3 | 1.7931 | 0 | 2.4469 | 0 | 0 | 0 | 0.0012057 | 0.04 | 0 | 0 | 0.53715 | 0 | 4.8184 | 0 | 0 | 0 | 0 | 0 | 0 | 0 | 0 | 0 | 0 | 0 | 0 | 0 | 0.45131 | 0 | 0.88038 | 0 | 0 | 0 | 0.0525 | 0.6901 | 0 | 0 | 0 | 0 | 2.0743 | 0 | 0 | 0 | 0 | 0 | 0 | 0 | 0 | 0 | 0 | 0 | 0 | 0
6 | 13 | 24 | 3 | 1.7931 | 0 | 2.4469 | 0 | 0 | 0 | 0.0012057 | 0.04 | 0 | 0 | 0.5372 | 0 | 4.8184 | 0 | 0 | 0 | 0 | 0 | 0 | 0 | 0 | 0 | 0 | 0 | 0 | 0 | 0.45131 | 0 | 0.54519 | 0 | 0 | 0 | 0.0525 | 0.6901 | 0 | 0 | 0 | 0 | 1.7391 | 0 | 0 | 0 | 0 | 0 | 0 | 0 | 0 | 0 | 0 | 0 | 0 | 0
6 | 14 | 1 | 4 | 1.7931 | 0 | 2.4469 | 0 | 0 | 0 | 0.0012057 | 0.04 | 0 | 0 | 0.5373 | 0 | 4.8185 | 0 | 0 | 0 | 0 | 0 | 0 | 0 | 0 | 0 | 0 | 0 | 0 | 0 | 0.45131 | 0 | 0.32173 | 0 | 0 | 0 | 0.0525 | 0.6901 | 0 | 0 | 0 | 0 | 1.5156 | 0 | 0 | 0 | 0 | 0 | 0 | 0 | 0 | 0 | 0 | 0 | 0 | 0
6 | 14 | 2 | 4 | 1.7931 | 0 | 2.4469 | 0 | 0 | 0 | 0.0012057 | 0.04 | 0 | 0 | 0.53742 | 0 | 4.8186 | 0 | 0 | 0 | 0 | 0 | 0 | 0 | 0 | 0 | 0 | 0 | 0 | 0 | 0.45131 | 0 | 0.32173 | 0 | 0 | 0 | 0.0525 | 0.6901 | 0 | 0 | 0 | 0 | 1.5156 | 0 | 0 | 0 | 0 | 0 | 0 | 0 | 0 | 0 | 0 | 0 | 0 | 0
6 | 14 | 3 | 4 | 1.7931 | 0 | 2.4469 | 0 | 0 | 0 | 0.0012057 | 0.04 | 0 | 0 | 0.53749 | 0 | 4.8187 | 0 | 0 | 0 | 0 | 0 | 0 | 0 | 0 | 0 | 0 | 0 | 0 | 0 | 0.45131 | 0 | 0.32173 | 0 | 0 | 0 | 0.0525 | 0.6901 | 0 | 0 | 0 | 0 | 1.5156 | 0 | 0 | 0 | 0 | 0 | 0 | 0 | 0 | 0 | 0 | 0 | 0 | 0
6 | 14 | 4 | 4 | 1.7931 | 0 | 2.4469 | 0 | 0 | 0 | 0.0012057 | 0.04 | 0 | 0 | 0.53754 | 0 | 4.8188 | 0 | 0 | 0 | 0 | 0 | 0 | 0 | 0 | 0 | 0 | 0 | 0 | 0 | 0.45131 | 0 | 0.32173 | 0 | 0 | 0 | 0.0525 | 0.6901 | 0 | 0 | 0 | 0 | 1.5156 | 0 | 0 | 0 | 0 | 0 | 0 | 0 | 0 | 0 | 0 | 0 | 0 | 0
6 | 14 | 5 | 4 | 1.7931 | 0 | 2.4469 | 0 | 0 | 0 | 0.0012057 | 0.04 | 0 | 0 | 0.53756 | 0 | 4.8188 | 0 | 0 | 0 | 0 | 0 | 0 | 0 | 0 | 0 | 0 | 0 | 0 | 0 | 0.45131 | 0 | 0.32173 | 0 | 0 | 0 | 0.0525 | 0.6901 | 0 | 0 | 0 | 0 | 1.5156 | 0 | 0 | 0 | 0 | 0 | 0 | 0 | 0 | 0 | 0 | 0 | 0 | 0
6 | 14 | 6 | 4 | 1.7931 | 0 | 2.4469 | 0 | 0 | 0 | 0.0012057 | 0.04 | 0 | 0 | 3.0259 | 0 | 7.3071 | 0 | 0 | 0 | 0 | 0 | 0 | 0 | 0 | 0 | 0 | 0 | 0 | 0 | 0.45131 | 0 | 0.54519 | 0 | 0 | 0 | 0.315 | 0.6901 | 0 | 0 | 0 | 0 | 2.0016 | 0 | 0 | 0 | 0 | 0 | 0 | 0 | 0 | 0 | 0 | 0 | 0 | 0
6 | 14 | 7 | 4 | 1.7931 | 0 | 2.4469 | 0 | 0 | 0 | 0.0012057 | 0.04 | 0 | 0 | 3.958 | 0 | 8.2392 | 0 | 0 | 0 | 0 | 0 | 0 | 0 | 0 | 0 | 0 | 0 | 0 | 0 | 0.45131 | 0 | 0.71279 | 0 | 0 | 0 | 0.525 | 0.6901 | 0 | 0 | 0 | 0 | 2.3792 | 0 | 0 | 0 | 0 | 0 | 0 | 0 | 0 | 0 | 0 | 0 | 0 | 0
6 | 14 | 8 | 4 | 1.7931 | 0 | 13.5789 | 0 | 0 | 0 | 0.0012057 | 0.04 | 0 | 0 | 3.958 | 0 | 19.3712 | 0 | 0 | 0 | 0 | 0 | 0 | 0 | 0 | 0 | 0 | 0 | 0 | 0 | 0.45131 | 0 | 0.71279 | 0 | 0 | 0 | 0.42 | 0.6901 | 0 | 0 | 0 | 0 | 2.2742 | 0 | 0 | 0 | 0 | 0 | 0 | 0 | 0 | 0 | 0 | 0 | 0 | 0
6 | 14 | 9 | 4 | 1.7931 | 0 | 13.5789 | 0 | 0 | 0 | 0.0012057 | 0.054544 | 0 | 0 | 4.1218 | 0 | 19.5495 | 0 | 0 | 0 | 0 | 0 | 0 | 0 | 0 | 0 | 0 | 0 | 0 | 0 | 0.45131 | 0 | 0.71279 | 0 | 0 | 0 | 0.315 | 0.6901 | 0 | 0 | 0 | 0 | 2.1692 | 0 | 0 | 0 | 0 | 0 | 0 | 0 | 0 | 0 | 0 | 0 | 0 | 0
6 | 14 | 10 | 4 | 1.7931 | 0 | 13.5789 | 0 | 0 | 0 | 0.0012057 | 0.18781 | 0 | 0 | 3.0257 | 0 | 18.5867 | 0 | 0 | 0 | 0 | 0 | 0 | 0 | 0 | 0 | 0 | 0 | 0 | 0 | 0.45131 | 0 | 0.71279 | 0 | 0.15532 | 0 | 0.315 | 0.6901 | 0 | 0 | 0 | 0 | 2.3245 | 0 | 0 | 0 | 0 | 0 | 0 | 0 | 0 | 0 | 0 | 0 | 0 | 0
6 | 14 | 11 | 4 | 1.7931 | 0 | 13.5789 | 0 | 0 | 0 | 0.0012057 | 0.18126 | 0 | 0 | 3.5233 | 0 | 19.0778 | 0 | 0 | 0 | 0 | 0 | 0 | 0 | 0 | 0 | 0 | 0 | 0 | 0 | 0.45131 | 0 | 0.54519 | 0 | 0.71159 | 0 | 0.3675 | 0.6901 | 0 | 0 | 0 | 0 | 2.7657 | 0 | 0 | 0 | 0 | 0 | 0 | 0 | 0 | 0 | 0 | 0 | 0 | 0
6 | 14 | 12 | 4 | 1.7931 | 0 | 8.6313 | 0 | 0 | 0 | 0.0012057 | 0.11012 | 0 | 0 | 3.9579 | 0 | 14.4937 | 0 | 0 | 0 | 0 | 0 | 0 | 0 | 0 | 0 | 0 | 0 | 0 | 0 | 0.45131 | 0 | 0.54519 | 0 | 0.4507 | 0 | 0.42 | 0.6901 | 0 | 0 | 0 | 0 | 2.5573 | 0 | 0 | 0 | 0 | 0 | 0 | 0 | 0 | 0 | 0 | 0 | 0 | 0
6 | 14 | 13 | 4 | 1.7931 | 0 | 13.5789 | 0 | 0 | 0 | 0.0012057 | 0.14947 | 0 | 0 | 3.5857 | 0 | 19.1084 | 0 | 0 | 0 | 0 | 0 | 0 | 0 | 0 | 0 | 0 | 0 | 0 | 0 | 0.45131 | 0 | 0.54519 | 0 | 0.69304 | 0 | 0.3675 | 0.6901 | 0 | 0 | 0 | 0 | 2.7471 | 0 | 0 | 0 | 0 | 0 | 0 | 0 | 0 | 0 | 0 | 0 | 0 | 0
6 | 14 | 14 | 4 | 1.7931 | 0 | 13.5789 | 0 | 0 | 0 | 0.0012057 | 0.16291 | 0 | 0 | 3.5234 | 0 | 19.0596 | 0 | 0 | 0 | 0 | 0 | 0 | 0 | 0 | 0 | 0 | 0 | 0 | 0 | 0.45131 | 0 | 0.54519 | 0 | 0.77746 | 0 | 0.3675 | 0.6901 | 0 | 0 | 0 | 0 | 2.8316 | 0 | 0 | 0 | 0 | 0 | 0 | 0 | 0 | 0 | 0 | 0 | 0 | 0
6 | 14 | 15 | 4 | 1.7931 | 0 | 13.5789 | 0 | 0 | 0 | 0.0012057 | 0.24577 | 0 | 0 | 3.0258 | 0 | 18.6448 | 0 | 0 | 0 | 0 | 0 | 0 | 0 | 0 | 0 | 0 | 0 | 0 | 0 | 0.45131 | 0 | 0.54519 | 0 | 1.2397 | 0 | 0.315 | 0.6901 | 0 | 0 | 0 | 0 | 3.2413 | 0 | 0 | 0 | 0 | 0 | 0 | 0 | 0 | 0 | 0 | 0 | 0 | 0
6 | 14 | 16 | 4 | 1.7931 | 0 | 13.5789 | 0 | 0 | 0 | 0.0012057 | 0.27127 | 0 | 0 | 3.0258 | 0 | 18.6703 | 0 | 0 | 0 | 0 | 0 | 0 | 0 | 0 | 0 | 0 | 0 | 0 | 0 | 0.45131 | 0 | 0.54519 | 0 | 1.5449 | 0 | 0.315 | 0.6901 | 0 | 0 | 0 | 0 | 3.5465 | 0 | 0 | 0 | 0 | 0 | 0 | 0 | 0 | 0 | 0 | 0 | 0 | 0
6 | 14 | 17 | 4 | 1.7931 | 0 | 13.5789 | 0 | 0 | 0 | 0.0012057 | 0.30001 | 0 | 0 | 3.958 | 0 | 19.6312 | 0 | 0 | 0 | 0 | 0 | 0 | 0 | 0 | 0 | 0 | 0 | 0 | 0 | 0.45131 | 0 | 0.54519 | 0 | 1.8678 | 0 | 0.525 | 0.6901 | 0 | 0 | 0 | 0 | 4.0794 | 0 | 0 | 0 | 0 | 0 | 0 | 0 | 0 | 0 | 0 | 0 | 0 | 0
6 | 14 | 18 | 4 | 1.7931 | 0 | 9.8682 | 0 | 0 | 0 | 0.0012057 | 0.21779 | 0 | 0 | 6.0624 | 0 | 17.9427 | 0 | 0 | 0 | 0 | 0 | 0 | 0 | 0 | 0 | 0 | 0 | 0 | 0 | 0.45131 | 0 | 0.54519 | 0 | 1.2917 | 0 | 0.525 | 0.6901 | 0 | 0 | 0 | 0 | 3.5033 | 0 | 0 | 0 | 0 | 0 | 0 | 0 | 0 | 0 | 0 | 0 | 0 | 0
6 | 14 | 19 | 4 | 1.7931 | 0 | 2.4469 | 0 | 0 | 0 | 0.0012057 | 0.087969 | 0 | 0 | 3.958 | 0 | 8.2872 | 0 | 0 | 0 | 0 | 0 | 0 | 0 | 0 | 0 | 0 | 0 | 0 | 0 | 0.45131 | 0 | 0.88038 | 0 | 0.32786 | 0 | 0.42 | 0.6901 | 0 | 0 | 0 | 0 | 2.7697 | 0 | 0 | 0 | 0 | 0 | 0 | 0 | 0 | 0 | 0 | 0 | 0 | 0
6 | 14 | 20 | 4 | 1.7931 | 0 | 2.4469 | 0 | 0 | 0 | 0.0012057 | 0.05858 | 0 | 0 | 3.5858 | 0 | 7.8856 | 0 | 0 | 0 | 0 | 0 | 0 | 0 | 0 | 0 | 0 | 0 | 0 | 0 | 0.45131 | 0 | 1.1038 | 0 | 0.12075 | 0 | 0.3675 | 0.6901 | 0 | 0 | 0 | 0 | 2.7335 | 0 | 0 | 0 | 0 | 0 | 0 | 0 | 0 | 0 | 0 | 0 | 0 | 0
6 | 14 | 21 | 4 | 1.7931 | 0 | 2.4469 | 0 | 0 | 0 | 0.0012057 | 0.044262 | 0 | 0 | 3.9579 | 0 | 8.2434 | 0 | 0 | 0 | 0 | 0 | 0 | 0 | 0 | 0 | 0 | 0 | 0 | 0 | 0.45131 | 0 | 1.2156 | 0 | 0.025632 | 0 | 0.4725 | 0.6901 | 0 | 0 | 0 | 0 | 2.8551 | 0 | 0 | 0 | 0 | 0 | 0 | 0 | 0 | 0 | 0 | 0 | 0 | 0
6 | 14 | 22 | 4 | 1.7931 | 0 | 2.4469 | 0 | 0 | 0 | 0.0012057 | 0.04171 | 0 | 0 | 3.5797 | 0 | 7.8627 | 0 | 0 | 0 | 0 | 0 | 0 | 0 | 0 | 0 | 0 | 0 | 0 | 0 | 0.45131 | 0 | 1.1038 | 0 | 0.0097074 | 0 | 0.315 | 0.6901 | 0 | 0 | 0 | 0 | 2.57 | 0 | 0 | 0 | 0 | 0 | 0 | 0 | 0 | 0 | 0 | 0 | 0 | 0
6 | 14 | 23 | 4 | 1.7931 | 0 | 2.4469 | 0 | 0 | 0 | 0.0012057 | 0.04 | 0 | 0 | 0.53734 | 0 | 4.8186 | 0 | 0 | 0 | 0 | 0 | 0 | 0 | 0 | 0 | 0 | 0 | 0 | 0 | 0.45131 | 0 | 0.88038 | 0 | 0 | 0 | 0.0525 | 0.6901 | 0 | 0 | 0 | 0 | 2.0743 | 0 | 0 | 0 | 0 | 0 | 0 | 0 | 0 | 0 | 0 | 0 | 0 | 0
6 | 14 | 24 | 4 | 1.7931 | 0 | 2.4469 | 0 | 0 | 0 | 0.0012057 | 0.040065 | 0 | 0 | 0.53741 | 0 | 4.8187 | 0 | 0 | 0 | 0 | 0 | 0 | 0 | 0 | 0 | 0 | 0 | 0 | 0 | 0.45131 | 0 | 0.54519 | 0 | 0 | 0 | 0.0525 | 0.6901 | 0 | 0 | 0 | 0 | 1.7391 | 0 | 0 | 0 | 0 | 0 | 0 | 0 | 0 | 0 | 0 | 0 | 0 | 0
6 | 15 | 1 | 5 | 1.7931 | 0 | 2.4469 | 0 | 0 | 0 | 0.0012057 | 0.04 | 0 | 0 | 0.53753 | 0 | 4.8188 | 0 | 0 | 0 | 0 | 0 | 0 | 0 | 0 | 0 | 0 | 0 | 0 | 0 | 0.45131 | 0 | 0.32173 | 0 | 0 | 0 | 0.0525 | 0.6901 | 0 | 0 | 0 | 0 | 1.5156 | 0 | 0 | 0 | 0 | 0 | 0 | 0 | 0 | 0 | 0 | 0 | 0 | 0
6 | 15 | 2 | 5 | 1.7931 | 0 | 2.4469 | 0 | 0 | 0 | 0.0012057 | 0.04 | 0 | 0 | 0.53765 | 0 | 4.8189 | 0 | 0 | 0 | 0 | 0 | 0 | 0 | 0 | 0 | 0 | 0 | 0 | 0 | 0.45131 | 0 | 0.32173 | 0 | 0 | 0 | 0.0525 | 0.6901 | 0 | 0 | 0 | 0 | 1.5156 | 0 | 0 | 0 | 0 | 0 | 0 | 0 | 0 | 0 | 0 | 0 | 0 | 0
6 | 15 | 3 | 5 | 1.7931 | 0 | 2.4469 | 0 | 0 | 0 | 0.0012057 | 0.04 | 0 | 0 | 0.53771 | 0 | 4.8189 | 0 | 0 | 0 | 0 | 0 | 0 | 0 | 0 | 0 | 0 | 0 | 0 | 0 | 0.45131 | 0 | 0.32173 | 0 | 0 | 0 | 0.0525 | 0.6901 | 0 | 0 | 0 | 0 | 1.5156 | 0 | 0 | 0 | 0 | 0 | 0 | 0 | 0 | 0 | 0 | 0 | 0 | 0
6 | 15 | 4 | 5 | 1.7931 | 0 | 2.4469 | 0 | 0 | 0 | 0.0012057 | 0.04 | 0 | 0 | 0.53774 | 0 | 4.819 | 0 | 0 | 0 | 0 | 0 | 0 | 0 | 0 | 0 | 0 | 0 | 0 | 0 | 0.45131 | 0 | 0.32173 | 0 | 0 | 0 | 0.0525 | 0.6901 | 0 | 0 | 0 | 0 | 1.5156 | 0 | 0 | 0 | 0 | 0 | 0 | 0 | 0 | 0 | 0 | 0 | 0 | 0
6 | 15 | 5 | 5 | 1.7931 | 0 | 2.4469 | 0 | 0 | 0 | 0.0012057 | 0.040553 | 0 | 0 | 0.53777 | 0 | 4.8195 | 0 | 0 | 0 | 0 | 0 | 0 | 0 | 0 | 0 | 0 | 0 | 0 | 0 | 0.45131 | 0 | 0.32173 | 0 | 0 | 0 | 0.0525 | 0.6901 | 0 | 0 | 0 | 0 | 1.5156 | 0 | 0 | 0 | 0 | 0 | 0 | 0 | 0 | 0 | 0 | 0 | 0 | 0
6 | 15 | 6 | 5 | 1.7931 | 0 | 2.4469 | 0 | 0 | 0 | 0.0012057 | 0.092653 | 0 | 0 | 3.026 | 0 | 7.3599 | 0 | 0 | 0 | 0 | 0 | 0 | 0 | 0 | 0 | 0 | 0 | 0 | 0 | 0.45131 | 0 | 0.54519 | 0 | 0.033392 | 0 | 0.315 | 0.6901 | 0 | 0 | 0 | 0 | 2.035 | 0 | 0 | 0 | 0 | 0 | 0 | 0 | 0 | 0 | 0 | 0 | 0 | 0
6 | 15 | 7 | 5 | 1.7931 | 0 | 2.4469 | 0 | 0 | 0 | 0.0012057 | 0.16582 | 0 | 0 | 3.9581 | 0 | 8.3651 | 0 | 0 | 0 | 0 | 0 | 0 | 0 | 0 | 0 | 0 | 0 | 0 | 0 | 0.45131 | 0 | 0.71279 | 0 | 0.54143 | 0 | 0.525 | 0.6901 | 0 | 0 | 0 | 0 | 2.9206 | 0 | 0 | 0 | 0 | 0 | 0 | 0 | 0 | 0 | 0 | 0 | 0 | 0
6 | 15 | 8 | 5 | 1.7931 | 0 | 13.5789 | 0 | 0 | 0 | 0.0012057 | 0.28665 | 0 | 0 | 3.9581 | 0 | 19.6179 | 0 | 0 | 0 | 0 | 0 | 0 | 0 | 0 | 0 | 0 | 0 | 0 | 0 | 0.45131 | 0 | 0.71279 | 0 | 1.3955 | 0 | 0.42 | 0.6901 | 0 | 0 | 0 | 0 | 3.6697 | 0 | 0 | 0 | 0 | 0 | 0 | 0 | 0 | 0 | 0 | 0 | 0 | 0
6 | 15 | 9 | 5 | 1.7931 | 0 | 13.5789 | 0 | 0 | 0 | 0.0012057 | 0.32865 | 0 | 0 | 4.1221 | 0 | 19.8239 | 0 | 0 | 0 | 0 | 0 | 0 | 0 | 0 | 0 | 0 | 0 | 0 | 0 | 0.45131 | 0 | 0.71279 | 0 | 1.8175 | 0 | 0.315 | 0.6901 | 0 | 0 | 0 | 0 | 3.9867 | 0 | 0 | 0 | 0 | 0 | 0 | 0 | 0 | 0 | 0 | 0 | 0 | 0
6 | 15 | 10 | 5 | 1.7931 | 0 | 13.5789 | 0 | 0 | 0 | 0.0012057 | 0.37963 | 0 | 0 | 3.0258 | 0 | 18.7786 | 0 | 0 | 0 | 0 | 0 | 0 | 0 | 0 | 0 | 0 | 0 | 0 | 0 | 0.45131 | 0 | 0.71279 | 0 | 2.2856 | 0 | 0.315 | 0.6901 | 0 | 0 | 0 | 0 | 4.4547 | 0 | 0 | 0 | 0 | 0 | 0 | 0 | 0 | 0 | 0 | 0 | 0 | 0
6 | 15 | 11 | 5 | 1.7931 | 0 | 13.5789 | 0 | 0 | 0 | 0.0012057 | 0.43936 | 0 | 0 | 3.5234 | 0 | 19.336 | 0 | 0 | 0 | 0 | 0 | 0 | 0 | 0 | 0 | 0 | 0 | 0 | 0 | 0.45131 | 0 | 0.54519 | 0 | 2.7224 | 0 | 0.3675 | 0.6901 | 0 | 0 | 0 | 0 | 4.7765 | 0 | 0 | 0 | 0 | 0 | 0 | 0 | 0 | 0 | 0 | 0 | 0 | 0
6 | 15 | 12 | 5 | 1.7931 | 0 | 8.6313 | 0 | 0 | 0 | 0.0012057 | 0.42613 | 0 | 0 | 3.958 | 0 | 14.8098 | 0 | 0 | 0 | 0 | 0 | 0 | 0 | 0 | 0 | 0 | 0 | 0 | 0 | 0.45131 | 0 | 0.54519 | 0 | 2.7336 | 0 | 0.42 | 0.6901 | 0 | 0 | 0 | 0 | 4.8402 | 0 | 0 | 0 | 0 | 0 | 0 | 0 | 0 | 0 | 0 | 0 | 0 | 0
6 | 15 | 13 | 5 | 1.7931 | 0 | 13.5789 | 0 | 0 | 0 | 0.0012057 | 0.52544 | 0 | 0 | 3.5858 | 0 | 19.4844 | 0 | 0 | 0 | 0 | 0 | 0 | 0 | 0 | 0 | 0 | 0 | 0 | 0 | 0.45131 | 0 | 0.54519 | 0 | 3.5406 | 0 | 0.3675 | 0.6901 | 0 | 0 | 0 | 0 | 5.5947 | 0 | 0 | 0 | 0 | 0 | 0 | 0 | 0 | 0 | 0 | 0 | 0 | 0
6 | 15 | 14 | 5 | 1.7931 | 0 | 13.5789 | 0 | 0 | 0 | 0.0012057 | 0.56967 | 0 | 0 | 3.5233 | 0 | 19.4662 | 0 | 0 | 0 | 0 | 0 | 0 | 0 | 0 | 0 | 0 | 0 | 0 | 0 | 0.45131 | 0 | 0.54519 | 0 | 4.0279 | 0 | 0.3675 | 0.6901 | 0 | 0 | 0 | 0 | 6.082 | 0 | 0 | 0 | 0 | 0 | 0 | 0 | 0 | 0 | 0 | 0 | 0 | 0
6 | 15 | 15 | 5 | 1.7931 | 0 | 13.5789 | 0 | 0 | 0 | 0.0012057 | 0.5351 | 0 | 0 | 3.0257 | 0 | 18.934 | 0 | 0 | 0 | 0 | 0 | 0 | 0 | 0 | 0 | 0 | 0 | 0 | 0 | 0.45131 | 0 | 0.54519 | 0 | 3.8527 | 0 | 0.315 | 0.6901 | 0 | 0 | 0 | 0 | 5.8543 | 0 | 0 | 0 | 0 | 0 | 0 | 0 | 0 | 0 | 0 | 0 | 0 | 0
6 | 15 | 16 | 5 | 1.7931 | 0 | 13.5789 | 0 | 0 | 0 | 0.0012057 | 0.52874 | 0 | 0 | 3.0256 | 0 | 18.9276 | 0 | 0 | 0 | 0 | 0 | 0 | 0 | 0 | 0 | 0 | 0 | 0 | 0 | 0.45131 | 0 | 0.54519 | 0 | 3.9415 | 0 | 0.315 | 0.6901 | 0 | 0 | 0 | 0 | 5.9431 | 0 | 0 | 0 | 0 | 0 | 0 | 0 | 0 | 0 | 0 | 0 | 0 | 0
6 | 15 | 17 | 5 | 1.7931 | 0 | 13.5789 | 0 | 0 | 0 | 0.0012057 | 0.55292 | 0 | 0 | 3.9579 | 0 | 19.884 | 0 | 0 | 0 | 0 | 0 | 0 | 0 | 0 | 0 | 0 | 0 | 0 | 0 | 0.45131 | 0 | 0.54519 | 0 | 4.2238 | 0 | 0.525 | 0.6901 | 0 | 0 | 0 | 0 | 6.4355 | 0 | 0 | 0 | 0 | 0 | 0 | 0 | 0 | 0 | 0 | 0 | 0 | 0
6 | 15 | 18 | 5 | 1.7931 | 0 | 9.8682 | 0 | 0 | 0 | 0.0012057 | 0.49902 | 0 | 0 | 6.0621 | 0 | 18.2237 | 0 | 0 | 0 | 0 | 0 | 0 | 0 | 0 | 0 | 0 | 0 | 0 | 0 | 0.45131 | 0 | 0.54519 | 0 | 3.8742 | 0 | 0.525 | 0.6901 | 0 | 0 | 0 | 0 | 6.0858 | 0 | 0 | 0 | 0 | 0 | 0 | 0 | 0 | 0 | 0 | 0 | 0 | 0
6 | 15 | 19 | 5 | 1.7931 | 0 | 2.4469 | 0 | 0 | 0 | 0.0012057 | 0.3433 | 0 | 0 | 3.9579 | 0 | 8.5424 | 0 | 0 | 0 | 0 | 0 | 0 | 0 | 0 | 0 | 0 | 0 | 0 | 0 | 0.45131 | 0 | 0.88038 | 0 | 2.483 | 0 | 0.42 | 0.6901 | 0 | 0 | 0 | 0 | 4.9248 | 0 | 0 | 0 | 0 | 0 | 0 | 0 | 0 | 0 | 0 | 0 | 0 | 0
6 | 15 | 20 | 5 | 1.7931 | 0 | 2.4469 | 0 | 0 | 0 | 0.0012057 | 0.28842 | 0 | 0 | 3.5855 | 0 | 8.1151 | 0 | 0 | 0 | 0 | 0 | 0 | 0 | 0 | 0 | 0 | 0 | 0 | 0 | 0.45131 | 0 | 1.1038 | 0 | 1.9897 | 0 | 0.3675 | 0.6901 | 0 | 0 | 0 | 0 | 4.6025 | 0 | 0 | 0 | 0 | 0 | 0 | 0 | 0 | 0 | 0 | 0 | 0 | 0
6 | 15 | 21 | 5 | 1.7931 | 0 | 2.4469 | 0 | 0 | 0 | 0.0012057 | 0.27715 | 0 | 0 | 3.9578 | 0 | 8.4762 | 0 | 0 | 0 | 0 | 0 | 0 | 0 | 0 | 0 | 0 | 0 | 0 | 0 | 0.45131 | 0 | 1.2156 | 0 | 1.9281 | 0 | 0.4725 | 0.6901 | 0 | 0 | 0 | 0 | 4.7576 | 0 | 0 | 0 | 0 | 0 | 0 | 0 | 0 | 0 | 0 | 0 | 0 | 0
6 | 15 | 22 | 5 | 1.7931 | 0 | 2.4469 | 0 | 0 | 0 | 0.0012057 | 0.26178 | 0 | 0 | 3.5793 | 0 | 8.0823 | 0 | 0 | 0 | 0 | 0 | 0 | 0 | 0 | 0 | 0 | 0 | 0 | 0 | 0.45131 | 0 | 1.1038 | 0 | 1.7746 | 0 | 0.315 | 0.6901 | 0 | 0 | 0 | 0 | 4.3349 | 0 | 0 | 0 | 0 | 0 | 0 | 0 | 0 | 0 | 0 | 0 | 0 | 0
6 | 15 | 23 | 5 | 1.7931 | 0 | 2.4469 | 0 | 0 | 0 | 0.0012057 | 0.25749 | 0 | 0 | 0.53701 | 0 | 5.0357 | 0 | 0 | 0 | 0 | 0 | 0 | 0 | 0 | 0 | 0 | 0 | 0 | 0 | 0.45131 | 0 | 0.88038 | 0 | 1.7023 | 0 | 0.0525 | 0.6901 | 0 | 0 | 0 | 0 | 3.7766 | 0 | 0 | 0 | 0 | 0 | 0 | 0 | 0 | 0 | 0 | 0 | 0 | 0
6 | 15 | 24 | 5 | 1.7931 | 0 | 2.4469 | 0 | 0 | 0 | 0.0012057 | 0.24306 | 0 | 0 | 0.53706 | 0 | 5.0213 | 0 | 0 | 0 | 0 | 0 | 0 | 0 | 0 | 0 | 0 | 0 | 0 | 0 | 0.45131 | 0 | 0.54519 | 0 | 1.5137 | 0 | 0.0525 | 0.6901 | 0 | 0 | 0 | 0 | 3.2529 | 0 | 0 | 0 | 0 | 0 | 0 | 0 | 0 | 0 | 0 | 0 | 0 | 0
6 | 16 | 1 | 6 | 1.7931 | 0 | 2.4469 | 0 | 0 | 0 | 0.0012057 | 0.23706 | 0 | 0 | 0.53716 | 0 | 5.0154 | 0 | 0 | 0 | 0 | 0 | 0 | 0 | 0 | 0 | 0 | 0 | 0 | 0 | 0.45131 | 0 | 0.32173 | 0 | 1.4135 | 0 | 0.0525 | 0.6901 | 0 | 0 | 0 | 0 | 2.9292 | 0 | 0 | 0 | 0 | 0 | 0 | 0 | 0 | 0 | 0 | 0 | 0 | 0
6 | 16 | 2 | 6 | 1.7931 | 0 | 2.4469 | 0 | 0 | 0 | 0.0012057 | 0.22437 | 0 | 0 | 0.53729 | 0 | 5.0029 | 0 | 0 | 0 | 0 | 0 | 0 | 0 | 0 | 0 | 0 | 0 | 0 | 0 | 0.45131 | 0 | 0.32173 | 0 | 1.261 | 0 | 0.0525 | 0.6901 | 0 | 0 | 0 | 0 | 2.7767 | 0 | 0 | 0 | 0 | 0 | 0 | 0 | 0 | 0 | 0 | 0 | 0 | 0
6 | 16 | 3 | 6 | 1.7931 | 0 | 2.4469 | 0 | 0 | 0 | 0.0012057 | 0.21162 | 0 | 0 | 0.53734 | 0 | 4.9902 | 0 | 0 | 0 | 0 | 0 | 0 | 0 | 0 | 0 | 0 | 0 | 0 | 0 | 0.45131 | 0 | 0.32173 | 0 | 1.1535 | 0 | 0.0525 | 0.6901 | 0 | 0 | 0 | 0 | 2.6691 | 0 | 0 | 0 | 0 | 0 | 0 | 0 | 0 | 0 | 0 | 0 | 0 | 0
6 | 16 | 4 | 6 | 1.7931 | 0 | 2.4469 | 0 | 0 | 0 | 0.0012057 | 0.20313 | 0 | 0 | 0.53736 | 0 | 4.9817 | 0 | 0 | 0 | 0 | 0 | 0 | 0 | 0 | 0 | 0 | 0 | 0 | 0 | 0.45131 | 0 | 0.32173 | 0 | 1.0808 | 0 | 0.0525 | 0.6901 | 0 | 0 | 0 | 0 | 2.5965 | 0 | 0 | 0 | 0 | 0 | 0 | 0 | 0 | 0 | 0 | 0 | 0 | 0
6 | 16 | 5 | 6 | 1.7931 | 0 | 2.4469 | 0 | 0 | 0 | 0.0012057 | 0.19371 | 0 | 0 | 0.53736 | 0 | 4.9723 | 0 | 0 | 0 | 0 | 0 | 0 | 0 | 0 | 0 | 0 | 0 | 0 | 0 | 0.45131 | 0 | 0.32173 | 0 | 0.99536 | 0 | 0.0525 | 0.6901 | 0 | 0 | 0 | 0 | 2.511 | 0 | 0 | 0 | 0 | 0 | 0 | 0 | 0 | 0 | 0 | 0 | 0 | 0
6 | 16 | 6 | 6 | 1.7931 | 0 | 2.4469 | 0 | 0 | 0 | 0.0012057 | 0.20643 | 0 | 0 | 3.0256 | 0 | 7.4733 | 0 | 0 | 0 | 0 | 0 | 0 | 0 | 0 | 0 | 0 | 0 | 0 | 0 | 0.45131 | 0 | 0.54519 | 0 | 1.0309 | 0 | 0.315 | 0.6901 | 0 | 0 | 0 | 0 | 3.0325 | 0 | 0 | 0 | 0 | 0 | 0 | 0 | 0 | 0 | 0 | 0 | 0 | 0
6 | 16 | 7 | 6 | 1.7931 | 0 | 2.4469 | 0 | 0 | 0 | 0.0012057 | 0.30691 | 0 | 0 | 3.9579 | 0 | 8.506 | 0 | 0 | 0 | 0 | 0 | 0 | 0 | 0 | 0 | 0 | 0 | 0 | 0 | 0.45131 | 0 | 0.71279 | 0 | 1.6499 | 0 | 0.525 | 0.6901 | 0 | 0 | 0 | 0 | 4.029 | 0 | 0 | 0 | 0 | 0 | 0 | 0 | 0 | 0 | 0 | 0 | 0 | 0
6 | 16 | 8 | 6 | 1.7931 | 0 | 13.5789 | 0 | 0 | 0 | 0.0012057 | 0.48378 | 0 | 0 | 3.9578 | 0 | 19.8148 | 0 | 0 | 0 | 0 | 0 | 0 | 0 | 0 | 0 | 0 | 0 | 0 | 0 | 0.45131 | 0 | 0.71279 | 0 | 2.8107 | 0 | 0.42 | 0.6901 | 0 | 0 | 0 | 0 | 5.0849 | 0 | 0 | 0 | 0 | 0 | 0 | 0 | 0 | 0 | 0 | 0 | 0 | 0
6 | 16 | 9 | 6 | 1.7931 | 0 | 13.5789 | 0 | 0 | 0 | 0.0012057 | 0.54772 | 0 | 0 | 4.1211 | 0 | 20.0421 | 0 | 0 | 0 | 0 | 0 | 0 | 0 | 0 | 0 | 0 | 0 | 0 | 0 | 0.45131 | 0 | 0.71279 | 0 | 3.3641 | 0 | 0.315 | 0.6901 | 0 | 0 | 0 | 0 | 5.5334 | 0 | 0 | 0 | 0 | 0 | 0 | 0 | 0 | 0 | 0 | 0 | 0 | 0
6 | 16 | 10 | 6 | 1.7931 | 0 | 13.5789 | 0 | 0 | 0 | 0.0012057 | 0.56025 | 0 | 0 | 3.0253 | 0 | 18.9587 | 0 | 0 | 0 | 0 | 0 | 0 | 0 | 0 | 0 | 0 | 0 | 0 | 0 | 0.45131 | 0 | 0.71279 | 0 | 3.4216 | 0 | 0.315 | 0.6901 | 0 | 0 | 0 | 0 | 5.5908 | 0 | 0 | 0 | 0 | 0 | 0 | 0 | 0 | 0 | 0 | 0 | 0 | 0
6 | 16 | 11 | 6 | 1.7931 | 0 | 13.5789 | 0 | 0 | 0 | 0.0012057 | 0.60677 | 0 | 0 | 3.5229 | 0 | 19.5028 | 0 | 0 | 0 | 0 | 0 | 0 | 0 | 0 | 0 | 0 | 0 | 0 | 0 | 0.45131 | 0 | 0.54519 | 0 | 3.7497 | 0 | 0.3675 | 0.6901 | 0 | 0 | 0 | 0 | 5.8038 | 0 | 0 | 0 | 0 | 0 | 0 | 0 | 0 | 0 | 0 | 0 | 0 | 0
6 | 16 | 12 | 6 | 1.7931 | 0 | 8.6313 | 0 | 0 | 0 | 0.0012057 | 0.57855 | 0 | 0 | 3.9577 | 0 | 14.9619 | 0 | 0 | 0 | 0 | 0 | 0 | 0 | 0 | 0 | 0 | 0 | 0 | 0 | 0.45131 | 0 | 0.54519 | 0 | 3.5719 | 0 | 0.42 | 0.6901 | 0 | 0 | 0 | 0 | 5.6785 | 0 | 0 | 0 | 0 | 0 | 0 | 0 | 0 | 0 | 0 | 0 | 0 | 0
6 | 16 | 13 | 6 | 1.7931 | 0 | 13.5789 | 0 | 0 | 0 | 0.0012057 | 0.66285 | 0 | 0 | 3.5849 | 0 | 19.621 | 0 | 0 | 0 | 0 | 0 | 0 | 0 | 0 | 0 | 0 | 0 | 0 | 0 | 0.45131 | 0 | 0.54519 | 0 | 4.219 | 0 | 0.3675 | 0.6901 | 0 | 0 | 0 | 0 | 6.273 | 0 | 0 | 0 | 0 | 0 | 0 | 0 | 0 | 0 | 0 | 0 | 0 | 0
6 | 16 | 14 | 6 | 1.7931 | 0 | 13.5789 | 0 | 0 | 0 | 0.0012057 | 0.69545 | 0 | 0 | 3.5228 | 0 | 19.5914 | 0 | 0 | 0 | 0 | 0 | 0 | 0 | 0 | 0 | 0 | 0 | 0 | 0 | 0.45131 | 0 | 0.54519 | 0 | 4.518 | 0 | 0.3675 | 0.6901 | 0 | 0 | 0 | 0 | 6.5721 | 0 | 0 | 0 | 0 | 0 | 0 | 0 | 0 | 0 | 0 | 0 | 0 | 0
6 | 16 | 15 | 6 | 1.7931 | 0 | 13.5789 | 0 | 0 | 0 | 0.0012057 | 0.70268 | 0 | 0 | 3.0251 | 0 | 19.101 | 0 | 0 | 0 | 0 | 0 | 0 | 0 | 0 | 0 | 0 | 0 | 0 | 0 | 0.45131 | 0 | 0.54519 | 0 | 4.6885 | 0 | 0.315 | 0.6901 | 0 | 0 | 0 | 0 | 6.6901 | 0 | 0 | 0 | 0 | 0 | 0 | 0 | 0 | 0 | 0 | 0 | 0 | 0
6 | 16 | 16 | 6 | 1.7931 | 0 | 13.5789 | 0 | 0 | 0 | 0.0012057 | 0.70111 | 0 | 0 | 3.0251 | 0 | 19.0994 | 0 | 0 | 0 | 0 | 0 | 0 | 0 | 0 | 0 | 0 | 0 | 0 | 0 | 0.45131 | 0 | 0.54519 | 0 | 4.6608 | 0 | 0.315 | 0.6901 | 0 | 0 | 0 | 0 | 6.6624 | 0 | 0 | 0 | 0 | 0 | 0 | 0 | 0 | 0 | 0 | 0 | 0 | 0
6 | 16 | 17 | 6 | 1.7931 | 0 | 13.5789 | 0 | 0 | 0 | 0.0012057 | 0.598 | 0 | 0 | 3.9576 | 0 | 19.9288 | 0 | 0 | 0 | 0 | 0 | 0 | 0 | 0 | 0 | 0 | 0 | 0 | 0 | 0.45131 | 0 | 0.54519 | 0 | 3.8043 | 0 | 0.525 | 0.6901 | 0 | 0 | 0 | 0 | 6.0159 | 0 | 0 | 0 | 0 | 0 | 0 | 0 | 0 | 0 | 0 | 0 | 0 | 0
6 | 16 | 18 | 6 | 1.7931 | 0 | 9.8682 | 0 | 0 | 0 | 0.0012057 | 0.52008 | 0 | 0 | 6.0612 | 0 | 18.2439 | 0 | 0 | 0 | 0 | 0 | 0 | 0 | 0 | 0 | 0 | 0 | 0 | 0 | 0.45131 | 0 | 0.54519 | 0 | 3.2626 | 0 | 0.525 | 0.6901 | 0 | 0 | 0 | 0 | 5.4742 | 0 | 0 | 0 | 0 | 0 | 0 | 0 | 0 | 0 | 0 | 0 | 0 | 0
6 | 16 | 19 | 6 | 1.7931 | 0 | 2.4469 | 0 | 0 | 0 | 0.0012057 | 0.37286 | 0 | 0 | 3.9576 | 0 | 8.5717 | 0 | 0 | 0 | 0 | 0 | 0 | 0 | 0 | 0 | 0 | 0 | 0 | 0 | 0.45131 | 0 | 0.88038 | 0 | 2.1382 | 0 | 0.42 | 0.6901 | 0 | 0 | 0 | 0 | 4.58 | 0 | 0 | 0 | 0 | 0 | 0 | 0 | 0 | 0 | 0 | 0 | 0 | 0
6 | 16 | 20 | 6 | 1.7931 | 0 | 2.4469 | 0 | 0 | 0 | 0.0012057 | 0.31837 | 0 | 0 | 3.5846 | 0 | 8.1442 | 0 | 0 | 0 | 0 | 0 | 0 | 0 | 0 | 0 | 0 | 0 | 0 | 0 | 0.45131 | 0 | 1.1038 | 0 | 1.7879 | 0 | 0.3675 | 0.6901 | 0 | 0 | 0 | 0 | 4.4007 | 0 | 0 | 0 | 0 | 0 | 0 | 0 | 0 | 0 | 0 | 0 | 0 | 0
6 | 16 | 21 | 6 | 1.7931 | 0 | 2.4469 | 0 | 0 | 0 | 0.0012057 | 0.30318 | 0 | 0 | 3.9575 | 0 | 8.5019 | 0 | 0 | 0 | 0 | 0 | 0 | 0 | 0 | 0 | 0 | 0 | 0 | 0 | 0.45131 | 0 | 1.2156 | 0 | 1.7513 | 0 | 0.4725 | 0.6901 | 0 | 0 | 0 | 0 | 4.5808 | 0 | 0 | 0 | 0 | 0 | 0 | 0 | 0 | 0 | 0 | 0 | 0 | 0
6 | 16 | 22 | 6 | 1.7931 | 0 | 2.4469 | 0 | 0 | 0 | 0.0012057 | 0.28198 | 0 | 0 | 3.5784 | 0 | 8.1016 | 0 | 0 | 0 | 0 | 0 | 0 | 0 | 0 | 0 | 0 | 0 | 0 | 0 | 0.45131 | 0 | 1.1038 | 0 | 1.5991 | 0 | 0.315 | 0.6901 | 0 | 0 | 0 | 0 | 4.1593 | 0 | 0 | 0 | 0 | 0 | 0 | 0 | 0 | 0 | 0 | 0 | 0 | 0
6 | 16 | 23 | 6 | 1.7931 | 0 | 2.4469 | 0 | 0 | 0 | 0.0012057 | 0.28095 | 0 | 0 | 0.53641 | 0 | 5.0586 | 0 | 0 | 0 | 0 | 0 | 0 | 0 | 0 | 0 | 0 | 0 | 0 | 0 | 0.45131 | 0 | 0.88038 | 0 | 1.5925 | 0 | 0.0525 | 0.6901 | 0 | 0 | 0 | 0 | 3.6668 | 0 | 0 | 0 | 0 | 0 | 0 | 0 | 0 | 0 | 0 | 0 | 0 | 0
6 | 16 | 24 | 6 | 1.7931 | 0 | 2.4469 | 0 | 0 | 0 | 0.0012057 | 0.27573 | 0 | 0 | 0.53643 | 0 | 5.0534 | 0 | 0 | 0 | 0 | 0 | 0 | 0 | 0 | 0 | 0 | 0 | 0 | 0 | 0.45131 | 0 | 0.54519 | 0 | 1.507 | 0 | 0.0525 | 0.6901 | 0 | 0 | 0 | 0 | 3.2461 | 0 | 0 | 0 | 0 | 0 | 0 | 0 | 0 | 0 | 0 | 0 | 0 | 0
6 | 17 | 1 | 7 | 1.7931 | 0 | 2.4469 | 0 | 0 | 0 | 0.0012057 | 0.26334 | 0 | 0 | 0.53652 | 0 | 5.0411 | 0 | 0 | 0 | 0 | 0 | 0 | 0 | 0 | 0 | 0 | 0 | 0 | 0 | 0.45131 | 0 | 0.32173 | 0 | 1.4329 | 0 | 0.0525 | 0.6901 | 0 | 0 | 0 | 0 | 2.9486 | 0 | 0 | 0 | 0 | 0 | 0 | 0 | 0 | 0 | 0 | 0 | 0 | 0
6 | 17 | 2 | 7 | 1.7931 | 0 | 2.4469 | 0 | 0 | 0 | 0.0012057 | 0.26246 | 0 | 0 | 0.53661 | 0 | 5.0403 | 0 | 0 | 0 | 0 | 0 | 0 | 0 | 0 | 0 | 0 | 0 | 0 | 0 | 0.45131 | 0 | 0.32173 | 0 | 1.4707 | 0 | 0.0525 | 0.6901 | 0 | 0 | 0 | 0 | 2.9864 | 0 | 0 | 0 | 0 | 0 | 0 | 0 | 0 | 0 | 0 | 0 | 0 | 0
6 | 17 | 3 | 7 | 1.7931 | 0 | 2.4469 | 0 | 0 | 0 | 0.0012057 | 0.25513 | 0 | 0 | 0.53664 | 0 | 5.033 | 0 | 0 | 0 | 0 | 0 | 0 | 0 | 0 | 0 | 0 | 0 | 0 | 0 | 0.45131 | 0 | 0.32173 | 0 | 1.4055 | 0 | 0.0525 | 0.6901 | 0 | 0 | 0 | 0 | 2.9211 | 0 | 0 | 0 | 0 | 0 | 0 | 0 | 0 | 0 | 0 | 0 | 0 | 0
6 | 17 | 4 | 7 | 1.7931 | 0 | 2.4469 | 0 | 0 | 0 | 0.0012057 | 0.23209 | 0 | 0 | 0.53666 | 0 | 5.01 | 0 | 0 | 0 | 0 | 0 | 0 | 0 | 0 | 0 | 0 | 0 | 0 | 0 | 0.45131 | 0 | 0.32173 | 0 | 1.2242 | 0 | 0.0525 | 0.6901 | 0 | 0 | 0 | 0 | 2.7398 | 0 | 0 | 0 | 0 | 0 | 0 | 0 | 0 | 0 | 0 | 0 | 0 | 0
6 | 17 | 5 | 7 | 1.7931 | 0 | 2.4469 | 0 | 0 | 0 | 0.0012057 | 0.22703 | 0 | 0 | 0.53666 | 0 | 5.0049 | 0 | 0 | 0 | 0 | 0 | 0 | 0 | 0 | 0 | 0 | 0 | 0 | 0 | 0.45131 | 0 | 0.32173 | 0 | 1.1793 | 0 | 0.0525 | 0.6901 | 0 | 0 | 0 | 0 | 2.695 | 0 | 0 | 0 | 0 | 0 | 0 | 0 | 0 | 0 | 0 | 0 | 0 | 0
6 | 17 | 6 | 7 | 1.7931 | 0 | 2.4469 | 0 | 0 | 0 | 0.0012057 | 0.2674 | 0 | 0 | 3.0249 | 0 | 7.5335 | 0 | 0 | 0 | 0 | 0 | 0 | 0 | 0 | 0 | 0 | 0 | 0 | 0 | 0.45131 | 0 | 0.54519 | 0 | 1.4748 | 0 | 0.315 | 0.6901 | 0 | 0 | 0 | 0 | 3.4764 | 0 | 0 | 0 | 0 | 0 | 0 | 0 | 0 | 0 | 0 | 0 | 0 | 0
6 | 17 | 7 | 7 | 1.7931 | 0 | 2.4469 | 0 | 0 | 0 | 0.0012057 | 0.34732 | 0 | 0 | 3.9575 | 0 | 8.5461 | 0 | 0 | 0 | 0 | 0 | 0 | 0 | 0 | 0 | 0 | 0 | 0 | 0 | 0.45131 | 0 | 0.71279 | 0 | 2.0179 | 0 | 0.525 | 0.6901 | 0 | 0 | 0 | 0 | 4.3971 | 0 | 0 | 0 | 0 | 0 | 0 | 0 | 0 | 0 | 0 | 0 | 0 | 0
6 | 17 | 8 | 7 | 1.7931 | 0 | 13.5789 | 0 | 0 | 0 | 0.0012057 | 0.4683 | 0 | 0 | 3.9575 | 0 | 19.799 | 0 | 0 | 0 | 0 | 0 | 0 | 0 | 0 | 0 | 0 | 0 | 0 | 0 | 0.45131 | 0 | 0.71279 | 0 | 2.9186 | 0 | 0.42 | 0.6901 | 0 | 0 | 0 | 0 | 5.1928 | 0 | 0 | 0 | 0 | 0 | 0 | 0 | 0 | 0 | 0 | 0 | 0 | 0
6 | 17 | 9 | 7 | 1.7931 | 0 | 13.5789 | 0 | 0 | 0 | 0.0012057 | 0.57795 | 0 | 0 | 4.1198 | 0 | 20.0709 | 0 | 0 | 0 | 0 | 0 | 0 | 0 | 0 | 0 | 0 | 0 | 0 | 0 | 0.45131 | 0 | 0.71279 | 0 | 3.9501 | 0 | 0.315 | 0.6901 | 0 | 0 | 0 | 0 | 6.1193 | 0 | 0 | 0 | 0 | 0 | 0 | 0 | 0 | 0 | 0 | 0 | 0 | 0
6 | 17 | 10 | 7 | 1.7931 | 0 | 13.5789 | 0 | 0 | 0 | 0.0012057 | 0.61659 | 0 | 0 | 3.0246 | 0 | 19.0144 | 0 | 0 | 0 | 0 | 0 | 0 | 0 | 0 | 0 | 0 | 0 | 0 | 0 | 0.45131 | 0 | 0.71279 | 0 | 4.2625 | 0 | 0.315 | 0.6901 | 0 | 0 | 0 | 0 | 6.4317 | 0 | 0 | 0 | 0 | 0 | 0 | 0 | 0 | 0 | 0 | 0 | 0 | 0
6 | 17 | 11 | 7 | 1.7931 | 0 | 13.5789 | 0 | 0 | 0 | 0.0012057 | 0.61879 | 0 | 0 | 3.5222 | 0 | 19.5142 | 0 | 0 | 0 | 0 | 0 | 0 | 0 | 0 | 0 | 0 | 0 | 0 | 0 | 0.45131 | 0 | 0.54519 | 0 | 4.3162 | 0 | 0.3675 | 0.6901 | 0 | 0 | 0 | 0 | 6.3703 | 0 | 0 | 0 | 0 | 0 | 0 | 0 | 0 | 0 | 0 | 0 | 0 | 0
6 | 17 | 12 | 7 | 1.7931 | 0 | 8.6313 | 0 | 0 | 0 | 0.0012057 | 0.55894 | 0 | 0 | 3.9574 | 0 | 14.942 | 0 | 0 | 0 | 0 | 0 | 0 | 0 | 0 | 0 | 0 | 0 | 0 | 0 | 0.45131 | 0 | 0.54519 | 0 | 4.0173 | 0 | 0.42 | 0.6901 | 0 | 0 | 0 | 0 | 6.1239 | 0 | 0 | 0 | 0 | 0 | 0 | 0 | 0 | 0 | 0 | 0 | 0 | 0
6 | 17 | 13 | 7 | 1.7931 | 0 | 13.5789 | 0 | 0 | 0 | 0.0012057 | 0.67717 | 0 | 0 | 3.5839 | 0 | 19.6343 | 0 | 0 | 0 | 0 | 0 | 0 | 0 | 0 | 0 | 0 | 0 | 0 | 0 | 0.45131 | 0 | 0.54519 | 0 | 5.078 | 0 | 0.3675 | 0.6901 | 0 | 0 | 0 | 0 | 7.1321 | 0 | 0 | 0 | 0 | 0 | 0 | 0 | 0 | 0 | 0 | 0 | 0 | 0
6 | 17 | 14 | 7 | 1.7931 | 0 | 13.5789 | 0 | 0 | 0 | 0.0012057 | 0.7003 | 0 | 0 | 3.5221 | 0 | 19.5956 | 0 | 0 | 0 | 0 | 0 | 0 | 0 | 0 | 0 | 0 | 0 | 0 | 0 | 0.45131 | 0 | 0.54519 | 0 | 5.5375 | 0 | 0.3675 | 0.6901 | 0 | 0 | 0 | 0 | 7.5916 | 0 | 0 | 0 | 0 | 0 | 0 | 0 | 0 | 0 | 0 | 0 | 0 | 0
6 | 17 | 15 | 7 | 1.7931 | 0 | 13.5789 | 0 | 0 | 0 | 0.0012057 | 0.72397 | 0 | 0 | 3.0244 | 0 | 19.1216 | 0 | 0 | 0 | 0 | 0 | 0 | 0 | 0 | 0 | 0 | 0 | 0 | 0 | 0.45131 | 0 | 0.54519 | 0 | 5.6915 | 0 | 0.315 | 0.6901 | 0 | 0 | 0 | 0 | 7.6931 | 0 | 0 | 0 | 0 | 0 | 0 | 0 | 0 | 0 | 0 | 0 | 0 | 0
6 | 17 | 16 | 7 | 1.7931 | 0 | 13.5789 | 0 | 0 | 0 | 0.0012057 | 0.56834 | 0 | 0 | 3.0244 | 0 | 18.966 | 0 | 0 | 0 | 0 | 0 | 0 | 0 | 0 | 0 | 0 | 0 | 0 | 0 | 0.45131 | 0 | 0.54519 | 0 | 3.8555 | 0 | 0.315 | 0.6901 | 0 | 0 | 0 | 0 | 5.8571 | 0 | 0 | 0 | 0 | 0 | 0 | 0 | 0 | 0 | 0 | 0 | 0 | 0
6 | 17 | 17 | 7 | 1.7931 | 0 | 13.5789 | 0 | 0 | 0 | 0.0012057 | 0.52488 | 0 | 0 | 3.9573 | 0 | 19.8554 | 0 | 0 | 0 | 0 | 0 | 0 | 0 | 0 | 0 | 0 | 0 | 0 | 0 | 0.45131 | 0 | 0.54519 | 0 | 3.4998 | 0 | 0.525 | 0.6901 | 0 | 0 | 0 | 0 | 5.7114 | 0 | 0 | 0 | 0 | 0 | 0 | 0 | 0 | 0 | 0 | 0 | 0 | 0
6 | 17 | 18 | 7 | 1.7931 | 0 | 9.8682 | 0 | 0 | 0 | 0.0012057 | 0.45177 | 0 | 0 | 6.0605 | 0 | 18.1748 | 0 | 0 | 0 | 0 | 0 | 0 | 0 | 0 | 0 | 0 | 0 | 0 | 0 | 0.45131 | 0 | 0.54519 | 0 | 3.1003 | 0 | 0.525 | 0.6901 | 0 | 0 | 0 | 0 | 5.3119 | 0 | 0 | 0 | 0 | 0 | 0 | 0 | 0 | 0 | 0 | 0 | 0 | 0
6 | 17 | 19 | 7 | 1.7931 | 0 | 2.4469 | 0 | 0 | 0 | 0.0012057 | 0.33525 | 0 | 0 | 3.9573 | 0 | 8.5338 | 0 | 0 | 0 | 0 | 0 | 0 | 0 | 0 | 0 | 0 | 0 | 0 | 0 | 0.45131 | 0 | 0.88038 | 0 | 2.1505 | 0 | 0.42 | 0.6901 | 0 | 0 | 0 | 0 | 4.5923 | 0 | 0 | 0 | 0 | 0 | 0 | 0 | 0 | 0 | 0 | 0 | 0 | 0
6 | 17 | 20 | 7 | 1.7931 | 0 | 2.4469 | 0 | 0 | 0 | 0.0012057 | 0.29419 | 0 | 0 | 3.5838 | 0 | 8.1192 | 0 | 0 | 0 | 0 | 0 | 0 | 0 | 0 | 0 | 0 | 0 | 0 | 0 | 0.45131 | 0 | 1.1038 | 0 | 1.7701 | 0 | 0.3675 | 0.6901 | 0 | 0 | 0 | 0 | 4.3829 | 0 | 0 | 0 | 0 | 0 | 0 | 0 | 0 | 0 | 0 | 0 | 0 | 0
6 | 17 | 21 | 7 | 1.7931 | 0 | 2.4469 | 0 | 0 | 0 | 0.0012057 | 0.27401 | 0 | 0 | 3.9572 | 0 | 8.4725 | 0 | 0 | 0 | 0 | 0 | 0 | 0 | 0 | 0 | 0 | 0 | 0 | 0 | 0.45131 | 0 | 1.2156 | 0 | 1.6211 | 0 | 0.4725 | 0.6901 | 0 | 0 | 0 | 0 | 4.4506 | 0 | 0 | 0 | 0 | 0 | 0 | 0 | 0 | 0 | 0 | 0 | 0 | 0
6 | 17 | 22 | 7 | 1.7931 | 0 | 2.4469 | 0 | 0 | 0 | 0.0012057 | 0.25955 | 0 | 0 | 3.5776 | 0 | 8.0784 | 0 | 0 | 0 | 0 | 0 | 0 | 0 | 0 | 0 | 0 | 0 | 0 | 0 | 0.45131 | 0 | 1.1038 | 0 | 1.5318 | 0 | 0.315 | 0.6901 | 0 | 0 | 0 | 0 | 4.0921 | 0 | 0 | 0 | 0 | 0 | 0 | 0 | 0 | 0 | 0 | 0 | 0 | 0
6 | 17 | 23 | 7 | 1.7931 | 0 | 2.4469 | 0 | 0 | 0 | 0.0012057 | 0.2539 | 0 | 0 | 0.53588 | 0 | 5.031 | 0 | 0 | 0 | 0 | 0 | 0 | 0 | 0 | 0 | 0 | 0 | 0 | 0 | 0.45131 | 0 | 0.88038 | 0 | 1.4637 | 0 | 0.0525 | 0.6901 | 0 | 0 | 0 | 0 | 3.538 | 0 | 0 | 0 | 0 | 0 | 0 | 0 | 0 | 0 | 0 | 0 | 0 | 0
6 | 17 | 24 | 7 | 1.7931 | 0 | 2.4469 | 0 | 0 | 0 | 0.0012057 | 0.24592 | 0 | 0 | 0.53591 | 0 | 5.023 | 0 | 0 | 0 | 0 | 0 | 0 | 0 | 0 | 0 | 0 | 0 | 0 | 0 | 0.45131 | 0 | 0.54519 | 0 | 1.3579 | 0 | 0.0525 | 0.6901 | 0 | 0 | 0 | 0 | 3.097 | 0 | 0 | 0 | 0 | 0 | 0 | 0 | 0 | 0 | 0 | 0 | 0 | 0
6 | 18 | 1 | 1 | 1.7931 | 0 | 2.4469 | 0 | 0 | 0 | 0.0012057 | 0.23848 | 0 | 0 | 0.536 | 0 | 5.0157 | 0 | 0 | 0 | 0 | 0 | 0 | 0 | 0 | 0 | 0 | 0 | 0 | 0 | 0.45131 | 0 | 0.32173 | 0 | 1.2971 | 0 | 0.0525 | 0.6901 | 0 | 0 | 0 | 0 | 2.8128 | 0 | 0 | 0 | 0 | 0 | 0 | 0 | 0 | 0 | 0 | 0 | 0 | 0
6 | 18 | 2 | 1 | 1.7931 | 0 | 2.4469 | 0 | 0 | 0 | 0.0012057 | 0.22845 | 0 | 0 | 0.53609 | 0 | 5.0058 | 0 | 0 | 0 | 0 | 0 | 0 | 0 | 0 | 0 | 0 | 0 | 0 | 0 | 0.45131 | 0 | 0.32173 | 0 | 1.2384 | 0 | 0.0525 | 0.6901 | 0 | 0 | 0 | 0 | 2.7541 | 0 | 0 | 0 | 0 | 0 | 0 | 0 | 0 | 0 | 0 | 0 | 0 | 0
6 | 18 | 3 | 1 | 1.7931 | 0 | 2.4469 | 0 | 0 | 0 | 0.0012057 | 0.20701 | 0 | 0 | 0.53613 | 0 | 4.9844 | 0 | 0 | 0 | 0 | 0 | 0 | 0 | 0 | 0 | 0 | 0 | 0 | 0 | 0.45131 | 0 | 0.32173 | 0 | 1.0895 | 0 | 0.0525 | 0.6901 | 0 | 0 | 0 | 0 | 2.6052 | 0 | 0 | 0 | 0 | 0 | 0 | 0 | 0 | 0 | 0 | 0 | 0 | 0
6 | 18 | 4 | 1 | 1.7931 | 0 | 2.4469 | 0 | 0 | 0 | 0.0012057 | 0.20476 | 0 | 0 | 0.53616 | 0 | 4.9821 | 0 | 0 | 0 | 0 | 0 | 0 | 0 | 0 | 0 | 0 | 0 | 0 | 0 | 0.45131 | 0 | 0.32173 | 0 | 1.0774 | 0 | 0.0525 | 0.6901 | 0 | 0 | 0 | 0 | 2.593 | 0 | 0 | 0 | 0 | 0 | 0 | 0 | 0 | 0 | 0 | 0 | 0 | 0
6 | 18 | 5 | 1 | 1.7931 | 0 | 2.4469 | 0 | 0 | 0 | 0.0012057 | 0.2088 | 0 | 0 | 0.53617 | 0 | 4.9862 | 0 | 0 | 0 | 0 | 0 | 0 | 0 | 0 | 0 | 0 | 0 | 0 | 0 | 0.45131 | 0 | 0.32173 | 0 | 1.0731 | 0 | 0.0525 | 0.6901 | 0 | 0 | 0 | 0 | 2.5887 | 0 | 0 | 0 | 0 | 0 | 0 | 0 | 0 | 0 | 0 | 0 | 0 | 0
6 | 18 | 6 | 1 | 1.7931 | 0 | 2.4469 | 0 | 0 | 0 | 0.0012057 | 0.24389 | 0 | 0 | 3.0244 | 0 | 7.5096 | 0 | 0 | 0 | 0 | 0 | 0 | 0 | 0 | 0 | 0 | 0 | 0 | 0 | 0.45131 | 0 | 0.54519 | 0 | 1.2446 | 0 | 0.315 | 0.6901 | 0 | 0 | 0 | 0 | 3.2462 | 0 | 0 | 0 | 0 | 0 | 0 | 0 | 0 | 0 | 0 | 0 | 0 | 0
6 | 18 | 7 | 1 | 1.7931 | 0 | 2.4469 | 0 | 0 | 0 | 0.0012057 | 0.2431 | 0 | 0 | 3.9573 | 0 | 8.4416 | 0 | 0 | 0 | 0 | 0 | 0 | 0 | 0 | 0 | 0 | 0 | 0 | 0 | 0.45131 | 0 | 0.71279 | 0 | 1.1991 | 0 | 0.525 | 0.6901 | 0 | 0 | 0 | 0 | 3.5783 | 0 | 0 | 0 | 0 | 0 | 0 | 0 | 0 | 0 | 0 | 0 | 0 | 0
6 | 18 | 8 | 1 | 1.7931 | 0 | 13.5789 | 0 | 0 | 0 | 0.0012057 | 0.3838 | 0 | 0 | 3.9572 | 0 | 19.7143 | 0 | 0 | 0 | 0 | 0 | 0 | 0 | 0 | 0 | 0 | 0 | 0 | 0 | 0.45131 | 0 | 0.71279 | 0 | 2.0841 | 0 | 0.42 | 0.6901 | 0 | 0 | 0 | 0 | 4.3583 | 0 | 0 | 0 | 0 | 0 | 0 | 0 | 0 | 0 | 0 | 0 | 0 | 0
6 | 18 | 9 | 1 | 1.7931 | 0 | 13.5789 | 0 | 0 | 0 | 0.0012057 | 0.42331 | 0 | 0 | 4.1189 | 0 | 19.9154 | 0 | 0 | 0 | 0 | 0 | 0 | 0 | 0 | 0 | 0 | 0 | 0 | 0 | 0.45131 | 0 | 0.71279 | 0 | 2.5093 | 0 | 0.315 | 0.6901 | 0 | 0 | 0 | 0 | 4.6785 | 0 | 0 | 0 | 0 | 0 | 0 | 0 | 0 | 0 | 0 | 0 | 0 | 0
6 | 18 | 10 | 1 | 1.7931 | 0 | 13.5789 | 0 | 0 | 0 | 0.0012057 | 0.50094 | 0 | 0 | 3.0242 | 0 | 18.8983 | 0 | 0 | 0 | 0 | 0 | 0 | 0 | 0 | 0 | 0 | 0 | 0 | 0 | 0.45131 | 0 | 0.71279 | 0 | 3.1665 | 0 | 0.315 | 0.6901 | 0 | 0 | 0 | 0 | 5.3357 | 0 | 0 | 0 | 0 | 0 | 0 | 0 | 0 | 0 | 0 | 0 | 0 | 0
6 | 18 | 11 | 1 | 1.7931 | 0 | 13.5789 | 0 | 0 | 0 | 0.0012057 | 0.57162 | 0 | 0 | 3.5218 | 0 | 19.4666 | 0 | 0 | 0 | 0 | 0 | 0 | 0 | 0 | 0 | 0 | 0 | 0 | 0 | 0.45131 | 0 | 0.54519 | 0 | 3.8142 | 0 | 0.3675 | 0.6901 | 0 | 0 | 0 | 0 | 5.8683 | 0 | 0 | 0 | 0 | 0 | 0 | 0 | 0 | 0 | 0 | 0 | 0 | 0
6 | 18 | 12 | 1 | 1.7931 | 0 | 8.6313 | 0 | 0 | 0 | 0.0012057 | 0.54707 | 0 | 0 | 3.9572 | 0 | 14.9299 | 0 | 0 | 0 | 0 | 0 | 0 | 0 | 0 | 0 | 0 | 0 | 0 | 0 | 0.45131 | 0 | 0.54519 | 0 | 3.5983 | 0 | 0.42 | 0.6901 | 0 | 0 | 0 | 0 | 5.7049 | 0 | 0 | 0 | 0 | 0 | 0 | 0 | 0 | 0 | 0 | 0 | 0 | 0
6 | 18 | 13 | 1 | 1.7931 | 0 | 13.5789 | 0 | 0 | 0 | 0.0012057 | 0.62948 | 0 | 0 | 3.5834 | 0 | 19.5861 | 0 | 0 | 0 | 0 | 0 | 0 | 0 | 0 | 0 | 0 | 0 | 0 | 0 | 0.45131 | 0 | 0.54519 | 0 | 4.3056 | 0 | 0.3675 | 0.6901 | 0 | 0 | 0 | 0 | 6.3597 | 0 | 0 | 0 | 0 | 0 | 0 | 0 | 0 | 0 | 0 | 0 | 0 | 0
6 | 18 | 14 | 1 | 1.7931 | 0 | 13.5789 | 0 | 0 | 0 | 0.0012057 | 0.65752 | 0 | 0 | 3.5218 | 0 | 19.5525 | 0 | 0 | 0 | 0 | 0 | 0 | 0 | 0 | 0 | 0 | 0 | 0 | 0 | 0.45131 | 0 | 0.54519 | 0 | 4.7192 | 0 | 0.3675 | 0.6901 | 0 | 0 | 0 | 0 | 6.7733 | 0 | 0 | 0 | 0 | 0 | 0 | 0 | 0 | 0 | 0 | 0 | 0 | 0
6 | 18 | 15 | 1 | 1.7931 | 0 | 13.5789 | 0 | 0 | 0 | 0.0012057 | 0.61647 | 0 | 0 | 3.0241 | 0 | 19.0138 | 0 | 0 | 0 | 0 | 0 | 0 | 0 | 0 | 0 | 0 | 0 | 0 | 0 | 0.45131 | 0 | 0.54519 | 0 | 4.6105 | 0 | 0.315 | 0.6901 | 0 | 0 | 0 | 0 | 6.6121 | 0 | 0 | 0 | 0 | 0 | 0 | 0 | 0 | 0 | 0 | 0 | 0 | 0
6 | 18 | 16 | 1 | 1.7931 | 0 | 13.5789 | 0 | 0 | 0 | 0.0012057 | 0.67425 | 0 | 0 | 3.0241 | 0 | 19.0716 | 0 | 0 | 0 | 0 | 0 | 0 | 0 | 0 | 0 | 0 | 0 | 0 | 0 | 0.45131 | 0 | 0.54519 | 0 | 5.1969 | 0 | 0.315 | 0.6901 | 0 | 0 | 0 | 0 | 7.1985 | 0 | 0 | 0 | 0 | 0 | 0 | 0 | 0 | 0 | 0 | 0 | 0 | 0
6 | 18 | 17 | 1 | 1.7931 | 0 | 13.5789 | 0 | 0 | 0 | 0.0012057 | 0.63708 | 0 | 0 | 3.9571 | 0 | 19.9674 | 0 | 0 | 0 | 0 | 0 | 0 | 0 | 0 | 0 | 0 | 0 | 0 | 0 | 0.45131 | 0 | 0.54519 | 0 | 4.8024 | 0 | 0.525 | 0.6901 | 0 | 0 | 0 | 0 | 7.014 | 0 | 0 | 0 | 0 | 0 | 0 | 0 | 0 | 0 | 0 | 0 | 0 | 0
6 | 18 | 18 | 1 | 1.7931 | 0 | 9.8682 | 0 | 0 | 0 | 0.0012057 | 0.52515 | 0 | 0 | 6.0598 | 0 | 18.2475 | 0 | 0 | 0 | 0 | 0 | 0 | 0 | 0 | 0 | 0 | 0 | 0 | 0 | 0.45131 | 0 | 0.54519 | 0 | 4.004 | 0 | 0.525 | 0.6901 | 0 | 0 | 0 | 0 | 6.2156 | 0 | 0 | 0 | 0 | 0 | 0 | 0 | 0 | 0 | 0 | 0 | 0 | 0
6 | 18 | 19 | 1 | 1.7931 | 0 | 2.4469 | 0 | 0 | 0 | 0.0012057 | 0.39507 | 0 | 0 | 3.9571 | 0 | 8.5934 | 0 | 0 | 0 | 0 | 0 | 0 | 0 | 0 | 0 | 0 | 0 | 0 | 0 | 0.45131 | 0 | 0.88038 | 0 | 2.9235 | 0 | 0.42 | 0.6901 | 0 | 0 | 0 | 0 | 5.3653 | 0 | 0 | 0 | 0 | 0 | 0 | 0 | 0 | 0 | 0 | 0 | 0 | 0
6 | 18 | 20 | 1 | 1.7931 | 0 | 2.4469 | 0 | 0 | 0 | 0.0012057 | 0.35609 | 0 | 0 | 3.5832 | 0 | 8.1806 | 0 | 0 | 0 | 0 | 0 | 0 | 0 | 0 | 0 | 0 | 0 | 0 | 0 | 0.45131 | 0 | 1.1038 | 0 | 2.5505 | 0 | 0.3675 | 0.6901 | 0 | 0 | 0 | 0 | 5.1633 | 0 | 0 | 0 | 0 | 0 | 0 | 0 | 0 | 0 | 0 | 0 | 0 | 0
6 | 18 | 21 | 1 | 1.7931 | 0 | 2.4469 | 0 | 0 | 0 | 0.0012057 | 0.27999 | 0 | 0 | 3.9571 | 0 | 8.4783 | 0 | 0 | 0 | 0 | 0 | 0 | 0 | 0 | 0 | 0 | 0 | 0 | 0 | 0.45131 | 0 | 1.2156 | 0 | 1.7369 | 0 | 0.4725 | 0.6901 | 0 | 0 | 0 | 0 | 4.5664 | 0 | 0 | 0 | 0 | 0 | 0 | 0 | 0 | 0 | 0 | 0 | 0 | 0
6 | 18 | 22 | 1 | 1.7931 | 0 | 2.4469 | 0 | 0 | 0 | 0.0012057 | 0.27315 | 0 | 0 | 3.5771 | 0 | 8.0915 | 0 | 0 | 0 | 0 | 0 | 0 | 0 | 0 | 0 | 0 | 0 | 0 | 0 | 0.45131 | 0 | 1.1038 | 0 | 1.7116 | 0 | 0.315 | 0.6901 | 0 | 0 | 0 | 0 | 4.2718 | 0 | 0 | 0 | 0 | 0 | 0 | 0 | 0 | 0 | 0 | 0 | 0 | 0
6 | 18 | 23 | 1 | 1.7931 | 0 | 2.4469 | 0 | 0 | 0 | 0.0012057 | 0.26549 | 0 | 0 | 0.53557 | 0 | 5.0423 | 0 | 0 | 0 | 0 | 0 | 0 | 0 | 0 | 0 | 0 | 0 | 0 | 0 | 0.45131 | 0 | 0.88038 | 0 | 1.6149 | 0 | 0.0525 | 0.6901 | 0 | 0 | 0 | 0 | 3.6892 | 0 | 0 | 0 | 0 | 0 | 0 | 0 | 0 | 0 | 0 | 0 | 0 | 0
6 | 18 | 24 | 1 | 1.7931 | 0 | 2.4469 | 0 | 0 | 0 | 0.0012057 | 0.24805 | 0 | 0 | 0.53561 | 0 | 5.0249 | 0 | 0 | 0 | 0 | 0 | 0 | 0 | 0 | 0 | 0 | 0 | 0 | 0 | 0.45131 | 0 | 0.54519 | 0 | 1.431 | 0 | 0.0525 | 0.6901 | 0 | 0 | 0 | 0 | 3.1701 | 0 | 0 | 0 | 0 | 0 | 0 | 0 | 0 | 0 | 0 | 0 | 0 | 0
6 | 19 | 1 | 2 | 1.7931 | 0 | 2.4469 | 0 | 0 | 0 | 0.0012057 | 0.24624 | 0 | 0 | 0.53572 | 0 | 5.0232 | 0 | 0 | 0 | 0 | 0 | 0 | 0 | 0 | 0 | 0 | 0 | 0 | 0 | 0.45131 | 0 | 0.32173 | 0 | 1.3915 | 0 | 0.0525 | 0.6901 | 0 | 0 | 0 | 0 | 2.9071 | 0 | 0 | 0 | 0 | 0 | 0 | 0 | 0 | 0 | 0 | 0 | 0 | 0
6 | 19 | 2 | 2 | 1.7931 | 0 | 2.4469 | 0 | 0 | 0 | 0.0012057 | 0.24015 | 0 | 0 | 0.53582 | 0 | 5.0172 | 0 | 0 | 0 | 0 | 0 | 0 | 0 | 0 | 0 | 0 | 0 | 0 | 0 | 0.45131 | 0 | 0.32173 | 0 | 1.3242 | 0 | 0.0525 | 0.6901 | 0 | 0 | 0 | 0 | 2.8399 | 0 | 0 | 0 | 0 | 0 | 0 | 0 | 0 | 0 | 0 | 0 | 0 | 0
6 | 19 | 3 | 2 | 1.7931 | 0 | 2.4469 | 0 | 0 | 0 | 0.0012057 | 0.23315 | 0 | 0 | 0.53587 | 0 | 5.0103 | 0 | 0 | 0 | 0 | 0 | 0 | 0 | 0 | 0 | 0 | 0 | 0 | 0 | 0.45131 | 0 | 0.32173 | 0 | 1.2483 | 0 | 0.0525 | 0.6901 | 0 | 0 | 0 | 0 | 2.7639 | 0 | 0 | 0 | 0 | 0 | 0 | 0 | 0 | 0 | 0 | 0 | 0 | 0
6 | 19 | 4 | 2 | 1.7931 | 0 | 2.4469 | 0 | 0 | 0 | 0.0012057 | 0.22749 | 0 | 0 | 0.53589 | 0 | 5.0046 | 0 | 0 | 0 | 0 | 0 | 0 | 0 | 0 | 0 | 0 | 0 | 0 | 0 | 0.45131 | 0 | 0.32173 | 0 | 1.1872 | 0 | 0.0525 | 0.6901 | 0 | 0 | 0 | 0 | 2.7029 | 0 | 0 | 0 | 0 | 0 | 0 | 0 | 0 | 0 | 0 | 0 | 0 | 0
6 | 19 | 5 | 2 | 1.7931 | 0 | 2.4469 | 0 | 0 | 0 | 0.0012057 | 0.19822 | 0 | 0 | 0.5359 | 0 | 4.9753 | 0 | 0 | 0 | 0 | 0 | 0 | 0 | 0 | 0 | 0 | 0 | 0 | 0 | 0.45131 | 0 | 0.32173 | 0 | 0.96969 | 0 | 0.0525 | 0.6901 | 0 | 0 | 0 | 0 | 2.4853 | 0 | 0 | 0 | 0 | 0 | 0 | 0 | 0 | 0 | 0 | 0 | 0 | 0
6 | 19 | 6 | 2 | 1.7931 | 0 | 2.4469 | 0 | 0 | 0 | 0.0012057 | 0.21023 | 0 | 0 | 3.0242 | 0 | 7.4756 | 0 | 0 | 0 | 0 | 0 | 0 | 0 | 0 | 0 | 0 | 0 | 0 | 0 | 0.45131 | 0 | 0.54519 | 0 | 1.0324 | 0 | 0.315 | 0.6901 | 0 | 0 | 0 | 0 | 3.034 | 0 | 0 | 0 | 0 | 0 | 0 | 0 | 0 | 0 | 0 | 0 | 0 | 0
6 | 19 | 7 | 2 | 1.7931 | 0 | 2.4469 | 0 | 0 | 0 | 0.0012057 | 0.28198 | 0 | 0 | 3.9571 | 0 | 8.4803 | 0 | 0 | 0 | 0 | 0 | 0 | 0 | 0 | 0 | 0 | 0 | 0 | 0 | 0.45131 | 0 | 0.71279 | 0 | 1.4244 | 0 | 0.525 | 0.6901 | 0 | 0 | 0 | 0 | 3.8036 | 0 | 0 | 0 | 0 | 0 | 0 | 0 | 0 | 0 | 0 | 0 | 0 | 0
6 | 19 | 8 | 2 | 1.7931 | 0 | 13.5789 | 0 | 0 | 0 | 0.0012057 | 0.42988 | 0 | 0 | 3.9571 | 0 | 19.7602 | 0 | 0 | 0 | 0 | 0 | 0 | 0 | 0 | 0 | 0 | 0 | 0 | 0 | 0.45131 | 0 | 0.71279 | 0 | 2.2406 | 0 | 0.42 | 0.6901 | 0 | 0 | 0 | 0 | 4.5148 | 0 | 0 | 0 | 0 | 0 | 0 | 0 | 0 | 0 | 0 | 0 | 0 | 0
6 | 19 | 9 | 2 | 1.7931 | 0 | 13.5789 | 0 | 0 | 0 | 0.0012057 | 0.51304 | 0 | 0 | 4.1183 | 0 | 20.0046 | 0 | 0 | 0 | 0 | 0 | 0 | 0 | 0 | 0 | 0 | 0 | 0 | 0 | 0.45131 | 0 | 0.71279 | 0 | 3.1219 | 0 | 0.315 | 0.6901 | 0 | 0 | 0 | 0 | 5.2911 | 0 | 0 | 0 | 0 | 0 | 0 | 0 | 0 | 0 | 0 | 0 | 0 | 0
6 | 19 | 10 | 2 | 1.7931 | 0 | 13.5789 | 0 | 0 | 0 | 0.0012057 | 0.51029 | 0 | 0 | 3.0239 | 0 | 18.9074 | 0 | 0 | 0 | 0 | 0 | 0 | 0 | 0 | 0 | 0 | 0 | 0 | 0 | 0.45131 | 0 | 0.71279 | 0 | 3.0717 | 0 | 0.315 | 0.6901 | 0 | 0 | 0 | 0 | 5.2409 | 0 | 0 | 0 | 0 | 0 | 0 | 0 | 0 | 0 | 0 | 0 | 0 | 0
6 | 19 | 11 | 2 | 1.7931 | 0 | 13.5789 | 0 | 0 | 0 | 0.0012057 | 0.56371 | 0 | 0 | 3.5215 | 0 | 19.4584 | 0 | 0 | 0 | 0 | 0 | 0 | 0 | 0 | 0 | 0 | 0 | 0 | 0 | 0.45131 | 0 | 0.54519 | 0 | 3.4314 | 0 | 0.3675 | 0.6901 | 0 | 0 | 0 | 0 | 5.4855 | 0 | 0 | 0 | 0 | 0 | 0 | 0 | 0 | 0 | 0 | 0 | 0 | 0
6 | 19 | 12 | 2 | 1.7931 | 0 | 8.6313 | 0 | 0 | 0 | 0.0012057 | 0.52034 | 0 | 0 | 3.957 | 0 | 14.903 | 0 | 0 | 0 | 0 | 0 | 0 | 0 | 0 | 0 | 0 | 0 | 0 | 0 | 0.45131 | 0 | 0.54519 | 0 | 3.0694 | 0 | 0.42 | 0.6901 | 0 | 0 | 0 | 0 | 5.176 | 0 | 0 | 0 | 0 | 0 | 0 | 0 | 0 | 0 | 0 | 0 | 0 | 0
6 | 19 | 13 | 2 | 1.7931 | 0 | 13.5789 | 0 | 0 | 0 | 0.0012057 | 0.58872 | 0 | 0 | 3.5829 | 0 | 19.5449 | 0 | 0 | 0 | 0 | 0 | 0 | 0 | 0 | 0 | 0 | 0 | 0 | 0 | 0.45131 | 0 | 0.54519 | 0 | 3.4977 | 0 | 0.3675 | 0.6901 | 0 | 0 | 0 | 0 | 5.5518 | 0 | 0 | 0 | 0 | 0 | 0 | 0 | 0 | 0 | 0 | 0 | 0 | 0
6 | 19 | 14 | 2 | 1.7931 | 0 | 13.5789 | 0 | 0 | 0 | 0.0012057 | 0.61554 | 0 | 0 | 3.5215 | 0 | 19.5102 | 0 | 0 | 0 | 0 | 0 | 0 | 0 | 0 | 0 | 0 | 0 | 0 | 0 | 0.45131 | 0 | 0.54519 | 0 | 3.705 | 0 | 0.3675 | 0.6901 | 0 | 0 | 0 | 0 | 5.7591 | 0 | 0 | 0 | 0 | 0 | 0 | 0 | 0 | 0 | 0 | 0 | 0 | 0
6 | 19 | 15 | 2 | 1.7931 | 0 | 13.5789 | 0 | 0 | 0 | 0.0012057 | 0.52651 | 0 | 0 | 3.0238 | 0 | 18.9235 | 0 | 0 | 0 | 0 | 0 | 0 | 0 | 0 | 0 | 0 | 0 | 0 | 0 | 0.45131 | 0 | 0.54519 | 0 | 3.233 | 0 | 0.315 | 0.6901 | 0 | 0 | 0 | 0 | 5.2346 | 0 | 0 | 0 | 0 | 0 | 0 | 0 | 0 | 0 | 0 | 0 | 0 | 0
6 | 19 | 16 | 2 | 1.7931 | 0 | 13.5789 | 0 | 0 | 0 | 0.0012057 | 0.56998 | 0 | 0 | 3.0238 | 0 | 18.967 | 0 | 0 | 0 | 0 | 0 | 0 | 0 | 0 | 0 | 0 | 0 | 0 | 0 | 0.45131 | 0 | 0.54519 | 0 | 3.5361 | 0 | 0.315 | 0.6901 | 0 | 0 | 0 | 0 | 5.5377 | 0 | 0 | 0 | 0 | 0 | 0 | 0 | 0 | 0 | 0 | 0 | 0 | 0
6 | 19 | 17 | 2 | 1.7931 | 0 | 13.5789 | 0 | 0 | 0 | 0.0012057 | 0.57368 | 0 | 0 | 3.957 | 0 | 19.9039 | 0 | 0 | 0 | 0 | 0 | 0 | 0 | 0 | 0 | 0 | 0 | 0 | 0 | 0.45131 | 0 | 0.54519 | 0 | 3.622 | 0 | 0.525 | 0.6901 | 0 | 0 | 0 | 0 | 5.8335 | 0 | 0 | 0 | 0 | 0 | 0 | 0 | 0 | 0 | 0 | 0 | 0 | 0
6 | 19 | 18 | 2 | 1.7931 | 0 | 9.8682 | 0 | 0 | 0 | 0.0012057 | 0.49026 | 0 | 0 | 6.0594 | 0 | 18.2122 | 0 | 0 | 0 | 0 | 0 | 0 | 0 | 0 | 0 | 0 | 0 | 0 | 0 | 0.45131 | 0 | 0.54519 | 0 | 2.9792 | 0 | 0.525 | 0.6901 | 0 | 0 | 0 | 0 | 5.1908 | 0 | 0 | 0 | 0 | 0 | 0 | 0 | 0 | 0 | 0 | 0 | 0 | 0
6 | 19 | 19 | 2 | 1.7931 | 0 | 2.4469 | 0 | 0 | 0 | 0.0012057 | 0.3359 | 0 | 0 | 3.957 | 0 | 8.5341 | 0 | 0 | 0 | 0 | 0 | 0 | 0 | 0 | 0 | 0 | 0 | 0 | 0 | 0.45131 | 0 | 0.88038 | 0 | 1.8969 | 0 | 0.42 | 0.6901 | 0 | 0 | 0 | 0 | 4.3387 | 0 | 0 | 0 | 0 | 0 | 0 | 0 | 0 | 0 | 0 | 0 | 0 | 0
6 | 19 | 20 | 2 | 1.7931 | 0 | 2.4469 | 0 | 0 | 0 | 0.0012057 | 0.2443 | 0 | 0 | 3.5828 | 0 | 8.0683 | 0 | 0 | 0 | 0 | 0 | 0 | 0 | 0 | 0 | 0 | 0 | 0 | 0 | 0.45131 | 0 | 1.1038 | 0 | 1.1772 | 0 | 0.3675 | 0.6901 | 0 | 0 | 0 | 0 | 3.7899 | 0 | 0 | 0 | 0 | 0 | 0 | 0 | 0 | 0 | 0 | 0 | 0 | 0
6 | 19 | 21 | 2 | 1.7931 | 0 | 2.4469 | 0 | 0 | 0 | 0.0012057 | 0.19143 | 0 | 0 | 3.9569 | 0 | 8.3896 | 0 | 0 | 0 | 0 | 0 | 0 | 0 | 0 | 0 | 0 | 0 | 0 | 0 | 0.45131 | 0 | 1.2156 | 0 | 0.7889 | 0 | 0.4725 | 0.6901 | 0 | 0 | 0 | 0 | 3.6184 | 0 | 0 | 0 | 0 | 0 | 0 | 0 | 0 | 0 | 0 | 0 | 0 | 0
6 | 19 | 22 | 2 | 1.7931 | 0 | 2.4469 | 0 | 0 | 0 | 0.0012057 | 0.1337 | 0 | 0 | 3.5768 | 0 | 7.9517 | 0 | 0 | 0 | 0 | 0 | 0 | 0 | 0 | 0 | 0 | 0 | 0 | 0 | 0.45131 | 0 | 1.1038 | 0 | 0.47408 | 0 | 0.315 | 0.6901 | 0 | 0 | 0 | 0 | 3.0343 | 0 | 0 | 0 | 0 | 0 | 0 | 0 | 0 | 0 | 0 | 0 | 0 | 0
6 | 19 | 23 | 2 | 1.7931 | 0 | 2.4469 | 0 | 0 | 0 | 0.0012057 | 0.12275 | 0 | 0 | 0.5354 | 0 | 4.8994 | 0 | 0 | 0 | 0 | 0 | 0 | 0 | 0 | 0 | 0 | 0 | 0 | 0 | 0.45131 | 0 | 0.88038 | 0 | 0.40489 | 0 | 0.0525 | 0.6901 | 0 | 0 | 0 | 0 | 2.4792 | 0 | 0 | 0 | 0 | 0 | 0 | 0 | 0 | 0 | 0 | 0 | 0 | 0
6 | 19 | 24 | 2 | 1.7931 | 0 | 2.4469 | 0 | 0 | 0 | 0.0012057 | 0.10573 | 0 | 0 | 0.53548 | 0 | 4.8824 | 0 | 0 | 0 | 0 | 0 | 0 | 0 | 0 | 0 | 0 | 0 | 0 | 0 | 0.45131 | 0 | 0.54519 | 0 | 0.32633 | 0 | 0.0525 | 0.6901 | 0 | 0 | 0 | 0 | 2.0654 | 0 | 0 | 0 | 0 | 0 | 0 | 0 | 0 | 0 | 0 | 0 | 0 | 0
6 | 20 | 1 | 3 | 1.7931 | 0 | 2.4469 | 0 | 0 | 0 | 0.0012057 | 0.074712 | 0 | 0 | 0.53561 | 0 | 4.8515 | 0 | 0 | 0 | 0 | 0 | 0 | 0 | 0 | 0 | 0 | 0 | 0 | 0 | 0.45131 | 0 | 0.32173 | 0 | 0.16078 | 0 | 0.0525 | 0.6901 | 0 | 0 | 0 | 0 | 1.6764 | 0 | 0 | 0 | 0 | 0 | 0 | 0 | 0 | 0 | 0 | 0 | 0 | 0
6 | 20 | 2 | 3 | 1.7931 | 0 | 2.4469 | 0 | 0 | 0 | 0.0012057 | 0.067694 | 0 | 0 | 0.53584 | 0 | 4.8448 | 0 | 0 | 0 | 0 | 0 | 0 | 0 | 0 | 0 | 0 | 0 | 0 | 0 | 0.45131 | 0 | 0.32173 | 0 | 0.12724 | 0 | 0.0525 | 0.6901 | 0 | 0 | 0 | 0 | 1.6429 | 0 | 0 | 0 | 0 | 0 | 0 | 0 | 0 | 0 | 0 | 0 | 0 | 0
6 | 20 | 3 | 3 | 1.7931 | 0 | 2.4469 | 0 | 0 | 0 | 0.0012057 | 0.054216 | 0 | 0 | 0.53589 | 0 | 4.8313 | 0 | 0 | 0 | 0 | 0 | 0 | 0 | 0 | 0 | 0 | 0 | 0 | 0 | 0.45131 | 0 | 0.32173 | 0 | 0.065685 | 0 | 0.0525 | 0.6901 | 0 | 0 | 0 | 0 | 1.5813 | 0 | 0 | 0 | 0 | 0 | 0 | 0 | 0 | 0 | 0 | 0 | 0 | 0
6 | 20 | 4 | 3 | 1.7931 | 0 | 2.4469 | 0 | 0 | 0 | 0.0012057 | 0.056193 | 0 | 0 | 0.53594 | 0 | 4.8334 | 0 | 0 | 0 | 0 | 0 | 0 | 0 | 0 | 0 | 0 | 0 | 0 | 0 | 0.45131 | 0 | 0.32173 | 0 | 0.072093 | 0 | 0.0525 | 0.6901 | 0 | 0 | 0 | 0 | 1.5877 | 0 | 0 | 0 | 0 | 0 | 0 | 0 | 0 | 0 | 0 | 0 | 0 | 0
6 | 20 | 5 | 3 | 1.7931 | 0 | 2.4469 | 0 | 0 | 0 | 0.0012057 | 0.057458 | 0 | 0 | 0.53595 | 0 | 4.8346 | 0 | 0 | 0 | 0 | 0 | 0 | 0 | 0 | 0 | 0 | 0 | 0 | 0 | 0.45131 | 0 | 0.32173 | 0 | 0.077428 | 0 | 0.0525 | 0.6901 | 0 | 0 | 0 | 0 | 1.5931 | 0 | 0 | 0 | 0 | 0 | 0 | 0 | 0 | 0 | 0 | 0 | 0 | 0
6 | 20 | 6 | 3 | 1.7931 | 0 | 2.4469 | 0 | 0 | 0 | 0.0012057 | 0.089817 | 0 | 0 | 3.0242 | 0 | 7.3552 | 0 | 0 | 0 | 0 | 0 | 0 | 0 | 0 | 0 | 0 | 0 | 0 | 0 | 0.45131 | 0 | 0.54519 | 0 | 0.16447 | 0 | 0.315 | 0.6901 | 0 | 0 | 0 | 0 | 2.1661 | 0 | 0 | 0 | 0 | 0 | 0 | 0 | 0 | 0 | 0 | 0 | 0 | 0
6 | 20 | 7 | 3 | 1.7931 | 0 | 2.4469 | 0 | 0 | 0 | 0.0012057 | 0.17593 | 0 | 0 | 3.9572 | 0 | 8.3743 | 0 | 0 | 0 | 0 | 0 | 0 | 0 | 0 | 0 | 0 | 0 | 0 | 0 | 0.45131 | 0 | 0.71279 | 0 | 0.52236 | 0 | 0.525 | 0.6901 | 0 | 0 | 0 | 0 | 2.9016 | 0 | 0 | 0 | 0 | 0 | 0 | 0 | 0 | 0 | 0 | 0 | 0 | 0
6 | 20 | 8 | 3 | 1.7931 | 0 | 13.5789 | 0 | 0 | 0 | 0.0012057 | 0.30652 | 0 | 0 | 3.9571 | 0 | 19.6368 | 0 | 0 | 0 | 0 | 0 | 0 | 0 | 0 | 0 | 0 | 0 | 0 | 0 | 0.45131 | 0 | 0.71279 | 0 | 1.0948 | 0 | 0.42 | 0.6901 | 0 | 0 | 0 | 0 | 3.369 | 0 | 0 | 0 | 0 | 0 | 0 | 0 | 0 | 0 | 0 | 0 | 0 | 0
6 | 20 | 9 | 3 | 1.7931 | 0 | 13.5789 | 0 | 0 | 0 | 0.0012057 | 0.32659 | 0 | 0 | 4.1184 | 0 | 19.8182 | 0 | 0 | 0 | 0 | 0 | 0 | 0 | 0 | 0 | 0 | 0 | 0 | 0 | 0.45131 | 0 | 0.71279 | 0 | 1.2764 | 0 | 0.315 | 0.6901 | 0 | 0 | 0 | 0 | 3.4456 | 0 | 0 | 0 | 0 | 0 | 0 | 0 | 0 | 0 | 0 | 0 | 0 | 0
6 | 20 | 10 | 3 | 1.7931 | 0 | 13.5789 | 0 | 0 | 0 | 0.0012057 | 0.34627 | 0 | 0 | 3.024 | 0 | 18.7435 | 0 | 0 | 0 | 0 | 0 | 0 | 0 | 0 | 0 | 0 | 0 | 0 | 0 | 0.45131 | 0 | 0.71279 | 0 | 1.3372 | 0 | 0.315 | 0.6901 | 0 | 0 | 0 | 0 | 3.5063 | 0 | 0 | 0 | 0 | 0 | 0 | 0 | 0 | 0 | 0 | 0 | 0 | 0
6 | 20 | 11 | 3 | 1.7931 | 0 | 13.5789 | 0 | 0 | 0 | 0.0012057 | 0.40215 | 0 | 0 | 3.5216 | 0 | 19.297 | 0 | 0 | 0 | 0 | 0 | 0 | 0 | 0 | 0 | 0 | 0 | 0 | 0 | 0.45131 | 0 | 0.54519 | 0 | 1.6852 | 0 | 0.3675 | 0.6901 | 0 | 0 | 0 | 0 | 3.7393 | 0 | 0 | 0 | 0 | 0 | 0 | 0 | 0 | 0 | 0 | 0 | 0 | 0
6 | 20 | 12 | 3 | 1.7931 | 0 | 8.6313 | 0 | 0 | 0 | 0.0012057 | 0.34898 | 0 | 0 | 3.9571 | 0 | 14.7317 | 0 | 0 | 0 | 0 | 0 | 0 | 0 | 0 | 0 | 0 | 0 | 0 | 0 | 0.45131 | 0 | 0.54519 | 0 | 1.5444 | 0 | 0.42 | 0.6901 | 0 | 0 | 0 | 0 | 3.651 | 0 | 0 | 0 | 0 | 0 | 0 | 0 | 0 | 0 | 0 | 0 | 0 | 0
6 | 20 | 13 | 3 | 1.7931 | 0 | 13.5789 | 0 | 0 | 0 | 0.0012057 | 0.42024 | 0 | 0 | 3.5831 | 0 | 19.3766 | 0 | 0 | 0 | 0 | 0 | 0 | 0 | 0 | 0 | 0 | 0 | 0 | 0 | 0.45131 | 0 | 0.54519 | 0 | 1.872 | 0 | 0.3675 | 0.6901 | 0 | 0 | 0 | 0 | 3.9261 | 0 | 0 | 0 | 0 | 0 | 0 | 0 | 0 | 0 | 0 | 0 | 0 | 0
6 | 20 | 14 | 3 | 1.7931 | 0 | 13.5789 | 0 | 0 | 0 | 0.0012057 | 0.45765 | 0 | 0 | 3.5217 | 0 | 19.3525 | 0 | 0 | 0 | 0 | 0 | 0 | 0 | 0 | 0 | 0 | 0 | 0 | 0 | 0.45131 | 0 | 0.54519 | 0 | 2.2227 | 0 | 0.3675 | 0.6901 | 0 | 0 | 0 | 0 | 4.2768 | 0 | 0 | 0 | 0 | 0 | 0 | 0 | 0 | 0 | 0 | 0 | 0 | 0
6 | 20 | 15 | 3 | 1.7931 | 0 | 13.5789 | 0 | 0 | 0 | 0.0012057 | 0.4628 | 0 | 0 | 3.024 | 0 | 18.8601 | 0 | 0 | 0 | 0 | 0 | 0 | 0 | 0 | 0 | 0 | 0 | 0 | 0 | 0.45131 | 0 | 0.54519 | 0 | 2.2051 | 0 | 0.315 | 0.6901 | 0 | 0 | 0 | 0 | 4.2067 | 0 | 0 | 0 | 0 | 0 | 0 | 0 | 0 | 0 | 0 | 0 | 0 | 0
6 | 20 | 16 | 3 | 1.7931 | 0 | 13.5789 | 0 | 0 | 0 | 0.0012057 | 0.46072 | 0 | 0 | 3.0241 | 0 | 18.858 | 0 | 0 | 0 | 0 | 0 | 0 | 0 | 0 | 0 | 0 | 0 | 0 | 0 | 0.45131 | 0 | 0.54519 | 0 | 2.27 | 0 | 0.315 | 0.6901 | 0 | 0 | 0 | 0 | 4.2716 | 0 | 0 | 0 | 0 | 0 | 0 | 0 | 0 | 0 | 0 | 0 | 0 | 0
6 | 20 | 17 | 3 | 1.7931 | 0 | 13.5789 | 0 | 0 | 0 | 0.0012057 | 0.43475 | 0 | 0 | 3.9571 | 0 | 19.7651 | 0 | 0 | 0 | 0 | 0 | 0 | 0 | 0 | 0 | 0 | 0 | 0 | 0 | 0.45131 | 0 | 0.54519 | 0 | 2.1988 | 0 | 0.525 | 0.6901 | 0 | 0 | 0 | 0 | 4.4104 | 0 | 0 | 0 | 0 | 0 | 0 | 0 | 0 | 0 | 0 | 0 | 0 | 0
6 | 20 | 18 | 3 | 1.7931 | 0 | 9.8682 | 0 | 0 | 0 | 0.0012057 | 0.34277 | 0 | 0 | 6.0598 | 0 | 18.0652 | 0 | 0 | 0 | 0 | 0 | 0 | 0 | 0 | 0 | 0 | 0 | 0 | 0 | 0.45131 | 0 | 0.54519 | 0 | 1.6985 | 0 | 0.525 | 0.6901 | 0 | 0 | 0 | 0 | 3.9101 | 0 | 0 | 0 | 0 | 0 | 0 | 0 | 0 | 0 | 0 | 0 | 0 | 0
6 | 20 | 19 | 3 | 1.7931 | 0 | 2.4469 | 0 | 0 | 0 | 0.0012057 | 0.21314 | 0 | 0 | 3.9571 | 0 | 8.4115 | 0 | 0 | 0 | 0 | 0 | 0 | 0 | 0 | 0 | 0 | 0 | 0 | 0 | 0.45131 | 0 | 0.88038 | 0 | 0.94678 | 0 | 0.42 | 0.6901 | 0 | 0 | 0 | 0 | 3.3886 | 0 | 0 | 0 | 0 | 0 | 0 | 0 | 0 | 0 | 0 | 0 | 0 | 0
6 | 20 | 20 | 3 | 1.7931 | 0 | 2.4469 | 0 | 0 | 0 | 0.0012057 | 0.13772 | 0 | 0 | 3.5833 | 0 | 7.9622 | 0 | 0 | 0 | 0 | 0 | 0 | 0 | 0 | 0 | 0 | 0 | 0 | 0 | 0.45131 | 0 | 1.1038 | 0 | 0.51516 | 0 | 0.3675 | 0.6901 | 0 | 0 | 0 | 0 | 3.1279 | 0 | 0 | 0 | 0 | 0 | 0 | 0 | 0 | 0 | 0 | 0 | 0 | 0
6 | 20 | 21 | 3 | 1.7931 | 0 | 2.4469 | 0 | 0 | 0 | 0.0012057 | 0.10998 | 0 | 0 | 3.9571 | 0 | 8.3083 | 0 | 0 | 0 | 0 | 0 | 0 | 0 | 0 | 0 | 0 | 0 | 0 | 0 | 0.45131 | 0 | 1.2156 | 0 | 0.3655 | 0 | 0.4725 | 0.6901 | 0 | 0 | 0 | 0 | 3.195 | 0 | 0 | 0 | 0 | 0 | 0 | 0 | 0 | 0 | 0 | 0 | 0 | 0
6 | 20 | 22 | 3 | 1.7931 | 0 | 2.4469 | 0 | 0 | 0 | 0.0012057 | 0.096088 | 0 | 0 | 3.5772 | 0 | 7.9145 | 0 | 0 | 0 | 0 | 0 | 0 | 0 | 0 | 0 | 0 | 0 | 0 | 0 | 0.45131 | 0 | 1.1038 | 0 | 0.2906 | 0 | 0.315 | 0.6901 | 0 | 0 | 0 | 0 | 2.8508 | 0 | 0 | 0 | 0 | 0 | 0 | 0 | 0 | 0 | 0 | 0 | 0 | 0
6 | 20 | 23 | 3 | 1.7931 | 0 | 2.4469 | 0 | 0 | 0 | 0.0012057 | 0.089276 | 0 | 0 | 0.53566 | 0 | 4.8662 | 0 | 0 | 0 | 0 | 0 | 0 | 0 | 0 | 0 | 0 | 0 | 0 | 0 | 0.45131 | 0 | 0.88038 | 0 | 0.25473 | 0 | 0.0525 | 0.6901 | 0 | 0 | 0 | 0 | 2.329 | 0 | 0 | 0 | 0 | 0 | 0 | 0 | 0 | 0 | 0 | 0 | 0 | 0
6 | 20 | 24 | 3 | 1.7931 | 0 | 2.4469 | 0 | 0 | 0 | 0.0012057 | 0.079446 | 0 | 0 | 0.53573 | 0 | 4.8564 | 0 | 0 | 0 | 0 | 0 | 0 | 0 | 0 | 0 | 0 | 0 | 0 | 0 | 0.45131 | 0 | 0.54519 | 0 | 0.20244 | 0 | 0.0525 | 0.6901 | 0 | 0 | 0 | 0 | 1.9416 | 0 | 0 | 0 | 0 | 0 | 0 | 0 | 0 | 0 | 0 | 0 | 0 | 0
6 | 21 | 1 | 4 | 1.7931 | 0 | 2.4469 | 0 | 0 | 0 | 0.0012057 | 0.076124 | 0 | 0 | 0.53586 | 0 | 4.8532 | 0 | 0 | 0 | 0 | 0 | 0 | 0 | 0 | 0 | 0 | 0 | 0 | 0 | 0.45131 | 0 | 0.32173 | 0 | 0.18609 | 0 | 0.0525 | 0.6901 | 0 | 0 | 0 | 0 | 1.7017 | 0 | 0 | 0 | 0 | 0 | 0 | 0 | 0 | 0 | 0 | 0 | 0 | 0
6 | 21 | 2 | 4 | 1.7931 | 0 | 2.4469 | 0 | 0 | 0 | 0.0012057 | 0.06276 | 0 | 0 | 0.53599 | 0 | 4.84 | 0 | 0 | 0 | 0 | 0 | 0 | 0 | 0 | 0 | 0 | 0 | 0 | 0 | 0.45131 | 0 | 0.32173 | 0 | 0.11563 | 0 | 0.0525 | 0.6901 | 0 | 0 | 0 | 0 | 1.6313 | 0 | 0 | 0 | 0 | 0 | 0 | 0 | 0 | 0 | 0 | 0 | 0 | 0
6 | 21 | 3 | 4 | 1.7931 | 0 | 2.4469 | 0 | 0 | 0 | 0.0012057 | 0.073769 | 0 | 0 | 0.53608 | 0 | 4.8511 | 0 | 0 | 0 | 0 | 0 | 0 | 0 | 0 | 0 | 0 | 0 | 0 | 0 | 0.45131 | 0 | 0.32173 | 0 | 0.16749 | 0 | 0.0525 | 0.6901 | 0 | 0 | 0 | 0 | 1.6831 | 0 | 0 | 0 | 0 | 0 | 0 | 0 | 0 | 0 | 0 | 0 | 0 | 0
6 | 21 | 4 | 4 | 1.7931 | 0 | 2.4469 | 0 | 0 | 0 | 0.0012057 | 0.051685 | 0 | 0 | 0.53612 | 0 | 4.829 | 0 | 0 | 0 | 0 | 0 | 0 | 0 | 0 | 0 | 0 | 0 | 0 | 0 | 0.45131 | 0 | 0.32173 | 0 | 0.060135 | 0 | 0.0525 | 0.6901 | 0 | 0 | 0 | 0 | 1.5758 | 0 | 0 | 0 | 0 | 0 | 0 | 0 | 0 | 0 | 0 | 0 | 0 | 0
6 | 21 | 5 | 4 | 1.7931 | 0 | 2.4469 | 0 | 0 | 0 | 0.0012057 | 0.062425 | 0 | 0 | 0.53616 | 0 | 4.8398 | 0 | 0 | 0 | 0 | 0 | 0 | 0 | 0 | 0 | 0 | 0 | 0 | 0 | 0.45131 | 0 | 0.32173 | 0 | 0.1015 | 0 | 0.0525 | 0.6901 | 0 | 0 | 0 | 0 | 1.6172 | 0 | 0 | 0 | 0 | 0 | 0 | 0 | 0 | 0 | 0 | 0 | 0 | 0
6 | 21 | 6 | 4 | 1.7931 | 0 | 2.4469 | 0 | 0 | 0 | 0.0012057 | 0.1224 | 0 | 0 | 3.0244 | 0 | 7.3881 | 0 | 0 | 0 | 0 | 0 | 0 | 0 | 0 | 0 | 0 | 0 | 0 | 0 | 0.45131 | 0 | 0.54519 | 0 | 0.36414 | 0 | 0.315 | 0.6901 | 0 | 0 | 0 | 0 | 2.3657 | 0 | 0 | 0 | 0 | 0 | 0 | 0 | 0 | 0 | 0 | 0 | 0 | 0
6 | 21 | 7 | 4 | 1.7931 | 0 | 2.4469 | 0 | 0 | 0 | 0.0012057 | 0.18387 | 0 | 0 | 3.9573 | 0 | 8.3824 | 0 | 0 | 0 | 0 | 0 | 0 | 0 | 0 | 0 | 0 | 0 | 0 | 0 | 0.45131 | 0 | 0.71279 | 0 | 0.66622 | 0 | 0.525 | 0.6901 | 0 | 0 | 0 | 0 | 3.0454 | 0 | 0 | 0 | 0 | 0 | 0 | 0 | 0 | 0 | 0 | 0 | 0 | 0
6 | 21 | 8 | 4 | 1.7931 | 0 | 13.5789 | 0 | 0 | 0 | 0.0012057 | 0.32108 | 0 | 0 | 3.9573 | 0 | 19.6516 | 0 | 0 | 0 | 0 | 0 | 0 | 0 | 0 | 0 | 0 | 0 | 0 | 0 | 0.45131 | 0 | 0.71279 | 0 | 1.3497 | 0 | 0.42 | 0.6901 | 0 | 0 | 0 | 0 | 3.6239 | 0 | 0 | 0 | 0 | 0 | 0 | 0 | 0 | 0 | 0 | 0 | 0 | 0
6 | 21 | 9 | 4 | 1.7931 | 0 | 13.5789 | 0 | 0 | 0 | 0.0012057 | 0.36244 | 0 | 0 | 4.119 | 0 | 19.8546 | 0 | 0 | 0 | 0 | 0 | 0 | 0 | 0 | 0 | 0 | 0 | 0 | 0 | 0.45131 | 0 | 0.71279 | 0 | 1.6442 | 0 | 0.315 | 0.6901 | 0 | 0 | 0 | 0 | 3.8134 | 0 | 0 | 0 | 0 | 0 | 0 | 0 | 0 | 0 | 0 | 0 | 0 | 0
6 | 21 | 10 | 4 | 1.7931 | 0 | 13.5789 | 0 | 0 | 0 | 0.0012057 | 0.38065 | 0 | 0 | 3.0243 | 0 | 18.7782 | 0 | 0 | 0 | 0 | 0 | 0 | 0 | 0 | 0 | 0 | 0 | 0 | 0 | 0.45131 | 0 | 0.71279 | 0 | 1.8583 | 0 | 0.315 | 0.6901 | 0 | 0 | 0 | 0 | 4.0275 | 0 | 0 | 0 | 0 | 0 | 0 | 0 | 0 | 0 | 0 | 0 | 0 | 0
6 | 21 | 11 | 4 | 1.7931 | 0 | 13.5789 | 0 | 0 | 0 | 0.0012057 | 0.41987 | 0 | 0 | 3.5219 | 0 | 19.315 | 0 | 0 | 0 | 0 | 0 | 0 | 0 | 0 | 0 | 0 | 0 | 0 | 0 | 0.45131 | 0 | 0.54519 | 0 | 2.1251 | 0 | 0.3675 | 0.6901 | 0 | 0 | 0 | 0 | 4.1792 | 0 | 0 | 0 | 0 | 0 | 0 | 0 | 0 | 0 | 0 | 0 | 0 | 0
6 | 21 | 12 | 4 | 1.7931 | 0 | 8.6313 | 0 | 0 | 0 | 0.0012057 | 0.39043 | 0 | 0 | 3.9573 | 0 | 14.7733 | 0 | 0 | 0 | 0 | 0 | 0 | 0 | 0 | 0 | 0 | 0 | 0 | 0 | 0.45131 | 0 | 0.54519 | 0 | 1.9833 | 0 | 0.42 | 0.6901 | 0 | 0 | 0 | 0 | 4.0899 | 0 | 0 | 0 | 0 | 0 | 0 | 0 | 0 | 0 | 0 | 0 | 0 | 0
6 | 21 | 13 | 4 | 1.7931 | 0 | 13.5789 | 0 | 0 | 0 | 0.0012057 | 0.46134 | 0 | 0 | 3.5836 | 0 | 19.4182 | 0 | 0 | 0 | 0 | 0 | 0 | 0 | 0 | 0 | 0 | 0 | 0 | 0 | 0.45131 | 0 | 0.54519 | 0 | 2.4604 | 0 | 0.3675 | 0.6901 | 0 | 0 | 0 | 0 | 4.5145 | 0 | 0 | 0 | 0 | 0 | 0 | 0 | 0 | 0 | 0 | 0 | 0 | 0
6 | 21 | 14 | 4 | 1.7931 | 0 | 13.5789 | 0 | 0 | 0 | 0.0012057 | 0.4464 | 0 | 0 | 3.522 | 0 | 19.3416 | 0 | 0 | 0 | 0 | 0 | 0 | 0 | 0 | 0 | 0 | 0 | 0 | 0 | 0.45131 | 0 | 0.54519 | 0 | 2.4402 | 0 | 0.3675 | 0.6901 | 0 | 0 | 0 | 0 | 4.4943 | 0 | 0 | 0 | 0 | 0 | 0 | 0 | 0 | 0 | 0 | 0 | 0 | 0
6 | 21 | 15 | 4 | 1.7931 | 0 | 13.5789 | 0 | 0 | 0 | 0.0012057 | 0.47666 | 0 | 0 | 3.0243 | 0 | 18.8742 | 0 | 0 | 0 | 0 | 0 | 0 | 0 | 0 | 0 | 0 | 0 | 0 | 0 | 0.45131 | 0 | 0.54519 | 0 | 2.6047 | 0 | 0.315 | 0.6901 | 0 | 0 | 0 | 0 | 4.6063 | 0 | 0 | 0 | 0 | 0 | 0 | 0 | 0 | 0 | 0 | 0 | 0 | 0
6 | 21 | 16 | 4 | 1.7931 | 0 | 13.5789 | 0 | 0 | 0 | 0.0012057 | 0.45628 | 0 | 0 | 3.0243 | 0 | 18.8538 | 0 | 0 | 0 | 0 | 0 | 0 | 0 | 0 | 0 | 0 | 0 | 0 | 0 | 0.45131 | 0 | 0.54519 | 0 | 2.6033 | 0 | 0.315 | 0.6901 | 0 | 0 | 0 | 0 | 4.6049 | 0 | 0 | 0 | 0 | 0 | 0 | 0 | 0 | 0 | 0 | 0 | 0 | 0
6 | 21 | 17 | 4 | 1.7931 | 0 | 13.5789 | 0 | 0 | 0 | 0.0012057 | 0.40997 | 0 | 0 | 3.9573 | 0 | 19.7404 | 0 | 0 | 0 | 0 | 0 | 0 | 0 | 0 | 0 | 0 | 0 | 0 | 0 | 0.45131 | 0 | 0.54519 | 0 | 2.3534 | 0 | 0.525 | 0.6901 | 0 | 0 | 0 | 0 | 4.565 | 0 | 0 | 0 | 0 | 0 | 0 | 0 | 0 | 0 | 0 | 0 | 0 | 0
6 | 21 | 18 | 4 | 1.7931 | 0 | 9.8682 | 0 | 0 | 0 | 0.0012057 | 0.36275 | 0 | 0 | 6.0603 | 0 | 18.0856 | 0 | 0 | 0 | 0 | 0 | 0 | 0 | 0 | 0 | 0 | 0 | 0 | 0 | 0.45131 | 0 | 0.54519 | 0 | 2.1753 | 0 | 0.525 | 0.6901 | 0 | 0 | 0 | 0 | 4.3869 | 0 | 0 | 0 | 0 | 0 | 0 | 0 | 0 | 0 | 0 | 0 | 0 | 0
6 | 21 | 19 | 4 | 1.7931 | 0 | 2.4469 | 0 | 0 | 0 | 0.0012057 | 0.22401 | 0 | 0 | 3.9573 | 0 | 8.4225 | 0 | 0 | 0 | 0 | 0 | 0 | 0 | 0 | 0 | 0 | 0 | 0 | 0 | 0.45131 | 0 | 0.88038 | 0 | 1.1882 | 0 | 0.42 | 0.6901 | 0 | 0 | 0 | 0 | 3.63 | 0 | 0 | 0 | 0 | 0 | 0 | 0 | 0 | 0 | 0 | 0 | 0 | 0
6 | 21 | 20 | 4 | 1.7931 | 0 | 2.4469 | 0 | 0 | 0 | 0.0012057 | 0.15449 | 0 | 0 | 3.5837 | 0 | 7.9794 | 0 | 0 | 0 | 0 | 0 | 0 | 0 | 0 | 0 | 0 | 0 | 0 | 0 | 0.45131 | 0 | 1.1038 | 0 | 0.72035 | 0 | 0.3675 | 0.6901 | 0 | 0 | 0 | 0 | 3.3331 | 0 | 0 | 0 | 0 | 0 | 0 | 0 | 0 | 0 | 0 | 0 | 0 | 0
6 | 21 | 21 | 4 | 1.7931 | 0 | 2.4469 | 0 | 0 | 0 | 0.0012057 | 0.12226 | 0 | 0 | 3.9572 | 0 | 8.3207 | 0 | 0 | 0 | 0 | 0 | 0 | 0 | 0 | 0 | 0 | 0 | 0 | 0 | 0.45131 | 0 | 1.2156 | 0 | 0.50326 | 0 | 0.4725 | 0.6901 | 0 | 0 | 0 | 0 | 3.3327 | 0 | 0 | 0 | 0 | 0 | 0 | 0 | 0 | 0 | 0 | 0 | 0 | 0
6 | 21 | 22 | 4 | 1.7931 | 0 | 2.4469 | 0 | 0 | 0 | 0.0012057 | 0.10383 | 0 | 0 | 3.5777 | 0 | 7.9227 | 0 | 0 | 0 | 0 | 0 | 0 | 0 | 0 | 0 | 0 | 0 | 0 | 0 | 0.45131 | 0 | 1.1038 | 0 | 0.3779 | 0 | 0.315 | 0.6901 | 0 | 0 | 0 | 0 | 2.9381 | 0 | 0 | 0 | 0 | 0 | 0 | 0 | 0 | 0 | 0 | 0 | 0 | 0
6 | 21 | 23 | 4 | 1.7931 | 0 | 2.4469 | 0 | 0 | 0 | 0.0012057 | 0.092779 | 0 | 0 | 0.53596 | 0 | 4.87 | 0 | 0 | 0 | 0 | 0 | 0 | 0 | 0 | 0 | 0 | 0 | 0 | 0 | 0.45131 | 0 | 0.88038 | 0 | 0.30253 | 0 | 0.0525 | 0.6901 | 0 | 0 | 0 | 0 | 2.3768 | 0 | 0 | 0 | 0 | 0 | 0 | 0 | 0 | 0 | 0 | 0 | 0 | 0
6 | 21 | 24 | 4 | 1.7931 | 0 | 2.4469 | 0 | 0 | 0 | 0.0012057 | 0.08677 | 0 | 0 | 0.53602 | 0 | 4.864 | 0 | 0 | 0 | 0 | 0 | 0 | 0 | 0 | 0 | 0 | 0 | 0 | 0 | 0.45131 | 0 | 0.54519 | 0 | 0.26363 | 0 | 0.0525 | 0.6901 | 0 | 0 | 0 | 0 | 2.0027 | 0 | 0 | 0 | 0 | 0 | 0 | 0 | 0 | 0 | 0 | 0 | 0 | 0
6 | 22 | 1 | 5 | 1.7931 | 0 | 2.4469 | 0 | 0 | 0 | 0.0012057 | 0.086548 | 0 | 0 | 0.53614 | 0 | 4.8639 | 0 | 0 | 0 | 0 | 0 | 0 | 0 | 0 | 0 | 0 | 0 | 0 | 0 | 0.45131 | 0 | 0.32173 | 0 | 0.26559 | 0 | 0.0525 | 0.6901 | 0 | 0 | 0 | 0 | 1.7812 | 0 | 0 | 0 | 0 | 0 | 0 | 0 | 0 | 0 | 0 | 0 | 0 | 0
6 | 22 | 2 | 5 | 1.7931 | 0 | 2.4469 | 0 | 0 | 0 | 0.0012057 | 0.080983 | 0 | 0 | 0.53627 | 0 | 4.8585 | 0 | 0 | 0 | 0 | 0 | 0 | 0 | 0 | 0 | 0 | 0 | 0 | 0 | 0.45131 | 0 | 0.32173 | 0 | 0.23293 | 0 | 0.0525 | 0.6901 | 0 | 0 | 0 | 0 | 1.7486 | 0 | 0 | 0 | 0 | 0 | 0 | 0 | 0 | 0 | 0 | 0 | 0 | 0
6 | 22 | 3 | 5 | 1.7931 | 0 | 2.4469 | 0 | 0 | 0 | 0.0012057 | 0.07653 | 0 | 0 | 0.53633 | 0 | 4.8541 | 0 | 0 | 0 | 0 | 0 | 0 | 0 | 0 | 0 | 0 | 0 | 0 | 0 | 0.45131 | 0 | 0.32173 | 0 | 0.20794 | 0 | 0.0525 | 0.6901 | 0 | 0 | 0 | 0 | 1.7236 | 0 | 0 | 0 | 0 | 0 | 0 | 0 | 0 | 0 | 0 | 0 | 0 | 0
6 | 22 | 4 | 5 | 1.7931 | 0 | 2.4469 | 0 | 0 | 0 | 0.0012057 | 0.074115 | 0 | 0 | 0.53637 | 0 | 4.8517 | 0 | 0 | 0 | 0 | 0 | 0 | 0 | 0 | 0 | 0 | 0 | 0 | 0 | 0.45131 | 0 | 0.32173 | 0 | 0.19312 | 0 | 0.0525 | 0.6901 | 0 | 0 | 0 | 0 | 1.7088 | 0 | 0 | 0 | 0 | 0 | 0 | 0 | 0 | 0 | 0 | 0 | 0 | 0
6 | 22 | 5 | 5 | 1.7931 | 0 | 2.4469 | 0 | 0 | 0 | 0.0012057 | 0.071942 | 0 | 0 | 0.5364 | 0 | 4.8496 | 0 | 0 | 0 | 0 | 0 | 0 | 0 | 0 | 0 | 0 | 0 | 0 | 0 | 0.45131 | 0 | 0.32173 | 0 | 0.18062 | 0 | 0.0525 | 0.6901 | 0 | 0 | 0 | 0 | 1.6963 | 0 | 0 | 0 | 0 | 0 | 0 | 0 | 0 | 0 | 0 | 0 | 0 | 0
6 | 22 | 6 | 5 | 1.7931 | 0 | 2.4469 | 0 | 0 | 0 | 0.0012057 | 0.10653 | 0 | 0 | 3.0247 | 0 | 7.3724 | 0 | 0 | 0 | 0 | 0 | 0 | 0 | 0 | 0 | 0 | 0 | 0 | 0 | 0.45131 | 0 | 0.54519 | 0 | 0.37311 | 0 | 0.315 | 0.6901 | 0 | 0 | 0 | 0 | 2.3747 | 0 | 0 | 0 | 0 | 0 | 0 | 0 | 0 | 0 | 0 | 0 | 0 | 0
6 | 22 | 7 | 5 | 1.7931 | 0 | 2.4469 | 0 | 0 | 0 | 0.0012057 | 0.13591 | 0 | 0 | 3.9574 | 0 | 8.3346 | 0 | 0 | 0 | 0 | 0 | 0 | 0 | 0 | 0 | 0 | 0 | 0 | 0 | 0.45131 | 0 | 0.71279 | 0 | 0.50472 | 0 | 0.525 | 0.6901 | 0 | 0 | 0 | 0 | 2.8839 | 0 | 0 | 0 | 0 | 0 | 0 | 0 | 0 | 0 | 0 | 0 | 0 | 0
6 | 22 | 8 | 5 | 1.7931 | 0 | 13.5789 | 0 | 0 | 0 | 0.0012057 | 0.24628 | 0 | 0 | 3.9574 | 0 | 19.5769 | 0 | 0 | 0 | 0 | 0 | 0 | 0 | 0 | 0 | 0 | 0 | 0 | 0 | 0.45131 | 0 | 0.71279 | 0 | 1.0625 | 0 | 0.42 | 0.6901 | 0 | 0 | 0 | 0 | 3.3367 | 0 | 0 | 0 | 0 | 0 | 0 | 0 | 0 | 0 | 0 | 0 | 0 | 0
6 | 22 | 9 | 5 | 1.7931 | 0 | 13.5789 | 0 | 0 | 0 | 0.0012057 | 0.26679 | 0 | 0 | 4.1194 | 0 | 19.7594 | 0 | 0 | 0 | 0 | 0 | 0 | 0 | 0 | 0 | 0 | 0 | 0 | 0 | 0.45131 | 0 | 0.71279 | 0 | 1.3722 | 0 | 0.315 | 0.6901 | 0 | 0 | 0 | 0 | 3.5414 | 0 | 0 | 0 | 0 | 0 | 0 | 0 | 0 | 0 | 0 | 0 | 0 | 0
6 | 22 | 10 | 5 | 1.7931 | 0 | 13.5789 | 0 | 0 | 0 | 0.0012057 | 0.27249 | 0 | 0 | 3.0245 | 0 | 18.6702 | 0 | 0 | 0 | 0 | 0 | 0 | 0 | 0 | 0 | 0 | 0 | 0 | 0 | 0.45131 | 0 | 0.71279 | 0 | 1.4772 | 0 | 0.315 | 0.6901 | 0 | 0 | 0 | 0 | 3.6464 | 0 | 0 | 0 | 0 | 0 | 0 | 0 | 0 | 0 | 0 | 0 | 0 | 0
6 | 22 | 11 | 5 | 1.7931 | 0 | 13.5789 | 0 | 0 | 0 | 0.0012057 | 0.24381 | 0 | 0 | 3.5221 | 0 | 19.1391 | 0 | 0 | 0 | 0 | 0 | 0 | 0 | 0 | 0 | 0 | 0 | 0 | 0 | 0.45131 | 0 | 0.54519 | 0 | 1.2524 | 0 | 0.3675 | 0.6901 | 0 | 0 | 0 | 0 | 3.3065 | 0 | 0 | 0 | 0 | 0 | 0 | 0 | 0 | 0 | 0 | 0 | 0 | 0
6 | 22 | 12 | 5 | 1.7931 | 0 | 8.6313 | 0 | 0 | 0 | 0.0012057 | 0.22407 | 0 | 0 | 3.9573 | 0 | 14.6071 | 0 | 0 | 0 | 0 | 0 | 0 | 0 | 0 | 0 | 0 | 0 | 0 | 0 | 0.45131 | 0 | 0.54519 | 0 | 1.107 | 0 | 0.42 | 0.6901 | 0 | 0 | 0 | 0 | 3.2136 | 0 | 0 | 0 | 0 | 0 | 0 | 0 | 0 | 0 | 0 | 0 | 0 | 0
6 | 22 | 13 | 5 | 1.7931 | 0 | 13.5789 | 0 | 0 | 0 | 0.0012057 | 0.3252 | 0 | 0 | 3.584 | 0 | 19.2824 | 0 | 0 | 0 | 0 | 0 | 0 | 0 | 0 | 0 | 0 | 0 | 0 | 0 | 0.45131 | 0 | 0.54519 | 0 | 1.6866 | 0 | 0.3675 | 0.6901 | 0 | 0 | 0 | 0 | 3.7407 | 0 | 0 | 0 | 0 | 0 | 0 | 0 | 0 | 0 | 0 | 0 | 0 | 0
6 | 22 | 14 | 5 | 1.7931 | 0 | 13.5789 | 0 | 0 | 0 | 0.0012057 | 0.30172 | 0 | 0 | 3.5222 | 0 | 19.1972 | 0 | 0 | 0 | 0 | 0 | 0 | 0 | 0 | 0 | 0 | 0 | 0 | 0 | 0.45131 | 0 | 0.54519 | 0 | 1.551 | 0 | 0.3675 | 0.6901 | 0 | 0 | 0 | 0 | 3.6051 | 0 | 0 | 0 | 0 | 0 | 0 | 0 | 0 | 0 | 0 | 0 | 0 | 0
6 | 22 | 15 | 5 | 1.7931 | 0 | 13.5789 | 0 | 0 | 0 | 0.0012057 | 0.29215 | 0 | 0 | 3.0246 | 0 | 18.6899 | 0 | 0 | 0 | 0 | 0 | 0 | 0 | 0 | 0 | 0 | 0 | 0 | 0 | 0.45131 | 0 | 0.54519 | 0 | 1.6322 | 0 | 0.315 | 0.6901 | 0 | 0 | 0 | 0 | 3.6338 | 0 | 0 | 0 | 0 | 0 | 0 | 0 | 0 | 0 | 0 | 0 | 0 | 0
6 | 22 | 16 | 5 | 1.7931 | 0 | 13.5789 | 0 | 0 | 0 | 0.0012057 | 0.30053 | 0 | 0 | 3.0246 | 0 | 18.6983 | 0 | 0 | 0 | 0 | 0 | 0 | 0 | 0 | 0 | 0 | 0 | 0 | 0 | 0.45131 | 0 | 0.54519 | 0 | 1.7188 | 0 | 0.315 | 0.6901 | 0 | 0 | 0 | 0 | 3.7204 | 0 | 0 | 0 | 0 | 0 | 0 | 0 | 0 | 0 | 0 | 0 | 0 | 0
6 | 22 | 17 | 5 | 1.7931 | 0 | 13.5789 | 0 | 0 | 0 | 0.0012057 | 0.34028 | 0 | 0 | 3.9574 | 0 | 19.6709 | 0 | 0 | 0 | 0 | 0 | 0 | 0 | 0 | 0 | 0 | 0 | 0 | 0 | 0.45131 | 0 | 0.54519 | 0 | 2.0482 | 0 | 0.525 | 0.6901 | 0 | 0 | 0 | 0 | 4.2598 | 0 | 0 | 0 | 0 | 0 | 0 | 0 | 0 | 0 | 0 | 0 | 0 | 0
6 | 22 | 18 | 5 | 1.7931 | 0 | 9.8682 | 0 | 0 | 0 | 0.0012057 | 0.27884 | 0 | 0 | 6.0606 | 0 | 18.002 | 0 | 0 | 0 | 0 | 0 | 0 | 0 | 0 | 0 | 0 | 0 | 0 | 0 | 0.45131 | 0 | 0.54519 | 0 | 1.62 | 0 | 0.525 | 0.6901 | 0 | 0 | 0 | 0 | 3.8316 | 0 | 0 | 0 | 0 | 0 | 0 | 0 | 0 | 0 | 0 | 0 | 0 | 0
6 | 22 | 19 | 5 | 1.7931 | 0 | 2.4469 | 0 | 0 | 0 | 0.0012057 | 0.16912 | 0 | 0 | 3.9574 | 0 | 8.3677 | 0 | 0 | 0 | 0 | 0 | 0 | 0 | 0 | 0 | 0 | 0 | 0 | 0 | 0.45131 | 0 | 0.88038 | 0 | 0.89051 | 0 | 0.42 | 0.6901 | 0 | 0 | 0 | 0 | 3.3323 | 0 | 0 | 0 | 0 | 0 | 0 | 0 | 0 | 0 | 0 | 0 | 0 | 0
6 | 22 | 20 | 5 | 1.7931 | 0 | 2.4469 | 0 | 0 | 0 | 0.0012057 | 0.13107 | 0 | 0 | 3.584 | 0 | 7.9563 | 0 | 0 | 0 | 0 | 0 | 0 | 0 | 0 | 0 | 0 | 0 | 0 | 0 | 0.45131 | 0 | 1.1038 | 0 | 0.62301 | 0 | 0.3675 | 0.6901 | 0 | 0 | 0 | 0 | 3.2358 | 0 | 0 | 0 | 0 | 0 | 0 | 0 | 0 | 0 | 0 | 0 | 0 | 0
6 | 22 | 21 | 5 | 1.7931 | 0 | 2.4469 | 0 | 0 | 0 | 0.0012057 | 0.12545 | 0 | 0 | 3.9573 | 0 | 8.324 | 0 | 0 | 0 | 0 | 0 | 0 | 0 | 0 | 0 | 0 | 0 | 0 | 0 | 0.45131 | 0 | 1.2156 | 0 | 0.57798 | 0 | 0.4725 | 0.6901 | 0 | 0 | 0 | 0 | 3.4075 | 0 | 0 | 0 | 0 | 0 | 0 | 0 | 0 | 0 | 0 | 0 | 0 | 0
6 | 22 | 22 | 5 | 1.7931 | 0 | 2.4469 | 0 | 0 | 0 | 0.0012057 | 0.1143 | 0 | 0 | 3.5779 | 0 | 7.9334 | 0 | 0 | 0 | 0 | 0 | 0 | 0 | 0 | 0 | 0 | 0 | 0 | 0 | 0.45131 | 0 | 1.1038 | 0 | 0.49537 | 0 | 0.315 | 0.6901 | 0 | 0 | 0 | 0 | 3.0556 | 0 | 0 | 0 | 0 | 0 | 0 | 0 | 0 | 0 | 0 | 0 | 0 | 0
6 | 22 | 23 | 5 | 1.7931 | 0 | 2.4469 | 0 | 0 | 0 | 0.0012057 | 0.10182 | 0 | 0 | 0.53608 | 0 | 4.8791 | 0 | 0 | 0 | 0 | 0 | 0 | 0 | 0 | 0 | 0 | 0 | 0 | 0 | 0.45131 | 0 | 0.88038 | 0 | 0.41508 | 0 | 0.0525 | 0.6901 | 0 | 0 | 0 | 0 | 2.4894 | 0 | 0 | 0 | 0 | 0 | 0 | 0 | 0 | 0 | 0 | 0 | 0 | 0
6 | 22 | 24 | 5 | 1.7931 | 0 | 2.4469 | 0 | 0 | 0 | 0.0012057 | 0.098869 | 0 | 0 | 0.53612 | 0 | 4.8762 | 0 | 0 | 0 | 0 | 0 | 0 | 0 | 0 | 0 | 0 | 0 | 0 | 0 | 0.45131 | 0 | 0.54519 | 0 | 0.3986 | 0 | 0.0525 | 0.6901 | 0 | 0 | 0 | 0 | 2.1377 | 0 | 0 | 0 | 0 | 0 | 0 | 0 | 0 | 0 | 0 | 0 | 0 | 0
6 | 23 | 1 | 6 | 1.7931 | 0 | 2.4469 | 0 | 0 | 0 | 0.0012057 | 0.083419 | 0 | 0 | 0.53624 | 0 | 4.8609 | 0 | 0 | 0 | 0 | 0 | 0 | 0 | 0 | 0 | 0 | 0 | 0 | 0 | 0.45131 | 0 | 0.32173 | 0 | 0.28948 | 0 | 0.0525 | 0.6901 | 0 | 0 | 0 | 0 | 1.8051 | 0 | 0 | 0 | 0 | 0 | 0 | 0 | 0 | 0 | 0 | 0 | 0 | 0
6 | 23 | 2 | 6 | 1.7931 | 0 | 2.4469 | 0 | 0 | 0 | 0.0012057 | 0.070008 | 0 | 0 | 0.53637 | 0 | 4.8476 | 0 | 0 | 0 | 0 | 0 | 0 | 0 | 0 | 0 | 0 | 0 | 0 | 0 | 0.45131 | 0 | 0.32173 | 0 | 0.19792 | 0 | 0.0525 | 0.6901 | 0 | 0 | 0 | 0 | 1.7136 | 0 | 0 | 0 | 0 | 0 | 0 | 0 | 0 | 0 | 0 | 0 | 0 | 0
6 | 23 | 3 | 6 | 1.7931 | 0 | 2.4469 | 0 | 0 | 0 | 0.0012057 | 0.068319 | 0 | 0 | 0.53645 | 0 | 4.846 | 0 | 0 | 0 | 0 | 0 | 0 | 0 | 0 | 0 | 0 | 0 | 0 | 0 | 0.45131 | 0 | 0.32173 | 0 | 0.18171 | 0 | 0.0525 | 0.6901 | 0 | 0 | 0 | 0 | 1.6974 | 0 | 0 | 0 | 0 | 0 | 0 | 0 | 0 | 0 | 0 | 0 | 0 | 0
6 | 23 | 4 | 6 | 1.7931 | 0 | 2.4469 | 0 | 0 | 0 | 0.0012057 | 0.063136 | 0 | 0 | 0.5365 | 0 | 4.8409 | 0 | 0 | 0 | 0 | 0 | 0 | 0 | 0 | 0 | 0 | 0 | 0 | 0 | 0.45131 | 0 | 0.32173 | 0 | 0.14167 | 0 | 0.0525 | 0.6901 | 0 | 0 | 0 | 0 | 1.6573 | 0 | 0 | 0 | 0 | 0 | 0 | 0 | 0 | 0 | 0 | 0 | 0 | 0
6 | 23 | 5 | 6 | 1.7931 | 0 | 2.4469 | 0 | 0 | 0 | 0.0012057 | 0.061074 | 0 | 0 | 0.53654 | 0 | 4.8388 | 0 | 0 | 0 | 0 | 0 | 0 | 0 | 0 | 0 | 0 | 0 | 0 | 0 | 0.45131 | 0 | 0.32173 | 0 | 0.12458 | 0 | 0.0525 | 0.6901 | 0 | 0 | 0 | 0 | 1.6402 | 0 | 0 | 0 | 0 | 0 | 0 | 0 | 0 | 0 | 0 | 0 | 0 | 0
6 | 23 | 6 | 6 | 1.7931 | 0 | 2.4469 | 0 | 0 | 0 | 0.0012057 | 0.082295 | 0 | 0 | 3.0248 | 0 | 7.3484 | 0 | 0 | 0 | 0 | 0 | 0 | 0 | 0 | 0 | 0 | 0 | 0 | 0 | 0.45131 | 0 | 0.54519 | 0 | 0.22635 | 0 | 0.315 | 0.6901 | 0 | 0 | 0 | 0 | 2.2279 | 0 | 0 | 0 | 0 | 0 | 0 | 0 | 0 | 0 | 0 | 0 | 0 | 0
6 | 23 | 7 | 6 | 1.7931 | 0 | 2.4469 | 0 | 0 | 0 | 0.0012057 | 0.088842 | 0 | 0 | 3.9575 | 0 | 8.2876 | 0 | 0 | 0 | 0 | 0 | 0 | 0 | 0 | 0 | 0 | 0 | 0 | 0 | 0.45131 | 0 | 0.71279 | 0 | 0.27806 | 0 | 0.525 | 0.6901 | 0 | 0 | 0 | 0 | 2.6572 | 0 | 0 | 0 | 0 | 0 | 0 | 0 | 0 | 0 | 0 | 0 | 0 | 0
6 | 23 | 8 | 6 | 1.7931 | 0 | 13.5789 | 0 | 0 | 0 | 0.0012057 | 0.26371 | 0 | 0 | 3.9575 | 0 | 19.5944 | 0 | 0 | 0 | 0 | 0 | 0 | 0 | 0 | 0 | 0 | 0 | 0 | 0 | 0.45131 | 0 | 0.71279 | 0 | 1.0785 | 0 | 0.42 | 0.6901 | 0 | 0 | 0 | 0 | 3.3527 | 0 | 0 | 0 | 0 | 0 | 0 | 0 | 0 | 0 | 0 | 0 | 0 | 0
6 | 23 | 9 | 6 | 1.7931 | 0 | 13.5789 | 0 | 0 | 0 | 0.0012057 | 0.27984 | 0 | 0 | 4.1198 | 0 | 19.7729 | 0 | 0 | 0 | 0 | 0 | 0 | 0 | 0 | 0 | 0 | 0 | 0 | 0 | 0.45131 | 0 | 0.71279 | 0 | 1.4158 | 0 | 0.315 | 0.6901 | 0 | 0 | 0 | 0 | 3.585 | 0 | 0 | 0 | 0 | 0 | 0 | 0 | 0 | 0 | 0 | 0 | 0 | 0
6 | 23 | 10 | 6 | 1.7931 | 0 | 13.5789 | 0 | 0 | 0 | 0.0012057 | 0.29874 | 0 | 0 | 3.0247 | 0 | 18.6967 | 0 | 0 | 0 | 0 | 0 | 0 | 0 | 0 | 0 | 0 | 0 | 0 | 0 | 0.45131 | 0 | 0.71279 | 0 | 1.5982 | 0 | 0.315 | 0.6901 | 0 | 0 | 0 | 0 | 3.7674 | 0 | 0 | 0 | 0 | 0 | 0 | 0 | 0 | 0 | 0 | 0 | 0 | 0
6 | 23 | 11 | 6 | 1.7931 | 0 | 13.5789 | 0 | 0 | 0 | 0.0012057 | 0.39118 | 0 | 0 | 3.5224 | 0 | 19.2867 | 0 | 0 | 0 | 0 | 0 | 0 | 0 | 0 | 0 | 0 | 0 | 0 | 0 | 0.45131 | 0 | 0.54519 | 0 | 2.1298 | 0 | 0.3675 | 0.6901 | 0 | 0 | 0 | 0 | 4.1839 | 0 | 0 | 0 | 0 | 0 | 0 | 0 | 0 | 0 | 0 | 0 | 0 | 0
6 | 23 | 12 | 6 | 1.7931 | 0 | 8.6313 | 0 | 0 | 0 | 0.0012057 | 0.39678 | 0 | 0 | 3.9575 | 0 | 14.7799 | 0 | 0 | 0 | 0 | 0 | 0 | 0 | 0 | 0 | 0 | 0 | 0 | 0 | 0.45131 | 0 | 0.54519 | 0 | 2.1602 | 0 | 0.42 | 0.6901 | 0 | 0 | 0 | 0 | 4.2668 | 0 | 0 | 0 | 0 | 0 | 0 | 0 | 0 | 0 | 0 | 0 | 0 | 0
6 | 23 | 13 | 6 | 1.7931 | 0 | 13.5789 | 0 | 0 | 0 | 0.0012057 | 0.48443 | 0 | 0 | 3.5842 | 0 | 19.4419 | 0 | 0 | 0 | 0 | 0 | 0 | 0 | 0 | 0 | 0 | 0 | 0 | 0 | 0.45131 | 0 | 0.54519 | 0 | 2.7174 | 0 | 0.3675 | 0.6901 | 0 | 0 | 0 | 0 | 4.7715 | 0 | 0 | 0 | 0 | 0 | 0 | 0 | 0 | 0 | 0 | 0 | 0 | 0
6 | 23 | 14 | 6 | 1.7931 | 0 | 13.5789 | 0 | 0 | 0 | 0.0012057 | 0.53484 | 0 | 0 | 3.5224 | 0 | 19.4304 | 0 | 0 | 0 | 0 | 0 | 0 | 0 | 0 | 0 | 0 | 0 | 0 | 0 | 0.45131 | 0 | 0.54519 | 0 | 3.2699 | 0 | 0.3675 | 0.6901 | 0 | 0 | 0 | 0 | 5.324 | 0 | 0 | 0 | 0 | 0 | 0 | 0 | 0 | 0 | 0 | 0 | 0 | 0
6 | 23 | 15 | 6 | 1.7931 | 0 | 13.5789 | 0 | 0 | 0 | 0.0012057 | 0.57479 | 0 | 0 | 3.0247 | 0 | 18.9727 | 0 | 0 | 0 | 0 | 0 | 0 | 0 | 0 | 0 | 0 | 0 | 0 | 0 | 0.45131 | 0 | 0.54519 | 0 | 3.6256 | 0 | 0.315 | 0.6901 | 0 | 0 | 0 | 0 | 5.6272 | 0 | 0 | 0 | 0 | 0 | 0 | 0 | 0 | 0 | 0 | 0 | 0 | 0
6 | 23 | 16 | 6 | 1.7931 | 0 | 13.5789 | 0 | 0 | 0 | 0.0012057 | 0.55748 | 0 | 0 | 3.0247 | 0 | 18.9554 | 0 | 0 | 0 | 0 | 0 | 0 | 0 | 0 | 0 | 0 | 0 | 0 | 0 | 0.45131 | 0 | 0.54519 | 0 | 3.546 | 0 | 0.315 | 0.6901 | 0 | 0 | 0 | 0 | 5.5476 | 0 | 0 | 0 | 0 | 0 | 0 | 0 | 0 | 0 | 0 | 0 | 0 | 0
6 | 23 | 17 | 6 | 1.7931 | 0 | 13.5789 | 0 | 0 | 0 | 0.0012057 | 0.51626 | 0 | 0 | 3.9575 | 0 | 19.8469 | 0 | 0 | 0 | 0 | 0 | 0 | 0 | 0 | 0 | 0 | 0 | 0 | 0 | 0.45131 | 0 | 0.54519 | 0 | 3.3517 | 0 | 0.525 | 0.6901 | 0 | 0 | 0 | 0 | 5.5633 | 0 | 0 | 0 | 0 | 0 | 0 | 0 | 0 | 0 | 0 | 0 | 0 | 0
6 | 23 | 18 | 6 | 1.7931 | 0 | 9.8682 | 0 | 0 | 0 | 0.0012057 | 0.42954 | 0 | 0 | 6.0608 | 0 | 18.1529 | 0 | 0 | 0 | 0 | 0 | 0 | 0 | 0 | 0 | 0 | 0 | 0 | 0 | 0.45131 | 0 | 0.54519 | 0 | 2.6467 | 0 | 0.525 | 0.6901 | 0 | 0 | 0 | 0 | 4.8583 | 0 | 0 | 0 | 0 | 0 | 0 | 0 | 0 | 0 | 0 | 0 | 0 | 0
6 | 23 | 19 | 6 | 1.7931 | 0 | 2.4469 | 0 | 0 | 0 | 0.0012057 | 0.27113 | 0 | 0 | 3.9575 | 0 | 8.4698 | 0 | 0 | 0 | 0 | 0 | 0 | 0 | 0 | 0 | 0 | 0 | 0 | 0 | 0.45131 | 0 | 0.88038 | 0 | 1.5252 | 0 | 0.42 | 0.6901 | 0 | 0 | 0 | 0 | 3.967 | 0 | 0 | 0 | 0 | 0 | 0 | 0 | 0 | 0 | 0 | 0 | 0 | 0
6 | 23 | 20 | 6 | 1.7931 | 0 | 2.4469 | 0 | 0 | 0 | 0.0012057 | 0.19936 | 0 | 0 | 3.5841 | 0 | 8.0247 | 0 | 0 | 0 | 0 | 0 | 0 | 0 | 0 | 0 | 0 | 0 | 0 | 0 | 0.45131 | 0 | 1.1038 | 0 | 1.0266 | 0 | 0.3675 | 0.6901 | 0 | 0 | 0 | 0 | 3.6394 | 0 | 0 | 0 | 0 | 0 | 0 | 0 | 0 | 0 | 0 | 0 | 0 | 0
6 | 23 | 21 | 6 | 1.7931 | 0 | 2.4469 | 0 | 0 | 0 | 0.0012057 | 0.17434 | 0 | 0 | 3.9574 | 0 | 8.3729 | 0 | 0 | 0 | 0 | 0 | 0 | 0 | 0 | 0 | 0 | 0 | 0 | 0 | 0.45131 | 0 | 1.2156 | 0 | 0.8401 | 0 | 0.4725 | 0.6901 | 0 | 0 | 0 | 0 | 3.6696 | 0 | 0 | 0 | 0 | 0 | 0 | 0 | 0 | 0 | 0 | 0 | 0 | 0
6 | 23 | 22 | 6 | 1.7931 | 0 | 2.4469 | 0 | 0 | 0 | 0.0012057 | 0.17214 | 0 | 0 | 3.5781 | 0 | 7.9914 | 0 | 0 | 0 | 0 | 0 | 0 | 0 | 0 | 0 | 0 | 0 | 0 | 0 | 0.45131 | 0 | 1.1038 | 0 | 0.79309 | 0 | 0.315 | 0.6901 | 0 | 0 | 0 | 0 | 3.3533 | 0 | 0 | 0 | 0 | 0 | 0 | 0 | 0 | 0 | 0 | 0 | 0 | 0
6 | 23 | 23 | 6 | 1.7931 | 0 | 2.4469 | 0 | 0 | 0 | 0.0012057 | 0.16844 | 0 | 0 | 0.53623 | 0 | 4.9459 | 0 | 0 | 0 | 0 | 0 | 0 | 0 | 0 | 0 | 0 | 0 | 0 | 0 | 0.45131 | 0 | 0.88038 | 0 | 0.75546 | 0 | 0.0525 | 0.6901 | 0 | 0 | 0 | 0 | 2.8298 | 0 | 0 | 0 | 0 | 0 | 0 | 0 | 0 | 0 | 0 | 0 | 0 | 0
6 | 23 | 24 | 6 | 1.7931 | 0 | 2.4469 | 0 | 0 | 0 | 0.0012057 | 0.15308 | 0 | 0 | 0.53628 | 0 | 4.9306 | 0 | 0 | 0 | 0 | 0 | 0 | 0 | 0 | 0 | 0 | 0 | 0 | 0 | 0.45131 | 0 | 0.54519 | 0 | 0.66153 | 0 | 0.0525 | 0.6901 | 0 | 0 | 0 | 0 | 2.4006 | 0 | 0 | 0 | 0 | 0 | 0 | 0 | 0 | 0 | 0 | 0 | 0 | 0
6 | 24 | 1 | 7 | 1.7931 | 0 | 2.4469 | 0 | 0 | 0 | 0.0012057 | 0.14724 | 0 | 0 | 0.53638 | 0 | 4.9248 | 0 | 0 | 0 | 0 | 0 | 0 | 0 | 0 | 0 | 0 | 0 | 0 | 0 | 0.45131 | 0 | 0.32173 | 0 | 0.64331 | 0 | 0.0525 | 0.6901 | 0 | 0 | 0 | 0 | 2.1589 | 0 | 0 | 0 | 0 | 0 | 0 | 0 | 0 | 0 | 0 | 0 | 0 | 0
6 | 24 | 2 | 7 | 1.7931 | 0 | 2.4469 | 0 | 0 | 0 | 0.0012057 | 0.1158 | 0 | 0 | 0.53649 | 0 | 4.8935 | 0 | 0 | 0 | 0 | 0 | 0 | 0 | 0 | 0 | 0 | 0 | 0 | 0 | 0.45131 | 0 | 0.32173 | 0 | 0.43148 | 0 | 0.0525 | 0.6901 | 0 | 0 | 0 | 0 | 1.9471 | 0 | 0 | 0 | 0 | 0 | 0 | 0 | 0 | 0 | 0 | 0 | 0 | 0
6 | 24 | 3 | 7 | 1.7931 | 0 | 2.4469 | 0 | 0 | 0 | 0.0012057 | 0.10605 | 0 | 0 | 0.53656 | 0 | 4.8838 | 0 | 0 | 0 | 0 | 0 | 0 | 0 | 0 | 0 | 0 | 0 | 0 | 0 | 0.45131 | 0 | 0.32173 | 0 | 0.37332 | 0 | 0.0525 | 0.6901 | 0 | 0 | 0 | 0 | 1.889 | 0 | 0 | 0 | 0 | 0 | 0 | 0 | 0 | 0 | 0 | 0 | 0 | 0
6 | 24 | 4 | 7 | 1.7931 | 0 | 2.4469 | 0 | 0 | 0 | 0.0012057 | 0.091315 | 0 | 0 | 0.5366 | 0 | 4.8691 | 0 | 0 | 0 | 0 | 0 | 0 | 0 | 0 | 0 | 0 | 0 | 0 | 0 | 0.45131 | 0 | 0.32173 | 0 | 0.28642 | 0 | 0.0525 | 0.6901 | 0 | 0 | 0 | 0 | 1.8021 | 0 | 0 | 0 | 0 | 0 | 0 | 0 | 0 | 0 | 0 | 0 | 0 | 0
6 | 24 | 5 | 7 | 1.7931 | 0 | 2.4469 | 0 | 0 | 0 | 0.0012057 | 0.094643 | 0 | 0 | 0.53662 | 0 | 4.8725 | 0 | 0 | 0 | 0 | 0 | 0 | 0 | 0 | 0 | 0 | 0 | 0 | 0 | 0.45131 | 0 | 0.32173 | 0 | 0.31725 | 0 | 0.0525 | 0.6901 | 0 | 0 | 0 | 0 | 1.8329 | 0 | 0 | 0 | 0 | 0 | 0 | 0 | 0 | 0 | 0 | 0 | 0 | 0
6 | 24 | 6 | 7 | 1.7931 | 0 | 2.4469 | 0 | 0 | 0 | 0.0012057 | 0.13592 | 0 | 0 | 3.0249 | 0 | 7.4021 | 0 | 0 | 0 | 0 | 0 | 0 | 0 | 0 | 0 | 0 | 0 | 0 | 0 | 0.45131 | 0 | 0.54519 | 0 | 0.5213 | 0 | 0.315 | 0.6901 | 0 | 0 | 0 | 0 | 2.5229 | 0 | 0 | 0 | 0 | 0 | 0 | 0 | 0 | 0 | 0 | 0 | 0 | 0
6 | 24 | 7 | 7 | 1.7931 | 0 | 2.4469 | 0 | 0 | 0 | 0.0012057 | 0.1957 | 0 | 0 | 3.9575 | 0 | 8.3944 | 0 | 0 | 0 | 0 | 0 | 0 | 0 | 0 | 0 | 0 | 0 | 0 | 0 | 0.45131 | 0 | 0.71279 | 0 | 0.88068 | 0 | 0.525 | 0.6901 | 0 | 0 | 0 | 0 | 3.2599 | 0 | 0 | 0 | 0 | 0 | 0 | 0 | 0 | 0 | 0 | 0 | 0 | 0
6 | 24 | 8 | 7 | 1.7931 | 0 | 13.5789 | 0 | 0 | 0 | 0.0012057 | 0.37692 | 0 | 0 | 3.9575 | 0 | 19.7076 | 0 | 0 | 0 | 0 | 0 | 0 | 0 | 0 | 0 | 0 | 0 | 0 | 0 | 0.45131 | 0 | 0.71279 | 0 | 1.9689 | 0 | 0.42 | 0.6901 | 0 | 0 | 0 | 0 | 4.2431 | 0 | 0 | 0 | 0 | 0 | 0 | 0 | 0 | 0 | 0 | 0 | 0 | 0
6 | 24 | 9 | 7 | 1.7931 | 0 | 13.5789 | 0 | 0 | 0 | 0.0012057 | 0.44283 | 0 | 0 | 4.1198 | 0 | 19.9359 | 0 | 0 | 0 | 0 | 0 | 0 | 0 | 0 | 0 | 0 | 0 | 0 | 0 | 0.45131 | 0 | 0.71279 | 0 | 2.5302 | 0 | 0.315 | 0.6901 | 0 | 0 | 0 | 0 | 4.6994 | 0 | 0 | 0 | 0 | 0 | 0 | 0 | 0 | 0 | 0 | 0 | 0 | 0
6 | 24 | 10 | 7 | 1.7931 | 0 | 13.5789 | 0 | 0 | 0 | 0.0012057 | 0.46654 | 0 | 0 | 3.0247 | 0 | 18.8644 | 0 | 0 | 0 | 0 | 0 | 0 | 0 | 0 | 0 | 0 | 0 | 0 | 0 | 0.45131 | 0 | 0.71279 | 0 | 2.7712 | 0 | 0.315 | 0.6901 | 0 | 0 | 0 | 0 | 4.9404 | 0 | 0 | 0 | 0 | 0 | 0 | 0 | 0 | 0 | 0 | 0 | 0 | 0
6 | 24 | 11 | 7 | 1.7931 | 0 | 13.5789 | 0 | 0 | 0 | 0.0012057 | 0.52959 | 0 | 0 | 3.5223 | 0 | 19.4251 | 0 | 0 | 0 | 0 | 0 | 0 | 0 | 0 | 0 | 0 | 0 | 0 | 0 | 0.45131 | 0 | 0.54519 | 0 | 3.3386 | 0 | 0.3675 | 0.6901 | 0 | 0 | 0 | 0 | 5.3927 | 0 | 0 | 0 | 0 | 0 | 0 | 0 | 0 | 0 | 0 | 0 | 0 | 0
6 | 24 | 12 | 7 | 1.7931 | 0 | 8.6313 | 0 | 0 | 0 | 0.0012057 | 0.49463 | 0 | 0 | 3.9574 | 0 | 14.8777 | 0 | 0 | 0 | 0 | 0 | 0 | 0 | 0 | 0 | 0 | 0 | 0 | 0 | 0.45131 | 0 | 0.54519 | 0 | 3.1095 | 0 | 0.42 | 0.6901 | 0 | 0 | 0 | 0 | 5.2161 | 0 | 0 | 0 | 0 | 0 | 0 | 0 | 0 | 0 | 0 | 0 | 0 | 0
6 | 24 | 13 | 7 | 1.7931 | 0 | 13.5789 | 0 | 0 | 0 | 0.0012057 | 0.55908 | 0 | 0 | 3.584 | 0 | 19.5163 | 0 | 0 | 0 | 0 | 0 | 0 | 0 | 0 | 0 | 0 | 0 | 0 | 0 | 0.45131 | 0 | 0.54519 | 0 | 3.6409 | 0 | 0.3675 | 0.6901 | 0 | 0 | 0 | 0 | 5.695 | 0 | 0 | 0 | 0 | 0 | 0 | 0 | 0 | 0 | 0 | 0 | 0 | 0
6 | 24 | 14 | 7 | 1.7931 | 0 | 13.5789 | 0 | 0 | 0 | 0.0012057 | 0.58802 | 0 | 0 | 3.5222 | 0 | 19.4834 | 0 | 0 | 0 | 0 | 0 | 0 | 0 | 0 | 0 | 0 | 0 | 0 | 0 | 0.45131 | 0 | 0.54519 | 0 | 3.86 | 0 | 0.3675 | 0.6901 | 0 | 0 | 0 | 0 | 5.9141 | 0 | 0 | 0 | 0 | 0 | 0 | 0 | 0 | 0 | 0 | 0 | 0 | 0
6 | 24 | 15 | 7 | 1.7931 | 0 | 13.5789 | 0 | 0 | 0 | 0.0012057 | 0.60645 | 0 | 0 | 3.0245 | 0 | 19.0042 | 0 | 0 | 0 | 0 | 0 | 0 | 0 | 0 | 0 | 0 | 0 | 0 | 0 | 0.45131 | 0 | 0.54519 | 0 | 3.9584 | 0 | 0.315 | 0.6901 | 0 | 0 | 0 | 0 | 5.96 | 0 | 0 | 0 | 0 | 0 | 0 | 0 | 0 | 0 | 0 | 0 | 0 | 0
6 | 24 | 16 | 7 | 1.7931 | 0 | 13.5789 | 0 | 0 | 0 | 0.0012057 | 0.57578 | 0 | 0 | 3.0245 | 0 | 18.9735 | 0 | 0 | 0 | 0 | 0 | 0 | 0 | 0 | 0 | 0 | 0 | 0 | 0 | 0.45131 | 0 | 0.54519 | 0 | 3.6001 | 0 | 0.315 | 0.6901 | 0 | 0 | 0 | 0 | 5.6017 | 0 | 0 | 0 | 0 | 0 | 0 | 0 | 0 | 0 | 0 | 0 | 0 | 0
6 | 24 | 17 | 7 | 1.7931 | 0 | 13.5789 | 0 | 0 | 0 | 0.0012057 | 0.53296 | 0 | 0 | 3.9573 | 0 | 19.8635 | 0 | 0 | 0 | 0 | 0 | 0 | 0 | 0 | 0 | 0 | 0 | 0 | 0 | 0.45131 | 0 | 0.54519 | 0 | 3.2281 | 0 | 0.525 | 0.6901 | 0 | 0 | 0 | 0 | 5.4397 | 0 | 0 | 0 | 0 | 0 | 0 | 0 | 0 | 0 | 0 | 0 | 0 | 0
6 | 24 | 18 | 7 | 1.7931 | 0 | 9.8682 | 0 | 0 | 0 | 0.0012057 | 0.43725 | 0 | 0 | 6.0605 | 0 | 18.1603 | 0 | 0 | 0 | 0 | 0 | 0 | 0 | 0 | 0 | 0 | 0 | 0 | 0 | 0.45131 | 0 | 0.54519 | 0 | 2.5793 | 0 | 0.525 | 0.6901 | 0 | 0 | 0 | 0 | 4.7908 | 0 | 0 | 0 | 0 | 0 | 0 | 0 | 0 | 0 | 0 | 0 | 0 | 0
6 | 24 | 19 | 7 | 1.7931 | 0 | 2.4469 | 0 | 0 | 0 | 0.0012057 | 0.28995 | 0 | 0 | 3.9574 | 0 | 8.4885 | 0 | 0 | 0 | 0 | 0 | 0 | 0 | 0 | 0 | 0 | 0 | 0 | 0 | 0.45131 | 0 | 0.88038 | 0 | 1.578 | 0 | 0.42 | 0.6901 | 0 | 0 | 0 | 0 | 4.0198 | 0 | 0 | 0 | 0 | 0 | 0 | 0 | 0 | 0 | 0 | 0 | 0 | 0
6 | 24 | 20 | 7 | 1.7931 | 0 | 2.4469 | 0 | 0 | 0 | 0.0012057 | 0.21637 | 0 | 0 | 3.5839 | 0 | 8.0415 | 0 | 0 | 0 | 0 | 0 | 0 | 0 | 0 | 0 | 0 | 0 | 0 | 0 | 0.45131 | 0 | 1.1038 | 0 | 1.0706 | 0 | 0.3675 | 0.6901 | 0 | 0 | 0 | 0 | 3.6834 | 0 | 0 | 0 | 0 | 0 | 0 | 0 | 0 | 0 | 0 | 0 | 0 | 0
6 | 24 | 21 | 7 | 1.7931 | 0 | 2.4469 | 0 | 0 | 0 | 0.0012057 | 0.1807 | 0 | 0 | 3.9573 | 0 | 8.3792 | 0 | 0 | 0 | 0 | 0 | 0 | 0 | 0 | 0 | 0 | 0 | 0 | 0 | 0.45131 | 0 | 1.2156 | 0 | 0.85697 | 0 | 0.4725 | 0.6901 | 0 | 0 | 0 | 0 | 3.6864 | 0 | 0 | 0 | 0 | 0 | 0 | 0 | 0 | 0 | 0 | 0 | 0 | 0
6 | 24 | 22 | 7 | 1.7931 | 0 | 2.4469 | 0 | 0 | 0 | 0.0012057 | 0.14471 | 0 | 0 | 3.5778 | 0 | 7.9638 | 0 | 0 | 0 | 0 | 0 | 0 | 0 | 0 | 0 | 0 | 0 | 0 | 0 | 0.45131 | 0 | 1.1038 | 0 | 0.64563 | 0 | 0.315 | 0.6901 | 0 | 0 | 0 | 0 | 3.2059 | 0 | 0 | 0 | 0 | 0 | 0 | 0 | 0 | 0 | 0 | 0 | 0 | 0
6 | 24 | 23 | 7 | 1.7931 | 0 | 2.4469 | 0 | 0 | 0 | 0.0012057 | 0.13187 | 0 | 0 | 0.53606 | 0 | 4.9092 | 0 | 0 | 0 | 0 | 0 | 0 | 0 | 0 | 0 | 0 | 0 | 0 | 0 | 0.45131 | 0 | 0.88038 | 0 | 0.57958 | 0 | 0.0525 | 0.6901 | 0 | 0 | 0 | 0 | 2.6539 | 0 | 0 | 0 | 0 | 0 | 0 | 0 | 0 | 0 | 0 | 0 | 0 | 0
6 | 24 | 24 | 7 | 1.7931 | 0 | 2.4469 | 0 | 0 | 0 | 0.0012057 | 0.11523 | 0 | 0 | 0.53611 | 0 | 4.8926 | 0 | 0 | 0 | 0 | 0 | 0 | 0 | 0 | 0 | 0 | 0 | 0 | 0 | 0.45131 | 0 | 0.54519 | 0 | 0.46946 | 0 | 0.0525 | 0.6901 | 0 | 0 | 0 | 0 | 2.2086 | 0 | 0 | 0 | 0 | 0 | 0 | 0 | 0 | 0 | 0 | 0 | 0 | 0
6 | 25 | 1 | 1 | 1.7931 | 0 | 2.4469 | 0 | 0 | 0 | 0.0012057 | 0.11971 | 0 | 0 | 0.53623 | 0 | 4.8972 | 0 | 0 | 0 | 0 | 0 | 0 | 0 | 0 | 0 | 0 | 0 | 0 | 0 | 0.45131 | 0 | 0.32173 | 0 | 0.49712 | 0 | 0.0525 | 0.6901 | 0 | 0 | 0 | 0 | 2.0128 | 0 | 0 | 0 | 0 | 0 | 0 | 0 | 0 | 0 | 0 | 0 | 0 | 0
6 | 25 | 2 | 1 | 1.7931 | 0 | 2.4469 | 0 | 0 | 0 | 0.0012057 | 0.10805 | 0 | 0 | 0.53634 | 0 | 4.8856 | 0 | 0 | 0 | 0 | 0 | 0 | 0 | 0 | 0 | 0 | 0 | 0 | 0 | 0.45131 | 0 | 0.32173 | 0 | 0.41622 | 0 | 0.0525 | 0.6901 | 0 | 0 | 0 | 0 | 1.9319 | 0 | 0 | 0 | 0 | 0 | 0 | 0 | 0 | 0 | 0 | 0 | 0 | 0
6 | 25 | 3 | 1 | 1.7931 | 0 | 2.4469 | 0 | 0 | 0 | 0.0012057 | 0.10179 | 0 | 0 | 0.5364 | 0 | 4.8794 | 0 | 0 | 0 | 0 | 0 | 0 | 0 | 0 | 0 | 0 | 0 | 0 | 0 | 0.45131 | 0 | 0.32173 | 0 | 0.38108 | 0 | 0.0525 | 0.6901 | 0 | 0 | 0 | 0 | 1.8967 | 0 | 0 | 0 | 0 | 0 | 0 | 0 | 0 | 0 | 0 | 0 | 0 | 0
6 | 25 | 4 | 1 | 1.7931 | 0 | 2.4469 | 0 | 0 | 0 | 0.0012057 | 0.11136 | 0 | 0 | 0.53643 | 0 | 4.889 | 0 | 0 | 0 | 0 | 0 | 0 | 0 | 0 | 0 | 0 | 0 | 0 | 0 | 0.45131 | 0 | 0.32173 | 0 | 0.43122 | 0 | 0.0525 | 0.6901 | 0 | 0 | 0 | 0 | 1.9469 | 0 | 0 | 0 | 0 | 0 | 0 | 0 | 0 | 0 | 0 | 0 | 0 | 0
6 | 25 | 5 | 1 | 1.7931 | 0 | 2.4469 | 0 | 0 | 0 | 0.0012057 | 0.10599 | 0 | 0 | 0.53644 | 0 | 4.8837 | 0 | 0 | 0 | 0 | 0 | 0 | 0 | 0 | 0 | 0 | 0 | 0 | 0 | 0.45131 | 0 | 0.32173 | 0 | 0.38727 | 0 | 0.0525 | 0.6901 | 0 | 0 | 0 | 0 | 1.9029 | 0 | 0 | 0 | 0 | 0 | 0 | 0 | 0 | 0 | 0 | 0 | 0 | 0
6 | 25 | 6 | 1 | 1.7931 | 0 | 2.4469 | 0 | 0 | 0 | 0.0012057 | 0.10561 | 0 | 0 | 3.0247 | 0 | 7.3715 | 0 | 0 | 0 | 0 | 0 | 0 | 0 | 0 | 0 | 0 | 0 | 0 | 0 | 0.45131 | 0 | 0.54519 | 0 | 0.38348 | 0 | 0.315 | 0.6901 | 0 | 0 | 0 | 0 | 2.3851 | 0 | 0 | 0 | 0 | 0 | 0 | 0 | 0 | 0 | 0 | 0 | 0 | 0
6 | 25 | 7 | 1 | 1.7931 | 0 | 2.4469 | 0 | 0 | 0 | 0.0012057 | 0.09638 | 0 | 0 | 3.9574 | 0 | 8.295 | 0 | 0 | 0 | 0 | 0 | 0 | 0 | 0 | 0 | 0 | 0 | 0 | 0 | 0.45131 | 0 | 0.71279 | 0 | 0.32294 | 0 | 0.525 | 0.6901 | 0 | 0 | 0 | 0 | 2.7021 | 0 | 0 | 0 | 0 | 0 | 0 | 0 | 0 | 0 | 0 | 0 | 0 | 0
6 | 25 | 8 | 1 | 1.7931 | 0 | 13.5789 | 0 | 0 | 0 | 0.0012057 | 0.26217 | 0 | 0 | 3.9574 | 0 | 19.5928 | 0 | 0 | 0 | 0 | 0 | 0 | 0 | 0 | 0 | 0 | 0 | 0 | 0 | 0.45131 | 0 | 0.71279 | 0 | 1.1925 | 0 | 0.42 | 0.6901 | 0 | 0 | 0 | 0 | 3.4667 | 0 | 0 | 0 | 0 | 0 | 0 | 0 | 0 | 0 | 0 | 0 | 0 | 0
6 | 25 | 9 | 1 | 1.7931 | 0 | 13.5789 | 0 | 0 | 0 | 0.0012057 | 0.35763 | 0 | 0 | 4.1194 | 0 | 19.8502 | 0 | 0 | 0 | 0 | 0 | 0 | 0 | 0 | 0 | 0 | 0 | 0 | 0 | 0.45131 | 0 | 0.71279 | 0 | 1.8919 | 0 | 0.315 | 0.6901 | 0 | 0 | 0 | 0 | 4.0611 | 0 | 0 | 0 | 0 | 0 | 0 | 0 | 0 | 0 | 0 | 0 | 0 | 0
6 | 25 | 10 | 1 | 1.7931 | 0 | 13.5789 | 0 | 0 | 0 | 0.0012057 | 0.3996 | 0 | 0 | 3.0245 | 0 | 18.7973 | 0 | 0 | 0 | 0 | 0 | 0 | 0 | 0 | 0 | 0 | 0 | 0 | 0 | 0.45131 | 0 | 0.71279 | 0 | 2.2294 | 0 | 0.315 | 0.6901 | 0 | 0 | 0 | 0 | 4.3986 | 0 | 0 | 0 | 0 | 0 | 0 | 0 | 0 | 0 | 0 | 0 | 0 | 0
6 | 25 | 11 | 1 | 1.7931 | 0 | 13.5789 | 0 | 0 | 0 | 0.0012057 | 0.44013 | 0 | 0 | 3.5221 | 0 | 19.3354 | 0 | 0 | 0 | 0 | 0 | 0 | 0 | 0 | 0 | 0 | 0 | 0 | 0 | 0.45131 | 0 | 0.54519 | 0 | 2.5273 | 0 | 0.3675 | 0.6901 | 0 | 0 | 0 | 0 | 4.5814 | 0 | 0 | 0 | 0 | 0 | 0 | 0 | 0 | 0 | 0 | 0 | 0 | 0
6 | 25 | 12 | 1 | 1.7931 | 0 | 8.6313 | 0 | 0 | 0 | 0.0012057 | 0.43487 | 0 | 0 | 3.9573 | 0 | 14.8178 | 0 | 0 | 0 | 0 | 0 | 0 | 0 | 0 | 0 | 0 | 0 | 0 | 0 | 0.45131 | 0 | 0.54519 | 0 | 2.5764 | 0 | 0.42 | 0.6901 | 0 | 0 | 0 | 0 | 4.6829 | 0 | 0 | 0 | 0 | 0 | 0 | 0 | 0 | 0 | 0 | 0 | 0 | 0
6 | 25 | 13 | 1 | 1.7931 | 0 | 13.5789 | 0 | 0 | 0 | 0.0012057 | 0.50575 | 0 | 0 | 3.5838 | 0 | 19.4628 | 0 | 0 | 0 | 0 | 0 | 0 | 0 | 0 | 0 | 0 | 0 | 0 | 0 | 0.45131 | 0 | 0.54519 | 0 | 3.0709 | 0 | 0.3675 | 0.6901 | 0 | 0 | 0 | 0 | 5.125 | 0 | 0 | 0 | 0 | 0 | 0 | 0 | 0 | 0 | 0 | 0 | 0 | 0
6 | 25 | 14 | 1 | 1.7931 | 0 | 13.5789 | 0 | 0 | 0 | 0.0012057 | 0.52422 | 0 | 0 | 3.5221 | 0 | 19.4195 | 0 | 0 | 0 | 0 | 0 | 0 | 0 | 0 | 0 | 0 | 0 | 0 | 0 | 0.45131 | 0 | 0.54519 | 0 | 3.4137 | 0 | 0.3675 | 0.6901 | 0 | 0 | 0 | 0 | 5.4679 | 0 | 0 | 0 | 0 | 0 | 0 | 0 | 0 | 0 | 0 | 0 | 0 | 0
6 | 25 | 15 | 1 | 1.7931 | 0 | 13.5789 | 0 | 0 | 0 | 0.0012057 | 0.53314 | 0 | 0 | 3.0244 | 0 | 18.9308 | 0 | 0 | 0 | 0 | 0 | 0 | 0 | 0 | 0 | 0 | 0 | 0 | 0 | 0.45131 | 0 | 0.54519 | 0 | 3.4008 | 0 | 0.315 | 0.6901 | 0 | 0 | 0 | 0 | 5.4024 | 0 | 0 | 0 | 0 | 0 | 0 | 0 | 0 | 0 | 0 | 0 | 0 | 0
6 | 25 | 16 | 1 | 1.7931 | 0 | 13.5789 | 0 | 0 | 0 | 0.0012057 | 0.4548 | 0 | 0 | 3.0244 | 0 | 18.8524 | 0 | 0 | 0 | 0 | 0 | 0 | 0 | 0 | 0 | 0 | 0 | 0 | 0 | 0.45131 | 0 | 0.54519 | 0 | 2.7571 | 0 | 0.315 | 0.6901 | 0 | 0 | 0 | 0 | 4.7587 | 0 | 0 | 0 | 0 | 0 | 0 | 0 | 0 | 0 | 0 | 0 | 0 | 0
6 | 25 | 17 | 1 | 1.7931 | 0 | 13.5789 | 0 | 0 | 0 | 0.0012057 | 0.43546 | 0 | 0 | 3.9573 | 0 | 19.766 | 0 | 0 | 0 | 0 | 0 | 0 | 0 | 0 | 0 | 0 | 0 | 0 | 0 | 0.45131 | 0 | 0.54519 | 0 | 2.655 | 0 | 0.525 | 0.6901 | 0 | 0 | 0 | 0 | 4.8666 | 0 | 0 | 0 | 0 | 0 | 0 | 0 | 0 | 0 | 0 | 0 | 0 | 0
6 | 25 | 18 | 1 | 1.7931 | 0 | 9.8682 | 0 | 0 | 0 | 0.0012057 | 0.29454 | 0 | 0 | 6.0604 | 0 | 18.0175 | 0 | 0 | 0 | 0 | 0 | 0 | 0 | 0 | 0 | 0 | 0 | 0 | 0 | 0.45131 | 0 | 0.54519 | 0 | 1.5956 | 0 | 0.525 | 0.6901 | 0 | 0 | 0 | 0 | 3.8072 | 0 | 0 | 0 | 0 | 0 | 0 | 0 | 0 | 0 | 0 | 0 | 0 | 0
6 | 25 | 19 | 1 | 1.7931 | 0 | 2.4469 | 0 | 0 | 0 | 0.0012057 | 0.17966 | 0 | 0 | 3.9573 | 0 | 8.3782 | 0 | 0 | 0 | 0 | 0 | 0 | 0 | 0 | 0 | 0 | 0 | 0 | 0 | 0.45131 | 0 | 0.88038 | 0 | 0.91479 | 0 | 0.42 | 0.6901 | 0 | 0 | 0 | 0 | 3.3566 | 0 | 0 | 0 | 0 | 0 | 0 | 0 | 0 | 0 | 0 | 0 | 0 | 0
6 | 25 | 20 | 1 | 1.7931 | 0 | 2.4469 | 0 | 0 | 0 | 0.0012057 | 0.12383 | 0 | 0 | 3.5838 | 0 | 7.9489 | 0 | 0 | 0 | 0 | 0 | 0 | 0 | 0 | 0 | 0 | 0 | 0 | 0 | 0.45131 | 0 | 1.1038 | 0 | 0.5277 | 0 | 0.3675 | 0.6901 | 0 | 0 | 0 | 0 | 3.1404 | 0 | 0 | 0 | 0 | 0 | 0 | 0 | 0 | 0 | 0 | 0 | 0 | 0
6 | 25 | 21 | 1 | 1.7931 | 0 | 2.4469 | 0 | 0 | 0 | 0.0012057 | 0.12084 | 0 | 0 | 3.9573 | 0 | 8.3193 | 0 | 0 | 0 | 0 | 0 | 0 | 0 | 0 | 0 | 0 | 0 | 0 | 0 | 0.45131 | 0 | 1.2156 | 0 | 0.49637 | 0 | 0.4725 | 0.6901 | 0 | 0 | 0 | 0 | 3.3258 | 0 | 0 | 0 | 0 | 0 | 0 | 0 | 0 | 0 | 0 | 0 | 0 | 0
6 | 25 | 22 | 1 | 1.7931 | 0 | 2.4469 | 0 | 0 | 0 | 0.0012057 | 0.12571 | 0 | 0 | 3.5778 | 0 | 7.9447 | 0 | 0 | 0 | 0 | 0 | 0 | 0 | 0 | 0 | 0 | 0 | 0 | 0 | 0.45131 | 0 | 1.1038 | 0 | 0.50448 | 0 | 0.315 | 0.6901 | 0 | 0 | 0 | 0 | 3.0647 | 0 | 0 | 0 | 0 | 0 | 0 | 0 | 0 | 0 | 0 | 0 | 0 | 0
6 | 25 | 23 | 1 | 1.7931 | 0 | 2.4469 | 0 | 0 | 0 | 0.0012057 | 0.12244 | 0 | 0 | 0.536 | 0 | 4.8997 | 0 | 0 | 0 | 0 | 0 | 0 | 0 | 0 | 0 | 0 | 0 | 0 | 0 | 0.45131 | 0 | 0.88038 | 0 | 0.47994 | 0 | 0.0525 | 0.6901 | 0 | 0 | 0 | 0 | 2.5542 | 0 | 0 | 0 | 0 | 0 | 0 | 0 | 0 | 0 | 0 | 0 | 0 | 0
6 | 25 | 24 | 1 | 1.7931 | 0 | 2.4469 | 0 | 0 | 0 | 0.0012057 | 0.12035 | 0 | 0 | 0.53604 | 0 | 4.8976 | 0 | 0 | 0 | 0 | 0 | 0 | 0 | 0 | 0 | 0 | 0 | 0 | 0 | 0.45131 | 0 | 0.54519 | 0 | 0.47068 | 0 | 0.0525 | 0.6901 | 0 | 0 | 0 | 0 | 2.2098 | 0 | 0 | 0 | 0 | 0 | 0 | 0 | 0 | 0 | 0 | 0 | 0 | 0
6 | 26 | 1 | 2 | 1.7931 | 0 | 2.4469 | 0 | 0 | 0 | 0.0012057 | 0.11815 | 0 | 0 | 0.53614 | 0 | 4.8955 | 0 | 0 | 0 | 0 | 0 | 0 | 0 | 0 | 0 | 0 | 0 | 0 | 0 | 0.45131 | 0 | 0.32173 | 0 | 0.45276 | 0 | 0.0525 | 0.6901 | 0 | 0 | 0 | 0 | 1.9684 | 0 | 0 | 0 | 0 | 0 | 0 | 0 | 0 | 0 | 0 | 0 | 0 | 0
6 | 26 | 2 | 2 | 1.7931 | 0 | 2.4469 | 0 | 0 | 0 | 0.0012057 | 0.10106 | 0 | 0 | 0.53625 | 0 | 4.8785 | 0 | 0 | 0 | 0 | 0 | 0 | 0 | 0 | 0 | 0 | 0 | 0 | 0 | 0.45131 | 0 | 0.32173 | 0 | 0.35603 | 0 | 0.0525 | 0.6901 | 0 | 0 | 0 | 0 | 1.8717 | 0 | 0 | 0 | 0 | 0 | 0 | 0 | 0 | 0 | 0 | 0 | 0 | 0
6 | 26 | 3 | 2 | 1.7931 | 0 | 2.4469 | 0 | 0 | 0 | 0.0012057 | 0.10647 | 0 | 0 | 0.53631 | 0 | 4.884 | 0 | 0 | 0 | 0 | 0 | 0 | 0 | 0 | 0 | 0 | 0 | 0 | 0 | 0.45131 | 0 | 0.32173 | 0 | 0.39742 | 0 | 0.0525 | 0.6901 | 0 | 0 | 0 | 0 | 1.9131 | 0 | 0 | 0 | 0 | 0 | 0 | 0 | 0 | 0 | 0 | 0 | 0 | 0
6 | 26 | 4 | 2 | 1.7931 | 0 | 2.4469 | 0 | 0 | 0 | 0.0012057 | 0.11892 | 0 | 0 | 0.53634 | 0 | 4.8965 | 0 | 0 | 0 | 0 | 0 | 0 | 0 | 0 | 0 | 0 | 0 | 0 | 0 | 0.45131 | 0 | 0.32173 | 0 | 0.4553 | 0 | 0.0525 | 0.6901 | 0 | 0 | 0 | 0 | 1.9709 | 0 | 0 | 0 | 0 | 0 | 0 | 0 | 0 | 0 | 0 | 0 | 0 | 0
6 | 26 | 5 | 2 | 1.7931 | 0 | 2.4469 | 0 | 0 | 0 | 0.0012057 | 0.094505 | 0 | 0 | 0.53636 | 0 | 4.8721 | 0 | 0 | 0 | 0 | 0 | 0 | 0 | 0 | 0 | 0 | 0 | 0 | 0 | 0.45131 | 0 | 0.32173 | 0 | 0.31397 | 0 | 0.0525 | 0.6901 | 0 | 0 | 0 | 0 | 1.8296 | 0 | 0 | 0 | 0 | 0 | 0 | 0 | 0 | 0 | 0 | 0 | 0 | 0
6 | 26 | 6 | 2 | 1.7931 | 0 | 2.4469 | 0 | 0 | 0 | 0.0012057 | 0.086567 | 0 | 0 | 3.0246 | 0 | 7.3524 | 0 | 0 | 0 | 0 | 0 | 0 | 0 | 0 | 0 | 0 | 0 | 0 | 0 | 0.45131 | 0 | 0.54519 | 0 | 0.27778 | 0 | 0.315 | 0.6901 | 0 | 0 | 0 | 0 | 2.2794 | 0 | 0 | 0 | 0 | 0 | 0 | 0 | 0 | 0 | 0 | 0 | 0 | 0
6 | 26 | 7 | 2 | 1.7931 | 0 | 2.4469 | 0 | 0 | 0 | 0.0012057 | 0.12448 | 0 | 0 | 3.9574 | 0 | 8.3231 | 0 | 0 | 0 | 0 | 0 | 0 | 0 | 0 | 0 | 0 | 0 | 0 | 0 | 0.45131 | 0 | 0.71279 | 0 | 0.47691 | 0 | 0.525 | 0.6901 | 0 | 0 | 0 | 0 | 2.8561 | 0 | 0 | 0 | 0 | 0 | 0 | 0 | 0 | 0 | 0 | 0 | 0 | 0
6 | 26 | 8 | 2 | 1.7931 | 0 | 13.5789 | 0 | 0 | 0 | 0.0012057 | 0.26214 | 0 | 0 | 3.9574 | 0 | 19.5927 | 0 | 0 | 0 | 0 | 0 | 0 | 0 | 0 | 0 | 0 | 0 | 0 | 0 | 0.45131 | 0 | 0.71279 | 0 | 1.1404 | 0 | 0.42 | 0.6901 | 0 | 0 | 0 | 0 | 3.4146 | 0 | 0 | 0 | 0 | 0 | 0 | 0 | 0 | 0 | 0 | 0 | 0 | 0
6 | 26 | 9 | 2 | 1.7931 | 0 | 13.5789 | 0 | 0 | 0 | 0.0012057 | 0.32029 | 0 | 0 | 4.1194 | 0 | 19.8129 | 0 | 0 | 0 | 0 | 0 | 0 | 0 | 0 | 0 | 0 | 0 | 0 | 0 | 0.45131 | 0 | 0.71279 | 0 | 1.6173 | 0 | 0.315 | 0.6901 | 0 | 0 | 0 | 0 | 3.7865 | 0 | 0 | 0 | 0 | 0 | 0 | 0 | 0 | 0 | 0 | 0 | 0 | 0
6 | 26 | 10 | 2 | 1.7931 | 0 | 13.5789 | 0 | 0 | 0 | 0.0012057 | 0.33537 | 0 | 0 | 3.0245 | 0 | 18.7331 | 0 | 0 | 0 | 0 | 0 | 0 | 0 | 0 | 0 | 0 | 0 | 0 | 0 | 0.45131 | 0 | 0.71279 | 0 | 1.8354 | 0 | 0.315 | 0.6901 | 0 | 0 | 0 | 0 | 4.0046 | 0 | 0 | 0 | 0 | 0 | 0 | 0 | 0 | 0 | 0 | 0 | 0 | 0
6 | 26 | 11 | 2 | 1.7931 | 0 | 13.5789 | 0 | 0 | 0 | 0.0012057 | 0.34292 | 0 | 0 | 3.5221 | 0 | 19.2382 | 0 | 0 | 0 | 0 | 0 | 0 | 0 | 0 | 0 | 0 | 0 | 0 | 0 | 0.45131 | 0 | 0.54519 | 0 | 1.9309 | 0 | 0.3675 | 0.6901 | 0 | 0 | 0 | 0 | 3.985 | 0 | 0 | 0 | 0 | 0 | 0 | 0 | 0 | 0 | 0 | 0 | 0 | 0
6 | 26 | 12 | 2 | 1.7931 | 0 | 8.6313 | 0 | 0 | 0 | 0.0012057 | 0.36424 | 0 | 0 | 3.9573 | 0 | 14.7472 | 0 | 0 | 0 | 0 | 0 | 0 | 0 | 0 | 0 | 0 | 0 | 0 | 0 | 0.45131 | 0 | 0.54519 | 0 | 2.0637 | 0 | 0.42 | 0.6901 | 0 | 0 | 0 | 0 | 4.1703 | 0 | 0 | 0 | 0 | 0 | 0 | 0 | 0 | 0 | 0 | 0 | 0 | 0
6 | 26 | 13 | 2 | 1.7931 | 0 | 13.5789 | 0 | 0 | 0 | 0.0012057 | 0.41101 | 0 | 0 | 3.5839 | 0 | 19.3681 | 0 | 0 | 0 | 0 | 0 | 0 | 0 | 0 | 0 | 0 | 0 | 0 | 0 | 0.45131 | 0 | 0.54519 | 0 | 2.2813 | 0 | 0.3675 | 0.6901 | 0 | 0 | 0 | 0 | 4.3354 | 0 | 0 | 0 | 0 | 0 | 0 | 0 | 0 | 0 | 0 | 0 | 0 | 0
6 | 26 | 14 | 2 | 1.7931 | 0 | 13.5789 | 0 | 0 | 0 | 0.0012057 | 0.43755 | 0 | 0 | 3.5222 | 0 | 19.3329 | 0 | 0 | 0 | 0 | 0 | 0 | 0 | 0 | 0 | 0 | 0 | 0 | 0 | 0.45131 | 0 | 0.54519 | 0 | 2.5448 | 0 | 0.3675 | 0.6901 | 0 | 0 | 0 | 0 | 4.5989 | 0 | 0 | 0 | 0 | 0 | 0 | 0 | 0 | 0 | 0 | 0 | 0 | 0
6 | 26 | 15 | 2 | 1.7931 | 0 | 13.5789 | 0 | 0 | 0 | 0.0012057 | 0.46205 | 0 | 0 | 3.0245 | 0 | 18.8598 | 0 | 0 | 0 | 0 | 0 | 0 | 0 | 0 | 0 | 0 | 0 | 0 | 0 | 0.45131 | 0 | 0.54519 | 0 | 2.6751 | 0 | 0.315 | 0.6901 | 0 | 0 | 0 | 0 | 4.6767 | 0 | 0 | 0 | 0 | 0 | 0 | 0 | 0 | 0 | 0 | 0 | 0 | 0
6 | 26 | 16 | 2 | 1.7931 | 0 | 13.5789 | 0 | 0 | 0 | 0.0012057 | 0.46991 | 0 | 0 | 3.0245 | 0 | 18.8676 | 0 | 0 | 0 | 0 | 0 | 0 | 0 | 0 | 0 | 0 | 0 | 0 | 0 | 0.45131 | 0 | 0.54519 | 0 | 2.707 | 0 | 0.315 | 0.6901 | 0 | 0 | 0 | 0 | 4.7086 | 0 | 0 | 0 | 0 | 0 | 0 | 0 | 0 | 0 | 0 | 0 | 0 | 0
6 | 26 | 17 | 2 | 1.7931 | 0 | 13.5789 | 0 | 0 | 0 | 0.0012057 | 0.44257 | 0 | 0 | 3.9573 | 0 | 19.7731 | 0 | 0 | 0 | 0 | 0 | 0 | 0 | 0 | 0 | 0 | 0 | 0 | 0 | 0.45131 | 0 | 0.54519 | 0 | 2.4228 | 0 | 0.525 | 0.6901 | 0 | 0 | 0 | 0 | 4.6344 | 0 | 0 | 0 | 0 | 0 | 0 | 0 | 0 | 0 | 0 | 0 | 0 | 0
6 | 26 | 18 | 2 | 1.7931 | 0 | 9.8682 | 0 | 0 | 0 | 0.0012057 | 0.36291 | 0 | 0 | 6.0605 | 0 | 18.0859 | 0 | 0 | 0 | 0 | 0 | 0 | 0 | 0 | 0 | 0 | 0 | 0 | 0 | 0.45131 | 0 | 0.54519 | 0 | 1.9427 | 0 | 0.525 | 0.6901 | 0 | 0 | 0 | 0 | 4.1543 | 0 | 0 | 0 | 0 | 0 | 0 | 0 | 0 | 0 | 0 | 0 | 0 | 0
6 | 26 | 19 | 2 | 1.7931 | 0 | 2.4469 | 0 | 0 | 0 | 0.0012057 | 0.21858 | 0 | 0 | 3.9573 | 0 | 8.4172 | 0 | 0 | 0 | 0 | 0 | 0 | 0 | 0 | 0 | 0 | 0 | 0 | 0 | 0.45131 | 0 | 0.88038 | 0 | 1.0156 | 0 | 0.42 | 0.6901 | 0 | 0 | 0 | 0 | 3.4574 | 0 | 0 | 0 | 0 | 0 | 0 | 0 | 0 | 0 | 0 | 0 | 0 | 0
6 | 26 | 20 | 2 | 1.7931 | 0 | 2.4469 | 0 | 0 | 0 | 0.0012057 | 0.15283 | 0 | 0 | 3.5838 | 0 | 7.9779 | 0 | 0 | 0 | 0 | 0 | 0 | 0 | 0 | 0 | 0 | 0 | 0 | 0 | 0.45131 | 0 | 1.1038 | 0 | 0.61368 | 0 | 0.3675 | 0.6901 | 0 | 0 | 0 | 0 | 3.2264 | 0 | 0 | 0 | 0 | 0 | 0 | 0 | 0 | 0 | 0 | 0 | 0 | 0
6 | 26 | 21 | 2 | 1.7931 | 0 | 2.4469 | 0 | 0 | 0 | 0.0012057 | 0.12641 | 0 | 0 | 3.9573 | 0 | 8.3249 | 0 | 0 | 0 | 0 | 0 | 0 | 0 | 0 | 0 | 0 | 0 | 0 | 0 | 0.45131 | 0 | 1.2156 | 0 | 0.4714 | 0 | 0.4725 | 0.6901 | 0 | 0 | 0 | 0 | 3.3009 | 0 | 0 | 0 | 0 | 0 | 0 | 0 | 0 | 0 | 0 | 0 | 0 | 0
6 | 26 | 22 | 2 | 1.7931 | 0 | 2.4469 | 0 | 0 | 0 | 0.0012057 | 0.10284 | 0 | 0 | 3.5778 | 0 | 7.9219 | 0 | 0 | 0 | 0 | 0 | 0 | 0 | 0 | 0 | 0 | 0 | 0 | 0 | 0.45131 | 0 | 1.1038 | 0 | 0.33524 | 0 | 0.315 | 0.6901 | 0 | 0 | 0 | 0 | 2.8955 | 0 | 0 | 0 | 0 | 0 | 0 | 0 | 0 | 0 | 0 | 0 | 0 | 0
6 | 26 | 23 | 2 | 1.7931 | 0 | 2.4469 | 0 | 0 | 0 | 0.0012057 | 0.086089 | 0 | 0 | 0.53604 | 0 | 4.8634 | 0 | 0 | 0 | 0 | 0 | 0 | 0 | 0 | 0 | 0 | 0 | 0 | 0 | 0.45131 | 0 | 0.88038 | 0 | 0.24153 | 0 | 0.0525 | 0.6901 | 0 | 0 | 0 | 0 | 2.3158 | 0 | 0 | 0 | 0 | 0 | 0 | 0 | 0 | 0 | 0 | 0 | 0 | 0
6 | 26 | 24 | 2 | 1.7931 | 0 | 2.4469 | 0 | 0 | 0 | 0.0012057 | 0.071704 | 0 | 0 | 0.53611 | 0 | 4.849 | 0 | 0 | 0 | 0 | 0 | 0 | 0 | 0 | 0 | 0 | 0 | 0 | 0 | 0.45131 | 0 | 0.54519 | 0 | 0.16123 | 0 | 0.0525 | 0.6901 | 0 | 0 | 0 | 0 | 1.9003 | 0 | 0 | 0 | 0 | 0 | 0 | 0 | 0 | 0 | 0 | 0 | 0 | 0
6 | 27 | 1 | 3 | 1.7931 | 0 | 2.4469 | 0 | 0 | 0 | 0.0012057 | 0.066268 | 0 | 0 | 0.53624 | 0 | 4.8437 | 0 | 0 | 0 | 0 | 0 | 0 | 0 | 0 | 0 | 0 | 0 | 0 | 0 | 0.45131 | 0 | 0.32173 | 0 | 0.13306 | 0 | 0.0525 | 0.6901 | 0 | 0 | 0 | 0 | 1.6487 | 0 | 0 | 0 | 0 | 0 | 0 | 0 | 0 | 0 | 0 | 0 | 0 | 0
6 | 27 | 2 | 3 | 1.7931 | 0 | 2.4469 | 0 | 0 | 0 | 0.0012057 | 0.06315 | 0 | 0 | 0.53637 | 0 | 4.8407 | 0 | 0 | 0 | 0 | 0 | 0 | 0 | 0 | 0 | 0 | 0 | 0 | 0 | 0.45131 | 0 | 0.32173 | 0 | 0.11851 | 0 | 0.0525 | 0.6901 | 0 | 0 | 0 | 0 | 1.6341 | 0 | 0 | 0 | 0 | 0 | 0 | 0 | 0 | 0 | 0 | 0 | 0 | 0
6 | 27 | 3 | 3 | 1.7931 | 0 | 2.4469 | 0 | 0 | 0 | 0.0012057 | 0.054495 | 0 | 0 | 0.53644 | 0 | 4.8322 | 0 | 0 | 0 | 0 | 0 | 0 | 0 | 0 | 0 | 0 | 0 | 0 | 0 | 0.45131 | 0 | 0.32173 | 0 | 0.076031 | 0 | 0.0525 | 0.6901 | 0 | 0 | 0 | 0 | 1.5917 | 0 | 0 | 0 | 0 | 0 | 0 | 0 | 0 | 0 | 0 | 0 | 0 | 0
6 | 27 | 4 | 3 | 1.7931 | 0 | 2.4469 | 0 | 0 | 0 | 0.0012057 | 0.052242 | 0 | 0 | 0.53648 | 0 | 4.83 | 0 | 0 | 0 | 0 | 0 | 0 | 0 | 0 | 0 | 0 | 0 | 0 | 0 | 0.45131 | 0 | 0.32173 | 0 | 0.061145 | 0 | 0.0525 | 0.6901 | 0 | 0 | 0 | 0 | 1.5768 | 0 | 0 | 0 | 0 | 0 | 0 | 0 | 0 | 0 | 0 | 0 | 0 | 0
6 | 27 | 5 | 3 | 1.7931 | 0 | 2.4469 | 0 | 0 | 0 | 0.0012057 | 0.04369 | 0 | 0 | 0.5365 | 0 | 4.8214 | 0 | 0 | 0 | 0 | 0 | 0 | 0 | 0 | 0 | 0 | 0 | 0 | 0 | 0.45131 | 0 | 0.32173 | 0 | 0.018211 | 0 | 0.0525 | 0.6901 | 0 | 0 | 0 | 0 | 1.5338 | 0 | 0 | 0 | 0 | 0 | 0 | 0 | 0 | 0 | 0 | 0 | 0 | 0
6 | 27 | 6 | 3 | 1.7931 | 0 | 2.4469 | 0 | 0 | 0 | 0.0012057 | 0.075755 | 0 | 0 | 3.0248 | 0 | 7.3418 | 0 | 0 | 0 | 0 | 0 | 0 | 0 | 0 | 0 | 0 | 0 | 0 | 0 | 0.45131 | 0 | 0.54519 | 0 | 0.085184 | 0 | 0.315 | 0.6901 | 0 | 0 | 0 | 0 | 2.0868 | 0 | 0 | 0 | 0 | 0 | 0 | 0 | 0 | 0 | 0 | 0 | 0 | 0
6 | 27 | 7 | 3 | 1.7931 | 0 | 2.4469 | 0 | 0 | 0 | 0.0012057 | 0.13671 | 0 | 0 | 3.9575 | 0 | 8.3354 | 0 | 0 | 0 | 0 | 0 | 0 | 0 | 0 | 0 | 0 | 0 | 0 | 0 | 0.45131 | 0 | 0.71279 | 0 | 0.50464 | 0 | 0.525 | 0.6901 | 0 | 0 | 0 | 0 | 2.8838 | 0 | 0 | 0 | 0 | 0 | 0 | 0 | 0 | 0 | 0 | 0 | 0 | 0
6 | 27 | 8 | 3 | 1.7931 | 0 | 13.5789 | 0 | 0 | 0 | 0.0012057 | 0.30945 | 0 | 0 | 3.9574 | 0 | 19.6401 | 0 | 0 | 0 | 0 | 0 | 0 | 0 | 0 | 0 | 0 | 0 | 0 | 0 | 0.45131 | 0 | 0.71279 | 0 | 1.1284 | 0 | 0.42 | 0.6901 | 0 | 0 | 0 | 0 | 3.4026 | 0 | 0 | 0 | 0 | 0 | 0 | 0 | 0 | 0 | 0 | 0 | 0 | 0
6 | 27 | 9 | 3 | 1.7931 | 0 | 13.5789 | 0 | 0 | 0 | 0.0012057 | 0.34249 | 0 | 0 | 4.1197 | 0 | 19.8354 | 0 | 0 | 0 | 0 | 0 | 0 | 0 | 0 | 0 | 0 | 0 | 0 | 0 | 0.45131 | 0 | 0.71279 | 0 | 1.5691 | 0 | 0.315 | 0.6901 | 0 | 0 | 0 | 0 | 3.7383 | 0 | 0 | 0 | 0 | 0 | 0 | 0 | 0 | 0 | 0 | 0 | 0 | 0
6 | 27 | 10 | 3 | 1.7931 | 0 | 13.5789 | 0 | 0 | 0 | 0.0012057 | 0.36993 | 0 | 0 | 3.0246 | 0 | 18.7677 | 0 | 0 | 0 | 0 | 0 | 0 | 0 | 0 | 0 | 0 | 0 | 0 | 0 | 0.45131 | 0 | 0.71279 | 0 | 1.737 | 0 | 0.315 | 0.6901 | 0 | 0 | 0 | 0 | 3.9062 | 0 | 0 | 0 | 0 | 0 | 0 | 0 | 0 | 0 | 0 | 0 | 0 | 0
6 | 27 | 11 | 3 | 1.7931 | 0 | 13.5789 | 0 | 0 | 0 | 0.0012057 | 0.41683 | 0 | 0 | 3.5222 | 0 | 19.3123 | 0 | 0 | 0 | 0 | 0 | 0 | 0 | 0 | 0 | 0 | 0 | 0 | 0 | 0.45131 | 0 | 0.54519 | 0 | 2.0699 | 0 | 0.3675 | 0.6901 | 0 | 0 | 0 | 0 | 4.124 | 0 | 0 | 0 | 0 | 0 | 0 | 0 | 0 | 0 | 0 | 0 | 0 | 0
6 | 27 | 12 | 3 | 1.7931 | 0 | 8.6313 | 0 | 0 | 0 | 0.0012057 | 0.3689 | 0 | 0 | 3.9574 | 0 | 14.752 | 0 | 0 | 0 | 0 | 0 | 0 | 0 | 0 | 0 | 0 | 0 | 0 | 0 | 0.45131 | 0 | 0.54519 | 0 | 1.7637 | 0 | 0.42 | 0.6901 | 0 | 0 | 0 | 0 | 3.8703 | 0 | 0 | 0 | 0 | 0 | 0 | 0 | 0 | 0 | 0 | 0 | 0 | 0
6 | 27 | 13 | 3 | 1.7931 | 0 | 13.5789 | 0 | 0 | 0 | 0.0012057 | 0.44403 | 0 | 0 | 3.584 | 0 | 19.4013 | 0 | 0 | 0 | 0 | 0 | 0 | 0 | 0 | 0 | 0 | 0 | 0 | 0 | 0.45131 | 0 | 0.54519 | 0 | 2.2484 | 0 | 0.3675 | 0.6901 | 0 | 0 | 0 | 0 | 4.3025 | 0 | 0 | 0 | 0 | 0 | 0 | 0 | 0 | 0 | 0 | 0 | 0 | 0
6 | 27 | 14 | 3 | 1.7931 | 0 | 13.5789 | 0 | 0 | 0 | 0.0012057 | 0.47403 | 0 | 0 | 3.5222 | 0 | 19.3695 | 0 | 0 | 0 | 0 | 0 | 0 | 0 | 0 | 0 | 0 | 0 | 0 | 0 | 0.45131 | 0 | 0.54519 | 0 | 2.4986 | 0 | 0.3675 | 0.6901 | 0 | 0 | 0 | 0 | 4.5527 | 0 | 0 | 0 | 0 | 0 | 0 | 0 | 0 | 0 | 0 | 0 | 0 | 0
6 | 27 | 15 | 3 | 1.7931 | 0 | 13.5789 | 0 | 0 | 0 | 0.0012057 | 0.46874 | 0 | 0 | 3.0246 | 0 | 18.8665 | 0 | 0 | 0 | 0 | 0 | 0 | 0 | 0 | 0 | 0 | 0 | 0 | 0 | 0.45131 | 0 | 0.54519 | 0 | 2.4684 | 0 | 0.315 | 0.6901 | 0 | 0 | 0 | 0 | 4.47 | 0 | 0 | 0 | 0 | 0 | 0 | 0 | 0 | 0 | 0 | 0 | 0 | 0
6 | 27 | 16 | 3 | 1.7931 | 0 | 13.5789 | 0 | 0 | 0 | 0.0012057 | 0.46995 | 0 | 0 | 3.0246 | 0 | 18.8677 | 0 | 0 | 0 | 0 | 0 | 0 | 0 | 0 | 0 | 0 | 0 | 0 | 0 | 0.45131 | 0 | 0.54519 | 0 | 2.5465 | 0 | 0.315 | 0.6901 | 0 | 0 | 0 | 0 | 4.5481 | 0 | 0 | 0 | 0 | 0 | 0 | 0 | 0 | 0 | 0 | 0 | 0 | 0
6 | 27 | 17 | 3 | 1.7931 | 0 | 13.5789 | 0 | 0 | 0 | 0.0012057 | 0.46433 | 0 | 0 | 3.9574 | 0 | 19.7949 | 0 | 0 | 0 | 0 | 0 | 0 | 0 | 0 | 0 | 0 | 0 | 0 | 0 | 0.45131 | 0 | 0.54519 | 0 | 2.604 | 0 | 0.525 | 0.6901 | 0 | 0 | 0 | 0 | 4.8156 | 0 | 0 | 0 | 0 | 0 | 0 | 0 | 0 | 0 | 0 | 0 | 0 | 0
6 | 27 | 18 | 3 | 1.7931 | 0 | 9.8682 | 0 | 0 | 0 | 0.0012057 | 0.39205 | 0 | 0 | 6.0606 | 0 | 18.1152 | 0 | 0 | 0 | 0 | 0 | 0 | 0 | 0 | 0 | 0 | 0 | 0 | 0 | 0.45131 | 0 | 0.54519 | 0 | 2.2311 | 0 | 0.525 | 0.6901 | 0 | 0 | 0 | 0 | 4.4427 | 0 | 0 | 0 | 0 | 0 | 0 | 0 | 0 | 0 | 0 | 0 | 0 | 0
6 | 27 | 19 | 3 | 1.7931 | 0 | 2.4469 | 0 | 0 | 0 | 0.0012057 | 0.25194 | 0 | 0 | 3.9574 | 0 | 8.4505 | 0 | 0 | 0 | 0 | 0 | 0 | 0 | 0 | 0 | 0 | 0 | 0 | 0 | 0.45131 | 0 | 0.88038 | 0 | 1.2538 | 0 | 0.42 | 0.6901 | 0 | 0 | 0 | 0 | 3.6956 | 0 | 0 | 0 | 0 | 0 | 0 | 0 | 0 | 0 | 0 | 0 | 0 | 0
6 | 27 | 20 | 3 | 1.7931 | 0 | 2.4469 | 0 | 0 | 0 | 0.0012057 | 0.19123 | 0 | 0 | 3.5839 | 0 | 8.0164 | 0 | 0 | 0 | 0 | 0 | 0 | 0 | 0 | 0 | 0 | 0 | 0 | 0 | 0.45131 | 0 | 1.1038 | 0 | 0.86526 | 0 | 0.3675 | 0.6901 | 0 | 0 | 0 | 0 | 3.478 | 0 | 0 | 0 | 0 | 0 | 0 | 0 | 0 | 0 | 0 | 0 | 0 | 0
6 | 27 | 21 | 3 | 1.7931 | 0 | 2.4469 | 0 | 0 | 0 | 0.0012057 | 0.15692 | 0 | 0 | 3.9573 | 0 | 8.3554 | 0 | 0 | 0 | 0 | 0 | 0 | 0 | 0 | 0 | 0 | 0 | 0 | 0 | 0.45131 | 0 | 1.2156 | 0 | 0.66739 | 0 | 0.4725 | 0.6901 | 0 | 0 | 0 | 0 | 3.4969 | 0 | 0 | 0 | 0 | 0 | 0 | 0 | 0 | 0 | 0 | 0 | 0 | 0
6 | 27 | 22 | 3 | 1.7931 | 0 | 2.4469 | 0 | 0 | 0 | 0.0012057 | 0.14358 | 0 | 0 | 3.5779 | 0 | 7.9627 | 0 | 0 | 0 | 0 | 0 | 0 | 0 | 0 | 0 | 0 | 0 | 0 | 0 | 0.45131 | 0 | 1.1038 | 0 | 0.58511 | 0 | 0.315 | 0.6901 | 0 | 0 | 0 | 0 | 3.1454 | 0 | 0 | 0 | 0 | 0 | 0 | 0 | 0 | 0 | 0 | 0 | 0 | 0
6 | 27 | 23 | 3 | 1.7931 | 0 | 2.4469 | 0 | 0 | 0 | 0.0012057 | 0.12689 | 0 | 0 | 0.5361 | 0 | 4.9042 | 0 | 0 | 0 | 0 | 0 | 0 | 0 | 0 | 0 | 0 | 0 | 0 | 0 | 0.45131 | 0 | 0.88038 | 0 | 0.48538 | 0 | 0.0525 | 0.6901 | 0 | 0 | 0 | 0 | 2.5597 | 0 | 0 | 0 | 0 | 0 | 0 | 0 | 0 | 0 | 0 | 0 | 0 | 0
6 | 27 | 24 | 3 | 1.7931 | 0 | 2.4469 | 0 | 0 | 0 | 0.0012057 | 0.11857 | 0 | 0 | 0.53616 | 0 | 4.896 | 0 | 0 | 0 | 0 | 0 | 0 | 0 | 0 | 0 | 0 | 0 | 0 | 0 | 0.45131 | 0 | 0.54519 | 0 | 0.43969 | 0 | 0.0525 | 0.6901 | 0 | 0 | 0 | 0 | 2.1788 | 0 | 0 | 0 | 0 | 0 | 0 | 0 | 0 | 0 | 0 | 0 | 0 | 0
6 | 28 | 1 | 4 | 1.7931 | 0 | 2.4469 | 0 | 0 | 0 | 0.0012057 | 0.11756 | 0 | 0 | 0.53627 | 0 | 4.8951 | 0 | 0 | 0 | 0 | 0 | 0 | 0 | 0 | 0 | 0 | 0 | 0 | 0 | 0.45131 | 0 | 0.32173 | 0 | 0.42718 | 0 | 0.0525 | 0.6901 | 0 | 0 | 0 | 0 | 1.9428 | 0 | 0 | 0 | 0 | 0 | 0 | 0 | 0 | 0 | 0 | 0 | 0 | 0
6 | 28 | 2 | 4 | 1.7931 | 0 | 2.4469 | 0 | 0 | 0 | 0.0012057 | 0.10295 | 0 | 0 | 0.53641 | 0 | 4.8806 | 0 | 0 | 0 | 0 | 0 | 0 | 0 | 0 | 0 | 0 | 0 | 0 | 0 | 0.45131 | 0 | 0.32173 | 0 | 0.3359 | 0 | 0.0525 | 0.6901 | 0 | 0 | 0 | 0 | 1.8515 | 0 | 0 | 0 | 0 | 0 | 0 | 0 | 0 | 0 | 0 | 0 | 0 | 0
6 | 28 | 3 | 4 | 1.7931 | 0 | 2.4469 | 0 | 0 | 0 | 0.0012057 | 0.099962 | 0 | 0 | 0.53648 | 0 | 4.8777 | 0 | 0 | 0 | 0 | 0 | 0 | 0 | 0 | 0 | 0 | 0 | 0 | 0 | 0.45131 | 0 | 0.32173 | 0 | 0.32363 | 0 | 0.0525 | 0.6901 | 0 | 0 | 0 | 0 | 1.8393 | 0 | 0 | 0 | 0 | 0 | 0 | 0 | 0 | 0 | 0 | 0 | 0 | 0
6 | 28 | 4 | 4 | 1.7931 | 0 | 2.4469 | 0 | 0 | 0 | 0.0012057 | 0.098245 | 0 | 0 | 0.53652 | 0 | 4.876 | 0 | 0 | 0 | 0 | 0 | 0 | 0 | 0 | 0 | 0 | 0 | 0 | 0 | 0.45131 | 0 | 0.32173 | 0 | 0.31164 | 0 | 0.0525 | 0.6901 | 0 | 0 | 0 | 0 | 1.8273 | 0 | 0 | 0 | 0 | 0 | 0 | 0 | 0 | 0 | 0 | 0 | 0 | 0
6 | 28 | 5 | 4 | 1.7931 | 0 | 2.4469 | 0 | 0 | 0 | 0.0012057 | 0.094429 | 0 | 0 | 0.53655 | 0 | 4.8722 | 0 | 0 | 0 | 0 | 0 | 0 | 0 | 0 | 0 | 0 | 0 | 0 | 0 | 0.45131 | 0 | 0.32173 | 0 | 0.28775 | 0 | 0.0525 | 0.6901 | 0 | 0 | 0 | 0 | 1.8034 | 0 | 0 | 0 | 0 | 0 | 0 | 0 | 0 | 0 | 0 | 0 | 0 | 0
6 | 28 | 6 | 4 | 1.7931 | 0 | 2.4469 | 0 | 0 | 0 | 0.0012057 | 0.13653 | 0 | 0 | 3.0248 | 0 | 7.4026 | 0 | 0 | 0 | 0 | 0 | 0 | 0 | 0 | 0 | 0 | 0 | 0 | 0 | 0.45131 | 0 | 0.54519 | 0 | 0.48699 | 0 | 0.315 | 0.6901 | 0 | 0 | 0 | 0 | 2.4886 | 0 | 0 | 0 | 0 | 0 | 0 | 0 | 0 | 0 | 0 | 0 | 0 | 0
6 | 28 | 7 | 4 | 1.7931 | 0 | 2.4469 | 0 | 0 | 0 | 0.0012057 | 0.20025 | 0 | 0 | 3.9575 | 0 | 8.399 | 0 | 0 | 0 | 0 | 0 | 0 | 0 | 0 | 0 | 0 | 0 | 0 | 0 | 0.45131 | 0 | 0.71279 | 0 | 0.79485 | 0 | 0.525 | 0.6901 | 0 | 0 | 0 | 0 | 3.174 | 0 | 0 | 0 | 0 | 0 | 0 | 0 | 0 | 0 | 0 | 0 | 0 | 0
6 | 28 | 8 | 4 | 1.7931 | 0 | 13.5789 | 0 | 0 | 0 | 0.0012057 | 0.42018 | 0 | 0 | 3.9575 | 0 | 19.7508 | 0 | 0 | 0 | 0 | 0 | 0 | 0 | 0 | 0 | 0 | 0 | 0 | 0 | 0.45131 | 0 | 0.71279 | 0 | 1.7241 | 0 | 0.42 | 0.6901 | 0 | 0 | 0 | 0 | 3.9983 | 0 | 0 | 0 | 0 | 0 | 0 | 0 | 0 | 0 | 0 | 0 | 0 | 0
6 | 28 | 9 | 4 | 1.7931 | 0 | 13.5789 | 0 | 0 | 0 | 0.0012057 | 0.46317 | 0 | 0 | 4.1197 | 0 | 19.9561 | 0 | 0 | 0 | 0 | 0 | 0 | 0 | 0 | 0 | 0 | 0 | 0 | 0 | 0.45131 | 0 | 0.71279 | 0 | 2.3296 | 0 | 0.315 | 0.6901 | 0 | 0 | 0 | 0 | 4.4988 | 0 | 0 | 0 | 0 | 0 | 0 | 0 | 0 | 0 | 0 | 0 | 0 | 0
6 | 28 | 10 | 4 | 1.7931 | 0 | 13.5789 | 0 | 0 | 0 | 0.0012057 | 0.45745 | 0 | 0 | 3.0246 | 0 | 18.8553 | 0 | 0 | 0 | 0 | 0 | 0 | 0 | 0 | 0 | 0 | 0 | 0 | 0 | 0.45131 | 0 | 0.71279 | 0 | 2.3765 | 0 | 0.315 | 0.6901 | 0 | 0 | 0 | 0 | 4.5457 | 0 | 0 | 0 | 0 | 0 | 0 | 0 | 0 | 0 | 0 | 0 | 0 | 0
6 | 28 | 11 | 4 | 1.7931 | 0 | 13.5789 | 0 | 0 | 0 | 0.0012057 | 0.46878 | 0 | 0 | 3.5222 | 0 | 19.3642 | 0 | 0 | 0 | 0 | 0 | 0 | 0 | 0 | 0 | 0 | 0 | 0 | 0 | 0.45131 | 0 | 0.54519 | 0 | 2.4691 | 0 | 0.3675 | 0.6901 | 0 | 0 | 0 | 0 | 4.5232 | 0 | 0 | 0 | 0 | 0 | 0 | 0 | 0 | 0 | 0 | 0 | 0 | 0
6 | 28 | 12 | 4 | 1.7931 | 0 | 8.6313 | 0 | 0 | 0 | 0.0012057 | 0.39706 | 0 | 0 | 3.9574 | 0 | 14.7801 | 0 | 0 | 0 | 0 | 0 | 0 | 0 | 0 | 0 | 0 | 0 | 0 | 0 | 0.45131 | 0 | 0.54519 | 0 | 2.0706 | 0 | 0.42 | 0.6901 | 0 | 0 | 0 | 0 | 4.1772 | 0 | 0 | 0 | 0 | 0 | 0 | 0 | 0 | 0 | 0 | 0 | 0 | 0
6 | 28 | 13 | 4 | 1.7931 | 0 | 13.5789 | 0 | 0 | 0 | 0.0012057 | 0.40149 | 0 | 0 | 3.584 | 0 | 19.3587 | 0 | 0 | 0 | 0 | 0 | 0 | 0 | 0 | 0 | 0 | 0 | 0 | 0 | 0.45131 | 0 | 0.54519 | 0 | 2.0687 | 0 | 0.3675 | 0.6901 | 0 | 0 | 0 | 0 | 4.1228 | 0 | 0 | 0 | 0 | 0 | 0 | 0 | 0 | 0 | 0 | 0 | 0 | 0
6 | 28 | 14 | 4 | 1.7931 | 0 | 13.5789 | 0 | 0 | 0 | 0.0012057 | 0.43189 | 0 | 0 | 3.5223 | 0 | 19.3274 | 0 | 0 | 0 | 0 | 0 | 0 | 0 | 0 | 0 | 0 | 0 | 0 | 0 | 0.45131 | 0 | 0.54519 | 0 | 2.2897 | 0 | 0.3675 | 0.6901 | 0 | 0 | 0 | 0 | 4.3438 | 0 | 0 | 0 | 0 | 0 | 0 | 0 | 0 | 0 | 0 | 0 | 0 | 0
6 | 28 | 15 | 4 | 1.7931 | 0 | 13.5789 | 0 | 0 | 0 | 0.0012057 | 0.41963 | 0 | 0 | 3.0246 | 0 | 18.8175 | 0 | 0 | 0 | 0 | 0 | 0 | 0 | 0 | 0 | 0 | 0 | 0 | 0 | 0.45131 | 0 | 0.54519 | 0 | 2.1608 | 0 | 0.315 | 0.6901 | 0 | 0 | 0 | 0 | 4.1624 | 0 | 0 | 0 | 0 | 0 | 0 | 0 | 0 | 0 | 0 | 0 | 0 | 0
6 | 28 | 16 | 4 | 1.7931 | 0 | 13.5789 | 0 | 0 | 0 | 0.0012057 | 0.42346 | 0 | 0 | 3.0246 | 0 | 18.8213 | 0 | 0 | 0 | 0 | 0 | 0 | 0 | 0 | 0 | 0 | 0 | 0 | 0 | 0.45131 | 0 | 0.54519 | 0 | 2.2415 | 0 | 0.315 | 0.6901 | 0 | 0 | 0 | 0 | 4.2431 | 0 | 0 | 0 | 0 | 0 | 0 | 0 | 0 | 0 | 0 | 0 | 0 | 0
6 | 28 | 17 | 4 | 1.7931 | 0 | 13.5789 | 0 | 0 | 0 | 0.0012057 | 0.4568 | 0 | 0 | 3.9574 | 0 | 19.7874 | 0 | 0 | 0 | 0 | 0 | 0 | 0 | 0 | 0 | 0 | 0 | 0 | 0 | 0.45131 | 0 | 0.54519 | 0 | 2.4706 | 0 | 0.525 | 0.6901 | 0 | 0 | 0 | 0 | 4.6822 | 0 | 0 | 0 | 0 | 0 | 0 | 0 | 0 | 0 | 0 | 0 | 0 | 0
6 | 28 | 18 | 4 | 1.7931 | 0 | 9.8682 | 0 | 0 | 0 | 0.0012057 | 0.38326 | 0 | 0 | 6.0607 | 0 | 18.1065 | 0 | 0 | 0 | 0 | 0 | 0 | 0 | 0 | 0 | 0 | 0 | 0 | 0 | 0.45131 | 0 | 0.54519 | 0 | 2.1174 | 0 | 0.525 | 0.6901 | 0 | 0 | 0 | 0 | 4.329 | 0 | 0 | 0 | 0 | 0 | 0 | 0 | 0 | 0 | 0 | 0 | 0 | 0
6 | 28 | 19 | 4 | 1.7931 | 0 | 2.4469 | 0 | 0 | 0 | 0.0012057 | 0.24444 | 0 | 0 | 3.9574 | 0 | 8.4431 | 0 | 0 | 0 | 0 | 0 | 0 | 0 | 0 | 0 | 0 | 0 | 0 | 0 | 0.45131 | 0 | 0.88038 | 0 | 1.2141 | 0 | 0.42 | 0.6901 | 0 | 0 | 0 | 0 | 3.6559 | 0 | 0 | 0 | 0 | 0 | 0 | 0 | 0 | 0 | 0 | 0 | 0 | 0
6 | 28 | 20 | 4 | 1.7931 | 0 | 2.4469 | 0 | 0 | 0 | 0.0012057 | 0.18699 | 0 | 0 | 3.584 | 0 | 8.0122 | 0 | 0 | 0 | 0 | 0 | 0 | 0 | 0 | 0 | 0 | 0 | 0 | 0 | 0.45131 | 0 | 1.1038 | 0 | 0.87006 | 0 | 0.3675 | 0.6901 | 0 | 0 | 0 | 0 | 3.4828 | 0 | 0 | 0 | 0 | 0 | 0 | 0 | 0 | 0 | 0 | 0 | 0 | 0
6 | 28 | 21 | 4 | 1.7931 | 0 | 2.4469 | 0 | 0 | 0 | 0.0012057 | 0.17582 | 0 | 0 | 3.9573 | 0 | 8.3744 | 0 | 0 | 0 | 0 | 0 | 0 | 0 | 0 | 0 | 0 | 0 | 0 | 0 | 0.45131 | 0 | 1.2156 | 0 | 0.83268 | 0 | 0.4725 | 0.6901 | 0 | 0 | 0 | 0 | 3.6622 | 0 | 0 | 0 | 0 | 0 | 0 | 0 | 0 | 0 | 0 | 0 | 0 | 0
6 | 28 | 22 | 4 | 1.7931 | 0 | 2.4469 | 0 | 0 | 0 | 0.0012057 | 0.14775 | 0 | 0 | 3.5779 | 0 | 7.9669 | 0 | 0 | 0 | 0 | 0 | 0 | 0 | 0 | 0 | 0 | 0 | 0 | 0 | 0.45131 | 0 | 1.1038 | 0 | 0.64618 | 0 | 0.315 | 0.6901 | 0 | 0 | 0 | 0 | 3.2064 | 0 | 0 | 0 | 0 | 0 | 0 | 0 | 0 | 0 | 0 | 0 | 0 | 0
6 | 28 | 23 | 4 | 1.7931 | 0 | 2.4469 | 0 | 0 | 0 | 0.0012057 | 0.12601 | 0 | 0 | 0.5361 | 0 | 4.9033 | 0 | 0 | 0 | 0 | 0 | 0 | 0 | 0 | 0 | 0 | 0 | 0 | 0 | 0.45131 | 0 | 0.88038 | 0 | 0.53861 | 0 | 0.0525 | 0.6901 | 0 | 0 | 0 | 0 | 2.6129 | 0 | 0 | 0 | 0 | 0 | 0 | 0 | 0 | 0 | 0 | 0 | 0 | 0
6 | 28 | 24 | 4 | 1.7931 | 0 | 2.4469 | 0 | 0 | 0 | 0.0012057 | 0.11887 | 0 | 0 | 0.53615 | 0 | 4.8962 | 0 | 0 | 0 | 0 | 0 | 0 | 0 | 0 | 0 | 0 | 0 | 0 | 0 | 0.45131 | 0 | 0.54519 | 0 | 0.49162 | 0 | 0.0525 | 0.6901 | 0 | 0 | 0 | 0 | 2.2307 | 0 | 0 | 0 | 0 | 0 | 0 | 0 | 0 | 0 | 0 | 0 | 0 | 0
6 | 29 | 1 | 5 | 1.7931 | 0 | 2.4469 | 0 | 0 | 0 | 0.0012057 | 0.12082 | 0 | 0 | 0.53626 | 0 | 4.8983 | 0 | 0 | 0 | 0 | 0 | 0 | 0 | 0 | 0 | 0 | 0 | 0 | 0 | 0.45131 | 0 | 0.32173 | 0 | 0.49307 | 0 | 0.0525 | 0.6901 | 0 | 0 | 0 | 0 | 2.0087 | 0 | 0 | 0 | 0 | 0 | 0 | 0 | 0 | 0 | 0 | 0 | 0 | 0
6 | 29 | 2 | 5 | 1.7931 | 0 | 2.4469 | 0 | 0 | 0 | 0.0012057 | 0.094908 | 0 | 0 | 0.53637 | 0 | 4.8725 | 0 | 0 | 0 | 0 | 0 | 0 | 0 | 0 | 0 | 0 | 0 | 0 | 0 | 0.45131 | 0 | 0.32173 | 0 | 0.32213 | 0 | 0.0525 | 0.6901 | 0 | 0 | 0 | 0 | 1.8378 | 0 | 0 | 0 | 0 | 0 | 0 | 0 | 0 | 0 | 0 | 0 | 0 | 0
6 | 29 | 3 | 5 | 1.7931 | 0 | 2.4469 | 0 | 0 | 0 | 0.0012057 | 0.087374 | 0 | 0 | 0.53645 | 0 | 4.8651 | 0 | 0 | 0 | 0 | 0 | 0 | 0 | 0 | 0 | 0 | 0 | 0 | 0 | 0.45131 | 0 | 0.32173 | 0 | 0.25775 | 0 | 0.0525 | 0.6901 | 0 | 0 | 0 | 0 | 1.7734 | 0 | 0 | 0 | 0 | 0 | 0 | 0 | 0 | 0 | 0 | 0 | 0 | 0
6 | 29 | 4 | 5 | 1.7931 | 0 | 2.4469 | 0 | 0 | 0 | 0.0012057 | 0.069705 | 0 | 0 | 0.53649 | 0 | 4.8474 | 0 | 0 | 0 | 0 | 0 | 0 | 0 | 0 | 0 | 0 | 0 | 0 | 0 | 0.45131 | 0 | 0.32173 | 0 | 0.15887 | 0 | 0.0525 | 0.6901 | 0 | 0 | 0 | 0 | 1.6745 | 0 | 0 | 0 | 0 | 0 | 0 | 0 | 0 | 0 | 0 | 0 | 0 | 0
6 | 29 | 5 | 5 | 1.7931 | 0 | 2.4469 | 0 | 0 | 0 | 0.0012057 | 0.056847 | 0 | 0 | 0.53653 | 0 | 4.8346 | 0 | 0 | 0 | 0 | 0 | 0 | 0 | 0 | 0 | 0 | 0 | 0 | 0 | 0.45131 | 0 | 0.32173 | 0 | 0.090584 | 0 | 0.0525 | 0.6901 | 0 | 0 | 0 | 0 | 1.6062 | 0 | 0 | 0 | 0 | 0 | 0 | 0 | 0 | 0 | 0 | 0 | 0 | 0
6 | 29 | 6 | 5 | 1.7931 | 0 | 2.4469 | 0 | 0 | 0 | 0.0012057 | 0.083787 | 0 | 0 | 3.0248 | 0 | 7.3498 | 0 | 0 | 0 | 0 | 0 | 0 | 0 | 0 | 0 | 0 | 0 | 0 | 0 | 0.45131 | 0 | 0.54519 | 0 | 0.22618 | 0 | 0.315 | 0.6901 | 0 | 0 | 0 | 0 | 2.2278 | 0 | 0 | 0 | 0 | 0 | 0 | 0 | 0 | 0 | 0 | 0 | 0 | 0
6 | 29 | 7 | 5 | 1.7931 | 0 | 2.4469 | 0 | 0 | 0 | 0.0012057 | 0.14038 | 0 | 0 | 3.9575 | 0 | 8.3391 | 0 | 0 | 0 | 0 | 0 | 0 | 0 | 0 | 0 | 0 | 0 | 0 | 0 | 0.45131 | 0 | 0.71279 | 0 | 0.50042 | 0 | 0.525 | 0.6901 | 0 | 0 | 0 | 0 | 2.8796 | 0 | 0 | 0 | 0 | 0 | 0 | 0 | 0 | 0 | 0 | 0 | 0 | 0
6 | 29 | 8 | 5 | 1.7931 | 0 | 13.5789 | 0 | 0 | 0 | 0.0012057 | 0.30714 | 0 | 0 | 3.9575 | 0 | 19.6378 | 0 | 0 | 0 | 0 | 0 | 0 | 0 | 0 | 0 | 0 | 0 | 0 | 0 | 0.45131 | 0 | 0.71279 | 0 | 1.3016 | 0 | 0.42 | 0.6901 | 0 | 0 | 0 | 0 | 3.5758 | 0 | 0 | 0 | 0 | 0 | 0 | 0 | 0 | 0 | 0 | 0 | 0 | 0
6 | 29 | 9 | 5 | 1.7931 | 0 | 13.5789 | 0 | 0 | 0 | 0.0012057 | 0.35916 | 0 | 0 | 4.1198 | 0 | 19.8521 | 0 | 0 | 0 | 0 | 0 | 0 | 0 | 0 | 0 | 0 | 0 | 0 | 0 | 0.45131 | 0 | 0.71279 | 0 | 1.5807 | 0 | 0.315 | 0.6901 | 0 | 0 | 0 | 0 | 3.7499 | 0 | 0 | 0 | 0 | 0 | 0 | 0 | 0 | 0 | 0 | 0 | 0 | 0
6 | 29 | 10 | 5 | 1.7931 | 0 | 13.5789 | 0 | 0 | 0 | 0.0012057 | 0.39168 | 0 | 0 | 3.0247 | 0 | 18.7895 | 0 | 0 | 0 | 0 | 0 | 0 | 0 | 0 | 0 | 0 | 0 | 0 | 0 | 0.45131 | 0 | 0.71279 | 0 | 1.9455 | 0 | 0.315 | 0.6901 | 0 | 0 | 0 | 0 | 4.1147 | 0 | 0 | 0 | 0 | 0 | 0 | 0 | 0 | 0 | 0 | 0 | 0 | 0
6 | 29 | 11 | 5 | 1.7931 | 0 | 13.5789 | 0 | 0 | 0 | 0.0012057 | 0.43379 | 0 | 0 | 3.5223 | 0 | 19.3293 | 0 | 0 | 0 | 0 | 0 | 0 | 0 | 0 | 0 | 0 | 0 | 0 | 0 | 0.45131 | 0 | 0.54519 | 0 | 2.2234 | 0 | 0.3675 | 0.6901 | 0 | 0 | 0 | 0 | 4.2775 | 0 | 0 | 0 | 0 | 0 | 0 | 0 | 0 | 0 | 0 | 0 | 0 | 0
6 | 29 | 12 | 5 | 1.7931 | 0 | 8.6313 | 0 | 0 | 0 | 0.0012057 | 0.39885 | 0 | 0 | 3.9574 | 0 | 14.7819 | 0 | 0 | 0 | 0 | 0 | 0 | 0 | 0 | 0 | 0 | 0 | 0 | 0 | 0.45131 | 0 | 0.54519 | 0 | 2.0462 | 0 | 0.42 | 0.6901 | 0 | 0 | 0 | 0 | 4.1528 | 0 | 0 | 0 | 0 | 0 | 0 | 0 | 0 | 0 | 0 | 0 | 0 | 0
6 | 29 | 13 | 5 | 1.7931 | 0 | 13.5789 | 0 | 0 | 0 | 0.0012057 | 0.47319 | 0 | 0 | 3.5841 | 0 | 19.4305 | 0 | 0 | 0 | 0 | 0 | 0 | 0 | 0 | 0 | 0 | 0 | 0 | 0 | 0.45131 | 0 | 0.54519 | 0 | 2.4808 | 0 | 0.3675 | 0.6901 | 0 | 0 | 0 | 0 | 4.5349 | 0 | 0 | 0 | 0 | 0 | 0 | 0 | 0 | 0 | 0 | 0 | 0 | 0
6 | 29 | 14 | 5 | 1.7931 | 0 | 13.5789 | 0 | 0 | 0 | 0.0012057 | 0.49685 | 0 | 0 | 3.5223 | 0 | 19.3923 | 0 | 0 | 0 | 0 | 0 | 0 | 0 | 0 | 0 | 0 | 0 | 0 | 0 | 0.45131 | 0 | 0.54519 | 0 | 2.7186 | 0 | 0.3675 | 0.6901 | 0 | 0 | 0 | 0 | 4.7727 | 0 | 0 | 0 | 0 | 0 | 0 | 0 | 0 | 0 | 0 | 0 | 0 | 0
6 | 29 | 15 | 5 | 1.7931 | 0 | 13.5789 | 0 | 0 | 0 | 0.0012057 | 0.50771 | 0 | 0 | 3.0246 | 0 | 18.9055 | 0 | 0 | 0 | 0 | 0 | 0 | 0 | 0 | 0 | 0 | 0 | 0 | 0 | 0.45131 | 0 | 0.54519 | 0 | 2.7471 | 0 | 0.315 | 0.6901 | 0 | 0 | 0 | 0 | 4.7488 | 0 | 0 | 0 | 0 | 0 | 0 | 0 | 0 | 0 | 0 | 0 | 0 | 0
6 | 29 | 16 | 5 | 1.7931 | 0 | 13.5789 | 0 | 0 | 0 | 0.0012057 | 0.51456 | 0 | 0 | 3.0246 | 0 | 18.9124 | 0 | 0 | 0 | 0 | 0 | 0 | 0 | 0 | 0 | 0 | 0 | 0 | 0 | 0.45131 | 0 | 0.54519 | 0 | 2.8439 | 0 | 0.315 | 0.6901 | 0 | 0 | 0 | 0 | 4.8456 | 0 | 0 | 0 | 0 | 0 | 0 | 0 | 0 | 0 | 0 | 0 | 0 | 0
6 | 29 | 17 | 5 | 1.7931 | 0 | 13.5789 | 0 | 0 | 0 | 0.0012057 | 0.51165 | 0 | 0 | 3.9574 | 0 | 19.8423 | 0 | 0 | 0 | 0 | 0 | 0 | 0 | 0 | 0 | 0 | 0 | 0 | 0 | 0.45131 | 0 | 0.54519 | 0 | 2.9766 | 0 | 0.525 | 0.6901 | 0 | 0 | 0 | 0 | 5.1882 | 0 | 0 | 0 | 0 | 0 | 0 | 0 | 0 | 0 | 0 | 0 | 0 | 0
6 | 29 | 18 | 5 | 1.7931 | 0 | 9.8682 | 0 | 0 | 0 | 0.0012057 | 0.41515 | 0 | 0 | 6.0606 | 0 | 18.1384 | 0 | 0 | 0 | 0 | 0 | 0 | 0 | 0 | 0 | 0 | 0 | 0 | 0 | 0.45131 | 0 | 0.54519 | 0 | 2.359 | 0 | 0.525 | 0.6901 | 0 | 0 | 0 | 0 | 4.5706 | 0 | 0 | 0 | 0 | 0 | 0 | 0 | 0 | 0 | 0 | 0 | 0 | 0
6 | 29 | 19 | 5 | 1.7931 | 0 | 2.4469 | 0 | 0 | 0 | 0.0012057 | 0.28388 | 0 | 0 | 3.9574 | 0 | 8.4825 | 0 | 0 | 0 | 0 | 0 | 0 | 0 | 0 | 0 | 0 | 0 | 0 | 0 | 0.45131 | 0 | 0.88038 | 0 | 1.5123 | 0 | 0.42 | 0.6901 | 0 | 0 | 0 | 0 | 3.9541 | 0 | 0 | 0 | 0 | 0 | 0 | 0 | 0 | 0 | 0 | 0 | 0 | 0
6 | 29 | 20 | 5 | 1.7931 | 0 | 2.4469 | 0 | 0 | 0 | 0.0012057 | 0.2152 | 0 | 0 | 3.584 | 0 | 8.0404 | 0 | 0 | 0 | 0 | 0 | 0 | 0 | 0 | 0 | 0 | 0 | 0 | 0 | 0.45131 | 0 | 1.1038 | 0 | 1.0322 | 0 | 0.3675 | 0.6901 | 0 | 0 | 0 | 0 | 3.645 | 0 | 0 | 0 | 0 | 0 | 0 | 0 | 0 | 0 | 0 | 0 | 0 | 0
6 | 29 | 21 | 5 | 1.7931 | 0 | 2.4469 | 0 | 0 | 0 | 0.0012057 | 0.17393 | 0 | 0 | 3.9573 | 0 | 8.3725 | 0 | 0 | 0 | 0 | 0 | 0 | 0 | 0 | 0 | 0 | 0 | 0 | 0 | 0.45131 | 0 | 1.2156 | 0 | 0.76765 | 0 | 0.4725 | 0.6901 | 0 | 0 | 0 | 0 | 3.5971 | 0 | 0 | 0 | 0 | 0 | 0 | 0 | 0 | 0 | 0 | 0 | 0 | 0
6 | 29 | 22 | 5 | 1.7931 | 0 | 2.4469 | 0 | 0 | 0 | 0.0012057 | 0.16153 | 0 | 0 | 3.5779 | 0 | 7.9807 | 0 | 0 | 0 | 0 | 0 | 0 | 0 | 0 | 0 | 0 | 0 | 0 | 0 | 0.45131 | 0 | 1.1038 | 0 | 0.70359 | 0 | 0.315 | 0.6901 | 0 | 0 | 0 | 0 | 3.2638 | 0 | 0 | 0 | 0 | 0 | 0 | 0 | 0 | 0 | 0 | 0 | 0 | 0
6 | 29 | 23 | 5 | 1.7931 | 0 | 2.4469 | 0 | 0 | 0 | 0.0012057 | 0.15261 | 0 | 0 | 0.53609 | 0 | 4.9299 | 0 | 0 | 0 | 0 | 0 | 0 | 0 | 0 | 0 | 0 | 0 | 0 | 0 | 0.45131 | 0 | 0.88038 | 0 | 0.65527 | 0 | 0.0525 | 0.6901 | 0 | 0 | 0 | 0 | 2.7296 | 0 | 0 | 0 | 0 | 0 | 0 | 0 | 0 | 0 | 0 | 0 | 0 | 0
6 | 29 | 24 | 5 | 1.7931 | 0 | 2.4469 | 0 | 0 | 0 | 0.0012057 | 0.13726 | 0 | 0 | 0.53615 | 0 | 4.9146 | 0 | 0 | 0 | 0 | 0 | 0 | 0 | 0 | 0 | 0 | 0 | 0 | 0 | 0.45131 | 0 | 0.54519 | 0 | 0.54704 | 0 | 0.0525 | 0.6901 | 0 | 0 | 0 | 0 | 2.2861 | 0 | 0 | 0 | 0 | 0 | 0 | 0 | 0 | 0 | 0 | 0 | 0 | 0
6 | 30 | 1 | 6 | 1.7931 | 0 | 2.4469 | 0 | 0 | 0 | 0.0012057 | 0.12561 | 0 | 0 | 0.53627 | 0 | 4.9031 | 0 | 0 | 0 | 0 | 0 | 0 | 0 | 0 | 0 | 0 | 0 | 0 | 0 | 0.45131 | 0 | 0.32173 | 0 | 0.47605 | 0 | 0.0525 | 0.6901 | 0 | 0 | 0 | 0 | 1.9917 | 0 | 0 | 0 | 0 | 0 | 0 | 0 | 0 | 0 | 0 | 0 | 0 | 0
6 | 30 | 2 | 6 | 1.7931 | 0 | 2.4469 | 0 | 0 | 0 | 0.0012057 | 0.11959 | 0 | 0 | 0.5364 | 0 | 4.8972 | 0 | 0 | 0 | 0 | 0 | 0 | 0 | 0 | 0 | 0 | 0 | 0 | 0 | 0.45131 | 0 | 0.32173 | 0 | 0.44411 | 0 | 0.0525 | 0.6901 | 0 | 0 | 0 | 0 | 1.9598 | 0 | 0 | 0 | 0 | 0 | 0 | 0 | 0 | 0 | 0 | 0 | 0 | 0
6 | 30 | 3 | 6 | 1.7931 | 0 | 2.4469 | 0 | 0 | 0 | 0.0012057 | 0.11221 | 0 | 0 | 0.53646 | 0 | 4.8899 | 0 | 0 | 0 | 0 | 0 | 0 | 0 | 0 | 0 | 0 | 0 | 0 | 0 | 0.45131 | 0 | 0.32173 | 0 | 0.3995 | 0 | 0.0525 | 0.6901 | 0 | 0 | 0 | 0 | 1.9151 | 0 | 0 | 0 | 0 | 0 | 0 | 0 | 0 | 0 | 0 | 0 | 0 | 0
6 | 30 | 4 | 6 | 1.7931 | 0 | 2.4469 | 0 | 0 | 0 | 0.0012057 | 0.11139 | 0 | 0 | 0.5365 | 0 | 4.8891 | 0 | 0 | 0 | 0 | 0 | 0 | 0 | 0 | 0 | 0 | 0 | 0 | 0 | 0.45131 | 0 | 0.32173 | 0 | 0.39286 | 0 | 0.0525 | 0.6901 | 0 | 0 | 0 | 0 | 1.9085 | 0 | 0 | 0 | 0 | 0 | 0 | 0 | 0 | 0 | 0 | 0 | 0 | 0
6 | 30 | 5 | 6 | 1.7931 | 0 | 2.4469 | 0 | 0 | 0 | 0.0012057 | 0.10683 | 0 | 0 | 0.53652 | 0 | 4.8846 | 0 | 0 | 0 | 0 | 0 | 0 | 0 | 0 | 0 | 0 | 0 | 0 | 0 | 0.45131 | 0 | 0.32173 | 0 | 0.36265 | 0 | 0.0525 | 0.6901 | 0 | 0 | 0 | 0 | 1.8783 | 0 | 0 | 0 | 0 | 0 | 0 | 0 | 0 | 0 | 0 | 0 | 0 | 0
6 | 30 | 6 | 6 | 1.7931 | 0 | 2.4469 | 0 | 0 | 0 | 0.0012057 | 0.16079 | 0 | 0 | 3.0248 | 0 | 7.4268 | 0 | 0 | 0 | 0 | 0 | 0 | 0 | 0 | 0 | 0 | 0 | 0 | 0 | 0.45131 | 0 | 0.54519 | 0 | 0.5907 | 0 | 0.315 | 0.6901 | 0 | 0 | 0 | 0 | 2.5923 | 0 | 0 | 0 | 0 | 0 | 0 | 0 | 0 | 0 | 0 | 0 | 0 | 0
6 | 30 | 7 | 6 | 1.7931 | 0 | 2.4469 | 0 | 0 | 0 | 0.0012057 | 0.26078 | 0 | 0 | 3.9575 | 0 | 8.4595 | 0 | 0 | 0 | 0 | 0 | 0 | 0 | 0 | 0 | 0 | 0 | 0 | 0 | 0.45131 | 0 | 0.71279 | 0 | 1.1602 | 0 | 0.525 | 0.6901 | 0 | 0 | 0 | 0 | 3.5394 | 0 | 0 | 0 | 0 | 0 | 0 | 0 | 0 | 0 | 0 | 0 | 0 | 0
6 | 30 | 8 | 6 | 1.7931 | 0 | 13.5789 | 0 | 0 | 0 | 0.0012057 | 0.46344 | 0 | 0 | 3.9574 | 0 | 19.7941 | 0 | 0 | 0 | 0 | 0 | 0 | 0 | 0 | 0 | 0 | 0 | 0 | 0 | 0.45131 | 0 | 0.71279 | 0 | 2.455 | 0 | 0.42 | 0.6901 | 0 | 0 | 0 | 0 | 4.7292 | 0 | 0 | 0 | 0 | 0 | 0 | 0 | 0 | 0 | 0 | 0 | 0 | 0
6 | 30 | 9 | 6 | 1.7931 | 0 | 13.5789 | 0 | 0 | 0 | 0.0012057 | 0.5053 | 0 | 0 | 4.1196 | 0 | 19.9981 | 0 | 0 | 0 | 0 | 0 | 0 | 0 | 0 | 0 | 0 | 0 | 0 | 0 | 0.45131 | 0 | 0.71279 | 0 | 2.8588 | 0 | 0.315 | 0.6901 | 0 | 0 | 0 | 0 | 5.028 | 0 | 0 | 0 | 0 | 0 | 0 | 0 | 0 | 0 | 0 | 0 | 0 | 0
6 | 30 | 10 | 6 | 1.7931 | 0 | 13.5789 | 0 | 0 | 0 | 0.0012057 | 0.50184 | 0 | 0 | 3.0246 | 0 | 18.8996 | 0 | 0 | 0 | 0 | 0 | 0 | 0 | 0 | 0 | 0 | 0 | 0 | 0 | 0.45131 | 0 | 0.71279 | 0 | 2.8457 | 0 | 0.315 | 0.6901 | 0 | 0 | 0 | 0 | 5.0149 | 0 | 0 | 0 | 0 | 0 | 0 | 0 | 0 | 0 | 0 | 0 | 0 | 0
6 | 30 | 11 | 6 | 1.7931 | 0 | 13.5789 | 0 | 0 | 0 | 0.0012057 | 0.54211 | 0 | 0 | 3.5222 | 0 | 19.4375 | 0 | 0 | 0 | 0 | 0 | 0 | 0 | 0 | 0 | 0 | 0 | 0 | 0 | 0.45131 | 0 | 0.54519 | 0 | 3.1459 | 0 | 0.3675 | 0.6901 | 0 | 0 | 0 | 0 | 5.2 | 0 | 0 | 0 | 0 | 0 | 0 | 0 | 0 | 0 | 0 | 0 | 0 | 0
6 | 30 | 12 | 6 | 1.7931 | 0 | 8.6313 | 0 | 0 | 0 | 0.0012057 | 0.52168 | 0 | 0 | 3.9574 | 0 | 14.9047 | 0 | 0 | 0 | 0 | 0 | 0 | 0 | 0 | 0 | 0 | 0 | 0 | 0 | 0.45131 | 0 | 0.54519 | 0 | 3.0888 | 0 | 0.42 | 0.6901 | 0 | 0 | 0 | 0 | 5.1954 | 0 | 0 | 0 | 0 | 0 | 0 | 0 | 0 | 0 | 0 | 0 | 0 | 0
6 | 30 | 13 | 6 | 1.7931 | 0 | 13.5789 | 0 | 0 | 0 | 0.0012057 | 0.55838 | 0 | 0 | 3.5839 | 0 | 19.5155 | 0 | 0 | 0 | 0 | 0 | 0 | 0 | 0 | 0 | 0 | 0 | 0 | 0 | 0.45131 | 0 | 0.54519 | 0 | 3.4104 | 0 | 0.3675 | 0.6901 | 0 | 0 | 0 | 0 | 5.4645 | 0 | 0 | 0 | 0 | 0 | 0 | 0 | 0 | 0 | 0 | 0 | 0 | 0
6 | 30 | 14 | 6 | 1.7931 | 0 | 13.5789 | 0 | 0 | 0 | 0.0012057 | 0.56344 | 0 | 0 | 3.5221 | 0 | 19.4588 | 0 | 0 | 0 | 0 | 0 | 0 | 0 | 0 | 0 | 0 | 0 | 0 | 0 | 0.45131 | 0 | 0.54519 | 0 | 3.5431 | 0 | 0.3675 | 0.6901 | 0 | 0 | 0 | 0 | 5.5972 | 0 | 0 | 0 | 0 | 0 | 0 | 0 | 0 | 0 | 0 | 0 | 0 | 0
6 | 30 | 15 | 6 | 1.7931 | 0 | 13.5789 | 0 | 0 | 0 | 0.0012057 | 0.59427 | 0 | 0 | 3.0244 | 0 | 18.9919 | 0 | 0 | 0 | 0 | 0 | 0 | 0 | 0 | 0 | 0 | 0 | 0 | 0 | 0.45131 | 0 | 0.54519 | 0 | 3.8876 | 0 | 0.315 | 0.6901 | 0 | 0 | 0 | 0 | 5.8892 | 0 | 0 | 0 | 0 | 0 | 0 | 0 | 0 | 0 | 0 | 0 | 0 | 0
6 | 30 | 16 | 6 | 1.7931 | 0 | 13.5789 | 0 | 0 | 0 | 0.0012057 | 0.60611 | 0 | 0 | 3.0244 | 0 | 19.0038 | 0 | 0 | 0 | 0 | 0 | 0 | 0 | 0 | 0 | 0 | 0 | 0 | 0 | 0.45131 | 0 | 0.54519 | 0 | 4.0444 | 0 | 0.315 | 0.6901 | 0 | 0 | 0 | 0 | 6.046 | 0 | 0 | 0 | 0 | 0 | 0 | 0 | 0 | 0 | 0 | 0 | 0 | 0
6 | 30 | 17 | 6 | 1.7931 | 0 | 13.5789 | 0 | 0 | 0 | 0.0012057 | 0.61015 | 0 | 0 | 3.9573 | 0 | 19.9407 | 0 | 0 | 0 | 0 | 0 | 0 | 0 | 0 | 0 | 0 | 0 | 0 | 0 | 0.45131 | 0 | 0.54519 | 0 | 4.2023 | 0 | 0.525 | 0.6901 | 0 | 0 | 0 | 0 | 6.4139 | 0 | 0 | 0 | 0 | 0 | 0 | 0 | 0 | 0 | 0 | 0 | 0 | 0
6 | 30 | 18 | 6 | 1.7931 | 0 | 9.8682 | 0 | 0 | 0 | 0.0012057 | 0.50101 | 0 | 0 | 6.0603 | 0 | 18.2239 | 0 | 0 | 0 | 0 | 0 | 0 | 0 | 0 | 0 | 0 | 0 | 0 | 0 | 0.45131 | 0 | 0.54519 | 0 | 3.2708 | 0 | 0.525 | 0.6901 | 0 | 0 | 0 | 0 | 5.4825 | 0 | 0 | 0 | 0 | 0 | 0 | 0 | 0 | 0 | 0 | 0 | 0 | 0
6 | 30 | 19 | 6 | 1.7931 | 0 | 2.4469 | 0 | 0 | 0 | 0.0012057 | 0.35045 | 0 | 0 | 3.9573 | 0 | 8.549 | 0 | 0 | 0 | 0 | 0 | 0 | 0 | 0 | 0 | 0 | 0 | 0 | 0 | 0.45131 | 0 | 0.88038 | 0 | 2.0675 | 0 | 0.42 | 0.6901 | 0 | 0 | 0 | 0 | 4.5093 | 0 | 0 | 0 | 0 | 0 | 0 | 0 | 0 | 0 | 0 | 0 | 0 | 0
6 | 30 | 20 | 6 | 1.7931 | 0 | 2.4469 | 0 | 0 | 0 | 0.0012057 | 0.28563 | 0 | 0 | 3.5837 | 0 | 8.1106 | 0 | 0 | 0 | 0 | 0 | 0 | 0 | 0 | 0 | 0 | 0 | 0 | 0 | 0.45131 | 0 | 1.1038 | 0 | 1.5548 | 0 | 0.3675 | 0.6901 | 0 | 0 | 0 | 0 | 4.1676 | 0 | 0 | 0 | 0 | 0 | 0 | 0 | 0 | 0 | 0 | 0 | 0 | 0
6 | 30 | 21 | 6 | 1.7931 | 0 | 2.4469 | 0 | 0 | 0 | 0.0012057 | 0.26673 | 0 | 0 | 3.9572 | 0 | 8.4652 | 0 | 0 | 0 | 0 | 0 | 0 | 0 | 0 | 0 | 0 | 0 | 0 | 0 | 0.45131 | 0 | 1.2156 | 0 | 1.4434 | 0 | 0.4725 | 0.6901 | 0 | 0 | 0 | 0 | 4.2729 | 0 | 0 | 0 | 0 | 0 | 0 | 0 | 0 | 0 | 0 | 0 | 0 | 0
6 | 30 | 22 | 6 | 1.7931 | 0 | 2.4469 | 0 | 0 | 0 | 0.0012057 | 0.25183 | 0 | 0 | 3.5777 | 0 | 8.0707 | 0 | 0 | 0 | 0 | 0 | 0 | 0 | 0 | 0 | 0 | 0 | 0 | 0 | 0.45131 | 0 | 1.1038 | 0 | 1.3232 | 0 | 0.315 | 0.6901 | 0 | 0 | 0 | 0 | 3.8834 | 0 | 0 | 0 | 0 | 0 | 0 | 0 | 0 | 0 | 0 | 0 | 0 | 0
6 | 30 | 23 | 6 | 1.7931 | 0 | 2.4469 | 0 | 0 | 0 | 0.0012057 | 0.23636 | 0 | 0 | 0.53592 | 0 | 5.0135 | 0 | 0 | 0 | 0 | 0 | 0 | 0 | 0 | 0 | 0 | 0 | 0 | 0 | 0.45131 | 0 | 0.88038 | 0 | 1.2002 | 0 | 0.0525 | 0.6901 | 0 | 0 | 0 | 0 | 3.2745 | 0 | 0 | 0 | 0 | 0 | 0 | 0 | 0 | 0 | 0 | 0 | 0 | 0
6 | 30 | 24 | 6 | 1.7931 | 0 | 2.4469 | 0 | 0 | 0 | 0.0012057 | 0.2216 | 0 | 0 | 0.53596 | 0 | 4.9988 | 0 | 0 | 0 | 0 | 0 | 0 | 0 | 0 | 0 | 0 | 0 | 0 | 0 | 0.45131 | 0 | 0.54519 | 0 | 1.1012 | 0 | 0.0525 | 0.6901 | 0 | 0 | 0 | 0 | 2.8403 | 0 | 0 | 0 | 0 | 0 | 0 | 0 | 0 | 0 | 0 | 0 | 0 | 0
7 | 1 | 1 | 7 | 1.7931 | 0 | 2.4469 | 0 | 0 | 0 | 0.0012057 | 0.20793 | 0 | 0 | 0.48706 | 0 | 4.9362 | 0 | 0 | 0 | 0 | 0 | 0 | 0 | 0 | 0 | 0 | 0 | 0 | 0 | 0.45131 | 0 | 0.32173 | 0 | 1.0064 | 0 | 0.0525 | 0.6901 | 0 | 0 | 0 | 0 | 2.522 | 0 | 0 | 0 | 0 | 0 | 0 | 0 | 0 | 0 | 0 | 0 | 0 | 0
7 | 1 | 2 | 7 | 1.7931 | 0 | 2.4469 | 0 | 0 | 0 | 0.0012057 | 0.19707 | 0 | 0 | 0.48698 | 0 | 4.9253 | 0 | 0 | 0 | 0 | 0 | 0 | 0 | 0 | 0 | 0 | 0 | 0 | 0 | 0.45131 | 0 | 0.32173 | 0 | 0.93811 | 0 | 0.0525 | 0.6901 | 0 | 0 | 0 | 0 | 2.4538 | 0 | 0 | 0 | 0 | 0 | 0 | 0 | 0 | 0 | 0 | 0 | 0 | 0
7 | 1 | 3 | 7 | 1.7931 | 0 | 2.4469 | 0 | 0 | 0 | 0.0012057 | 0.1838 | 0 | 0 | 0.48691 | 0 | 4.9119 | 0 | 0 | 0 | 0 | 0 | 0 | 0 | 0 | 0 | 0 | 0 | 0 | 0 | 0.45131 | 0 | 0.32173 | 0 | 0.85407 | 0 | 0.0525 | 0.6901 | 0 | 0 | 0 | 0 | 2.3697 | 0 | 0 | 0 | 0 | 0 | 0 | 0 | 0 | 0 | 0 | 0 | 0 | 0
7 | 1 | 4 | 7 | 1.7931 | 0 | 2.4469 | 0 | 0 | 0 | 0.0012057 | 0.16835 | 0 | 0 | 0.48686 | 0 | 4.8964 | 0 | 0 | 0 | 0 | 0 | 0 | 0 | 0 | 0 | 0 | 0 | 0 | 0 | 0.45131 | 0 | 0.32173 | 0 | 0.75564 | 0 | 0.0525 | 0.6901 | 0 | 0 | 0 | 0 | 2.2713 | 0 | 0 | 0 | 0 | 0 | 0 | 0 | 0 | 0 | 0 | 0 | 0 | 0
7 | 1 | 5 | 7 | 1.7931 | 0 | 2.4469 | 0 | 0 | 0 | 0.0012057 | 0.15552 | 0 | 0 | 0.48682 | 0 | 4.8836 | 0 | 0 | 0 | 0 | 0 | 0 | 0 | 0 | 0 | 0 | 0 | 0 | 0 | 0.45131 | 0 | 0.32173 | 0 | 0.67619 | 0 | 0.0525 | 0.6901 | 0 | 0 | 0 | 0 | 2.1918 | 0 | 0 | 0 | 0 | 0 | 0 | 0 | 0 | 0 | 0 | 0 | 0 | 0
7 | 1 | 6 | 7 | 1.7931 | 0 | 2.4469 | 0 | 0 | 0 | 0.0012057 | 0.23201 | 0 | 0 | 2.7301 | 0 | 7.2033 | 0 | 0 | 0 | 0 | 0 | 0 | 0 | 0 | 0 | 0 | 0 | 0 | 0 | 0.45131 | 0 | 0.54519 | 0 | 1.1714 | 0 | 0.315 | 0.6901 | 0 | 0 | 0 | 0 | 3.173 | 0 | 0 | 0 | 0 | 0 | 0 | 0 | 0 | 0 | 0 | 0 | 0 | 0
7 | 1 | 7 | 7 | 1.7931 | 0 | 2.4469 | 0 | 0 | 0 | 0.0012057 | 0.31658 | 0 | 0 | 3.9571 | 0 | 8.5149 | 0 | 0 | 0 | 0 | 0 | 0 | 0 | 0 | 0 | 0 | 0 | 0 | 0 | 0.45131 | 0 | 0.71279 | 0 | 1.7075 | 0 | 0.525 | 0.6901 | 0 | 0 | 0 | 0 | 4.0867 | 0 | 0 | 0 | 0 | 0 | 0 | 0 | 0 | 0 | 0 | 0 | 0 | 0
7 | 1 | 8 | 7 | 1.7931 | 0 | 13.5789 | 0 | 0 | 0 | 0.0012057 | 0.50579 | 0 | 0 | 4.188 | 0 | 20.067 | 0 | 0 | 0 | 0 | 0 | 0 | 0 | 0 | 0 | 0 | 0 | 0 | 0 | 0.45131 | 0 | 0.71279 | 0 | 2.9377 | 0 | 0.42 | 0.6901 | 0 | 0 | 0 | 0 | 5.2119 | 0 | 0 | 0 | 0 | 0 | 0 | 0 | 0 | 0 | 0 | 0 | 0 | 0
7 | 1 | 9 | 7 | 1.7931 | 0 | 13.5789 | 0 | 0 | 0 | 0.0012057 | 0.55045 | 0 | 0 | 2.7297 | 0 | 18.6534 | 0 | 0 | 0 | 0 | 0 | 0 | 0 | 0 | 0 | 0 | 0 | 0 | 0 | 0.45131 | 0 | 0.71279 | 0 | 3.3536 | 0 | 0.315 | 0.6901 | 0 | 0 | 0 | 0 | 5.5228 | 0 | 0 | 0 | 0 | 0 | 0 | 0 | 0 | 0 | 0 | 0 | 0 | 0
7 | 1 | 10 | 7 | 1.7931 | 0 | 13.5789 | 0 | 0 | 0 | 0.0012057 | 0.56283 | 0 | 0 | 2.7297 | 0 | 18.6657 | 0 | 0 | 0 | 0 | 0 | 0 | 0 | 0 | 0 | 0 | 0 | 0 | 0 | 0.45131 | 0 | 0.71279 | 0 | 3.5003 | 0 | 0.315 | 0.6901 | 0 | 0 | 0 | 0 | 5.6695 | 0 | 0 | 0 | 0 | 0 | 0 | 0 | 0 | 0 | 0 | 0 | 0 | 0
7 | 1 | 11 | 7 | 1.7931 | 0 | 13.5789 | 0 | 0 | 0 | 0.0012057 | 0.60149 | 0 | 0 | 3.1782 | 0 | 19.153 | 0 | 0 | 0 | 0 | 0 | 0 | 0 | 0 | 0 | 0 | 0 | 0 | 0 | 0.45131 | 0 | 0.54519 | 0 | 3.7463 | 0 | 0.3675 | 0.6901 | 0 | 0 | 0 | 0 | 5.8004 | 0 | 0 | 0 | 0 | 0 | 0 | 0 | 0 | 0 | 0 | 0 | 0 | 0
7 | 1 | 12 | 7 | 1.7931 | 0 | 8.6313 | 0 | 0 | 0 | 0.0012057 | 0.58346 | 0 | 0 | 3.6269 | 0 | 14.636 | 0 | 0 | 0 | 0 | 0 | 0 | 0 | 0 | 0 | 0 | 0 | 0 | 0 | 0.45131 | 0 | 0.54519 | 0 | 3.6963 | 0 | 0.42 | 0.6901 | 0 | 0 | 0 | 0 | 5.8029 | 0 | 0 | 0 | 0 | 0 | 0 | 0 | 0 | 0 | 0 | 0 | 0 | 0
7 | 1 | 13 | 7 | 1.7931 | 0 | 13.5789 | 0 | 0 | 0 | 0.0012057 | 0.66684 | 0 | 0 | 3.1782 | 0 | 19.2182 | 0 | 0 | 0 | 0 | 0 | 0 | 0 | 0 | 0 | 0 | 0 | 0 | 0 | 0.45131 | 0 | 0.54519 | 0 | 4.4414 | 0 | 0.3675 | 0.6901 | 0 | 0 | 0 | 0 | 6.4955 | 0 | 0 | 0 | 0 | 0 | 0 | 0 | 0 | 0 | 0 | 0 | 0 | 0
7 | 1 | 14 | 7 | 1.7931 | 0 | 13.5789 | 0 | 0 | 0 | 0.0012057 | 0.69173 | 0 | 0 | 3.1781 | 0 | 19.2431 | 0 | 0 | 0 | 0 | 0 | 0 | 0 | 0 | 0 | 0 | 0 | 0 | 0 | 0.45131 | 0 | 0.54519 | 0 | 4.6639 | 0 | 0.3675 | 0.6901 | 0 | 0 | 0 | 0 | 6.718 | 0 | 0 | 0 | 0 | 0 | 0 | 0 | 0 | 0 | 0 | 0 | 0 | 0
7 | 1 | 15 | 7 | 1.7931 | 0 | 13.5789 | 0 | 0 | 0 | 0.0012057 | 0.71536 | 0 | 0 | 2.7294 | 0 | 18.818 | 0 | 0 | 0 | 0 | 0 | 0 | 0 | 0 | 0 | 0 | 0 | 0 | 0 | 0.45131 | 0 | 0.54519 | 0 | 4.9571 | 0 | 0.315 | 0.6901 | 0 | 0 | 0 | 0 | 6.9588 | 0 | 0 | 0 | 0 | 0 | 0 | 0 | 0 | 0 | 0 | 0 | 0 | 0
7 | 1 | 16 | 7 | 1.7931 | 0 | 13.5789 | 0 | 0 | 0 | 0.0012057 | 0.70138 | 0 | 0 | 2.7294 | 0 | 18.804 | 0 | 0 | 0 | 0 | 0 | 0 | 0 | 0 | 0 | 0 | 0 | 0 | 0 | 0.45131 | 0 | 0.54519 | 0 | 4.9369 | 0 | 0.315 | 0.6901 | 0 | 0 | 0 | 0 | 6.9385 | 0 | 0 | 0 | 0 | 0 | 0 | 0 | 0 | 0 | 0 | 0 | 0 | 0
7 | 1 | 17 | 7 | 1.7931 | 0 | 13.5789 | 0 | 0 | 0 | 0.0012057 | 0.67406 | 0 | 0 | 3.9567 | 0 | 20.004 | 0 | 0 | 0 | 0 | 0 | 0 | 0 | 0 | 0 | 0 | 0 | 0 | 0 | 0.45131 | 0 | 0.54519 | 0 | 4.8011 | 0 | 0.525 | 0.6901 | 0 | 0 | 0 | 0 | 7.0127 | 0 | 0 | 0 | 0 | 0 | 0 | 0 | 0 | 0 | 0 | 0 | 0 | 0
7 | 1 | 18 | 7 | 1.7931 | 0 | 9.8682 | 0 | 0 | 0 | 0.0012057 | 0.56628 | 0 | 0 | 3.9567 | 0 | 16.1856 | 0 | 0 | 0 | 0 | 0 | 0 | 0 | 0 | 0 | 0 | 0 | 0 | 0 | 0.45131 | 0 | 0.54519 | 0 | 3.9787 | 0 | 0.525 | 0.6901 | 0 | 0 | 0 | 0 | 6.1903 | 0 | 0 | 0 | 0 | 0 | 0 | 0 | 0 | 0 | 0 | 0 | 0 | 0
7 | 1 | 19 | 7 | 1.7931 | 0 | 2.4469 | 0 | 0 | 0 | 0.0012057 | 0.39645 | 0 | 0 | 4.7411 | 0 | 9.3788 | 0 | 0 | 0 | 0 | 0 | 0 | 0 | 0 | 0 | 0 | 0 | 0 | 0 | 0.45131 | 0 | 0.88038 | 0 | 2.5735 | 0 | 0.42 | 0.6901 | 0 | 0 | 0 | 0 | 5.0153 | 0 | 0 | 0 | 0 | 0 | 0 | 0 | 0 | 0 | 0 | 0 | 0 | 0
7 | 1 | 20 | 7 | 1.7931 | 0 | 2.4469 | 0 | 0 | 0 | 0.0012057 | 0.31441 | 0 | 0 | 3.1779 | 0 | 7.7335 | 0 | 0 | 0 | 0 | 0 | 0 | 0 | 0 | 0 | 0 | 0 | 0 | 0 | 0.45131 | 0 | 1.1038 | 0 | 1.8624 | 0 | 0.3675 | 0.6901 | 0 | 0 | 0 | 0 | 4.4752 | 0 | 0 | 0 | 0 | 0 | 0 | 0 | 0 | 0 | 0 | 0 | 0 | 0
7 | 1 | 21 | 7 | 1.7931 | 0 | 2.4469 | 0 | 0 | 0 | 0.0012057 | 0.27906 | 0 | 0 | 3.9566 | 0 | 8.4769 | 0 | 0 | 0 | 0 | 0 | 0 | 0 | 0 | 0 | 0 | 0 | 0 | 0 | 0.45131 | 0 | 1.2156 | 0 | 1.5785 | 0 | 0.4725 | 0.6901 | 0 | 0 | 0 | 0 | 4.408 | 0 | 0 | 0 | 0 | 0 | 0 | 0 | 0 | 0 | 0 | 0 | 0 | 0
7 | 1 | 22 | 7 | 1.7931 | 0 | 2.4469 | 0 | 0 | 0 | 0.0012057 | 0.25867 | 0 | 0 | 2.8461 | 0 | 7.346 | 0 | 0 | 0 | 0 | 0 | 0 | 0 | 0 | 0 | 0 | 0 | 0 | 0 | 0.45131 | 0 | 1.1038 | 0 | 1.3944 | 0 | 0.315 | 0.6901 | 0 | 0 | 0 | 0 | 3.9546 | 0 | 0 | 0 | 0 | 0 | 0 | 0 | 0 | 0 | 0 | 0 | 0 | 0
7 | 1 | 23 | 7 | 1.7931 | 0 | 2.4469 | 0 | 0 | 0 | 0.0012057 | 0.2516 | 0 | 0 | 0.48567 | 0 | 4.9785 | 0 | 0 | 0 | 0 | 0 | 0 | 0 | 0 | 0 | 0 | 0 | 0 | 0 | 0.45131 | 0 | 0.88038 | 0 | 1.3241 | 0 | 0.0525 | 0.6901 | 0 | 0 | 0 | 0 | 3.3984 | 0 | 0 | 0 | 0 | 0 | 0 | 0 | 0 | 0 | 0 | 0 | 0 | 0
7 | 1 | 24 | 7 | 1.7931 | 0 | 2.4469 | 0 | 0 | 0 | 0.0012057 | 0.26352 | 0 | 0 | 0.48569 | 0 | 4.9904 | 0 | 0 | 0 | 0 | 0 | 0 | 0 | 0 | 0 | 0 | 0 | 0 | 0 | 0.45131 | 0 | 0.54519 | 0 | 1.3681 | 0 | 0.0525 | 0.6901 | 0 | 0 | 0 | 0 | 3.1072 | 0 | 0 | 0 | 0 | 0 | 0 | 0 | 0 | 0 | 0 | 0 | 0 | 0
7 | 2 | 1 | 1 | 1.7931 | 0 | 2.4469 | 0 | 0 | 0 | 0.0012057 | 0.25335 | 0 | 0 | 0.48575 | 0 | 4.9803 | 0 | 0 | 0 | 0 | 0 | 0 | 0 | 0 | 0 | 0 | 0 | 0 | 0 | 0.45131 | 0 | 0.32173 | 0 | 1.2403 | 0 | 0.0525 | 0.6901 | 0 | 0 | 0 | 0 | 2.756 | 0 | 0 | 0 | 0 | 0 | 0 | 0 | 0 | 0 | 0 | 0 | 0 | 0
7 | 2 | 2 | 1 | 1.7931 | 0 | 2.4469 | 0 | 0 | 0 | 0.0012057 | 0.22475 | 0 | 0 | 0.48583 | 0 | 4.9518 | 0 | 0 | 0 | 0 | 0 | 0 | 0 | 0 | 0 | 0 | 0 | 0 | 0 | 0.45131 | 0 | 0.32173 | 0 | 1.0838 | 0 | 0.0525 | 0.6901 | 0 | 0 | 0 | 0 | 2.5994 | 0 | 0 | 0 | 0 | 0 | 0 | 0 | 0 | 0 | 0 | 0 | 0 | 0
7 | 2 | 3 | 1 | 1.7931 | 0 | 2.4469 | 0 | 0 | 0 | 0.0012057 | 0.2366 | 0 | 0 | 0.48586 | 0 | 4.9637 | 0 | 0 | 0 | 0 | 0 | 0 | 0 | 0 | 0 | 0 | 0 | 0 | 0 | 0.45131 | 0 | 0.32173 | 0 | 1.1837 | 0 | 0.0525 | 0.6901 | 0 | 0 | 0 | 0 | 2.6994 | 0 | 0 | 0 | 0 | 0 | 0 | 0 | 0 | 0 | 0 | 0 | 0 | 0
7 | 2 | 4 | 1 | 1.7931 | 0 | 2.4469 | 0 | 0 | 0 | 0.0012057 | 0.21252 | 0 | 0 | 0.48585 | 0 | 4.9396 | 0 | 0 | 0 | 0 | 0 | 0 | 0 | 0 | 0 | 0 | 0 | 0 | 0 | 0.45131 | 0 | 0.32173 | 0 | 0.99803 | 0 | 0.0525 | 0.6901 | 0 | 0 | 0 | 0 | 2.5137 | 0 | 0 | 0 | 0 | 0 | 0 | 0 | 0 | 0 | 0 | 0 | 0 | 0
7 | 2 | 5 | 1 | 1.7931 | 0 | 2.4469 | 0 | 0 | 0 | 0.0012057 | 0.23038 | 0 | 0 | 0.48584 | 0 | 4.9574 | 0 | 0 | 0 | 0 | 0 | 0 | 0 | 0 | 0 | 0 | 0 | 0 | 0 | 0.45131 | 0 | 0.32173 | 0 | 1.1192 | 0 | 0.0525 | 0.6901 | 0 | 0 | 0 | 0 | 2.6349 | 0 | 0 | 0 | 0 | 0 | 0 | 0 | 0 | 0 | 0 | 0 | 0 | 0
7 | 2 | 6 | 1 | 1.7931 | 0 | 2.4469 | 0 | 0 | 0 | 0.0012057 | 0.29752 | 0 | 0 | 2.7291 | 0 | 7.2678 | 0 | 0 | 0 | 0 | 0 | 0 | 0 | 0 | 0 | 0 | 0 | 0 | 0 | 0.45131 | 0 | 0.54519 | 0 | 1.4612 | 0 | 0.315 | 0.6901 | 0 | 0 | 0 | 0 | 3.4628 | 0 | 0 | 0 | 0 | 0 | 0 | 0 | 0 | 0 | 0 | 0 | 0 | 0
7 | 2 | 7 | 1 | 1.7931 | 0 | 2.4469 | 0 | 0 | 0 | 0.0012057 | 0.36194 | 0 | 0 | 3.9566 | 0 | 8.5597 | 0 | 0 | 0 | 0 | 0 | 0 | 0 | 0 | 0 | 0 | 0 | 0 | 0 | 0.45131 | 0 | 0.71279 | 0 | 1.8535 | 0 | 0.525 | 0.6901 | 0 | 0 | 0 | 0 | 4.2327 | 0 | 0 | 0 | 0 | 0 | 0 | 0 | 0 | 0 | 0 | 0 | 0 | 0
7 | 2 | 8 | 1 | 1.7931 | 0 | 13.5789 | 0 | 0 | 0 | 0.0012057 | 0.54792 | 0 | 0 | 4.1866 | 0 | 20.1077 | 0 | 0 | 0 | 0 | 0 | 0 | 0 | 0 | 0 | 0 | 0 | 0 | 0 | 0.45131 | 0 | 0.71279 | 0 | 3.0544 | 0 | 0.42 | 0.6901 | 0 | 0 | 0 | 0 | 5.3286 | 0 | 0 | 0 | 0 | 0 | 0 | 0 | 0 | 0 | 0 | 0 | 0 | 0
7 | 2 | 9 | 1 | 1.7931 | 0 | 13.5789 | 0 | 0 | 0 | 0.0012057 | 0.57892 | 0 | 0 | 2.7288 | 0 | 18.681 | 0 | 0 | 0 | 0 | 0 | 0 | 0 | 0 | 0 | 0 | 0 | 0 | 0 | 0.45131 | 0 | 0.71279 | 0 | 3.5256 | 0 | 0.315 | 0.6901 | 0 | 0 | 0 | 0 | 5.6948 | 0 | 0 | 0 | 0 | 0 | 0 | 0 | 0 | 0 | 0 | 0 | 0 | 0
7 | 2 | 10 | 1 | 1.7931 | 0 | 13.5789 | 0 | 0 | 0 | 0.0012057 | 0.5994 | 0 | 0 | 2.7287 | 0 | 18.7014 | 0 | 0 | 0 | 0 | 0 | 0 | 0 | 0 | 0 | 0 | 0 | 0 | 0 | 0.45131 | 0 | 0.71279 | 0 | 3.8335 | 0 | 0.315 | 0.6901 | 0 | 0 | 0 | 0 | 6.0027 | 0 | 0 | 0 | 0 | 0 | 0 | 0 | 0 | 0 | 0 | 0 | 0 | 0
7 | 2 | 11 | 1 | 1.7931 | 0 | 13.5789 | 0 | 0 | 0 | 0.0012057 | 0.63602 | 0 | 0 | 3.1773 | 0 | 19.1865 | 0 | 0 | 0 | 0 | 0 | 0 | 0 | 0 | 0 | 0 | 0 | 0 | 0 | 0.45131 | 0 | 0.54519 | 0 | 4.2245 | 0 | 0.3675 | 0.6901 | 0 | 0 | 0 | 0 | 6.2786 | 0 | 0 | 0 | 0 | 0 | 0 | 0 | 0 | 0 | 0 | 0 | 0 | 0
7 | 2 | 12 | 1 | 1.7931 | 0 | 8.6313 | 0 | 0 | 0 | 0.0012057 | 0.61227 | 0 | 0 | 3.6259 | 0 | 14.6638 | 0 | 0 | 0 | 0 | 0 | 0 | 0 | 0 | 0 | 0 | 0 | 0 | 0 | 0.45131 | 0 | 0.54519 | 0 | 4.3362 | 0 | 0.42 | 0.6901 | 0 | 0 | 0 | 0 | 6.4428 | 0 | 0 | 0 | 0 | 0 | 0 | 0 | 0 | 0 | 0 | 0 | 0 | 0
7 | 2 | 13 | 1 | 1.7931 | 0 | 13.5789 | 0 | 0 | 0 | 0.0012057 | 0.69496 | 0 | 0 | 3.1772 | 0 | 19.2453 | 0 | 0 | 0 | 0 | 0 | 0 | 0 | 0 | 0 | 0 | 0 | 0 | 0 | 0.45131 | 0 | 0.54519 | 0 | 5.0428 | 0 | 0.3675 | 0.6901 | 0 | 0 | 0 | 0 | 7.0969 | 0 | 0 | 0 | 0 | 0 | 0 | 0 | 0 | 0 | 0 | 0 | 0 | 0
7 | 2 | 14 | 1 | 1.7931 | 0 | 13.5789 | 0 | 0 | 0 | 0.0012057 | 0.72018 | 0 | 0 | 3.1771 | 0 | 19.2705 | 0 | 0 | 0 | 0 | 0 | 0 | 0 | 0 | 0 | 0 | 0 | 0 | 0 | 0.45131 | 0 | 0.54519 | 0 | 5.342 | 0 | 0.3675 | 0.6901 | 0 | 0 | 0 | 0 | 7.3961 | 0 | 0 | 0 | 0 | 0 | 0 | 0 | 0 | 0 | 0 | 0 | 0 | 0
7 | 2 | 15 | 1 | 1.7931 | 0 | 13.5789 | 0 | 0 | 0 | 0.0012057 | 0.73009 | 0 | 0 | 2.7284 | 0 | 18.8317 | 0 | 0 | 0 | 0 | 0 | 0 | 0 | 0 | 0 | 0 | 0 | 0 | 0 | 0.45131 | 0 | 0.54519 | 0 | 5.2565 | 0 | 0.315 | 0.6901 | 0 | 0 | 0 | 0 | 7.2581 | 0 | 0 | 0 | 0 | 0 | 0 | 0 | 0 | 0 | 0 | 0 | 0 | 0
7 | 2 | 16 | 1 | 1.7931 | 0 | 13.5789 | 0 | 0 | 0 | 0.0012057 | 0.70408 | 0 | 0 | 2.7284 | 0 | 18.8057 | 0 | 0 | 0 | 0 | 0 | 0 | 0 | 0 | 0 | 0 | 0 | 0 | 0 | 0.45131 | 0 | 0.54519 | 0 | 5.0023 | 0 | 0.315 | 0.6901 | 0 | 0 | 0 | 0 | 7.0039 | 0 | 0 | 0 | 0 | 0 | 0 | 0 | 0 | 0 | 0 | 0 | 0 | 0
7 | 2 | 17 | 1 | 1.7931 | 0 | 13.5789 | 0 | 0 | 0 | 0.0012057 | 0.69983 | 0 | 0 | 3.9563 | 0 | 20.0293 | 0 | 0 | 0 | 0 | 0 | 0 | 0 | 0 | 0 | 0 | 0 | 0 | 0 | 0.45131 | 0 | 0.54519 | 0 | 5.0557 | 0 | 0.525 | 0.6901 | 0 | 0 | 0 | 0 | 7.2673 | 0 | 0 | 0 | 0 | 0 | 0 | 0 | 0 | 0 | 0 | 0 | 0 | 0
7 | 2 | 18 | 1 | 1.7931 | 0 | 9.8682 | 0 | 0 | 0 | 0.0012057 | 0.59189 | 0 | 0 | 3.9563 | 0 | 16.2107 | 0 | 0 | 0 | 0 | 0 | 0 | 0 | 0 | 0 | 0 | 0 | 0 | 0 | 0.45131 | 0 | 0.54519 | 0 | 4.1358 | 0 | 0.525 | 0.6901 | 0 | 0 | 0 | 0 | 6.3474 | 0 | 0 | 0 | 0 | 0 | 0 | 0 | 0 | 0 | 0 | 0 | 0 | 0
7 | 2 | 19 | 1 | 1.7931 | 0 | 2.4469 | 0 | 0 | 0 | 0.0012057 | 0.42633 | 0 | 0 | 4.7393 | 0 | 9.4069 | 0 | 0 | 0 | 0 | 0 | 0 | 0 | 0 | 0 | 0 | 0 | 0 | 0 | 0.45131 | 0 | 0.88038 | 0 | 2.8503 | 0 | 0.42 | 0.6901 | 0 | 0 | 0 | 0 | 5.2921 | 0 | 0 | 0 | 0 | 0 | 0 | 0 | 0 | 0 | 0 | 0 | 0 | 0
7 | 2 | 20 | 1 | 1.7931 | 0 | 2.4469 | 0 | 0 | 0 | 0.0012057 | 0.35646 | 0 | 0 | 3.177 | 0 | 7.7747 | 0 | 0 | 0 | 0 | 0 | 0 | 0 | 0 | 0 | 0 | 0 | 0 | 0 | 0.45131 | 0 | 1.1038 | 0 | 2.2596 | 0 | 0.3675 | 0.6901 | 0 | 0 | 0 | 0 | 4.8723 | 0 | 0 | 0 | 0 | 0 | 0 | 0 | 0 | 0 | 0 | 0 | 0 | 0
7 | 2 | 21 | 1 | 1.7931 | 0 | 2.4469 | 0 | 0 | 0 | 0.0012057 | 0.33451 | 0 | 0 | 3.9562 | 0 | 8.5319 | 0 | 0 | 0 | 0 | 0 | 0 | 0 | 0 | 0 | 0 | 0 | 0 | 0 | 0.45131 | 0 | 1.2156 | 0 | 2.1093 | 0 | 0.4725 | 0.6901 | 0 | 0 | 0 | 0 | 4.9388 | 0 | 0 | 0 | 0 | 0 | 0 | 0 | 0 | 0 | 0 | 0 | 0 | 0
7 | 2 | 22 | 1 | 1.7931 | 0 | 2.4469 | 0 | 0 | 0 | 0.0012057 | 0.32937 | 0 | 0 | 2.8448 | 0 | 7.4154 | 0 | 0 | 0 | 0 | 0 | 0 | 0 | 0 | 0 | 0 | 0 | 0 | 0 | 0.45131 | 0 | 1.1038 | 0 | 2.1235 | 0 | 0.315 | 0.6901 | 0 | 0 | 0 | 0 | 4.6837 | 0 | 0 | 0 | 0 | 0 | 0 | 0 | 0 | 0 | 0 | 0 | 0 | 0
7 | 2 | 23 | 1 | 1.7931 | 0 | 2.4469 | 0 | 0 | 0 | 0.0012057 | 0.32357 | 0 | 0 | 0.48479 | 0 | 5.0496 | 0 | 0 | 0 | 0 | 0 | 0 | 0 | 0 | 0 | 0 | 0 | 0 | 0 | 0.45131 | 0 | 0.88038 | 0 | 2.103 | 0 | 0.0525 | 0.6901 | 0 | 0 | 0 | 0 | 4.1773 | 0 | 0 | 0 | 0 | 0 | 0 | 0 | 0 | 0 | 0 | 0 | 0 | 0
7 | 2 | 24 | 1 | 1.7931 | 0 | 2.4469 | 0 | 0 | 0 | 0.0012057 | 0.31324 | 0 | 0 | 0.48479 | 0 | 5.0393 | 0 | 0 | 0 | 0 | 0 | 0 | 0 | 0 | 0 | 0 | 0 | 0 | 0 | 0.45131 | 0 | 0.54519 | 0 | 1.9995 | 0 | 0.0525 | 0.6901 | 0 | 0 | 0 | 0 | 3.7386 | 0 | 0 | 0 | 0 | 0 | 0 | 0 | 0 | 0 | 0 | 0 | 0 | 0
7 | 3 | 1 | 2 | 1.7931 | 0 | 2.4469 | 0 | 0 | 0 | 0.0012057 | 0.2987 | 0 | 0 | 0.48488 | 0 | 5.0248 | 0 | 0 | 0 | 0 | 0 | 0 | 0 | 0 | 0 | 0 | 0 | 0 | 0 | 0.45131 | 0 | 0.32173 | 0 | 1.8587 | 0 | 0.0525 | 0.6901 | 0 | 0 | 0 | 0 | 3.3744 | 0 | 0 | 0 | 0 | 0 | 0 | 0 | 0 | 0 | 0 | 0 | 0 | 0
7 | 3 | 2 | 2 | 1.7931 | 0 | 2.4469 | 0 | 0 | 0 | 0.0012057 | 0.29146 | 0 | 0 | 0.48497 | 0 | 5.0177 | 0 | 0 | 0 | 0 | 0 | 0 | 0 | 0 | 0 | 0 | 0 | 0 | 0 | 0.45131 | 0 | 0.32173 | 0 | 1.8082 | 0 | 0.0525 | 0.6901 | 0 | 0 | 0 | 0 | 3.3239 | 0 | 0 | 0 | 0 | 0 | 0 | 0 | 0 | 0 | 0 | 0 | 0 | 0
7 | 3 | 3 | 2 | 1.7931 | 0 | 2.4469 | 0 | 0 | 0 | 0.0012057 | 0.28352 | 0 | 0 | 0.48501 | 0 | 5.0098 | 0 | 0 | 0 | 0 | 0 | 0 | 0 | 0 | 0 | 0 | 0 | 0 | 0 | 0.45131 | 0 | 0.32173 | 0 | 1.7108 | 0 | 0.0525 | 0.6901 | 0 | 0 | 0 | 0 | 3.2264 | 0 | 0 | 0 | 0 | 0 | 0 | 0 | 0 | 0 | 0 | 0 | 0 | 0
7 | 3 | 4 | 2 | 1.7931 | 0 | 2.4469 | 0 | 0 | 0 | 0.0012057 | 0.28122 | 0 | 0 | 0.48502 | 0 | 5.0075 | 0 | 0 | 0 | 0 | 0 | 0 | 0 | 0 | 0 | 0 | 0 | 0 | 0 | 0.45131 | 0 | 0.32173 | 0 | 1.6855 | 0 | 0.0525 | 0.6901 | 0 | 0 | 0 | 0 | 3.2012 | 0 | 0 | 0 | 0 | 0 | 0 | 0 | 0 | 0 | 0 | 0 | 0 | 0
7 | 3 | 5 | 2 | 1.7931 | 0 | 2.4469 | 0 | 0 | 0 | 0.0012057 | 0.2931 | 0 | 0 | 0.48501 | 0 | 5.0193 | 0 | 0 | 0 | 0 | 0 | 0 | 0 | 0 | 0 | 0 | 0 | 0 | 0 | 0.45131 | 0 | 0.32173 | 0 | 1.7649 | 0 | 0.0525 | 0.6901 | 0 | 0 | 0 | 0 | 3.2806 | 0 | 0 | 0 | 0 | 0 | 0 | 0 | 0 | 0 | 0 | 0 | 0 | 0
7 | 3 | 6 | 2 | 1.7931 | 0 | 2.4469 | 0 | 0 | 0 | 0.0012057 | 0.27789 | 0 | 0 | 2.7283 | 0 | 7.2474 | 0 | 0 | 0 | 0 | 0 | 0 | 0 | 0 | 0 | 0 | 0 | 0 | 0 | 0.45131 | 0 | 0.54519 | 0 | 1.5913 | 0 | 0.315 | 0.6901 | 0 | 0 | 0 | 0 | 3.5929 | 0 | 0 | 0 | 0 | 0 | 0 | 0 | 0 | 0 | 0 | 0 | 0 | 0
7 | 3 | 7 | 2 | 1.7931 | 0 | 2.4469 | 0 | 0 | 0 | 0.0012057 | 0.32054 | 0 | 0 | 3.9562 | 0 | 8.5179 | 0 | 0 | 0 | 0 | 0 | 0 | 0 | 0 | 0 | 0 | 0 | 0 | 0 | 0.45131 | 0 | 0.71279 | 0 | 1.8566 | 0 | 0.525 | 0.6901 | 0 | 0 | 0 | 0 | 4.2358 | 0 | 0 | 0 | 0 | 0 | 0 | 0 | 0 | 0 | 0 | 0 | 0 | 0
7 | 3 | 8 | 2 | 1.7931 | 0 | 13.5789 | 0 | 0 | 0 | 0.0012057 | 0.51196 | 0 | 0 | 4.1854 | 0 | 20.0706 | 0 | 0 | 0 | 0 | 0 | 0 | 0 | 0 | 0 | 0 | 0 | 0 | 0 | 0.45131 | 0 | 0.71279 | 0 | 3.0519 | 0 | 0.42 | 0.6901 | 0 | 0 | 0 | 0 | 5.3261 | 0 | 0 | 0 | 0 | 0 | 0 | 0 | 0 | 0 | 0 | 0 | 0 | 0
7 | 3 | 9 | 2 | 1.7931 | 0 | 13.5789 | 0 | 0 | 0 | 0.0012057 | 0.58487 | 0 | 0 | 2.728 | 0 | 18.6861 | 0 | 0 | 0 | 0 | 0 | 0 | 0 | 0 | 0 | 0 | 0 | 0 | 0 | 0.45131 | 0 | 0.71279 | 0 | 3.6066 | 0 | 0.315 | 0.6901 | 0 | 0 | 0 | 0 | 5.7758 | 0 | 0 | 0 | 0 | 0 | 0 | 0 | 0 | 0 | 0 | 0 | 0 | 0
7 | 3 | 10 | 2 | 1.7931 | 0 | 13.5789 | 0 | 0 | 0 | 0.0012057 | 0.55395 | 0 | 0 | 2.728 | 0 | 18.6551 | 0 | 0 | 0 | 0 | 0 | 0 | 0 | 0 | 0 | 0 | 0 | 0 | 0 | 0.45131 | 0 | 0.71279 | 0 | 3.454 | 0 | 0.315 | 0.6901 | 0 | 0 | 0 | 0 | 5.6232 | 0 | 0 | 0 | 0 | 0 | 0 | 0 | 0 | 0 | 0 | 0 | 0 | 0
7 | 3 | 11 | 2 | 1.7931 | 0 | 13.5789 | 0 | 0 | 0 | 0.0012057 | 0.60699 | 0 | 0 | 3.1766 | 0 | 19.1568 | 0 | 0 | 0 | 0 | 0 | 0 | 0 | 0 | 0 | 0 | 0 | 0 | 0 | 0.45131 | 0 | 0.54519 | 0 | 3.7944 | 0 | 0.3675 | 0.6901 | 0 | 0 | 0 | 0 | 5.8485 | 0 | 0 | 0 | 0 | 0 | 0 | 0 | 0 | 0 | 0 | 0 | 0 | 0
7 | 3 | 12 | 2 | 1.7931 | 0 | 8.6313 | 0 | 0 | 0 | 0.0012057 | 0.5775 | 0 | 0 | 3.6252 | 0 | 14.6284 | 0 | 0 | 0 | 0 | 0 | 0 | 0 | 0 | 0 | 0 | 0 | 0 | 0 | 0.45131 | 0 | 0.54519 | 0 | 3.6431 | 0 | 0.42 | 0.6901 | 0 | 0 | 0 | 0 | 5.7497 | 0 | 0 | 0 | 0 | 0 | 0 | 0 | 0 | 0 | 0 | 0 | 0 | 0
7 | 3 | 13 | 2 | 1.7931 | 0 | 13.5789 | 0 | 0 | 0 | 0.0012057 | 0.59173 | 0 | 0 | 3.1766 | 0 | 19.1415 | 0 | 0 | 0 | 0 | 0 | 0 | 0 | 0 | 0 | 0 | 0 | 0 | 0 | 0.45131 | 0 | 0.54519 | 0 | 3.7349 | 0 | 0.3675 | 0.6901 | 0 | 0 | 0 | 0 | 5.789 | 0 | 0 | 0 | 0 | 0 | 0 | 0 | 0 | 0 | 0 | 0 | 0 | 0
7 | 3 | 14 | 2 | 1.7931 | 0 | 13.5789 | 0 | 0 | 0 | 0.0012057 | 0.57982 | 0 | 0 | 3.1766 | 0 | 19.1296 | 0 | 0 | 0 | 0 | 0 | 0 | 0 | 0 | 0 | 0 | 0 | 0 | 0 | 0.45131 | 0 | 0.54519 | 0 | 3.661 | 0 | 0.3675 | 0.6901 | 0 | 0 | 0 | 0 | 5.7151 | 0 | 0 | 0 | 0 | 0 | 0 | 0 | 0 | 0 | 0 | 0 | 0 | 0
7 | 3 | 15 | 2 | 1.7931 | 0 | 13.5789 | 0 | 0 | 0 | 0.0012057 | 0.57091 | 0 | 0 | 2.7279 | 0 | 18.672 | 0 | 0 | 0 | 0 | 0 | 0 | 0 | 0 | 0 | 0 | 0 | 0 | 0 | 0.45131 | 0 | 0.54519 | 0 | 3.6383 | 0 | 0.315 | 0.6901 | 0 | 0 | 0 | 0 | 5.6399 | 0 | 0 | 0 | 0 | 0 | 0 | 0 | 0 | 0 | 0 | 0 | 0 | 0
7 | 3 | 16 | 2 | 1.7931 | 0 | 13.5789 | 0 | 0 | 0 | 0.0012057 | 0.61034 | 0 | 0 | 2.7278 | 0 | 18.7114 | 0 | 0 | 0 | 0 | 0 | 0 | 0 | 0 | 0 | 0 | 0 | 0 | 0 | 0.45131 | 0 | 0.54519 | 0 | 3.9957 | 0 | 0.315 | 0.6901 | 0 | 0 | 0 | 0 | 5.9973 | 0 | 0 | 0 | 0 | 0 | 0 | 0 | 0 | 0 | 0 | 0 | 0 | 0
7 | 3 | 17 | 2 | 1.7931 | 0 | 13.5789 | 0 | 0 | 0 | 0.0012057 | 0.58028 | 0 | 0 | 3.956 | 0 | 19.9095 | 0 | 0 | 0 | 0 | 0 | 0 | 0 | 0 | 0 | 0 | 0 | 0 | 0 | 0.45131 | 0 | 0.54519 | 0 | 3.8693 | 0 | 0.525 | 0.6901 | 0 | 0 | 0 | 0 | 6.0809 | 0 | 0 | 0 | 0 | 0 | 0 | 0 | 0 | 0 | 0 | 0 | 0 | 0
7 | 3 | 18 | 2 | 1.7931 | 0 | 9.8682 | 0 | 0 | 0 | 0.0012057 | 0.51105 | 0 | 0 | 3.956 | 0 | 16.1296 | 0 | 0 | 0 | 0 | 0 | 0 | 0 | 0 | 0 | 0 | 0 | 0 | 0 | 0.45131 | 0 | 0.54519 | 0 | 3.4303 | 0 | 0.525 | 0.6901 | 0 | 0 | 0 | 0 | 5.6419 | 0 | 0 | 0 | 0 | 0 | 0 | 0 | 0 | 0 | 0 | 0 | 0 | 0
7 | 3 | 19 | 2 | 1.7931 | 0 | 2.4469 | 0 | 0 | 0 | 0.0012057 | 0.39121 | 0 | 0 | 4.7382 | 0 | 9.3706 | 0 | 0 | 0 | 0 | 0 | 0 | 0 | 0 | 0 | 0 | 0 | 0 | 0 | 0.45131 | 0 | 0.88038 | 0 | 2.5475 | 0 | 0.42 | 0.6901 | 0 | 0 | 0 | 0 | 4.9893 | 0 | 0 | 0 | 0 | 0 | 0 | 0 | 0 | 0 | 0 | 0 | 0 | 0
7 | 3 | 20 | 2 | 1.7931 | 0 | 2.4469 | 0 | 0 | 0 | 0.0012057 | 0.34098 | 0 | 0 | 3.1764 | 0 | 7.7586 | 0 | 0 | 0 | 0 | 0 | 0 | 0 | 0 | 0 | 0 | 0 | 0 | 0 | 0.45131 | 0 | 1.1038 | 0 | 2.0579 | 0 | 0.3675 | 0.6901 | 0 | 0 | 0 | 0 | 4.6707 | 0 | 0 | 0 | 0 | 0 | 0 | 0 | 0 | 0 | 0 | 0 | 0 | 0
7 | 3 | 21 | 2 | 1.7931 | 0 | 2.4469 | 0 | 0 | 0 | 0.0012057 | 0.32192 | 0 | 0 | 3.9559 | 0 | 8.519 | 0 | 0 | 0 | 0 | 0 | 0 | 0 | 0 | 0 | 0 | 0 | 0 | 0 | 0.45131 | 0 | 1.2156 | 0 | 1.8234 | 0 | 0.4725 | 0.6901 | 0 | 0 | 0 | 0 | 4.6529 | 0 | 0 | 0 | 0 | 0 | 0 | 0 | 0 | 0 | 0 | 0 | 0 | 0
7 | 3 | 22 | 2 | 1.7931 | 0 | 2.4469 | 0 | 0 | 0 | 0.0012057 | 0.28199 | 0 | 0 | 2.8438 | 0 | 7.367 | 0 | 0 | 0 | 0 | 0 | 0 | 0 | 0 | 0 | 0 | 0 | 0 | 0 | 0.45131 | 0 | 1.1038 | 0 | 1.5241 | 0 | 0.315 | 0.6901 | 0 | 0 | 0 | 0 | 4.0844 | 0 | 0 | 0 | 0 | 0 | 0 | 0 | 0 | 0 | 0 | 0 | 0 | 0
7 | 3 | 23 | 2 | 1.7931 | 0 | 2.4469 | 0 | 0 | 0 | 0.0012057 | 0.26954 | 0 | 0 | 0.48417 | 0 | 4.9949 | 0 | 0 | 0 | 0 | 0 | 0 | 0 | 0 | 0 | 0 | 0 | 0 | 0 | 0.45131 | 0 | 0.88038 | 0 | 1.5153 | 0 | 0.0525 | 0.6901 | 0 | 0 | 0 | 0 | 3.5896 | 0 | 0 | 0 | 0 | 0 | 0 | 0 | 0 | 0 | 0 | 0 | 0 | 0
7 | 3 | 24 | 2 | 1.7931 | 0 | 2.4469 | 0 | 0 | 0 | 0.0012057 | 0.25303 | 0 | 0 | 0.4842 | 0 | 4.9785 | 0 | 0 | 0 | 0 | 0 | 0 | 0 | 0 | 0 | 0 | 0 | 0 | 0 | 0.45131 | 0 | 0.54519 | 0 | 1.3557 | 0 | 0.0525 | 0.6901 | 0 | 0 | 0 | 0 | 3.0948 | 0 | 0 | 0 | 0 | 0 | 0 | 0 | 0 | 0 | 0 | 0 | 0 | 0
7 | 4 | 1 | 8 | 1.7931 | 0 | 2.4469 | 0 | 0 | 0 | 0.0012057 | 0.23178 | 0 | 0 | 0.4843 | 0 | 4.9573 | 0 | 0 | 0 | 0 | 0 | 0 | 0 | 0 | 0 | 0 | 0 | 0 | 0 | 0.45131 | 0 | 0.32173 | 0 | 1.209 | 0 | 0.0525 | 0.6901 | 0 | 0 | 0 | 0 | 2.7246 | 0 | 0 | 0 | 0 | 0 | 0 | 0 | 0 | 0 | 0 | 0 | 0 | 0
7 | 4 | 2 | 8 | 1.7931 | 0 | 2.4469 | 0 | 0 | 0 | 0.0012057 | 0.22107 | 0 | 0 | 0.48441 | 0 | 4.9467 | 0 | 0 | 0 | 0 | 0 | 0 | 0 | 0 | 0 | 0 | 0 | 0 | 0 | 0.45131 | 0 | 0.32173 | 0 | 1.1505 | 0 | 0.0525 | 0.6901 | 0 | 0 | 0 | 0 | 2.6662 | 0 | 0 | 0 | 0 | 0 | 0 | 0 | 0 | 0 | 0 | 0 | 0 | 0
7 | 4 | 3 | 8 | 1.7931 | 0 | 2.4469 | 0 | 0 | 0 | 0.0012057 | 0.2108 | 0 | 0 | 0.48446 | 0 | 4.9365 | 0 | 0 | 0 | 0 | 0 | 0 | 0 | 0 | 0 | 0 | 0 | 0 | 0 | 0.45131 | 0 | 0.32173 | 0 | 1.0845 | 0 | 0.0525 | 0.6901 | 0 | 0 | 0 | 0 | 2.6001 | 0 | 0 | 0 | 0 | 0 | 0 | 0 | 0 | 0 | 0 | 0 | 0 | 0
7 | 4 | 4 | 8 | 1.7931 | 0 | 2.4469 | 0 | 0 | 0 | 0.0012057 | 0.1962 | 0 | 0 | 0.48449 | 0 | 4.9219 | 0 | 0 | 0 | 0 | 0 | 0 | 0 | 0 | 0 | 0 | 0 | 0 | 0 | 0.45131 | 0 | 0.32173 | 0 | 0.99639 | 0 | 0.0525 | 0.6901 | 0 | 0 | 0 | 0 | 2.512 | 0 | 0 | 0 | 0 | 0 | 0 | 0 | 0 | 0 | 0 | 0 | 0 | 0
7 | 4 | 5 | 8 | 1.7931 | 0 | 2.4469 | 0 | 0 | 0 | 0.0012057 | 0.17872 | 0 | 0 | 0.48451 | 0 | 4.9045 | 0 | 0 | 0 | 0 | 0 | 0 | 0 | 0 | 0 | 0 | 0 | 0 | 0 | 0.45131 | 0 | 0.32173 | 0 | 0.88709 | 0 | 0.0525 | 0.6901 | 0 | 0 | 0 | 0 | 2.4027 | 0 | 0 | 0 | 0 | 0 | 0 | 0 | 0 | 0 | 0 | 0 | 0 | 0
7 | 4 | 6 | 8 | 1.7931 | 0 | 2.4469 | 0 | 0 | 0 | 0.0012057 | 0.16479 | 0 | 0 | 2.7278 | 0 | 7.1338 | 0 | 0 | 0 | 0 | 0 | 0 | 0 | 0 | 0 | 0 | 0 | 0 | 0 | 0.45131 | 0 | 0.54519 | 0 | 0.79357 | 0 | 0.315 | 0.6901 | 0 | 0 | 0 | 0 | 2.7952 | 0 | 0 | 0 | 0 | 0 | 0 | 0 | 0 | 0 | 0 | 0 | 0 | 0
7 | 4 | 7 | 8 | 1.7931 | 0 | 2.4469 | 0 | 0 | 0 | 0.0012057 | 0.16373 | 0 | 0 | 3.956 | 0 | 8.3609 | 0 | 0 | 0 | 0 | 0 | 0 | 0 | 0 | 0 | 0 | 0 | 0 | 0 | 0.45131 | 0 | 0.71279 | 0 | 0.78715 | 0 | 0.525 | 0.6901 | 0 | 0 | 0 | 0 | 3.1663 | 0 | 0 | 0 | 0 | 0 | 0 | 0 | 0 | 0 | 0 | 0 | 0 | 0
7 | 4 | 8 | 8 | 1.7931 | 0 | 13.5789 | 0 | 0 | 0 | 0.0012057 | 0.40528 | 0 | 0 | 4.1848 | 0 | 19.9633 | 0 | 0 | 0 | 0 | 0 | 0 | 0 | 0 | 0 | 0 | 0 | 0 | 0 | 0.45131 | 0 | 0.71279 | 0 | 2.3119 | 0 | 0.42 | 0.6901 | 0 | 0 | 0 | 0 | 4.5861 | 0 | 0 | 0 | 0 | 0 | 0 | 0 | 0 | 0 | 0 | 0 | 0 | 0
7 | 4 | 9 | 8 | 1.7931 | 0 | 13.5789 | 0 | 0 | 0 | 0.0012057 | 0.49581 | 0 | 0 | 2.7277 | 0 | 18.5967 | 0 | 0 | 0 | 0 | 0 | 0 | 0 | 0 | 0 | 0 | 0 | 0 | 0 | 0.45131 | 0 | 0.71279 | 0 | 3.0263 | 0 | 0.315 | 0.6901 | 0 | 0 | 0 | 0 | 5.1955 | 0 | 0 | 0 | 0 | 0 | 0 | 0 | 0 | 0 | 0 | 0 | 0 | 0
7 | 4 | 10 | 8 | 1.7931 | 0 | 13.5789 | 0 | 0 | 0 | 0.0012057 | 0.52267 | 0 | 0 | 2.7276 | 0 | 18.6235 | 0 | 0 | 0 | 0 | 0 | 0 | 0 | 0 | 0 | 0 | 0 | 0 | 0 | 0.45131 | 0 | 0.71279 | 0 | 3.2467 | 0 | 0.315 | 0.6901 | 0 | 0 | 0 | 0 | 5.4159 | 0 | 0 | 0 | 0 | 0 | 0 | 0 | 0 | 0 | 0 | 0 | 0 | 0
7 | 4 | 11 | 8 | 1.7931 | 0 | 13.5789 | 0 | 0 | 0 | 0.0012057 | 0.55996 | 0 | 0 | 3.1762 | 0 | 19.1094 | 0 | 0 | 0 | 0 | 0 | 0 | 0 | 0 | 0 | 0 | 0 | 0 | 0 | 0.45131 | 0 | 0.54519 | 0 | 3.506 | 0 | 0.3675 | 0.6901 | 0 | 0 | 0 | 0 | 5.5601 | 0 | 0 | 0 | 0 | 0 | 0 | 0 | 0 | 0 | 0 | 0 | 0 | 0
7 | 4 | 12 | 8 | 1.7931 | 0 | 8.6313 | 0 | 0 | 0 | 0.0012057 | 0.52975 | 0 | 0 | 3.6249 | 0 | 14.5803 | 0 | 0 | 0 | 0 | 0 | 0 | 0 | 0 | 0 | 0 | 0 | 0 | 0 | 0.45131 | 0 | 0.54519 | 0 | 3.3047 | 0 | 0.42 | 0.6901 | 0 | 0 | 0 | 0 | 5.4113 | 0 | 0 | 0 | 0 | 0 | 0 | 0 | 0 | 0 | 0 | 0 | 0 | 0
7 | 4 | 13 | 8 | 1.7931 | 0 | 13.5789 | 0 | 0 | 0 | 0.0012057 | 0.57671 | 0 | 0 | 3.1762 | 0 | 19.1261 | 0 | 0 | 0 | 0 | 0 | 0 | 0 | 0 | 0 | 0 | 0 | 0 | 0 | 0.45131 | 0 | 0.54519 | 0 | 3.581 | 0 | 0.3675 | 0.6901 | 0 | 0 | 0 | 0 | 5.6351 | 0 | 0 | 0 | 0 | 0 | 0 | 0 | 0 | 0 | 0 | 0 | 0 | 0
7 | 4 | 14 | 8 | 1.7931 | 0 | 13.5789 | 0 | 0 | 0 | 0.0012057 | 0.61529 | 0 | 0 | 3.1762 | 0 | 19.1647 | 0 | 0 | 0 | 0 | 0 | 0 | 0 | 0 | 0 | 0 | 0 | 0 | 0 | 0.45131 | 0 | 0.54519 | 0 | 3.9804 | 0 | 0.3675 | 0.6901 | 0 | 0 | 0 | 0 | 6.0345 | 0 | 0 | 0 | 0 | 0 | 0 | 0 | 0 | 0 | 0 | 0 | 0 | 0
7 | 4 | 15 | 8 | 1.7931 | 0 | 13.5789 | 0 | 0 | 0 | 0.0012057 | 0.65001 | 0 | 0 | 2.7275 | 0 | 18.7508 | 0 | 0 | 0 | 0 | 0 | 0 | 0 | 0 | 0 | 0 | 0 | 0 | 0 | 0.45131 | 0 | 0.54519 | 0 | 4.3449 | 0 | 0.315 | 0.6901 | 0 | 0 | 0 | 0 | 6.3465 | 0 | 0 | 0 | 0 | 0 | 0 | 0 | 0 | 0 | 0 | 0 | 0 | 0
7 | 4 | 16 | 8 | 1.7931 | 0 | 13.5789 | 0 | 0 | 0 | 0.0012057 | 0.67085 | 0 | 0 | 2.7275 | 0 | 18.7716 | 0 | 0 | 0 | 0 | 0 | 0 | 0 | 0 | 0 | 0 | 0 | 0 | 0 | 0.45131 | 0 | 0.54519 | 0 | 4.4826 | 0 | 0.315 | 0.6901 | 0 | 0 | 0 | 0 | 6.4843 | 0 | 0 | 0 | 0 | 0 | 0 | 0 | 0 | 0 | 0 | 0 | 0 | 0
7 | 4 | 17 | 8 | 1.7931 | 0 | 13.5789 | 0 | 0 | 0 | 0.0012057 | 0.6347 | 0 | 0 | 3.9558 | 0 | 19.9637 | 0 | 0 | 0 | 0 | 0 | 0 | 0 | 0 | 0 | 0 | 0 | 0 | 0 | 0.45131 | 0 | 0.54519 | 0 | 4.0968 | 0 | 0.525 | 0.6901 | 0 | 0 | 0 | 0 | 6.3084 | 0 | 0 | 0 | 0 | 0 | 0 | 0 | 0 | 0 | 0 | 0 | 0 | 0
7 | 4 | 18 | 8 | 1.7931 | 0 | 9.8682 | 0 | 0 | 0 | 0.0012057 | 0.52992 | 0 | 0 | 3.9558 | 0 | 16.1483 | 0 | 0 | 0 | 0 | 0 | 0 | 0 | 0 | 0 | 0 | 0 | 0 | 0 | 0.45131 | 0 | 0.54519 | 0 | 3.265 | 0 | 0.525 | 0.6901 | 0 | 0 | 0 | 0 | 5.4766 | 0 | 0 | 0 | 0 | 0 | 0 | 0 | 0 | 0 | 0 | 0 | 0 | 0
7 | 4 | 19 | 8 | 1.7931 | 0 | 2.4469 | 0 | 0 | 0 | 0.0012057 | 0.37212 | 0 | 0 | 4.7376 | 0 | 9.3509 | 0 | 0 | 0 | 0 | 0 | 0 | 0 | 0 | 0 | 0 | 0 | 0 | 0 | 0.45131 | 0 | 0.88038 | 0 | 2.1458 | 0 | 0.42 | 0.6901 | 0 | 0 | 0 | 0 | 4.5876 | 0 | 0 | 0 | 0 | 0 | 0 | 0 | 0 | 0 | 0 | 0 | 0 | 0
7 | 4 | 20 | 8 | 1.7931 | 0 | 2.4469 | 0 | 0 | 0 | 0.0012057 | 0.28015 | 0 | 0 | 3.1761 | 0 | 7.6975 | 0 | 0 | 0 | 0 | 0 | 0 | 0 | 0 | 0 | 0 | 0 | 0 | 0 | 0.45131 | 0 | 1.1038 | 0 | 1.4375 | 0 | 0.3675 | 0.6901 | 0 | 0 | 0 | 0 | 4.0503 | 0 | 0 | 0 | 0 | 0 | 0 | 0 | 0 | 0 | 0 | 0 | 0 | 0
7 | 4 | 21 | 8 | 1.7931 | 0 | 2.4469 | 0 | 0 | 0 | 0.0012057 | 0.23261 | 0 | 0 | 3.9558 | 0 | 8.4296 | 0 | 0 | 0 | 0 | 0 | 0 | 0 | 0 | 0 | 0 | 0 | 0 | 0 | 0.45131 | 0 | 1.2156 | 0 | 1.144 | 0 | 0.4725 | 0.6901 | 0 | 0 | 0 | 0 | 3.9735 | 0 | 0 | 0 | 0 | 0 | 0 | 0 | 0 | 0 | 0 | 0 | 0 | 0
7 | 4 | 22 | 8 | 1.7931 | 0 | 2.4469 | 0 | 0 | 0 | 0.0012057 | 0.20408 | 0 | 0 | 2.8435 | 0 | 7.2888 | 0 | 0 | 0 | 0 | 0 | 0 | 0 | 0 | 0 | 0 | 0 | 0 | 0 | 0.45131 | 0 | 1.1038 | 0 | 0.97106 | 0 | 0.315 | 0.6901 | 0 | 0 | 0 | 0 | 3.5313 | 0 | 0 | 0 | 0 | 0 | 0 | 0 | 0 | 0 | 0 | 0 | 0 | 0
7 | 4 | 23 | 8 | 1.7931 | 0 | 2.4469 | 0 | 0 | 0 | 0.0012057 | 0.1902 | 0 | 0 | 0.48401 | 0 | 4.9154 | 0 | 0 | 0 | 0 | 0 | 0 | 0 | 0 | 0 | 0 | 0 | 0 | 0 | 0.45131 | 0 | 0.88038 | 0 | 0.88658 | 0 | 0.0525 | 0.6901 | 0 | 0 | 0 | 0 | 2.9609 | 0 | 0 | 0 | 0 | 0 | 0 | 0 | 0 | 0 | 0 | 0 | 0 | 0
7 | 4 | 24 | 8 | 1.7931 | 0 | 2.4469 | 0 | 0 | 0 | 0.0012057 | 0.19088 | 0 | 0 | 0.48407 | 0 | 4.9162 | 0 | 0 | 0 | 0 | 0 | 0 | 0 | 0 | 0 | 0 | 0 | 0 | 0 | 0.45131 | 0 | 0.54519 | 0 | 0.90387 | 0 | 0.0525 | 0.6901 | 0 | 0 | 0 | 0 | 2.643 | 0 | 0 | 0 | 0 | 0 | 0 | 0 | 0 | 0 | 0 | 0 | 0 | 0
7 | 5 | 1 | 4 | 1.7931 | 0 | 2.4469 | 0 | 0 | 0 | 0.0012057 | 0.18034 | 0 | 0 | 0.48417 | 0 | 4.9057 | 0 | 0 | 0 | 0 | 0 | 0 | 0 | 0 | 0 | 0 | 0 | 0 | 0 | 0.45131 | 0 | 0.32173 | 0 | 0.83859 | 0 | 0.0525 | 0.6901 | 0 | 0 | 0 | 0 | 2.3542 | 0 | 0 | 0 | 0 | 0 | 0 | 0 | 0 | 0 | 0 | 0 | 0 | 0
7 | 5 | 2 | 4 | 1.7931 | 0 | 2.4469 | 0 | 0 | 0 | 0.0012057 | 0.16483 | 0 | 0 | 0.48428 | 0 | 4.8903 | 0 | 0 | 0 | 0 | 0 | 0 | 0 | 0 | 0 | 0 | 0 | 0 | 0 | 0.45131 | 0 | 0.32173 | 0 | 0.74149 | 0 | 0.0525 | 0.6901 | 0 | 0 | 0 | 0 | 2.2571 | 0 | 0 | 0 | 0 | 0 | 0 | 0 | 0 | 0 | 0 | 0 | 0 | 0
7 | 5 | 3 | 4 | 1.7931 | 0 | 2.4469 | 0 | 0 | 0 | 0.0012057 | 0.15026 | 0 | 0 | 0.48434 | 0 | 4.8758 | 0 | 0 | 0 | 0 | 0 | 0 | 0 | 0 | 0 | 0 | 0 | 0 | 0 | 0.45131 | 0 | 0.32173 | 0 | 0.64676 | 0 | 0.0525 | 0.6901 | 0 | 0 | 0 | 0 | 2.1624 | 0 | 0 | 0 | 0 | 0 | 0 | 0 | 0 | 0 | 0 | 0 | 0 | 0
7 | 5 | 4 | 4 | 1.7931 | 0 | 2.4469 | 0 | 0 | 0 | 0.0012057 | 0.14649 | 0 | 0 | 0.48439 | 0 | 4.8721 | 0 | 0 | 0 | 0 | 0 | 0 | 0 | 0 | 0 | 0 | 0 | 0 | 0 | 0.45131 | 0 | 0.32173 | 0 | 0.62421 | 0 | 0.0525 | 0.6901 | 0 | 0 | 0 | 0 | 2.1399 | 0 | 0 | 0 | 0 | 0 | 0 | 0 | 0 | 0 | 0 | 0 | 0 | 0
7 | 5 | 5 | 4 | 1.7931 | 0 | 2.4469 | 0 | 0 | 0 | 0.0012057 | 0.14007 | 0 | 0 | 0.4844 | 0 | 4.8657 | 0 | 0 | 0 | 0 | 0 | 0 | 0 | 0 | 0 | 0 | 0 | 0 | 0 | 0.45131 | 0 | 0.32173 | 0 | 0.58278 | 0 | 0.0525 | 0.6901 | 0 | 0 | 0 | 0 | 2.0984 | 0 | 0 | 0 | 0 | 0 | 0 | 0 | 0 | 0 | 0 | 0 | 0 | 0
7 | 5 | 6 | 4 | 1.7931 | 0 | 2.4469 | 0 | 0 | 0 | 0.0012057 | 0.12082 | 0 | 0 | 2.7277 | 0 | 7.0898 | 0 | 0 | 0 | 0 | 0 | 0 | 0 | 0 | 0 | 0 | 0 | 0 | 0 | 0.45131 | 0 | 0.54519 | 0 | 0.4741 | 0 | 0.315 | 0.6901 | 0 | 0 | 0 | 0 | 2.4757 | 0 | 0 | 0 | 0 | 0 | 0 | 0 | 0 | 0 | 0 | 0 | 0 | 0
7 | 5 | 7 | 4 | 1.7931 | 0 | 2.4469 | 0 | 0 | 0 | 0.0012057 | 0.12721 | 0 | 0 | 3.9559 | 0 | 8.3243 | 0 | 0 | 0 | 0 | 0 | 0 | 0 | 0 | 0 | 0 | 0 | 0 | 0 | 0.45131 | 0 | 0.71279 | 0 | 0.51008 | 0 | 0.525 | 0.6901 | 0 | 0 | 0 | 0 | 2.8893 | 0 | 0 | 0 | 0 | 0 | 0 | 0 | 0 | 0 | 0 | 0 | 0 | 0
7 | 5 | 8 | 4 | 1.7931 | 0 | 13.5789 | 0 | 0 | 0 | 0.0012057 | 0.27382 | 0 | 0 | 4.1846 | 0 | 19.8316 | 0 | 0 | 0 | 0 | 0 | 0 | 0 | 0 | 0 | 0 | 0 | 0 | 0 | 0.45131 | 0 | 0.71279 | 0 | 1.3071 | 0 | 0.42 | 0.6901 | 0 | 0 | 0 | 0 | 3.5813 | 0 | 0 | 0 | 0 | 0 | 0 | 0 | 0 | 0 | 0 | 0 | 0 | 0
7 | 5 | 9 | 4 | 1.7931 | 0 | 13.5789 | 0 | 0 | 0 | 0.0012057 | 0.39329 | 0 | 0 | 2.7275 | 0 | 18.494 | 0 | 0 | 0 | 0 | 0 | 0 | 0 | 0 | 0 | 0 | 0 | 0 | 0 | 0.45131 | 0 | 0.71279 | 0 | 2.2221 | 0 | 0.315 | 0.6901 | 0 | 0 | 0 | 0 | 4.3913 | 0 | 0 | 0 | 0 | 0 | 0 | 0 | 0 | 0 | 0 | 0 | 0 | 0
7 | 5 | 10 | 4 | 1.7931 | 0 | 13.5789 | 0 | 0 | 0 | 0.0012057 | 0.42513 | 0 | 0 | 2.7275 | 0 | 18.5258 | 0 | 0 | 0 | 0 | 0 | 0 | 0 | 0 | 0 | 0 | 0 | 0 | 0 | 0.45131 | 0 | 0.71279 | 0 | 2.4848 | 0 | 0.315 | 0.6901 | 0 | 0 | 0 | 0 | 4.654 | 0 | 0 | 0 | 0 | 0 | 0 | 0 | 0 | 0 | 0 | 0 | 0 | 0
7 | 5 | 11 | 4 | 1.7931 | 0 | 13.5789 | 0 | 0 | 0 | 0.0012057 | 0.49791 | 0 | 0 | 3.1761 | 0 | 19.0472 | 0 | 0 | 0 | 0 | 0 | 0 | 0 | 0 | 0 | 0 | 0 | 0 | 0 | 0.45131 | 0 | 0.54519 | 0 | 3.0512 | 0 | 0.3675 | 0.6901 | 0 | 0 | 0 | 0 | 5.1053 | 0 | 0 | 0 | 0 | 0 | 0 | 0 | 0 | 0 | 0 | 0 | 0 | 0
7 | 5 | 12 | 4 | 1.7931 | 0 | 8.6313 | 0 | 0 | 0 | 0.0012057 | 0.47575 | 0 | 0 | 3.6248 | 0 | 14.5262 | 0 | 0 | 0 | 0 | 0 | 0 | 0 | 0 | 0 | 0 | 0 | 0 | 0 | 0.45131 | 0 | 0.54519 | 0 | 3.0475 | 0 | 0.42 | 0.6901 | 0 | 0 | 0 | 0 | 5.1541 | 0 | 0 | 0 | 0 | 0 | 0 | 0 | 0 | 0 | 0 | 0 | 0 | 0
7 | 5 | 13 | 4 | 1.7931 | 0 | 13.5789 | 0 | 0 | 0 | 0.0012057 | 0.55948 | 0 | 0 | 3.1761 | 0 | 19.1088 | 0 | 0 | 0 | 0 | 0 | 0 | 0 | 0 | 0 | 0 | 0 | 0 | 0 | 0.45131 | 0 | 0.54519 | 0 | 3.7976 | 0 | 0.3675 | 0.6901 | 0 | 0 | 0 | 0 | 5.8517 | 0 | 0 | 0 | 0 | 0 | 0 | 0 | 0 | 0 | 0 | 0 | 0 | 0
7 | 5 | 14 | 4 | 1.7931 | 0 | 13.5789 | 0 | 0 | 0 | 0.0012057 | 0.61502 | 0 | 0 | 3.1761 | 0 | 19.1643 | 0 | 0 | 0 | 0 | 0 | 0 | 0 | 0 | 0 | 0 | 0 | 0 | 0 | 0.45131 | 0 | 0.54519 | 0 | 4.3078 | 0 | 0.3675 | 0.6901 | 0 | 0 | 0 | 0 | 6.3619 | 0 | 0 | 0 | 0 | 0 | 0 | 0 | 0 | 0 | 0 | 0 | 0 | 0
7 | 5 | 15 | 4 | 1.7931 | 0 | 13.5789 | 0 | 0 | 0 | 0.0012057 | 0.63249 | 0 | 0 | 2.7274 | 0 | 18.7331 | 0 | 0 | 0 | 0 | 0 | 0 | 0 | 0 | 0 | 0 | 0 | 0 | 0 | 0.45131 | 0 | 0.54519 | 0 | 4.3253 | 0 | 0.315 | 0.6901 | 0 | 0 | 0 | 0 | 6.3269 | 0 | 0 | 0 | 0 | 0 | 0 | 0 | 0 | 0 | 0 | 0 | 0 | 0
7 | 5 | 16 | 4 | 1.7931 | 0 | 13.5789 | 0 | 0 | 0 | 0.0012057 | 0.63088 | 0 | 0 | 2.7274 | 0 | 18.7315 | 0 | 0 | 0 | 0 | 0 | 0 | 0 | 0 | 0 | 0 | 0 | 0 | 0 | 0.45131 | 0 | 0.54519 | 0 | 4.5191 | 0 | 0.315 | 0.6901 | 0 | 0 | 0 | 0 | 6.5207 | 0 | 0 | 0 | 0 | 0 | 0 | 0 | 0 | 0 | 0 | 0 | 0 | 0
7 | 5 | 17 | 4 | 1.7931 | 0 | 13.5789 | 0 | 0 | 0 | 0.0012057 | 0.61669 | 0 | 0 | 3.9558 | 0 | 19.9457 | 0 | 0 | 0 | 0 | 0 | 0 | 0 | 0 | 0 | 0 | 0 | 0 | 0 | 0.45131 | 0 | 0.54519 | 0 | 4.4955 | 0 | 0.525 | 0.6901 | 0 | 0 | 0 | 0 | 6.7071 | 0 | 0 | 0 | 0 | 0 | 0 | 0 | 0 | 0 | 0 | 0 | 0 | 0
7 | 5 | 18 | 4 | 1.7931 | 0 | 9.8682 | 0 | 0 | 0 | 0.0012057 | 0.5338 | 0 | 0 | 3.9558 | 0 | 16.1521 | 0 | 0 | 0 | 0 | 0 | 0 | 0 | 0 | 0 | 0 | 0 | 0 | 0 | 0.45131 | 0 | 0.54519 | 0 | 3.9755 | 0 | 0.525 | 0.6901 | 0 | 0 | 0 | 0 | 6.1871 | 0 | 0 | 0 | 0 | 0 | 0 | 0 | 0 | 0 | 0 | 0 | 0 | 0
7 | 5 | 19 | 4 | 1.7931 | 0 | 2.4469 | 0 | 0 | 0 | 0.0012057 | 0.35247 | 0 | 0 | 4.7373 | 0 | 9.331 | 0 | 0 | 0 | 0 | 0 | 0 | 0 | 0 | 0 | 0 | 0 | 0 | 0 | 0.45131 | 0 | 0.88038 | 0 | 2.4583 | 0 | 0.42 | 0.6901 | 0 | 0 | 0 | 0 | 4.9001 | 0 | 0 | 0 | 0 | 0 | 0 | 0 | 0 | 0 | 0 | 0 | 0 | 0
7 | 5 | 20 | 4 | 1.7931 | 0 | 2.4469 | 0 | 0 | 0 | 0.0012057 | 0.26425 | 0 | 0 | 3.176 | 0 | 7.6815 | 0 | 0 | 0 | 0 | 0 | 0 | 0 | 0 | 0 | 0 | 0 | 0 | 0 | 0.45131 | 0 | 1.1038 | 0 | 1.7167 | 0 | 0.3675 | 0.6901 | 0 | 0 | 0 | 0 | 4.3294 | 0 | 0 | 0 | 0 | 0 | 0 | 0 | 0 | 0 | 0 | 0 | 0 | 0
7 | 5 | 21 | 4 | 1.7931 | 0 | 2.4469 | 0 | 0 | 0 | 0.0012057 | 0.24431 | 0 | 0 | 3.9557 | 0 | 8.4412 | 0 | 0 | 0 | 0 | 0 | 0 | 0 | 0 | 0 | 0 | 0 | 0 | 0 | 0.45131 | 0 | 1.2156 | 0 | 1.5372 | 0 | 0.4725 | 0.6901 | 0 | 0 | 0 | 0 | 4.3667 | 0 | 0 | 0 | 0 | 0 | 0 | 0 | 0 | 0 | 0 | 0 | 0 | 0
7 | 5 | 22 | 4 | 1.7931 | 0 | 2.4469 | 0 | 0 | 0 | 0.0012057 | 0.2275 | 0 | 0 | 2.8433 | 0 | 7.3121 | 0 | 0 | 0 | 0 | 0 | 0 | 0 | 0 | 0 | 0 | 0 | 0 | 0 | 0.45131 | 0 | 1.1038 | 0 | 1.3822 | 0 | 0.315 | 0.6901 | 0 | 0 | 0 | 0 | 3.9425 | 0 | 0 | 0 | 0 | 0 | 0 | 0 | 0 | 0 | 0 | 0 | 0 | 0
7 | 5 | 23 | 4 | 1.7931 | 0 | 2.4469 | 0 | 0 | 0 | 0.0012057 | 0.22689 | 0 | 0 | 0.48388 | 0 | 4.952 | 0 | 0 | 0 | 0 | 0 | 0 | 0 | 0 | 0 | 0 | 0 | 0 | 0 | 0.45131 | 0 | 0.88038 | 0 | 1.3825 | 0 | 0.0525 | 0.6901 | 0 | 0 | 0 | 0 | 3.4568 | 0 | 0 | 0 | 0 | 0 | 0 | 0 | 0 | 0 | 0 | 0 | 0 | 0
7 | 5 | 24 | 4 | 1.7931 | 0 | 2.4469 | 0 | 0 | 0 | 0.0012057 | 0.21561 | 0 | 0 | 0.48391 | 0 | 4.9408 | 0 | 0 | 0 | 0 | 0 | 0 | 0 | 0 | 0 | 0 | 0 | 0 | 0 | 0.45131 | 0 | 0.54519 | 0 | 1.2771 | 0 | 0.0525 | 0.6901 | 0 | 0 | 0 | 0 | 3.0162 | 0 | 0 | 0 | 0 | 0 | 0 | 0 | 0 | 0 | 0 | 0 | 0 | 0
7 | 6 | 1 | 5 | 1.7931 | 0 | 2.4469 | 0 | 0 | 0 | 0.0012057 | 0.20727 | 0 | 0 | 0.48402 | 0 | 4.9325 | 0 | 0 | 0 | 0 | 0 | 0 | 0 | 0 | 0 | 0 | 0 | 0 | 0 | 0.45131 | 0 | 0.32173 | 0 | 1.2215 | 0 | 0.0525 | 0.6901 | 0 | 0 | 0 | 0 | 2.7372 | 0 | 0 | 0 | 0 | 0 | 0 | 0 | 0 | 0 | 0 | 0 | 0 | 0
7 | 6 | 2 | 5 | 1.7931 | 0 | 2.4469 | 0 | 0 | 0 | 0.0012057 | 0.19718 | 0 | 0 | 0.48413 | 0 | 4.9225 | 0 | 0 | 0 | 0 | 0 | 0 | 0 | 0 | 0 | 0 | 0 | 0 | 0 | 0.45131 | 0 | 0.32173 | 0 | 1.1488 | 0 | 0.0525 | 0.6901 | 0 | 0 | 0 | 0 | 2.6645 | 0 | 0 | 0 | 0 | 0 | 0 | 0 | 0 | 0 | 0 | 0 | 0 | 0
7 | 6 | 3 | 5 | 1.7931 | 0 | 2.4469 | 0 | 0 | 0 | 0.0012057 | 0.19416 | 0 | 0 | 0.48419 | 0 | 4.9196 | 0 | 0 | 0 | 0 | 0 | 0 | 0 | 0 | 0 | 0 | 0 | 0 | 0 | 0.45131 | 0 | 0.32173 | 0 | 1.1117 | 0 | 0.0525 | 0.6901 | 0 | 0 | 0 | 0 | 2.6273 | 0 | 0 | 0 | 0 | 0 | 0 | 0 | 0 | 0 | 0 | 0 | 0 | 0
7 | 6 | 4 | 5 | 1.7931 | 0 | 2.4469 | 0 | 0 | 0 | 0.0012057 | 0.19477 | 0 | 0 | 0.48422 | 0 | 4.9202 | 0 | 0 | 0 | 0 | 0 | 0 | 0 | 0 | 0 | 0 | 0 | 0 | 0 | 0.45131 | 0 | 0.32173 | 0 | 1.1316 | 0 | 0.0525 | 0.6901 | 0 | 0 | 0 | 0 | 2.6473 | 0 | 0 | 0 | 0 | 0 | 0 | 0 | 0 | 0 | 0 | 0 | 0 | 0
7 | 6 | 5 | 5 | 1.7931 | 0 | 2.4469 | 0 | 0 | 0 | 0.0012057 | 0.18909 | 0 | 0 | 0.48423 | 0 | 4.9146 | 0 | 0 | 0 | 0 | 0 | 0 | 0 | 0 | 0 | 0 | 0 | 0 | 0 | 0.45131 | 0 | 0.32173 | 0 | 1.0794 | 0 | 0.0525 | 0.6901 | 0 | 0 | 0 | 0 | 2.595 | 0 | 0 | 0 | 0 | 0 | 0 | 0 | 0 | 0 | 0 | 0 | 0 | 0
7 | 6 | 6 | 5 | 1.7931 | 0 | 2.4469 | 0 | 0 | 0 | 0.0012057 | 0.20376 | 0 | 0 | 2.7275 | 0 | 7.1725 | 0 | 0 | 0 | 0 | 0 | 0 | 0 | 0 | 0 | 0 | 0 | 0 | 0 | 0.45131 | 0 | 0.54519 | 0 | 1.1663 | 0 | 0.315 | 0.6901 | 0 | 0 | 0 | 0 | 3.1679 | 0 | 0 | 0 | 0 | 0 | 0 | 0 | 0 | 0 | 0 | 0 | 0 | 0
7 | 6 | 7 | 5 | 1.7931 | 0 | 2.4469 | 0 | 0 | 0 | 0.0012057 | 0.26903 | 0 | 0 | 3.9558 | 0 | 8.4661 | 0 | 0 | 0 | 0 | 0 | 0 | 0 | 0 | 0 | 0 | 0 | 0 | 0 | 0.45131 | 0 | 0.71279 | 0 | 1.6392 | 0 | 0.525 | 0.6901 | 0 | 0 | 0 | 0 | 4.0184 | 0 | 0 | 0 | 0 | 0 | 0 | 0 | 0 | 0 | 0 | 0 | 0 | 0
7 | 6 | 8 | 5 | 1.7931 | 0 | 13.5789 | 0 | 0 | 0 | 0.0012057 | 0.44453 | 0 | 0 | 4.1843 | 0 | 20.0021 | 0 | 0 | 0 | 0 | 0 | 0 | 0 | 0 | 0 | 0 | 0 | 0 | 0 | 0.45131 | 0 | 0.71279 | 0 | 2.966 | 0 | 0.42 | 0.6901 | 0 | 0 | 0 | 0 | 5.2402 | 0 | 0 | 0 | 0 | 0 | 0 | 0 | 0 | 0 | 0 | 0 | 0 | 0
7 | 6 | 9 | 5 | 1.7931 | 0 | 13.5789 | 0 | 0 | 0 | 0.0012057 | 0.53224 | 0 | 0 | 2.7273 | 0 | 18.6327 | 0 | 0 | 0 | 0 | 0 | 0 | 0 | 0 | 0 | 0 | 0 | 0 | 0 | 0.45131 | 0 | 0.71279 | 0 | 3.5556 | 0 | 0.315 | 0.6901 | 0 | 0 | 0 | 0 | 5.7248 | 0 | 0 | 0 | 0 | 0 | 0 | 0 | 0 | 0 | 0 | 0 | 0 | 0
7 | 6 | 10 | 5 | 1.7931 | 0 | 13.5789 | 0 | 0 | 0 | 0.0012057 | 0.5802 | 0 | 0 | 2.7273 | 0 | 18.6807 | 0 | 0 | 0 | 0 | 0 | 0 | 0 | 0 | 0 | 0 | 0 | 0 | 0 | 0.45131 | 0 | 0.71279 | 0 | 4.0203 | 0 | 0.315 | 0.6901 | 0 | 0 | 0 | 0 | 6.1895 | 0 | 0 | 0 | 0 | 0 | 0 | 0 | 0 | 0 | 0 | 0 | 0 | 0
7 | 6 | 11 | 5 | 1.7931 | 0 | 13.5789 | 0 | 0 | 0 | 0.0012057 | 0.65671 | 0 | 0 | 3.1759 | 0 | 19.2058 | 0 | 0 | 0 | 0 | 0 | 0 | 0 | 0 | 0 | 0 | 0 | 0 | 0 | 0.45131 | 0 | 0.54519 | 0 | 4.6792 | 0 | 0.3675 | 0.6901 | 0 | 0 | 0 | 0 | 6.7333 | 0 | 0 | 0 | 0 | 0 | 0 | 0 | 0 | 0 | 0 | 0 | 0 | 0
7 | 6 | 12 | 5 | 1.7931 | 0 | 8.6313 | 0 | 0 | 0 | 0.0012057 | 0.63996 | 0 | 0 | 3.6245 | 0 | 14.6902 | 0 | 0 | 0 | 0 | 0 | 0 | 0 | 0 | 0 | 0 | 0 | 0 | 0 | 0.45131 | 0 | 0.54519 | 0 | 4.6516 | 0 | 0.42 | 0.6901 | 0 | 0 | 0 | 0 | 6.7582 | 0 | 0 | 0 | 0 | 0 | 0 | 0 | 0 | 0 | 0 | 0 | 0 | 0
7 | 6 | 13 | 5 | 1.7931 | 0 | 13.5789 | 0 | 0 | 0 | 0.0012057 | 0.7415 | 0 | 0 | 3.1759 | 0 | 19.2906 | 0 | 0 | 0 | 0 | 0 | 0 | 0 | 0 | 0 | 0 | 0 | 0 | 0 | 0.45131 | 0 | 0.54519 | 0 | 5.7642 | 0 | 0.3675 | 0.6901 | 0 | 0 | 0 | 0 | 7.8183 | 0 | 0 | 0 | 0 | 0 | 0 | 0 | 0 | 0 | 0 | 0 | 0 | 0
7 | 6 | 14 | 5 | 1.7931 | 0 | 13.5789 | 0 | 0 | 0 | 0.0012057 | 0.80998 | 0 | 0 | 3.1758 | 0 | 19.359 | 0 | 0 | 0 | 0 | 0 | 0 | 0 | 0 | 0 | 0 | 0 | 0 | 0 | 0.45131 | 0 | 0.54519 | 0 | 6.7197 | 0 | 0.3675 | 0.6901 | 0 | 0 | 0 | 0 | 8.7738 | 0 | 0 | 0 | 0 | 0 | 0 | 0 | 0 | 0 | 0 | 0 | 0 | 0
7 | 6 | 15 | 5 | 1.7931 | 0 | 13.5789 | 0 | 0 | 0 | 0.0012057 | 0.85107 | 0 | 0 | 2.7271 | 0 | 18.9514 | 0 | 0 | 0 | 0 | 0 | 0 | 0 | 0 | 0 | 0 | 0 | 0 | 0 | 0.45131 | 0 | 0.54519 | 0 | 7.0012 | 0 | 0.315 | 0.6901 | 0 | 0 | 0 | 0 | 9.0028 | 0 | 0 | 0 | 0 | 0 | 0 | 0 | 0 | 0 | 0 | 0 | 0 | 0
7 | 6 | 16 | 5 | 1.7931 | 0 | 13.5789 | 0 | 0 | 0 | 0.0012057 | 0.80741 | 0 | 0 | 2.727 | 0 | 18.9076 | 0 | 0 | 0 | 0 | 0 | 0 | 0 | 0 | 0 | 0 | 0 | 0 | 0 | 0.45131 | 0 | 0.54519 | 0 | 6.6466 | 0 | 0.315 | 0.6901 | 0 | 0 | 0 | 0 | 8.6482 | 0 | 0 | 0 | 0 | 0 | 0 | 0 | 0 | 0 | 0 | 0 | 0 | 0
7 | 6 | 17 | 5 | 1.7931 | 0 | 13.5789 | 0 | 0 | 0 | 0.0012057 | 0.81065 | 0 | 0 | 3.9556 | 0 | 20.1394 | 0 | 0 | 0 | 0 | 0 | 0 | 0 | 0 | 0 | 0 | 0 | 0 | 0 | 0.45131 | 0 | 0.54519 | 0 | 6.9814 | 0 | 0.525 | 0.6901 | 0 | 0 | 0 | 0 | 9.193 | 0 | 0 | 0 | 0 | 0 | 0 | 0 | 0 | 0 | 0 | 0 | 0 | 0
7 | 6 | 18 | 5 | 1.7931 | 0 | 9.8682 | 0 | 0 | 0 | 0.0012057 | 0.72722 | 0 | 0 | 3.9556 | 0 | 16.3454 | 0 | 0 | 0 | 0 | 0 | 0 | 0 | 0 | 0 | 0 | 0 | 0 | 0 | 0.45131 | 0 | 0.54519 | 0 | 6.2541 | 0 | 0.525 | 0.6901 | 0 | 0 | 0 | 0 | 8.4657 | 0 | 0 | 0 | 0 | 0 | 0 | 0 | 0 | 0 | 0 | 0 | 0 | 0
7 | 6 | 19 | 5 | 1.7931 | 0 | 2.4469 | 0 | 0 | 0 | 0.0012057 | 0.56897 | 0 | 0 | 4.7366 | 0 | 9.5468 | 0 | 0 | 0 | 0 | 0 | 0 | 0 | 0 | 0 | 0 | 0 | 0 | 0 | 0.45131 | 0 | 0.88038 | 0 | 4.6614 | 0 | 0.42 | 0.6901 | 0 | 0 | 0 | 0 | 7.1032 | 0 | 0 | 0 | 0 | 0 | 0 | 0 | 0 | 0 | 0 | 0 | 0 | 0
7 | 6 | 20 | 5 | 1.7931 | 0 | 2.4469 | 0 | 0 | 0 | 0.0012057 | 0.49235 | 0 | 0 | 3.1756 | 0 | 7.9092 | 0 | 0 | 0 | 0 | 0 | 0 | 0 | 0 | 0 | 0 | 0 | 0 | 0 | 0.45131 | 0 | 1.1038 | 0 | 3.8721 | 0 | 0.3675 | 0.6901 | 0 | 0 | 0 | 0 | 6.4848 | 0 | 0 | 0 | 0 | 0 | 0 | 0 | 0 | 0 | 0 | 0 | 0 | 0
7 | 6 | 21 | 5 | 1.7931 | 0 | 2.4469 | 0 | 0 | 0 | 0.0012057 | 0.46346 | 0 | 0 | 3.9555 | 0 | 8.6602 | 0 | 0 | 0 | 0 | 0 | 0 | 0 | 0 | 0 | 0 | 0 | 0 | 0 | 0.45131 | 0 | 1.2156 | 0 | 3.5826 | 0 | 0.4725 | 0.6901 | 0 | 0 | 0 | 0 | 6.4121 | 0 | 0 | 0 | 0 | 0 | 0 | 0 | 0 | 0 | 0 | 0 | 0 | 0
7 | 6 | 22 | 5 | 1.7931 | 0 | 2.4469 | 0 | 0 | 0 | 0.0012057 | 0.43615 | 0 | 0 | 2.8428 | 0 | 7.5201 | 0 | 0 | 0 | 0 | 0 | 0 | 0 | 0 | 0 | 0 | 0 | 0 | 0 | 0.45131 | 0 | 1.1038 | 0 | 3.2077 | 0 | 0.315 | 0.6901 | 0 | 0 | 0 | 0 | 5.7679 | 0 | 0 | 0 | 0 | 0 | 0 | 0 | 0 | 0 | 0 | 0 | 0 | 0
7 | 6 | 23 | 5 | 1.7931 | 0 | 2.4469 | 0 | 0 | 0 | 0.0012057 | 0.42268 | 0 | 0 | 0.48346 | 0 | 5.1474 | 0 | 0 | 0 | 0 | 0 | 0 | 0 | 0 | 0 | 0 | 0 | 0 | 0 | 0.45131 | 0 | 0.88038 | 0 | 2.9668 | 0 | 0.0525 | 0.6901 | 0 | 0 | 0 | 0 | 5.0411 | 0 | 0 | 0 | 0 | 0 | 0 | 0 | 0 | 0 | 0 | 0 | 0 | 0
7 | 6 | 24 | 5 | 1.7931 | 0 | 2.4469 | 0 | 0 | 0 | 0.0012057 | 0.3946 | 0 | 0 | 0.48351 | 0 | 5.1193 | 0 | 0 | 0 | 0 | 0 | 0 | 0 | 0 | 0 | 0 | 0 | 0 | 0 | 0.45131 | 0 | 0.54519 | 0 | 2.5658 | 0 | 0.0525 | 0.6901 | 0 | 0 | 0 | 0 | 4.3049 | 0 | 0 | 0 | 0 | 0 | 0 | 0 | 0 | 0 | 0 | 0 | 0 | 0
7 | 7 | 1 | 6 | 1.7931 | 0 | 2.4469 | 0 | 0 | 0 | 0.0012057 | 0.38049 | 0 | 0 | 0.48362 | 0 | 5.1053 | 0 | 0 | 0 | 0 | 0 | 0 | 0 | 0 | 0 | 0 | 0 | 0 | 0 | 0.45131 | 0 | 0.32173 | 0 | 2.3853 | 0 | 0.0525 | 0.6901 | 0 | 0 | 0 | 0 | 3.9009 | 0 | 0 | 0 | 0 | 0 | 0 | 0 | 0 | 0 | 0 | 0 | 0 | 0
7 | 7 | 2 | 6 | 1.7931 | 0 | 2.4469 | 0 | 0 | 0 | 0.0012057 | 0.3635 | 0 | 0 | 0.48372 | 0 | 5.0884 | 0 | 0 | 0 | 0 | 0 | 0 | 0 | 0 | 0 | 0 | 0 | 0 | 0 | 0.45131 | 0 | 0.32173 | 0 | 2.2364 | 0 | 0.0525 | 0.6901 | 0 | 0 | 0 | 0 | 3.752 | 0 | 0 | 0 | 0 | 0 | 0 | 0 | 0 | 0 | 0 | 0 | 0 | 0
7 | 7 | 3 | 6 | 1.7931 | 0 | 2.4469 | 0 | 0 | 0 | 0.0012057 | 0.35943 | 0 | 0 | 0.48377 | 0 | 5.0844 | 0 | 0 | 0 | 0 | 0 | 0 | 0 | 0 | 0 | 0 | 0 | 0 | 0 | 0.45131 | 0 | 0.32173 | 0 | 2.2278 | 0 | 0.0525 | 0.6901 | 0 | 0 | 0 | 0 | 3.7434 | 0 | 0 | 0 | 0 | 0 | 0 | 0 | 0 | 0 | 0 | 0 | 0 | 0
7 | 7 | 4 | 6 | 1.7931 | 0 | 2.4469 | 0 | 0 | 0 | 0.0012057 | 0.34806 | 0 | 0 | 0.48378 | 0 | 5.0731 | 0 | 0 | 0 | 0 | 0 | 0 | 0 | 0 | 0 | 0 | 0 | 0 | 0 | 0.45131 | 0 | 0.32173 | 0 | 2.062 | 0 | 0.0525 | 0.6901 | 0 | 0 | 0 | 0 | 3.5777 | 0 | 0 | 0 | 0 | 0 | 0 | 0 | 0 | 0 | 0 | 0 | 0 | 0
7 | 7 | 5 | 6 | 1.7931 | 0 | 2.4469 | 0 | 0 | 0 | 0.0012057 | 0.35222 | 0 | 0 | 0.48378 | 0 | 5.0772 | 0 | 0 | 0 | 0 | 0 | 0 | 0 | 0 | 0 | 0 | 0 | 0 | 0 | 0.45131 | 0 | 0.32173 | 0 | 2.1109 | 0 | 0.0525 | 0.6901 | 0 | 0 | 0 | 0 | 3.6265 | 0 | 0 | 0 | 0 | 0 | 0 | 0 | 0 | 0 | 0 | 0 | 0 | 0
7 | 7 | 6 | 6 | 1.7931 | 0 | 2.4469 | 0 | 0 | 0 | 0.0012057 | 0.35974 | 0 | 0 | 2.7271 | 0 | 7.328 | 0 | 0 | 0 | 0 | 0 | 0 | 0 | 0 | 0 | 0 | 0 | 0 | 0 | 0.45131 | 0 | 0.54519 | 0 | 2.1625 | 0 | 0.315 | 0.6901 | 0 | 0 | 0 | 0 | 4.1641 | 0 | 0 | 0 | 0 | 0 | 0 | 0 | 0 | 0 | 0 | 0 | 0 | 0
7 | 7 | 7 | 6 | 1.7931 | 0 | 2.4469 | 0 | 0 | 0 | 0.0012057 | 0.36803 | 0 | 0 | 3.9556 | 0 | 8.5648 | 0 | 0 | 0 | 0 | 0 | 0 | 0 | 0 | 0 | 0 | 0 | 0 | 0 | 0.45131 | 0 | 0.71279 | 0 | 2.2024 | 0 | 0.525 | 0.6901 | 0 | 0 | 0 | 0 | 4.5816 | 0 | 0 | 0 | 0 | 0 | 0 | 0 | 0 | 0 | 0 | 0 | 0 | 0
7 | 7 | 8 | 6 | 1.7931 | 0 | 13.5789 | 0 | 0 | 0 | 0.0012057 | 0.52531 | 0 | 0 | 4.1836 | 0 | 20.0821 | 0 | 0 | 0 | 0 | 0 | 0 | 0 | 0 | 0 | 0 | 0 | 0 | 0 | 0.45131 | 0 | 0.71279 | 0 | 3.3652 | 0 | 0.42 | 0.6901 | 0 | 0 | 0 | 0 | 5.6394 | 0 | 0 | 0 | 0 | 0 | 0 | 0 | 0 | 0 | 0 | 0 | 0 | 0
7 | 7 | 9 | 6 | 1.7931 | 0 | 13.5789 | 0 | 0 | 0 | 0.0012057 | 0.5822 | 0 | 0 | 2.7268 | 0 | 18.6822 | 0 | 0 | 0 | 0 | 0 | 0 | 0 | 0 | 0 | 0 | 0 | 0 | 0 | 0.45131 | 0 | 0.71279 | 0 | 3.9263 | 0 | 0.315 | 0.6901 | 0 | 0 | 0 | 0 | 6.0955 | 0 | 0 | 0 | 0 | 0 | 0 | 0 | 0 | 0 | 0 | 0 | 0 | 0
7 | 7 | 10 | 6 | 1.7931 | 0 | 13.5789 | 0 | 0 | 0 | 0.0012057 | 0.72439 | 0 | 0 | 2.7268 | 0 | 18.8243 | 0 | 0 | 0 | 0 | 0 | 0 | 0 | 0 | 0 | 0 | 0 | 0 | 0 | 0.45131 | 0 | 0.71279 | 0 | 5.2249 | 0 | 0.315 | 0.6901 | 0 | 0 | 0 | 0 | 7.3941 | 0 | 0 | 0 | 0 | 0 | 0 | 0 | 0 | 0 | 0 | 0 | 0 | 0
7 | 7 | 11 | 6 | 1.7931 | 0 | 13.5789 | 0 | 0 | 0 | 0.0012057 | 0.79535 | 0 | 0 | 3.1753 | 0 | 19.3439 | 0 | 0 | 0 | 0 | 0 | 0 | 0 | 0 | 0 | 0 | 0 | 0 | 0 | 0.45131 | 0 | 0.54519 | 0 | 5.8152 | 0 | 0.3675 | 0.6901 | 0 | 0 | 0 | 0 | 7.8693 | 0 | 0 | 0 | 0 | 0 | 0 | 0 | 0 | 0 | 0 | 0 | 0 | 0
7 | 7 | 12 | 6 | 1.7931 | 0 | 8.6313 | 0 | 0 | 0 | 0.0012057 | 0.73276 | 0 | 0 | 3.624 | 0 | 14.7824 | 0 | 0 | 0 | 0 | 0 | 0 | 0 | 0 | 0 | 0 | 0 | 0 | 0 | 0.45131 | 0 | 0.54519 | 0 | 5.3159 | 0 | 0.42 | 0.6901 | 0 | 0 | 0 | 0 | 7.4225 | 0 | 0 | 0 | 0 | 0 | 0 | 0 | 0 | 0 | 0 | 0 | 0 | 0
7 | 7 | 13 | 6 | 1.7931 | 0 | 13.5789 | 0 | 0 | 0 | 0.0012057 | 0.83503 | 0 | 0 | 3.1753 | 0 | 19.3835 | 0 | 0 | 0 | 0 | 0 | 0 | 0 | 0 | 0 | 0 | 0 | 0 | 0 | 0.45131 | 0 | 0.54519 | 0 | 6.338 | 0 | 0.3675 | 0.6901 | 0 | 0 | 0 | 0 | 8.3921 | 0 | 0 | 0 | 0 | 0 | 0 | 0 | 0 | 0 | 0 | 0 | 0 | 0
7 | 7 | 14 | 6 | 1.7931 | 0 | 13.5789 | 0 | 0 | 0 | 0.0012057 | 0.88175 | 0 | 0 | 3.1752 | 0 | 19.4302 | 0 | 0 | 0 | 0 | 0 | 0 | 0 | 0 | 0 | 0 | 0 | 0 | 0 | 0.45131 | 0 | 0.54519 | 0 | 7.0418 | 0 | 0.3675 | 0.6901 | 0 | 0 | 0 | 0 | 9.0959 | 0 | 0 | 0 | 0 | 0 | 0 | 0 | 0 | 0 | 0 | 0 | 0 | 0
7 | 7 | 15 | 6 | 1.7931 | 0 | 13.5789 | 0 | 0 | 0 | 0.0012057 | 0.90522 | 0 | 0 | 2.7265 | 0 | 19.005 | 0 | 0 | 0 | 0 | 0 | 0 | 0 | 0 | 0 | 0 | 0 | 0 | 0 | 0.45131 | 0 | 0.54519 | 0 | 7.4311 | 0 | 0.315 | 0.6901 | 0 | 0 | 0 | 0 | 9.4327 | 0 | 0 | 0 | 0 | 0 | 0 | 0 | 0 | 0 | 0 | 0 | 0 | 0
7 | 7 | 16 | 6 | 1.7931 | 0 | 13.5789 | 0 | 0 | 0 | 0.0012057 | 0.9454 | 0 | 0 | 2.7265 | 0 | 19.0451 | 0 | 0 | 0 | 0 | 0 | 0 | 0 | 0 | 0 | 0 | 0 | 0 | 0 | 0.45131 | 0 | 0.54519 | 0 | 8.1569 | 0 | 0.315 | 0.6901 | 0 | 0 | 0 | 0 | 10.1585 | 0 | 0 | 0 | 0 | 0 | 0 | 0 | 0 | 0 | 0 | 0 | 0 | 0
7 | 7 | 17 | 6 | 1.7931 | 0 | 13.5789 | 0 | 0 | 0 | 0.0012057 | 0.91511 | 0 | 0 | 3.9553 | 0 | 20.2436 | 0 | 0 | 0 | 0 | 0 | 0 | 0 | 0 | 0 | 0 | 0 | 0 | 0 | 0.45131 | 0 | 0.54519 | 0 | 7.649 | 0 | 0.525 | 0.6901 | 0 | 0 | 0 | 0 | 9.8606 | 0 | 0 | 0 | 0 | 0 | 0 | 0 | 0 | 0 | 0 | 0 | 0 | 0
7 | 7 | 18 | 6 | 1.7931 | 0 | 9.8682 | 0 | 0 | 0 | 0.0012057 | 0.8076 | 0 | 0 | 3.9553 | 0 | 16.4254 | 0 | 0 | 0 | 0 | 0 | 0 | 0 | 0 | 0 | 0 | 0 | 0 | 0 | 0.45131 | 0 | 0.54519 | 0 | 6.5201 | 0 | 0.525 | 0.6901 | 0 | 0 | 0 | 0 | 8.7317 | 0 | 0 | 0 | 0 | 0 | 0 | 0 | 0 | 0 | 0 | 0 | 0 | 0
7 | 7 | 19 | 6 | 1.7931 | 0 | 2.4469 | 0 | 0 | 0 | 0.0012057 | 0.64619 | 0 | 0 | 4.7353 | 0 | 9.6227 | 0 | 0 | 0 | 0 | 0 | 0 | 0 | 0 | 0 | 0 | 0 | 0 | 0 | 0.45131 | 0 | 0.88038 | 0 | 5.1302 | 0 | 0.42 | 0.6901 | 0 | 0 | 0 | 0 | 7.572 | 0 | 0 | 0 | 0 | 0 | 0 | 0 | 0 | 0 | 0 | 0 | 0 | 0
7 | 7 | 20 | 6 | 1.7931 | 0 | 2.4469 | 0 | 0 | 0 | 0.0012057 | 0.56681 | 0 | 0 | 3.175 | 0 | 7.983 | 0 | 0 | 0 | 0 | 0 | 0 | 0 | 0 | 0 | 0 | 0 | 0 | 0 | 0.45131 | 0 | 1.1038 | 0 | 4.2687 | 0 | 0.3675 | 0.6901 | 0 | 0 | 0 | 0 | 6.8815 | 0 | 0 | 0 | 0 | 0 | 0 | 0 | 0 | 0 | 0 | 0 | 0 | 0
7 | 7 | 21 | 6 | 1.7931 | 0 | 2.4469 | 0 | 0 | 0 | 0.0012057 | 0.52801 | 0 | 0 | 3.9552 | 0 | 8.7244 | 0 | 0 | 0 | 0 | 0 | 0 | 0 | 0 | 0 | 0 | 0 | 0 | 0 | 0.45131 | 0 | 1.2156 | 0 | 3.912 | 0 | 0.4725 | 0.6901 | 0 | 0 | 0 | 0 | 6.7414 | 0 | 0 | 0 | 0 | 0 | 0 | 0 | 0 | 0 | 0 | 0 | 0 | 0
7 | 7 | 22 | 6 | 1.7931 | 0 | 2.4469 | 0 | 0 | 0 | 0.0012057 | 0.47873 | 0 | 0 | 2.8418 | 0 | 7.5617 | 0 | 0 | 0 | 0 | 0 | 0 | 0 | 0 | 0 | 0 | 0 | 0 | 0 | 0.45131 | 0 | 1.1038 | 0 | 3.3361 | 0 | 0.315 | 0.6901 | 0 | 0 | 0 | 0 | 5.8963 | 0 | 0 | 0 | 0 | 0 | 0 | 0 | 0 | 0 | 0 | 0 | 0 | 0
7 | 7 | 23 | 6 | 1.7931 | 0 | 2.4469 | 0 | 0 | 0 | 0.0012057 | 0.44799 | 0 | 0 | 0.48283 | 0 | 5.172 | 0 | 0 | 0 | 0 | 0 | 0 | 0 | 0 | 0 | 0 | 0 | 0 | 0 | 0.45131 | 0 | 0.88038 | 0 | 2.9812 | 0 | 0.0525 | 0.6901 | 0 | 0 | 0 | 0 | 5.0555 | 0 | 0 | 0 | 0 | 0 | 0 | 0 | 0 | 0 | 0 | 0 | 0 | 0
7 | 7 | 24 | 6 | 1.7931 | 0 | 2.4469 | 0 | 0 | 0 | 0.0012057 | 0.42907 | 0 | 0 | 0.48288 | 0 | 5.1532 | 0 | 0 | 0 | 0 | 0 | 0 | 0 | 0 | 0 | 0 | 0 | 0 | 0 | 0.45131 | 0 | 0.54519 | 0 | 2.7626 | 0 | 0.0525 | 0.6901 | 0 | 0 | 0 | 0 | 4.5017 | 0 | 0 | 0 | 0 | 0 | 0 | 0 | 0 | 0 | 0 | 0 | 0 | 0
7 | 8 | 1 | 7 | 1.7931 | 0 | 2.4469 | 0 | 0 | 0 | 0.0012057 | 0.42457 | 0 | 0 | 0.48298 | 0 | 5.1488 | 0 | 0 | 0 | 0 | 0 | 0 | 0 | 0 | 0 | 0 | 0 | 0 | 0 | 0.45131 | 0 | 0.32173 | 0 | 2.7828 | 0 | 0.0525 | 0.6901 | 0 | 0 | 0 | 0 | 4.2984 | 0 | 0 | 0 | 0 | 0 | 0 | 0 | 0 | 0 | 0 | 0 | 0 | 0
7 | 8 | 2 | 7 | 1.7931 | 0 | 2.4469 | 0 | 0 | 0 | 0.0012057 | 0.43157 | 0 | 0 | 0.48307 | 0 | 5.1559 | 0 | 0 | 0 | 0 | 0 | 0 | 0 | 0 | 0 | 0 | 0 | 0 | 0 | 0.45131 | 0 | 0.32173 | 0 | 2.8828 | 0 | 0.0525 | 0.6901 | 0 | 0 | 0 | 0 | 4.3985 | 0 | 0 | 0 | 0 | 0 | 0 | 0 | 0 | 0 | 0 | 0 | 0 | 0
7 | 8 | 3 | 7 | 1.7931 | 0 | 2.4469 | 0 | 0 | 0 | 0.0012057 | 0.42586 | 0 | 0 | 0.48311 | 0 | 5.1502 | 0 | 0 | 0 | 0 | 0 | 0 | 0 | 0 | 0 | 0 | 0 | 0 | 0 | 0.45131 | 0 | 0.32173 | 0 | 2.7466 | 0 | 0.0525 | 0.6901 | 0 | 0 | 0 | 0 | 4.2623 | 0 | 0 | 0 | 0 | 0 | 0 | 0 | 0 | 0 | 0 | 0 | 0 | 0
7 | 8 | 4 | 7 | 1.7931 | 0 | 2.4469 | 0 | 0 | 0 | 0.0012057 | 0.42273 | 0 | 0 | 0.48312 | 0 | 5.1471 | 0 | 0 | 0 | 0 | 0 | 0 | 0 | 0 | 0 | 0 | 0 | 0 | 0 | 0.45131 | 0 | 0.32173 | 0 | 2.5943 | 0 | 0.0525 | 0.6901 | 0 | 0 | 0 | 0 | 4.1099 | 0 | 0 | 0 | 0 | 0 | 0 | 0 | 0 | 0 | 0 | 0 | 0 | 0
7 | 8 | 5 | 7 | 1.7931 | 0 | 2.4469 | 0 | 0 | 0 | 0.0012057 | 0.39128 | 0 | 0 | 0.48311 | 0 | 5.1156 | 0 | 0 | 0 | 0 | 0 | 0 | 0 | 0 | 0 | 0 | 0 | 0 | 0 | 0.45131 | 0 | 0.32173 | 0 | 2.2867 | 0 | 0.0525 | 0.6901 | 0 | 0 | 0 | 0 | 3.8024 | 0 | 0 | 0 | 0 | 0 | 0 | 0 | 0 | 0 | 0 | 0 | 0 | 0
7 | 8 | 6 | 7 | 1.7931 | 0 | 2.4469 | 0 | 0 | 0 | 0.0012057 | 0.41105 | 0 | 0 | 2.7264 | 0 | 7.3787 | 0 | 0 | 0 | 0 | 0 | 0 | 0 | 0 | 0 | 0 | 0 | 0 | 0 | 0.45131 | 0 | 0.54519 | 0 | 2.5828 | 0 | 0.315 | 0.6901 | 0 | 0 | 0 | 0 | 4.5844 | 0 | 0 | 0 | 0 | 0 | 0 | 0 | 0 | 0 | 0 | 0 | 0 | 0
7 | 8 | 7 | 7 | 1.7931 | 0 | 2.4469 | 0 | 0 | 0 | 0.0012057 | 0.47246 | 0 | 0 | 3.9552 | 0 | 8.6689 | 0 | 0 | 0 | 0 | 0 | 0 | 0 | 0 | 0 | 0 | 0 | 0 | 0 | 0.45131 | 0 | 0.71279 | 0 | 3.104 | 0 | 0.525 | 0.6901 | 0 | 0 | 0 | 0 | 5.4832 | 0 | 0 | 0 | 0 | 0 | 0 | 0 | 0 | 0 | 0 | 0 | 0 | 0
7 | 8 | 8 | 7 | 1.7931 | 0 | 13.5789 | 0 | 0 | 0 | 0.0012057 | 0.7001 | 0 | 0 | 4.1826 | 0 | 20.2559 | 0 | 0 | 0 | 0 | 0 | 0 | 0 | 0 | 0 | 0 | 0 | 0 | 0 | 0.45131 | 0 | 0.71279 | 0 | 4.8635 | 0 | 0.42 | 0.6901 | 0 | 0 | 0 | 0 | 7.1377 | 0 | 0 | 0 | 0 | 0 | 0 | 0 | 0 | 0 | 0 | 0 | 0 | 0
7 | 8 | 9 | 7 | 1.7931 | 0 | 13.5789 | 0 | 0 | 0 | 0.0012057 | 0.76543 | 0 | 0 | 2.7262 | 0 | 18.8648 | 0 | 0 | 0 | 0 | 0 | 0 | 0 | 0 | 0 | 0 | 0 | 0 | 0 | 0.45131 | 0 | 0.71279 | 0 | 5.609 | 0 | 0.315 | 0.6901 | 0 | 0 | 0 | 0 | 7.7782 | 0 | 0 | 0 | 0 | 0 | 0 | 0 | 0 | 0 | 0 | 0 | 0 | 0
7 | 8 | 10 | 7 | 1.7931 | 0 | 13.5789 | 0 | 0 | 0 | 0.0012057 | 0.80451 | 0 | 0 | 2.7261 | 0 | 18.9038 | 0 | 0 | 0 | 0 | 0 | 0 | 0 | 0 | 0 | 0 | 0 | 0 | 0 | 0.45131 | 0 | 0.71279 | 0 | 6.1228 | 0 | 0.315 | 0.6901 | 0 | 0 | 0 | 0 | 8.292 | 0 | 0 | 0 | 0 | 0 | 0 | 0 | 0 | 0 | 0 | 0 | 0 | 0
7 | 8 | 11 | 7 | 1.7931 | 0 | 13.5789 | 0 | 0 | 0 | 0.0012057 | 0.86661 | 0 | 0 | 3.1747 | 0 | 19.4145 | 0 | 0 | 0 | 0 | 0 | 0 | 0 | 0 | 0 | 0 | 0 | 0 | 0 | 0.45131 | 0 | 0.54519 | 0 | 6.989 | 0 | 0.3675 | 0.6901 | 0 | 0 | 0 | 0 | 9.0431 | 0 | 0 | 0 | 0 | 0 | 0 | 0 | 0 | 0 | 0 | 0 | 0 | 0
7 | 8 | 12 | 7 | 1.7931 | 0 | 8.6313 | 0 | 0 | 0 | 0.0012057 | 0.90286 | 0 | 0 | 3.6233 | 0 | 14.9518 | 0 | 0 | 0 | 0 | 0 | 0 | 0 | 0 | 0 | 0 | 0 | 0 | 0 | 0.45131 | 0 | 0.54519 | 0 | 7.9146 | 0 | 0.42 | 0.6901 | 0 | 0 | 0 | 0 | 10.0212 | 0 | 0 | 0 | 0 | 0 | 0 | 0 | 0 | 0 | 0 | 0 | 0 | 0
7 | 8 | 13 | 7 | 1.7931 | 0 | 13.5789 | 0 | 0 | 0 | 0.0012057 | 1.0074 | 0 | 0 | 3.1746 | 0 | 19.5552 | 0 | 0 | 0 | 0 | 0 | 0 | 0 | 0 | 0 | 0 | 0 | 0 | 0 | 0.45131 | 0 | 0.54519 | 0 | 8.7453 | 0 | 0.3675 | 0.6901 | 0 | 0 | 0 | 0 | 10.7994 | 0 | 0 | 0 | 0 | 0 | 0 | 0 | 0 | 0 | 0 | 0 | 0 | 0
7 | 8 | 14 | 7 | 1.7931 | 0 | 13.5789 | 0 | 0 | 0 | 0.0012057 | 0.91494 | 0 | 0 | 3.1745 | 0 | 19.4627 | 0 | 0 | 0 | 0 | 0 | 0 | 0 | 0 | 0 | 0 | 0 | 0 | 0 | 0.45131 | 0 | 0.54519 | 0 | 7.6155 | 0 | 0.3675 | 0.6901 | 0 | 0 | 0 | 0 | 9.6696 | 0 | 0 | 0 | 0 | 0 | 0 | 0 | 0 | 0 | 0 | 0 | 0 | 0
7 | 8 | 15 | 7 | 1.7931 | 0 | 13.5789 | 0 | 0 | 0 | 0.0012057 | 0.72954 | 0 | 0 | 2.7259 | 0 | 18.8286 | 0 | 0 | 0 | 0 | 0 | 0 | 0 | 0 | 0 | 0 | 0 | 0 | 0 | 0.45131 | 0 | 0.54519 | 0 | 5.5082 | 0 | 0.315 | 0.6901 | 0 | 0 | 0 | 0 | 7.5098 | 0 | 0 | 0 | 0 | 0 | 0 | 0 | 0 | 0 | 0 | 0 | 0 | 0
7 | 8 | 16 | 7 | 1.7931 | 0 | 13.5789 | 0 | 0 | 0 | 0.0012057 | 0.72828 | 0 | 0 | 2.726 | 0 | 18.8275 | 0 | 0 | 0 | 0 | 0 | 0 | 0 | 0 | 0 | 0 | 0 | 0 | 0 | 0.45131 | 0 | 0.54519 | 0 | 5.3602 | 0 | 0.315 | 0.6901 | 0 | 0 | 0 | 0 | 7.3618 | 0 | 0 | 0 | 0 | 0 | 0 | 0 | 0 | 0 | 0 | 0 | 0 | 0
7 | 8 | 17 | 7 | 1.7931 | 0 | 13.5789 | 0 | 0 | 0 | 0.0012057 | 0.71363 | 0 | 0 | 3.9551 | 0 | 20.0419 | 0 | 0 | 0 | 0 | 0 | 0 | 0 | 0 | 0 | 0 | 0 | 0 | 0 | 0.45131 | 0 | 0.54519 | 0 | 5.2244 | 0 | 0.525 | 0.6901 | 0 | 0 | 0 | 0 | 7.436 | 0 | 0 | 0 | 0 | 0 | 0 | 0 | 0 | 0 | 0 | 0 | 0 | 0
7 | 8 | 18 | 7 | 1.7931 | 0 | 9.8682 | 0 | 0 | 0 | 0.0012057 | 0.66151 | 0 | 0 | 3.9551 | 0 | 16.2792 | 0 | 0 | 0 | 0 | 0 | 0 | 0 | 0 | 0 | 0 | 0 | 0 | 0 | 0.45131 | 0 | 0.54519 | 0 | 4.5449 | 0 | 0.525 | 0.6901 | 0 | 0 | 0 | 0 | 6.7565 | 0 | 0 | 0 | 0 | 0 | 0 | 0 | 0 | 0 | 0 | 0 | 0 | 0
7 | 8 | 19 | 7 | 1.7931 | 0 | 2.4469 | 0 | 0 | 0 | 0.0012057 | 0.49845 | 0 | 0 | 4.7346 | 0 | 9.4743 | 0 | 0 | 0 | 0 | 0 | 0 | 0 | 0 | 0 | 0 | 0 | 0 | 0 | 0.45131 | 0 | 0.88038 | 0 | 3.3246 | 0 | 0.42 | 0.6901 | 0 | 0 | 0 | 0 | 5.7664 | 0 | 0 | 0 | 0 | 0 | 0 | 0 | 0 | 0 | 0 | 0 | 0 | 0
7 | 8 | 20 | 7 | 1.7931 | 0 | 2.4469 | 0 | 0 | 0 | 0.0012057 | 0.45645 | 0 | 0 | 3.1746 | 0 | 7.8723 | 0 | 0 | 0 | 0 | 0 | 0 | 0 | 0 | 0 | 0 | 0 | 0 | 0 | 0.45131 | 0 | 1.1038 | 0 | 3.0542 | 0 | 0.3675 | 0.6901 | 0 | 0 | 0 | 0 | 5.667 | 0 | 0 | 0 | 0 | 0 | 0 | 0 | 0 | 0 | 0 | 0 | 0 | 0
7 | 8 | 21 | 7 | 1.7931 | 0 | 2.4469 | 0 | 0 | 0 | 0.0012057 | 0.4274 | 0 | 0 | 3.955 | 0 | 8.6236 | 0 | 0 | 0 | 0 | 0 | 0 | 0 | 0 | 0 | 0 | 0 | 0 | 0 | 0.45131 | 0 | 1.2156 | 0 | 2.792 | 0 | 0.4725 | 0.6901 | 0 | 0 | 0 | 0 | 5.6215 | 0 | 0 | 0 | 0 | 0 | 0 | 0 | 0 | 0 | 0 | 0 | 0 | 0
7 | 8 | 22 | 7 | 1.7931 | 0 | 2.4469 | 0 | 0 | 0 | 0.0012057 | 0.40956 | 0 | 0 | 2.8412 | 0 | 7.492 | 0 | 0 | 0 | 0 | 0 | 0 | 0 | 0 | 0 | 0 | 0 | 0 | 0 | 0.45131 | 0 | 1.1038 | 0 | 2.6356 | 0 | 0.315 | 0.6901 | 0 | 0 | 0 | 0 | 5.1958 | 0 | 0 | 0 | 0 | 0 | 0 | 0 | 0 | 0 | 0 | 0 | 0 | 0
7 | 8 | 23 | 7 | 1.7931 | 0 | 2.4469 | 0 | 0 | 0 | 0.0012057 | 0.39835 | 0 | 0 | 0.48241 | 0 | 5.122 | 0 | 0 | 0 | 0 | 0 | 0 | 0 | 0 | 0 | 0 | 0 | 0 | 0 | 0.45131 | 0 | 0.88038 | 0 | 2.5309 | 0 | 0.0525 | 0.6901 | 0 | 0 | 0 | 0 | 4.6052 | 0 | 0 | 0 | 0 | 0 | 0 | 0 | 0 | 0 | 0 | 0 | 0 | 0
7 | 8 | 24 | 7 | 1.7931 | 0 | 2.4469 | 0 | 0 | 0 | 0.0012057 | 0.36711 | 0 | 0 | 0.48243 | 0 | 5.0908 | 0 | 0 | 0 | 0 | 0 | 0 | 0 | 0 | 0 | 0 | 0 | 0 | 0 | 0.45131 | 0 | 0.54519 | 0 | 2.2212 | 0 | 0.0525 | 0.6901 | 0 | 0 | 0 | 0 | 3.9603 | 0 | 0 | 0 | 0 | 0 | 0 | 0 | 0 | 0 | 0 | 0 | 0 | 0
7 | 9 | 1 | 1 | 1.7931 | 0 | 2.4469 | 0 | 0 | 0 | 0.0012057 | 0.34942 | 0 | 0 | 0.48254 | 0 | 5.0732 | 0 | 0 | 0 | 0 | 0 | 0 | 0 | 0 | 0 | 0 | 0 | 0 | 0 | 0.45131 | 0 | 0.32173 | 0 | 2.1113 | 0 | 0.0525 | 0.6901 | 0 | 0 | 0 | 0 | 3.6269 | 0 | 0 | 0 | 0 | 0 | 0 | 0 | 0 | 0 | 0 | 0 | 0 | 0
7 | 9 | 2 | 1 | 1.7931 | 0 | 2.4469 | 0 | 0 | 0 | 0.0012057 | 0.34309 | 0 | 0 | 0.48266 | 0 | 5.067 | 0 | 0 | 0 | 0 | 0 | 0 | 0 | 0 | 0 | 0 | 0 | 0 | 0 | 0.45131 | 0 | 0.32173 | 0 | 2.061 | 0 | 0.0525 | 0.6901 | 0 | 0 | 0 | 0 | 3.5766 | 0 | 0 | 0 | 0 | 0 | 0 | 0 | 0 | 0 | 0 | 0 | 0 | 0
7 | 9 | 3 | 1 | 1.7931 | 0 | 2.4469 | 0 | 0 | 0 | 0.0012057 | 0.33645 | 0 | 0 | 0.48272 | 0 | 5.0604 | 0 | 0 | 0 | 0 | 0 | 0 | 0 | 0 | 0 | 0 | 0 | 0 | 0 | 0.45131 | 0 | 0.32173 | 0 | 1.9765 | 0 | 0.0525 | 0.6901 | 0 | 0 | 0 | 0 | 3.4921 | 0 | 0 | 0 | 0 | 0 | 0 | 0 | 0 | 0 | 0 | 0 | 0 | 0
7 | 9 | 4 | 1 | 1.7931 | 0 | 2.4469 | 0 | 0 | 0 | 0.0012057 | 0.31922 | 0 | 0 | 0.48274 | 0 | 5.0432 | 0 | 0 | 0 | 0 | 0 | 0 | 0 | 0 | 0 | 0 | 0 | 0 | 0 | 0.45131 | 0 | 0.32173 | 0 | 1.8597 | 0 | 0.0525 | 0.6901 | 0 | 0 | 0 | 0 | 3.3753 | 0 | 0 | 0 | 0 | 0 | 0 | 0 | 0 | 0 | 0 | 0 | 0 | 0
7 | 9 | 5 | 1 | 1.7931 | 0 | 2.4469 | 0 | 0 | 0 | 0.0012057 | 0.31205 | 0 | 0 | 0.48276 | 0 | 5.036 | 0 | 0 | 0 | 0 | 0 | 0 | 0 | 0 | 0 | 0 | 0 | 0 | 0 | 0.45131 | 0 | 0.32173 | 0 | 1.8269 | 0 | 0.0525 | 0.6901 | 0 | 0 | 0 | 0 | 3.3425 | 0 | 0 | 0 | 0 | 0 | 0 | 0 | 0 | 0 | 0 | 0 | 0 | 0
7 | 9 | 6 | 1 | 1.7931 | 0 | 2.4469 | 0 | 0 | 0 | 0.0012057 | 0.28507 | 0 | 0 | 2.7261 | 0 | 7.2524 | 0 | 0 | 0 | 0 | 0 | 0 | 0 | 0 | 0 | 0 | 0 | 0 | 0 | 0.45131 | 0 | 0.54519 | 0 | 1.6104 | 0 | 0.315 | 0.6901 | 0 | 0 | 0 | 0 | 3.612 | 0 | 0 | 0 | 0 | 0 | 0 | 0 | 0 | 0 | 0 | 0 | 0 | 0
7 | 9 | 7 | 1 | 1.7931 | 0 | 2.4469 | 0 | 0 | 0 | 0.0012057 | 0.28213 | 0 | 0 | 3.9551 | 0 | 8.4785 | 0 | 0 | 0 | 0 | 0 | 0 | 0 | 0 | 0 | 0 | 0 | 0 | 0 | 0.45131 | 0 | 0.71279 | 0 | 1.5646 | 0 | 0.525 | 0.6901 | 0 | 0 | 0 | 0 | 3.9438 | 0 | 0 | 0 | 0 | 0 | 0 | 0 | 0 | 0 | 0 | 0 | 0 | 0
7 | 9 | 8 | 1 | 1.7931 | 0 | 13.5789 | 0 | 0 | 0 | 0.0012057 | 0.46354 | 0 | 0 | 4.1822 | 0 | 20.0189 | 0 | 0 | 0 | 0 | 0 | 0 | 0 | 0 | 0 | 0 | 0 | 0 | 0 | 0.45131 | 0 | 0.71279 | 0 | 2.7982 | 0 | 0.42 | 0.6901 | 0 | 0 | 0 | 0 | 5.0724 | 0 | 0 | 0 | 0 | 0 | 0 | 0 | 0 | 0 | 0 | 0 | 0 | 0
7 | 9 | 9 | 1 | 1.7931 | 0 | 13.5789 | 0 | 0 | 0 | 0.0012057 | 0.56161 | 0 | 0 | 2.7259 | 0 | 18.6607 | 0 | 0 | 0 | 0 | 0 | 0 | 0 | 0 | 0 | 0 | 0 | 0 | 0 | 0.45131 | 0 | 0.71279 | 0 | 3.6156 | 0 | 0.315 | 0.6901 | 0 | 0 | 0 | 0 | 5.7848 | 0 | 0 | 0 | 0 | 0 | 0 | 0 | 0 | 0 | 0 | 0 | 0 | 0
7 | 9 | 10 | 1 | 1.7931 | 0 | 13.5789 | 0 | 0 | 0 | 0.0012057 | 0.61987 | 0 | 0 | 2.7259 | 0 | 18.719 | 0 | 0 | 0 | 0 | 0 | 0 | 0 | 0 | 0 | 0 | 0 | 0 | 0 | 0.45131 | 0 | 0.71279 | 0 | 4.3227 | 0 | 0.315 | 0.6901 | 0 | 0 | 0 | 0 | 6.4919 | 0 | 0 | 0 | 0 | 0 | 0 | 0 | 0 | 0 | 0 | 0 | 0 | 0
7 | 9 | 11 | 1 | 1.7931 | 0 | 13.5789 | 0 | 0 | 0 | 0.0012057 | 0.70225 | 0 | 0 | 3.1745 | 0 | 19.25 | 0 | 0 | 0 | 0 | 0 | 0 | 0 | 0 | 0 | 0 | 0 | 0 | 0 | 0.45131 | 0 | 0.54519 | 0 | 5.2689 | 0 | 0.3675 | 0.6901 | 0 | 0 | 0 | 0 | 7.323 | 0 | 0 | 0 | 0 | 0 | 0 | 0 | 0 | 0 | 0 | 0 | 0 | 0
7 | 9 | 12 | 1 | 1.7931 | 0 | 8.6313 | 0 | 0 | 0 | 0.0012057 | 0.70677 | 0 | 0 | 3.6232 | 0 | 14.7556 | 0 | 0 | 0 | 0 | 0 | 0 | 0 | 0 | 0 | 0 | 0 | 0 | 0 | 0.45131 | 0 | 0.54519 | 0 | 5.5228 | 0 | 0.42 | 0.6901 | 0 | 0 | 0 | 0 | 7.6294 | 0 | 0 | 0 | 0 | 0 | 0 | 0 | 0 | 0 | 0 | 0 | 0 | 0
7 | 9 | 13 | 1 | 1.7931 | 0 | 13.5789 | 0 | 0 | 0 | 0.0012057 | 0.81313 | 0 | 0 | 3.1745 | 0 | 19.3608 | 0 | 0 | 0 | 0 | 0 | 0 | 0 | 0 | 0 | 0 | 0 | 0 | 0 | 0.45131 | 0 | 0.54519 | 0 | 6.6856 | 0 | 0.3675 | 0.6901 | 0 | 0 | 0 | 0 | 8.7397 | 0 | 0 | 0 | 0 | 0 | 0 | 0 | 0 | 0 | 0 | 0 | 0 | 0
7 | 9 | 14 | 1 | 1.7931 | 0 | 13.5789 | 0 | 0 | 0 | 0.0012057 | 0.85056 | 0 | 0 | 3.1745 | 0 | 19.3982 | 0 | 0 | 0 | 0 | 0 | 0 | 0 | 0 | 0 | 0 | 0 | 0 | 0 | 0.45131 | 0 | 0.54519 | 0 | 7.1193 | 0 | 0.3675 | 0.6901 | 0 | 0 | 0 | 0 | 9.1734 | 0 | 0 | 0 | 0 | 0 | 0 | 0 | 0 | 0 | 0 | 0 | 0 | 0
7 | 9 | 15 | 1 | 1.7931 | 0 | 13.5789 | 0 | 0 | 0 | 0.0012057 | 0.88355 | 0 | 0 | 2.7258 | 0 | 18.9825 | 0 | 0 | 0 | 0 | 0 | 0 | 0 | 0 | 0 | 0 | 0 | 0 | 0 | 0.45131 | 0 | 0.54519 | 0 | 7.4501 | 0 | 0.315 | 0.6901 | 0 | 0 | 0 | 0 | 9.4518 | 0 | 0 | 0 | 0 | 0 | 0 | 0 | 0 | 0 | 0 | 0 | 0 | 0
7 | 9 | 16 | 1 | 1.7931 | 0 | 13.5789 | 0 | 0 | 0 | 0.0012057 | 0.84688 | 0 | 0 | 2.7257 | 0 | 18.9458 | 0 | 0 | 0 | 0 | 0 | 0 | 0 | 0 | 0 | 0 | 0 | 0 | 0 | 0.45131 | 0 | 0.54519 | 0 | 6.9631 | 0 | 0.315 | 0.6901 | 0 | 0 | 0 | 0 | 8.9647 | 0 | 0 | 0 | 0 | 0 | 0 | 0 | 0 | 0 | 0 | 0 | 0 | 0
7 | 9 | 17 | 1 | 1.7931 | 0 | 13.5789 | 0 | 0 | 0 | 0.0012057 | 0.83005 | 0 | 0 | 3.955 | 0 | 20.1582 | 0 | 0 | 0 | 0 | 0 | 0 | 0 | 0 | 0 | 0 | 0 | 0 | 0 | 0.45131 | 0 | 0.54519 | 0 | 7.0007 | 0 | 0.525 | 0.6901 | 0 | 0 | 0 | 0 | 9.2123 | 0 | 0 | 0 | 0 | 0 | 0 | 0 | 0 | 0 | 0 | 0 | 0 | 0
7 | 9 | 18 | 1 | 1.7931 | 0 | 9.8682 | 0 | 0 | 0 | 0.0012057 | 0.71098 | 0 | 0 | 3.955 | 0 | 16.3285 | 0 | 0 | 0 | 0 | 0 | 0 | 0 | 0 | 0 | 0 | 0 | 0 | 0 | 0.45131 | 0 | 0.54519 | 0 | 5.8457 | 0 | 0.525 | 0.6901 | 0 | 0 | 0 | 0 | 8.0573 | 0 | 0 | 0 | 0 | 0 | 0 | 0 | 0 | 0 | 0 | 0 | 0 | 0
7 | 9 | 19 | 1 | 1.7931 | 0 | 2.4469 | 0 | 0 | 0 | 0.0012057 | 0.56498 | 0 | 0 | 4.7342 | 0 | 9.5404 | 0 | 0 | 0 | 0 | 0 | 0 | 0 | 0 | 0 | 0 | 0 | 0 | 0 | 0.45131 | 0 | 0.88038 | 0 | 4.5198 | 0 | 0.42 | 0.6901 | 0 | 0 | 0 | 0 | 6.9616 | 0 | 0 | 0 | 0 | 0 | 0 | 0 | 0 | 0 | 0 | 0 | 0 | 0
7 | 9 | 20 | 1 | 1.7931 | 0 | 2.4469 | 0 | 0 | 0 | 0.0012057 | 0.50351 | 0 | 0 | 3.1745 | 0 | 7.9192 | 0 | 0 | 0 | 0 | 0 | 0 | 0 | 0 | 0 | 0 | 0 | 0 | 0 | 0.45131 | 0 | 1.1038 | 0 | 3.9931 | 0 | 0.3675 | 0.6901 | 0 | 0 | 0 | 0 | 6.6058 | 0 | 0 | 0 | 0 | 0 | 0 | 0 | 0 | 0 | 0 | 0 | 0 | 0
7 | 9 | 21 | 1 | 1.7931 | 0 | 2.4469 | 0 | 0 | 0 | 0.0012057 | 0.47166 | 0 | 0 | 3.9549 | 0 | 8.6678 | 0 | 0 | 0 | 0 | 0 | 0 | 0 | 0 | 0 | 0 | 0 | 0 | 0 | 0.45131 | 0 | 1.2156 | 0 | 3.7215 | 0 | 0.4725 | 0.6901 | 0 | 0 | 0 | 0 | 6.551 | 0 | 0 | 0 | 0 | 0 | 0 | 0 | 0 | 0 | 0 | 0 | 0 | 0
7 | 9 | 22 | 1 | 1.7931 | 0 | 2.4469 | 0 | 0 | 0 | 0.0012057 | 0.463 | 0 | 0 | 2.841 | 0 | 7.5452 | 0 | 0 | 0 | 0 | 0 | 0 | 0 | 0 | 0 | 0 | 0 | 0 | 0 | 0.45131 | 0 | 1.1038 | 0 | 3.626 | 0 | 0.315 | 0.6901 | 0 | 0 | 0 | 0 | 6.1862 | 0 | 0 | 0 | 0 | 0 | 0 | 0 | 0 | 0 | 0 | 0 | 0 | 0
7 | 9 | 23 | 1 | 1.7931 | 0 | 2.4469 | 0 | 0 | 0 | 0.0012057 | 0.45424 | 0 | 0 | 0.48232 | 0 | 5.1778 | 0 | 0 | 0 | 0 | 0 | 0 | 0 | 0 | 0 | 0 | 0 | 0 | 0 | 0.45131 | 0 | 0.88038 | 0 | 3.4293 | 0 | 0.0525 | 0.6901 | 0 | 0 | 0 | 0 | 5.5036 | 0 | 0 | 0 | 0 | 0 | 0 | 0 | 0 | 0 | 0 | 0 | 0 | 0
7 | 9 | 24 | 1 | 1.7931 | 0 | 2.4469 | 0 | 0 | 0 | 0.0012057 | 0.43845 | 0 | 0 | 0.48238 | 0 | 5.162 | 0 | 0 | 0 | 0 | 0 | 0 | 0 | 0 | 0 | 0 | 0 | 0 | 0 | 0.45131 | 0 | 0.54519 | 0 | 3.1429 | 0 | 0.0525 | 0.6901 | 0 | 0 | 0 | 0 | 4.882 | 0 | 0 | 0 | 0 | 0 | 0 | 0 | 0 | 0 | 0 | 0 | 0 | 0
7 | 10 | 1 | 2 | 1.7931 | 0 | 2.4469 | 0 | 0 | 0 | 0.0012057 | 0.41352 | 0 | 0 | 0.48248 | 0 | 5.1372 | 0 | 0 | 0 | 0 | 0 | 0 | 0 | 0 | 0 | 0 | 0 | 0 | 0 | 0.45131 | 0 | 0.32173 | 0 | 2.8456 | 0 | 0.0525 | 0.6901 | 0 | 0 | 0 | 0 | 4.3613 | 0 | 0 | 0 | 0 | 0 | 0 | 0 | 0 | 0 | 0 | 0 | 0 | 0
7 | 10 | 2 | 2 | 1.7931 | 0 | 2.4469 | 0 | 0 | 0 | 0.0012057 | 0.38517 | 0 | 0 | 0.4826 | 0 | 5.109 | 0 | 0 | 0 | 0 | 0 | 0 | 0 | 0 | 0 | 0 | 0 | 0 | 0 | 0.45131 | 0 | 0.32173 | 0 | 2.5519 | 0 | 0.0525 | 0.6901 | 0 | 0 | 0 | 0 | 4.0676 | 0 | 0 | 0 | 0 | 0 | 0 | 0 | 0 | 0 | 0 | 0 | 0 | 0
7 | 10 | 3 | 2 | 1.7931 | 0 | 2.4469 | 0 | 0 | 0 | 0.0012057 | 0.37246 | 0 | 0 | 0.48267 | 0 | 5.0964 | 0 | 0 | 0 | 0 | 0 | 0 | 0 | 0 | 0 | 0 | 0 | 0 | 0 | 0.45131 | 0 | 0.32173 | 0 | 2.4757 | 0 | 0.0525 | 0.6901 | 0 | 0 | 0 | 0 | 3.9913 | 0 | 0 | 0 | 0 | 0 | 0 | 0 | 0 | 0 | 0 | 0 | 0 | 0
7 | 10 | 4 | 2 | 1.7931 | 0 | 2.4469 | 0 | 0 | 0 | 0.0012057 | 0.35072 | 0 | 0 | 0.48271 | 0 | 5.0747 | 0 | 0 | 0 | 0 | 0 | 0 | 0 | 0 | 0 | 0 | 0 | 0 | 0 | 0.45131 | 0 | 0.32173 | 0 | 2.2576 | 0 | 0.0525 | 0.6901 | 0 | 0 | 0 | 0 | 3.7732 | 0 | 0 | 0 | 0 | 0 | 0 | 0 | 0 | 0 | 0 | 0 | 0 | 0
7 | 10 | 5 | 2 | 1.7931 | 0 | 2.4469 | 0 | 0 | 0 | 0.0012057 | 0.34708 | 0 | 0 | 0.48275 | 0 | 5.071 | 0 | 0 | 0 | 0 | 0 | 0 | 0 | 0 | 0 | 0 | 0 | 0 | 0 | 0.45131 | 0 | 0.32173 | 0 | 2.1903 | 0 | 0.0525 | 0.6901 | 0 | 0 | 0 | 0 | 3.7059 | 0 | 0 | 0 | 0 | 0 | 0 | 0 | 0 | 0 | 0 | 0 | 0 | 0
7 | 10 | 6 | 2 | 1.7931 | 0 | 2.4469 | 0 | 0 | 0 | 0.0012057 | 0.33487 | 0 | 0 | 2.7261 | 0 | 7.3022 | 0 | 0 | 0 | 0 | 0 | 0 | 0 | 0 | 0 | 0 | 0 | 0 | 0 | 0.45131 | 0 | 0.54519 | 0 | 2.0033 | 0 | 0.315 | 0.6901 | 0 | 0 | 0 | 0 | 4.0049 | 0 | 0 | 0 | 0 | 0 | 0 | 0 | 0 | 0 | 0 | 0 | 0 | 0
7 | 10 | 7 | 2 | 1.7931 | 0 | 2.4469 | 0 | 0 | 0 | 0.0012057 | 0.34248 | 0 | 0 | 3.9551 | 0 | 8.5388 | 0 | 0 | 0 | 0 | 0 | 0 | 0 | 0 | 0 | 0 | 0 | 0 | 0 | 0.45131 | 0 | 0.71279 | 0 | 1.9528 | 0 | 0.525 | 0.6901 | 0 | 0 | 0 | 0 | 4.332 | 0 | 0 | 0 | 0 | 0 | 0 | 0 | 0 | 0 | 0 | 0 | 0 | 0
7 | 10 | 8 | 2 | 1.7931 | 0 | 13.5789 | 0 | 0 | 0 | 0.0012057 | 0.54579 | 0 | 0 | 4.1822 | 0 | 20.1012 | 0 | 0 | 0 | 0 | 0 | 0 | 0 | 0 | 0 | 0 | 0 | 0 | 0 | 0.45131 | 0 | 0.71279 | 0 | 3.2593 | 0 | 0.42 | 0.6901 | 0 | 0 | 0 | 0 | 5.5335 | 0 | 0 | 0 | 0 | 0 | 0 | 0 | 0 | 0 | 0 | 0 | 0 | 0
7 | 10 | 9 | 2 | 1.7931 | 0 | 13.5789 | 0 | 0 | 0 | 0.0012057 | 0.6307 | 0 | 0 | 2.7259 | 0 | 18.7298 | 0 | 0 | 0 | 0 | 0 | 0 | 0 | 0 | 0 | 0 | 0 | 0 | 0 | 0.45131 | 0 | 0.71279 | 0 | 3.9123 | 0 | 0.315 | 0.6901 | 0 | 0 | 0 | 0 | 6.0816 | 0 | 0 | 0 | 0 | 0 | 0 | 0 | 0 | 0 | 0 | 0 | 0 | 0
7 | 10 | 10 | 2 | 1.7931 | 0 | 13.5789 | 0 | 0 | 0 | 0.0012057 | 0.68191 | 0 | 0 | 2.7258 | 0 | 18.781 | 0 | 0 | 0 | 0 | 0 | 0 | 0 | 0 | 0 | 0 | 0 | 0 | 0 | 0.45131 | 0 | 0.71279 | 0 | 4.2913 | 0 | 0.315 | 0.6901 | 0 | 0 | 0 | 0 | 6.4605 | 0 | 0 | 0 | 0 | 0 | 0 | 0 | 0 | 0 | 0 | 0 | 0 | 0
7 | 10 | 11 | 2 | 1.7931 | 0 | 13.5789 | 0 | 0 | 0 | 0.0012057 | 0.73325 | 0 | 0 | 3.1744 | 0 | 19.2809 | 0 | 0 | 0 | 0 | 0 | 0 | 0 | 0 | 0 | 0 | 0 | 0 | 0 | 0.45131 | 0 | 0.54519 | 0 | 4.7026 | 0 | 0.3675 | 0.6901 | 0 | 0 | 0 | 0 | 6.7567 | 0 | 0 | 0 | 0 | 0 | 0 | 0 | 0 | 0 | 0 | 0 | 0 | 0
7 | 10 | 12 | 2 | 1.7931 | 0 | 8.6313 | 0 | 0 | 0 | 0.0012057 | 0.68758 | 0 | 0 | 3.6231 | 0 | 14.7363 | 0 | 0 | 0 | 0 | 0 | 0 | 0 | 0 | 0 | 0 | 0 | 0 | 0 | 0.45131 | 0 | 0.54519 | 0 | 4.3951 | 0 | 0.42 | 0.6901 | 0 | 0 | 0 | 0 | 6.5017 | 0 | 0 | 0 | 0 | 0 | 0 | 0 | 0 | 0 | 0 | 0 | 0 | 0
7 | 10 | 13 | 2 | 1.7931 | 0 | 13.5789 | 0 | 0 | 0 | 0.0012057 | 0.76236 | 0 | 0 | 3.1744 | 0 | 19.31 | 0 | 0 | 0 | 0 | 0 | 0 | 0 | 0 | 0 | 0 | 0 | 0 | 0 | 0.45131 | 0 | 0.54519 | 0 | 4.9264 | 0 | 0.3675 | 0.6901 | 0 | 0 | 0 | 0 | 6.9805 | 0 | 0 | 0 | 0 | 0 | 0 | 0 | 0 | 0 | 0 | 0 | 0 | 0
7 | 10 | 14 | 2 | 1.7931 | 0 | 13.5789 | 0 | 0 | 0 | 0.0012057 | 0.7877 | 0 | 0 | 3.1744 | 0 | 19.3353 | 0 | 0 | 0 | 0 | 0 | 0 | 0 | 0 | 0 | 0 | 0 | 0 | 0 | 0.45131 | 0 | 0.54519 | 0 | 5.2298 | 0 | 0.3675 | 0.6901 | 0 | 0 | 0 | 0 | 7.2839 | 0 | 0 | 0 | 0 | 0 | 0 | 0 | 0 | 0 | 0 | 0 | 0 | 0
7 | 10 | 15 | 2 | 1.7931 | 0 | 13.5789 | 0 | 0 | 0 | 0.0012057 | 0.78834 | 0 | 0 | 2.7257 | 0 | 18.8873 | 0 | 0 | 0 | 0 | 0 | 0 | 0 | 0 | 0 | 0 | 0 | 0 | 0 | 0.45131 | 0 | 0.54519 | 0 | 5.2698 | 0 | 0.315 | 0.6901 | 0 | 0 | 0 | 0 | 7.2714 | 0 | 0 | 0 | 0 | 0 | 0 | 0 | 0 | 0 | 0 | 0 | 0 | 0
7 | 10 | 16 | 2 | 1.7931 | 0 | 13.5789 | 0 | 0 | 0 | 0.0012057 | 0.75492 | 0 | 0 | 2.7257 | 0 | 18.8538 | 0 | 0 | 0 | 0 | 0 | 0 | 0 | 0 | 0 | 0 | 0 | 0 | 0 | 0.45131 | 0 | 0.54519 | 0 | 5.334 | 0 | 0.315 | 0.6901 | 0 | 0 | 0 | 0 | 7.3356 | 0 | 0 | 0 | 0 | 0 | 0 | 0 | 0 | 0 | 0 | 0 | 0 | 0
7 | 10 | 17 | 2 | 1.7931 | 0 | 13.5789 | 0 | 0 | 0 | 0.0012057 | 0.78954 | 0 | 0 | 3.9549 | 0 | 20.1177 | 0 | 0 | 0 | 0 | 0 | 0 | 0 | 0 | 0 | 0 | 0 | 0 | 0 | 0.45131 | 0 | 0.54519 | 0 | 5.7363 | 0 | 0.525 | 0.6901 | 0 | 0 | 0 | 0 | 7.9479 | 0 | 0 | 0 | 0 | 0 | 0 | 0 | 0 | 0 | 0 | 0 | 0 | 0
7 | 10 | 18 | 2 | 1.7931 | 0 | 9.8682 | 0 | 0 | 0 | 0.0012057 | 0.70245 | 0 | 0 | 3.9549 | 0 | 16.3199 | 0 | 0 | 0 | 0 | 0 | 0 | 0 | 0 | 0 | 0 | 0 | 0 | 0 | 0.45131 | 0 | 0.54519 | 0 | 5.0178 | 0 | 0.525 | 0.6901 | 0 | 0 | 0 | 0 | 7.2294 | 0 | 0 | 0 | 0 | 0 | 0 | 0 | 0 | 0 | 0 | 0 | 0 | 0
7 | 10 | 19 | 2 | 1.7931 | 0 | 2.4469 | 0 | 0 | 0 | 0.0012057 | 0.54568 | 0 | 0 | 4.7339 | 0 | 9.5208 | 0 | 0 | 0 | 0 | 0 | 0 | 0 | 0 | 0 | 0 | 0 | 0 | 0 | 0.45131 | 0 | 0.88038 | 0 | 3.7725 | 0 | 0.42 | 0.6901 | 0 | 0 | 0 | 0 | 6.2143 | 0 | 0 | 0 | 0 | 0 | 0 | 0 | 0 | 0 | 0 | 0 | 0 | 0
7 | 10 | 20 | 2 | 1.7931 | 0 | 2.4469 | 0 | 0 | 0 | 0.0012057 | 0.47437 | 0 | 0 | 3.1743 | 0 | 7.8899 | 0 | 0 | 0 | 0 | 0 | 0 | 0 | 0 | 0 | 0 | 0 | 0 | 0 | 0.45131 | 0 | 1.1038 | 0 | 3.1636 | 0 | 0.3675 | 0.6901 | 0 | 0 | 0 | 0 | 5.7763 | 0 | 0 | 0 | 0 | 0 | 0 | 0 | 0 | 0 | 0 | 0 | 0 | 0
7 | 10 | 21 | 2 | 1.7931 | 0 | 2.4469 | 0 | 0 | 0 | 0.0012057 | 0.43627 | 0 | 0 | 3.9548 | 0 | 8.6323 | 0 | 0 | 0 | 0 | 0 | 0 | 0 | 0 | 0 | 0 | 0 | 0 | 0 | 0.45131 | 0 | 1.2156 | 0 | 2.8106 | 0 | 0.4725 | 0.6901 | 0 | 0 | 0 | 0 | 5.6401 | 0 | 0 | 0 | 0 | 0 | 0 | 0 | 0 | 0 | 0 | 0 | 0 | 0
7 | 10 | 22 | 2 | 1.7931 | 0 | 2.4469 | 0 | 0 | 0 | 0.0012057 | 0.41289 | 0 | 0 | 2.8407 | 0 | 7.4949 | 0 | 0 | 0 | 0 | 0 | 0 | 0 | 0 | 0 | 0 | 0 | 0 | 0 | 0.45131 | 0 | 1.1038 | 0 | 2.6065 | 0 | 0.315 | 0.6901 | 0 | 0 | 0 | 0 | 5.1667 | 0 | 0 | 0 | 0 | 0 | 0 | 0 | 0 | 0 | 0 | 0 | 0 | 0
7 | 10 | 23 | 2 | 1.7931 | 0 | 2.4469 | 0 | 0 | 0 | 0.0012057 | 0.37129 | 0 | 0 | 0.48216 | 0 | 5.0947 | 0 | 0 | 0 | 0 | 0 | 0 | 0 | 0 | 0 | 0 | 0 | 0 | 0 | 0.45131 | 0 | 0.88038 | 0 | 2.1725 | 0 | 0.0525 | 0.6901 | 0 | 0 | 0 | 0 | 4.2468 | 0 | 0 | 0 | 0 | 0 | 0 | 0 | 0 | 0 | 0 | 0 | 0 | 0
7 | 10 | 24 | 2 | 1.7931 | 0 | 2.4469 | 0 | 0 | 0 | 0.0012057 | 0.33148 | 0 | 0 | 0.48224 | 0 | 5.0549 | 0 | 0 | 0 | 0 | 0 | 0 | 0 | 0 | 0 | 0 | 0 | 0 | 0 | 0.45131 | 0 | 0.54519 | 0 | 1.7955 | 0 | 0.0525 | 0.6901 | 0 | 0 | 0 | 0 | 3.5346 | 0 | 0 | 0 | 0 | 0 | 0 | 0 | 0 | 0 | 0 | 0 | 0 | 0
7 | 11 | 1 | 3 | 1.7931 | 0 | 2.4469 | 0 | 0 | 0 | 0.0012057 | 0.29601 | 0 | 0 | 0.48239 | 0 | 5.0196 | 0 | 0 | 0 | 0 | 0 | 0 | 0 | 0 | 0 | 0 | 0 | 0 | 0 | 0.45131 | 0 | 0.32173 | 0 | 1.5138 | 0 | 0.0525 | 0.6901 | 0 | 0 | 0 | 0 | 3.0294 | 0 | 0 | 0 | 0 | 0 | 0 | 0 | 0 | 0 | 0 | 0 | 0 | 0
7 | 11 | 2 | 3 | 1.7931 | 0 | 2.4469 | 0 | 0 | 0 | 0.0012057 | 0.27812 | 0 | 0 | 0.48255 | 0 | 5.0019 | 0 | 0 | 0 | 0 | 0 | 0 | 0 | 0 | 0 | 0 | 0 | 0 | 0 | 0.45131 | 0 | 0.32173 | 0 | 1.3625 | 0 | 0.0525 | 0.6901 | 0 | 0 | 0 | 0 | 2.8782 | 0 | 0 | 0 | 0 | 0 | 0 | 0 | 0 | 0 | 0 | 0 | 0 | 0
7 | 11 | 3 | 3 | 1.7931 | 0 | 2.4469 | 0 | 0 | 0 | 0.0012057 | 0.26421 | 0 | 0 | 0.48264 | 0 | 4.9881 | 0 | 0 | 0 | 0 | 0 | 0 | 0 | 0 | 0 | 0 | 0 | 0 | 0 | 0.45131 | 0 | 0.32173 | 0 | 1.2422 | 0 | 0.0525 | 0.6901 | 0 | 0 | 0 | 0 | 2.7578 | 0 | 0 | 0 | 0 | 0 | 0 | 0 | 0 | 0 | 0 | 0 | 0 | 0
7 | 11 | 4 | 3 | 1.7931 | 0 | 2.4469 | 0 | 0 | 0 | 0.0012057 | 0.24403 | 0 | 0 | 0.48268 | 0 | 4.9679 | 0 | 0 | 0 | 0 | 0 | 0 | 0 | 0 | 0 | 0 | 0 | 0 | 0 | 0.45131 | 0 | 0.32173 | 0 | 1.1013 | 0 | 0.0525 | 0.6901 | 0 | 0 | 0 | 0 | 2.6169 | 0 | 0 | 0 | 0 | 0 | 0 | 0 | 0 | 0 | 0 | 0 | 0 | 0
7 | 11 | 5 | 3 | 1.7931 | 0 | 2.4469 | 0 | 0 | 0 | 0.0012057 | 0.23248 | 0 | 0 | 0.48272 | 0 | 4.9564 | 0 | 0 | 0 | 0 | 0 | 0 | 0 | 0 | 0 | 0 | 0 | 0 | 0 | 0.45131 | 0 | 0.32173 | 0 | 1.0263 | 0 | 0.0525 | 0.6901 | 0 | 0 | 0 | 0 | 2.5419 | 0 | 0 | 0 | 0 | 0 | 0 | 0 | 0 | 0 | 0 | 0 | 0 | 0
7 | 11 | 6 | 3 | 1.7931 | 0 | 2.4469 | 0 | 0 | 0 | 0.0012057 | 0.29697 | 0 | 0 | 2.726 | 0 | 7.2642 | 0 | 0 | 0 | 0 | 0 | 0 | 0 | 0 | 0 | 0 | 0 | 0 | 0 | 0.45131 | 0 | 0.54519 | 0 | 1.3795 | 0 | 0.315 | 0.6901 | 0 | 0 | 0 | 0 | 3.3811 | 0 | 0 | 0 | 0 | 0 | 0 | 0 | 0 | 0 | 0 | 0 | 0 | 0
7 | 11 | 7 | 3 | 1.7931 | 0 | 2.4469 | 0 | 0 | 0 | 0.0012057 | 0.3708 | 0 | 0 | 3.9551 | 0 | 8.5671 | 0 | 0 | 0 | 0 | 0 | 0 | 0 | 0 | 0 | 0 | 0 | 0 | 0 | 0.45131 | 0 | 0.71279 | 0 | 1.7419 | 0 | 0.525 | 0.6901 | 0 | 0 | 0 | 0 | 4.1211 | 0 | 0 | 0 | 0 | 0 | 0 | 0 | 0 | 0 | 0 | 0 | 0 | 0
7 | 11 | 8 | 3 | 1.7931 | 0 | 13.5789 | 0 | 0 | 0 | 0.0012057 | 0.53087 | 0 | 0 | 4.1821 | 0 | 20.0862 | 0 | 0 | 0 | 0 | 0 | 0 | 0 | 0 | 0 | 0 | 0 | 0 | 0 | 0.45131 | 0 | 0.71279 | 0 | 2.5808 | 0 | 0.42 | 0.6901 | 0 | 0 | 0 | 0 | 4.8551 | 0 | 0 | 0 | 0 | 0 | 0 | 0 | 0 | 0 | 0 | 0 | 0 | 0
7 | 11 | 9 | 3 | 1.7931 | 0 | 13.5789 | 0 | 0 | 0 | 0.0012057 | 0.55422 | 0 | 0 | 2.7259 | 0 | 18.6533 | 0 | 0 | 0 | 0 | 0 | 0 | 0 | 0 | 0 | 0 | 0 | 0 | 0 | 0.45131 | 0 | 0.71279 | 0 | 2.9405 | 0 | 0.315 | 0.6901 | 0 | 0 | 0 | 0 | 5.1097 | 0 | 0 | 0 | 0 | 0 | 0 | 0 | 0 | 0 | 0 | 0 | 0 | 0
7 | 11 | 10 | 3 | 1.7931 | 0 | 13.5789 | 0 | 0 | 0 | 0.0012057 | 0.57683 | 0 | 0 | 2.7258 | 0 | 18.6759 | 0 | 0 | 0 | 0 | 0 | 0 | 0 | 0 | 0 | 0 | 0 | 0 | 0 | 0.45131 | 0 | 0.71279 | 0 | 3.1109 | 0 | 0.315 | 0.6901 | 0 | 0 | 0 | 0 | 5.2801 | 0 | 0 | 0 | 0 | 0 | 0 | 0 | 0 | 0 | 0 | 0 | 0 | 0
7 | 11 | 11 | 3 | 1.7931 | 0 | 13.5789 | 0 | 0 | 0 | 0.0012057 | 0.6076 | 0 | 0 | 3.1745 | 0 | 19.1553 | 0 | 0 | 0 | 0 | 0 | 0 | 0 | 0 | 0 | 0 | 0 | 0 | 0 | 0.45131 | 0 | 0.54519 | 0 | 3.3738 | 0 | 0.3675 | 0.6901 | 0 | 0 | 0 | 0 | 5.4279 | 0 | 0 | 0 | 0 | 0 | 0 | 0 | 0 | 0 | 0 | 0 | 0 | 0
7 | 11 | 12 | 3 | 1.7931 | 0 | 8.6313 | 0 | 0 | 0 | 0.0012057 | 0.58906 | 0 | 0 | 3.6231 | 0 | 14.6378 | 0 | 0 | 0 | 0 | 0 | 0 | 0 | 0 | 0 | 0 | 0 | 0 | 0 | 0.45131 | 0 | 0.54519 | 0 | 3.2594 | 0 | 0.42 | 0.6901 | 0 | 0 | 0 | 0 | 5.366 | 0 | 0 | 0 | 0 | 0 | 0 | 0 | 0 | 0 | 0 | 0 | 0 | 0
7 | 11 | 13 | 3 | 1.7931 | 0 | 13.5789 | 0 | 0 | 0 | 0.0012057 | 0.65676 | 0 | 0 | 3.1745 | 0 | 19.2044 | 0 | 0 | 0 | 0 | 0 | 0 | 0 | 0 | 0 | 0 | 0 | 0 | 0 | 0.45131 | 0 | 0.54519 | 0 | 3.6208 | 0 | 0.3675 | 0.6901 | 0 | 0 | 0 | 0 | 5.6749 | 0 | 0 | 0 | 0 | 0 | 0 | 0 | 0 | 0 | 0 | 0 | 0 | 0
7 | 11 | 14 | 3 | 1.7931 | 0 | 13.5789 | 0 | 0 | 0 | 0.0012057 | 0.68773 | 0 | 0 | 3.1745 | 0 | 19.2354 | 0 | 0 | 0 | 0 | 0 | 0 | 0 | 0 | 0 | 0 | 0 | 0 | 0 | 0.45131 | 0 | 0.54519 | 0 | 3.9536 | 0 | 0.3675 | 0.6901 | 0 | 0 | 0 | 0 | 6.0077 | 0 | 0 | 0 | 0 | 0 | 0 | 0 | 0 | 0 | 0 | 0 | 0 | 0
7 | 11 | 15 | 3 | 1.7931 | 0 | 13.5789 | 0 | 0 | 0 | 0.0012057 | 0.69577 | 0 | 0 | 2.7258 | 0 | 18.7948 | 0 | 0 | 0 | 0 | 0 | 0 | 0 | 0 | 0 | 0 | 0 | 0 | 0 | 0.45131 | 0 | 0.54519 | 0 | 4.0034 | 0 | 0.315 | 0.6901 | 0 | 0 | 0 | 0 | 6.005 | 0 | 0 | 0 | 0 | 0 | 0 | 0 | 0 | 0 | 0 | 0 | 0 | 0
7 | 11 | 16 | 3 | 1.7931 | 0 | 13.5789 | 0 | 0 | 0 | 0.0012057 | 0.68528 | 0 | 0 | 2.7258 | 0 | 18.7843 | 0 | 0 | 0 | 0 | 0 | 0 | 0 | 0 | 0 | 0 | 0 | 0 | 0 | 0.45131 | 0 | 0.54519 | 0 | 3.9929 | 0 | 0.315 | 0.6901 | 0 | 0 | 0 | 0 | 5.9945 | 0 | 0 | 0 | 0 | 0 | 0 | 0 | 0 | 0 | 0 | 0 | 0 | 0
7 | 11 | 17 | 3 | 1.7931 | 0 | 13.5789 | 0 | 0 | 0 | 0.0012057 | 0.68217 | 0 | 0 | 3.955 | 0 | 20.0104 | 0 | 0 | 0 | 0 | 0 | 0 | 0 | 0 | 0 | 0 | 0 | 0 | 0 | 0.45131 | 0 | 0.54519 | 0 | 4.0746 | 0 | 0.525 | 0.6901 | 0 | 0 | 0 | 0 | 6.2862 | 0 | 0 | 0 | 0 | 0 | 0 | 0 | 0 | 0 | 0 | 0 | 0 | 0
7 | 11 | 18 | 3 | 1.7931 | 0 | 9.8682 | 0 | 0 | 0 | 0.0012057 | 0.59835 | 0 | 0 | 3.955 | 0 | 16.2159 | 0 | 0 | 0 | 0 | 0 | 0 | 0 | 0 | 0 | 0 | 0 | 0 | 0 | 0.45131 | 0 | 0.54519 | 0 | 3.6545 | 0 | 0.525 | 0.6901 | 0 | 0 | 0 | 0 | 5.8661 | 0 | 0 | 0 | 0 | 0 | 0 | 0 | 0 | 0 | 0 | 0 | 0 | 0
7 | 11 | 19 | 3 | 1.7931 | 0 | 2.4469 | 0 | 0 | 0 | 0.0012057 | 0.44362 | 0 | 0 | 4.7343 | 0 | 9.4191 | 0 | 0 | 0 | 0 | 0 | 0 | 0 | 0 | 0 | 0 | 0 | 0 | 0 | 0.45131 | 0 | 0.88038 | 0 | 2.5249 | 0 | 0.42 | 0.6901 | 0 | 0 | 0 | 0 | 4.9667 | 0 | 0 | 0 | 0 | 0 | 0 | 0 | 0 | 0 | 0 | 0 | 0 | 0
7 | 11 | 20 | 3 | 1.7931 | 0 | 2.4469 | 0 | 0 | 0 | 0.0012057 | 0.36783 | 0 | 0 | 3.1745 | 0 | 7.7835 | 0 | 0 | 0 | 0 | 0 | 0 | 0 | 0 | 0 | 0 | 0 | 0 | 0 | 0.45131 | 0 | 1.1038 | 0 | 1.9384 | 0 | 0.3675 | 0.6901 | 0 | 0 | 0 | 0 | 4.5512 | 0 | 0 | 0 | 0 | 0 | 0 | 0 | 0 | 0 | 0 | 0 | 0 | 0
7 | 11 | 21 | 3 | 1.7931 | 0 | 2.4469 | 0 | 0 | 0 | 0.0012057 | 0.32323 | 0 | 0 | 3.9549 | 0 | 8.5194 | 0 | 0 | 0 | 0 | 0 | 0 | 0 | 0 | 0 | 0 | 0 | 0 | 0 | 0.45131 | 0 | 1.2156 | 0 | 1.7016 | 0 | 0.4725 | 0.6901 | 0 | 0 | 0 | 0 | 4.5311 | 0 | 0 | 0 | 0 | 0 | 0 | 0 | 0 | 0 | 0 | 0 | 0 | 0
7 | 11 | 22 | 3 | 1.7931 | 0 | 2.4469 | 0 | 0 | 0 | 0.0012057 | 0.29823 | 0 | 0 | 2.8411 | 0 | 7.3805 | 0 | 0 | 0 | 0 | 0 | 0 | 0 | 0 | 0 | 0 | 0 | 0 | 0 | 0.45131 | 0 | 1.1038 | 0 | 1.62 | 0 | 0.315 | 0.6901 | 0 | 0 | 0 | 0 | 4.1803 | 0 | 0 | 0 | 0 | 0 | 0 | 0 | 0 | 0 | 0 | 0 | 0 | 0
7 | 11 | 23 | 3 | 1.7931 | 0 | 2.4469 | 0 | 0 | 0 | 0.0012057 | 0.28601 | 0 | 0 | 0.48239 | 0 | 5.0096 | 0 | 0 | 0 | 0 | 0 | 0 | 0 | 0 | 0 | 0 | 0 | 0 | 0 | 0.45131 | 0 | 0.88038 | 0 | 1.5344 | 0 | 0.0525 | 0.6901 | 0 | 0 | 0 | 0 | 3.6087 | 0 | 0 | 0 | 0 | 0 | 0 | 0 | 0 | 0 | 0 | 0 | 0 | 0
7 | 11 | 24 | 3 | 1.7931 | 0 | 2.4469 | 0 | 0 | 0 | 0.0012057 | 0.27697 | 0 | 0 | 0.48245 | 0 | 5.0006 | 0 | 0 | 0 | 0 | 0 | 0 | 0 | 0 | 0 | 0 | 0 | 0 | 0 | 0.45131 | 0 | 0.54519 | 0 | 1.4519 | 0 | 0.0525 | 0.6901 | 0 | 0 | 0 | 0 | 3.191 | 0 | 0 | 0 | 0 | 0 | 0 | 0 | 0 | 0 | 0 | 0 | 0 | 0
7 | 12 | 1 | 4 | 1.7931 | 0 | 2.4469 | 0 | 0 | 0 | 0.0012057 | 0.26591 | 0 | 0 | 0.48257 | 0 | 4.9897 | 0 | 0 | 0 | 0 | 0 | 0 | 0 | 0 | 0 | 0 | 0 | 0 | 0 | 0.45131 | 0 | 0.32173 | 0 | 1.3598 | 0 | 0.0525 | 0.6901 | 0 | 0 | 0 | 0 | 2.8754 | 0 | 0 | 0 | 0 | 0 | 0 | 0 | 0 | 0 | 0 | 0 | 0 | 0
7 | 12 | 2 | 4 | 1.7931 | 0 | 2.4469 | 0 | 0 | 0 | 0.0012057 | 0.25715 | 0 | 0 | 0.4827 | 0 | 4.9811 | 0 | 0 | 0 | 0 | 0 | 0 | 0 | 0 | 0 | 0 | 0 | 0 | 0 | 0.45131 | 0 | 0.32173 | 0 | 1.2923 | 0 | 0.0525 | 0.6901 | 0 | 0 | 0 | 0 | 2.808 | 0 | 0 | 0 | 0 | 0 | 0 | 0 | 0 | 0 | 0 | 0 | 0 | 0
7 | 12 | 3 | 4 | 1.7931 | 0 | 2.4469 | 0 | 0 | 0 | 0.0012057 | 0.23831 | 0 | 0 | 0.48278 | 0 | 4.9623 | 0 | 0 | 0 | 0 | 0 | 0 | 0 | 0 | 0 | 0 | 0 | 0 | 0 | 0.45131 | 0 | 0.32173 | 0 | 1.1509 | 0 | 0.0525 | 0.6901 | 0 | 0 | 0 | 0 | 2.6665 | 0 | 0 | 0 | 0 | 0 | 0 | 0 | 0 | 0 | 0 | 0 | 0 | 0
7 | 12 | 4 | 4 | 1.7931 | 0 | 2.4469 | 0 | 0 | 0 | 0.0012057 | 0.23578 | 0 | 0 | 0.48283 | 0 | 4.9598 | 0 | 0 | 0 | 0 | 0 | 0 | 0 | 0 | 0 | 0 | 0 | 0 | 0 | 0.45131 | 0 | 0.32173 | 0 | 1.1304 | 0 | 0.0525 | 0.6901 | 0 | 0 | 0 | 0 | 2.646 | 0 | 0 | 0 | 0 | 0 | 0 | 0 | 0 | 0 | 0 | 0 | 0 | 0
7 | 12 | 5 | 4 | 1.7931 | 0 | 2.4469 | 0 | 0 | 0 | 0.0012057 | 0.22747 | 0 | 0 | 0.48286 | 0 | 4.9516 | 0 | 0 | 0 | 0 | 0 | 0 | 0 | 0 | 0 | 0 | 0 | 0 | 0 | 0.45131 | 0 | 0.32173 | 0 | 1.0645 | 0 | 0.0525 | 0.6901 | 0 | 0 | 0 | 0 | 2.5802 | 0 | 0 | 0 | 0 | 0 | 0 | 0 | 0 | 0 | 0 | 0 | 0 | 0
7 | 12 | 6 | 4 | 1.7931 | 0 | 2.4469 | 0 | 0 | 0 | 0.0012057 | 0.24891 | 0 | 0 | 2.7262 | 0 | 7.2163 | 0 | 0 | 0 | 0 | 0 | 0 | 0 | 0 | 0 | 0 | 0 | 0 | 0 | 0.45131 | 0 | 0.54519 | 0 | 1.1794 | 0 | 0.315 | 0.6901 | 0 | 0 | 0 | 0 | 3.181 | 0 | 0 | 0 | 0 | 0 | 0 | 0 | 0 | 0 | 0 | 0 | 0 | 0
7 | 12 | 7 | 4 | 1.7931 | 0 | 2.4469 | 0 | 0 | 0 | 0.0012057 | 0.30243 | 0 | 0 | 3.9551 | 0 | 8.4988 | 0 | 0 | 0 | 0 | 0 | 0 | 0 | 0 | 0 | 0 | 0 | 0 | 0 | 0.45131 | 0 | 0.71279 | 0 | 1.4446 | 0 | 0.525 | 0.6901 | 0 | 0 | 0 | 0 | 3.8238 | 0 | 0 | 0 | 0 | 0 | 0 | 0 | 0 | 0 | 0 | 0 | 0 | 0
7 | 12 | 8 | 4 | 1.7931 | 0 | 13.5789 | 0 | 0 | 0 | 0.0012057 | 0.52273 | 0 | 0 | 4.1823 | 0 | 20.0783 | 0 | 0 | 0 | 0 | 0 | 0 | 0 | 0 | 0 | 0 | 0 | 0 | 0 | 0.45131 | 0 | 0.71279 | 0 | 2.7543 | 0 | 0.42 | 0.6901 | 0 | 0 | 0 | 0 | 5.0285 | 0 | 0 | 0 | 0 | 0 | 0 | 0 | 0 | 0 | 0 | 0 | 0 | 0
7 | 12 | 9 | 4 | 1.7931 | 0 | 13.5789 | 0 | 0 | 0 | 0.0012057 | 0.55702 | 0 | 0 | 2.726 | 0 | 18.6562 | 0 | 0 | 0 | 0 | 0 | 0 | 0 | 0 | 0 | 0 | 0 | 0 | 0 | 0.45131 | 0 | 0.71279 | 0 | 3.1859 | 0 | 0.315 | 0.6901 | 0 | 0 | 0 | 0 | 5.3551 | 0 | 0 | 0 | 0 | 0 | 0 | 0 | 0 | 0 | 0 | 0 | 0 | 0
7 | 12 | 10 | 4 | 1.7931 | 0 | 13.5789 | 0 | 0 | 0 | 0.0012057 | 0.56839 | 0 | 0 | 2.726 | 0 | 18.6676 | 0 | 0 | 0 | 0 | 0 | 0 | 0 | 0 | 0 | 0 | 0 | 0 | 0 | 0.45131 | 0 | 0.71279 | 0 | 3.1808 | 0 | 0.315 | 0.6901 | 0 | 0 | 0 | 0 | 5.3499 | 0 | 0 | 0 | 0 | 0 | 0 | 0 | 0 | 0 | 0 | 0 | 0 | 0
7 | 12 | 11 | 4 | 1.7931 | 0 | 13.5789 | 0 | 0 | 0 | 0.0012057 | 0.62205 | 0 | 0 | 3.1746 | 0 | 19.1699 | 0 | 0 | 0 | 0 | 0 | 0 | 0 | 0 | 0 | 0 | 0 | 0 | 0 | 0.45131 | 0 | 0.54519 | 0 | 3.6464 | 0 | 0.3675 | 0.6901 | 0 | 0 | 0 | 0 | 5.7005 | 0 | 0 | 0 | 0 | 0 | 0 | 0 | 0 | 0 | 0 | 0 | 0 | 0
7 | 12 | 12 | 4 | 1.7931 | 0 | 8.6313 | 0 | 0 | 0 | 0.0012057 | 0.57589 | 0 | 0 | 3.6233 | 0 | 14.6248 | 0 | 0 | 0 | 0 | 0 | 0 | 0 | 0 | 0 | 0 | 0 | 0 | 0 | 0.45131 | 0 | 0.54519 | 0 | 3.3287 | 0 | 0.42 | 0.6901 | 0 | 0 | 0 | 0 | 5.4353 | 0 | 0 | 0 | 0 | 0 | 0 | 0 | 0 | 0 | 0 | 0 | 0 | 0
7 | 12 | 13 | 4 | 1.7931 | 0 | 13.5789 | 0 | 0 | 0 | 0.0012057 | 0.65471 | 0 | 0 | 3.1746 | 0 | 19.2026 | 0 | 0 | 0 | 0 | 0 | 0 | 0 | 0 | 0 | 0 | 0 | 0 | 0 | 0.45131 | 0 | 0.54519 | 0 | 3.8931 | 0 | 0.3675 | 0.6901 | 0 | 0 | 0 | 0 | 5.9472 | 0 | 0 | 0 | 0 | 0 | 0 | 0 | 0 | 0 | 0 | 0 | 0 | 0
7 | 12 | 14 | 4 | 1.7931 | 0 | 13.5789 | 0 | 0 | 0 | 0.0012057 | 0.68231 | 0 | 0 | 3.1746 | 0 | 19.2301 | 0 | 0 | 0 | 0 | 0 | 0 | 0 | 0 | 0 | 0 | 0 | 0 | 0 | 0.45131 | 0 | 0.54519 | 0 | 4.1422 | 0 | 0.3675 | 0.6901 | 0 | 0 | 0 | 0 | 6.1963 | 0 | 0 | 0 | 0 | 0 | 0 | 0 | 0 | 0 | 0 | 0 | 0 | 0
7 | 12 | 15 | 4 | 1.7931 | 0 | 13.5789 | 0 | 0 | 0 | 0.0012057 | 0.71859 | 0 | 0 | 2.726 | 0 | 18.8178 | 0 | 0 | 0 | 0 | 0 | 0 | 0 | 0 | 0 | 0 | 0 | 0 | 0 | 0.45131 | 0 | 0.54519 | 0 | 4.55 | 0 | 0.315 | 0.6901 | 0 | 0 | 0 | 0 | 6.5516 | 0 | 0 | 0 | 0 | 0 | 0 | 0 | 0 | 0 | 0 | 0 | 0 | 0
7 | 12 | 16 | 4 | 1.7931 | 0 | 13.5789 | 0 | 0 | 0 | 0.0012057 | 0.74481 | 0 | 0 | 2.726 | 0 | 18.844 | 0 | 0 | 0 | 0 | 0 | 0 | 0 | 0 | 0 | 0 | 0 | 0 | 0 | 0.45131 | 0 | 0.54519 | 0 | 4.9068 | 0 | 0.315 | 0.6901 | 0 | 0 | 0 | 0 | 6.9084 | 0 | 0 | 0 | 0 | 0 | 0 | 0 | 0 | 0 | 0 | 0 | 0 | 0
7 | 12 | 17 | 4 | 1.7931 | 0 | 13.5789 | 0 | 0 | 0 | 0.0012057 | 0.70746 | 0 | 0 | 3.955 | 0 | 20.0357 | 0 | 0 | 0 | 0 | 0 | 0 | 0 | 0 | 0 | 0 | 0 | 0 | 0 | 0.45131 | 0 | 0.54519 | 0 | 4.7399 | 0 | 0.525 | 0.6901 | 0 | 0 | 0 | 0 | 6.9515 | 0 | 0 | 0 | 0 | 0 | 0 | 0 | 0 | 0 | 0 | 0 | 0 | 0
7 | 12 | 18 | 4 | 1.7931 | 0 | 9.8682 | 0 | 0 | 0 | 0.0012057 | 0.6171 | 0 | 0 | 3.955 | 0 | 16.2347 | 0 | 0 | 0 | 0 | 0 | 0 | 0 | 0 | 0 | 0 | 0 | 0 | 0 | 0.45131 | 0 | 0.54519 | 0 | 4.1745 | 0 | 0.525 | 0.6901 | 0 | 0 | 0 | 0 | 6.3861 | 0 | 0 | 0 | 0 | 0 | 0 | 0 | 0 | 0 | 0 | 0 | 0 | 0
7 | 12 | 19 | 4 | 1.7931 | 0 | 2.4469 | 0 | 0 | 0 | 0.0012057 | 0.48831 | 0 | 0 | 4.7345 | 0 | 9.464 | 0 | 0 | 0 | 0 | 0 | 0 | 0 | 0 | 0 | 0 | 0 | 0 | 0 | 0.45131 | 0 | 0.88038 | 0 | 3.3711 | 0 | 0.42 | 0.6901 | 0 | 0 | 0 | 0 | 5.8129 | 0 | 0 | 0 | 0 | 0 | 0 | 0 | 0 | 0 | 0 | 0 | 0 | 0
7 | 12 | 20 | 4 | 1.7931 | 0 | 2.4469 | 0 | 0 | 0 | 0.0012057 | 0.40843 | 0 | 0 | 3.1746 | 0 | 7.8243 | 0 | 0 | 0 | 0 | 0 | 0 | 0 | 0 | 0 | 0 | 0 | 0 | 0 | 0.45131 | 0 | 1.1038 | 0 | 2.6284 | 0 | 0.3675 | 0.6901 | 0 | 0 | 0 | 0 | 5.2412 | 0 | 0 | 0 | 0 | 0 | 0 | 0 | 0 | 0 | 0 | 0 | 0 | 0
7 | 12 | 21 | 4 | 1.7931 | 0 | 2.4469 | 0 | 0 | 0 | 0.0012057 | 0.37803 | 0 | 0 | 3.955 | 0 | 8.5743 | 0 | 0 | 0 | 0 | 0 | 0 | 0 | 0 | 0 | 0 | 0 | 0 | 0 | 0.45131 | 0 | 1.2156 | 0 | 2.3145 | 0 | 0.4725 | 0.6901 | 0 | 0 | 0 | 0 | 5.1439 | 0 | 0 | 0 | 0 | 0 | 0 | 0 | 0 | 0 | 0 | 0 | 0 | 0
7 | 12 | 22 | 4 | 1.7931 | 0 | 2.4469 | 0 | 0 | 0 | 0.0012057 | 0.36833 | 0 | 0 | 2.8412 | 0 | 7.4508 | 0 | 0 | 0 | 0 | 0 | 0 | 0 | 0 | 0 | 0 | 0 | 0 | 0 | 0.45131 | 0 | 1.1038 | 0 | 2.2306 | 0 | 0.315 | 0.6901 | 0 | 0 | 0 | 0 | 4.7908 | 0 | 0 | 0 | 0 | 0 | 0 | 0 | 0 | 0 | 0 | 0 | 0 | 0
7 | 12 | 23 | 4 | 1.7931 | 0 | 2.4469 | 0 | 0 | 0 | 0.0012057 | 0.35392 | 0 | 0 | 0.48247 | 0 | 5.0776 | 0 | 0 | 0 | 0 | 0 | 0 | 0 | 0 | 0 | 0 | 0 | 0 | 0 | 0.45131 | 0 | 0.88038 | 0 | 2.0792 | 0 | 0.0525 | 0.6901 | 0 | 0 | 0 | 0 | 4.1535 | 0 | 0 | 0 | 0 | 0 | 0 | 0 | 0 | 0 | 0 | 0 | 0 | 0
7 | 12 | 24 | 4 | 1.7931 | 0 | 2.4469 | 0 | 0 | 0 | 0.0012057 | 0.34786 | 0 | 0 | 0.48252 | 0 | 5.0716 | 0 | 0 | 0 | 0 | 0 | 0 | 0 | 0 | 0 | 0 | 0 | 0 | 0 | 0.45131 | 0 | 0.54519 | 0 | 2.03 | 0 | 0.0525 | 0.6901 | 0 | 0 | 0 | 0 | 3.7691 | 0 | 0 | 0 | 0 | 0 | 0 | 0 | 0 | 0 | 0 | 0 | 0 | 0
7 | 13 | 1 | 5 | 1.7931 | 0 | 2.4469 | 0 | 0 | 0 | 0.0012057 | 0.32565 | 0 | 0 | 0.48263 | 0 | 5.0495 | 0 | 0 | 0 | 0 | 0 | 0 | 0 | 0 | 0 | 0 | 0 | 0 | 0 | 0.45131 | 0 | 0.32173 | 0 | 1.8418 | 0 | 0.0525 | 0.6901 | 0 | 0 | 0 | 0 | 3.3574 | 0 | 0 | 0 | 0 | 0 | 0 | 0 | 0 | 0 | 0 | 0 | 0 | 0
7 | 13 | 2 | 5 | 1.7931 | 0 | 2.4469 | 0 | 0 | 0 | 0.0012057 | 0.31165 | 0 | 0 | 0.48276 | 0 | 5.0356 | 0 | 0 | 0 | 0 | 0 | 0 | 0 | 0 | 0 | 0 | 0 | 0 | 0 | 0.45131 | 0 | 0.32173 | 0 | 1.743 | 0 | 0.0525 | 0.6901 | 0 | 0 | 0 | 0 | 3.2587 | 0 | 0 | 0 | 0 | 0 | 0 | 0 | 0 | 0 | 0 | 0 | 0 | 0
7 | 13 | 3 | 5 | 1.7931 | 0 | 2.4469 | 0 | 0 | 0 | 0.0012057 | 0.29964 | 0 | 0 | 0.48284 | 0 | 5.0237 | 0 | 0 | 0 | 0 | 0 | 0 | 0 | 0 | 0 | 0 | 0 | 0 | 0 | 0.45131 | 0 | 0.32173 | 0 | 1.644 | 0 | 0.0525 | 0.6901 | 0 | 0 | 0 | 0 | 3.1596 | 0 | 0 | 0 | 0 | 0 | 0 | 0 | 0 | 0 | 0 | 0 | 0 | 0
7 | 13 | 4 | 5 | 1.7931 | 0 | 2.4469 | 0 | 0 | 0 | 0.0012057 | 0.28863 | 0 | 0 | 0.48288 | 0 | 5.0127 | 0 | 0 | 0 | 0 | 0 | 0 | 0 | 0 | 0 | 0 | 0 | 0 | 0 | 0.45131 | 0 | 0.32173 | 0 | 1.55 | 0 | 0.0525 | 0.6901 | 0 | 0 | 0 | 0 | 3.0656 | 0 | 0 | 0 | 0 | 0 | 0 | 0 | 0 | 0 | 0 | 0 | 0 | 0
7 | 13 | 5 | 5 | 1.7931 | 0 | 2.4469 | 0 | 0 | 0 | 0.0012057 | 0.29074 | 0 | 0 | 0.4829 | 0 | 5.0149 | 0 | 0 | 0 | 0 | 0 | 0 | 0 | 0 | 0 | 0 | 0 | 0 | 0 | 0.45131 | 0 | 0.32173 | 0 | 1.5583 | 0 | 0.0525 | 0.6901 | 0 | 0 | 0 | 0 | 3.0739 | 0 | 0 | 0 | 0 | 0 | 0 | 0 | 0 | 0 | 0 | 0 | 0 | 0
7 | 13 | 6 | 5 | 1.7931 | 0 | 2.4469 | 0 | 0 | 0 | 0.0012057 | 0.36662 | 0 | 0 | 2.7262 | 0 | 7.3341 | 0 | 0 | 0 | 0 | 0 | 0 | 0 | 0 | 0 | 0 | 0 | 0 | 0 | 0.45131 | 0 | 0.54519 | 0 | 2.0485 | 0 | 0.315 | 0.6901 | 0 | 0 | 0 | 0 | 4.0501 | 0 | 0 | 0 | 0 | 0 | 0 | 0 | 0 | 0 | 0 | 0 | 0 | 0
7 | 13 | 7 | 5 | 1.7931 | 0 | 2.4469 | 0 | 0 | 0 | 0.0012057 | 0.44094 | 0 | 0 | 3.9552 | 0 | 8.6373 | 0 | 0 | 0 | 0 | 0 | 0 | 0 | 0 | 0 | 0 | 0 | 0 | 0 | 0.45131 | 0 | 0.71279 | 0 | 2.5738 | 0 | 0.525 | 0.6901 | 0 | 0 | 0 | 0 | 4.953 | 0 | 0 | 0 | 0 | 0 | 0 | 0 | 0 | 0 | 0 | 0 | 0 | 0
7 | 13 | 8 | 5 | 1.7931 | 0 | 13.5789 | 0 | 0 | 0 | 0.0012057 | 0.6047 | 0 | 0 | 4.1823 | 0 | 20.1602 | 0 | 0 | 0 | 0 | 0 | 0 | 0 | 0 | 0 | 0 | 0 | 0 | 0 | 0.45131 | 0 | 0.71279 | 0 | 3.6316 | 0 | 0.42 | 0.6901 | 0 | 0 | 0 | 0 | 5.9058 | 0 | 0 | 0 | 0 | 0 | 0 | 0 | 0 | 0 | 0 | 0 | 0 | 0
7 | 13 | 9 | 5 | 1.7931 | 0 | 13.5789 | 0 | 0 | 0 | 0.0012057 | 0.64443 | 0 | 0 | 2.726 | 0 | 18.7436 | 0 | 0 | 0 | 0 | 0 | 0 | 0 | 0 | 0 | 0 | 0 | 0 | 0 | 0.45131 | 0 | 0.71279 | 0 | 4.0699 | 0 | 0.315 | 0.6901 | 0 | 0 | 0 | 0 | 6.2391 | 0 | 0 | 0 | 0 | 0 | 0 | 0 | 0 | 0 | 0 | 0 | 0 | 0
7 | 13 | 10 | 5 | 1.7931 | 0 | 13.5789 | 0 | 0 | 0 | 0.0012057 | 0.66339 | 0 | 0 | 2.7259 | 0 | 18.7625 | 0 | 0 | 0 | 0 | 0 | 0 | 0 | 0 | 0 | 0 | 0 | 0 | 0 | 0.45131 | 0 | 0.71279 | 0 | 4.356 | 0 | 0.315 | 0.6901 | 0 | 0 | 0 | 0 | 6.5252 | 0 | 0 | 0 | 0 | 0 | 0 | 0 | 0 | 0 | 0 | 0 | 0 | 0
7 | 13 | 11 | 5 | 1.7931 | 0 | 13.5789 | 0 | 0 | 0 | 0.0012057 | 0.74077 | 0 | 0 | 3.1746 | 0 | 19.2885 | 0 | 0 | 0 | 0 | 0 | 0 | 0 | 0 | 0 | 0 | 0 | 0 | 0 | 0.45131 | 0 | 0.54519 | 0 | 5.0536 | 0 | 0.3675 | 0.6901 | 0 | 0 | 0 | 0 | 7.1077 | 0 | 0 | 0 | 0 | 0 | 0 | 0 | 0 | 0 | 0 | 0 | 0 | 0
7 | 13 | 12 | 5 | 1.7931 | 0 | 8.6313 | 0 | 0 | 0 | 0.0012057 | 0.71785 | 0 | 0 | 3.6232 | 0 | 14.7667 | 0 | 0 | 0 | 0 | 0 | 0 | 0 | 0 | 0 | 0 | 0 | 0 | 0 | 0.45131 | 0 | 0.54519 | 0 | 4.9131 | 0 | 0.42 | 0.6901 | 0 | 0 | 0 | 0 | 7.0197 | 0 | 0 | 0 | 0 | 0 | 0 | 0 | 0 | 0 | 0 | 0 | 0 | 0
7 | 13 | 13 | 5 | 1.7931 | 0 | 13.5789 | 0 | 0 | 0 | 0.0012057 | 0.84058 | 0 | 0 | 3.1746 | 0 | 19.3883 | 0 | 0 | 0 | 0 | 0 | 0 | 0 | 0 | 0 | 0 | 0 | 0 | 0 | 0.45131 | 0 | 0.54519 | 0 | 6.2226 | 0 | 0.3675 | 0.6901 | 0 | 0 | 0 | 0 | 8.2767 | 0 | 0 | 0 | 0 | 0 | 0 | 0 | 0 | 0 | 0 | 0 | 0 | 0
7 | 13 | 14 | 5 | 1.7931 | 0 | 13.5789 | 0 | 0 | 0 | 0.0012057 | 0.89194 | 0 | 0 | 3.1745 | 0 | 19.4396 | 0 | 0 | 0 | 0 | 0 | 0 | 0 | 0 | 0 | 0 | 0 | 0 | 0 | 0.45131 | 0 | 0.54519 | 0 | 6.8388 | 0 | 0.3675 | 0.6901 | 0 | 0 | 0 | 0 | 8.8929 | 0 | 0 | 0 | 0 | 0 | 0 | 0 | 0 | 0 | 0 | 0 | 0 | 0
7 | 13 | 15 | 5 | 1.7931 | 0 | 13.5789 | 0 | 0 | 0 | 0.0012057 | 0.86713 | 0 | 0 | 2.7257 | 0 | 18.966 | 0 | 0 | 0 | 0 | 0 | 0 | 0 | 0 | 0 | 0 | 0 | 0 | 0 | 0.45131 | 0 | 0.54519 | 0 | 6.6381 | 0 | 0.315 | 0.6901 | 0 | 0 | 0 | 0 | 8.6397 | 0 | 0 | 0 | 0 | 0 | 0 | 0 | 0 | 0 | 0 | 0 | 0 | 0
7 | 13 | 16 | 5 | 1.7931 | 0 | 13.5789 | 0 | 0 | 0 | 0.0012057 | 0.89099 | 0 | 0 | 2.7257 | 0 | 18.9899 | 0 | 0 | 0 | 0 | 0 | 0 | 0 | 0 | 0 | 0 | 0 | 0 | 0 | 0.45131 | 0 | 0.54519 | 0 | 7.1182 | 0 | 0.315 | 0.6901 | 0 | 0 | 0 | 0 | 9.1198 | 0 | 0 | 0 | 0 | 0 | 0 | 0 | 0 | 0 | 0 | 0 | 0 | 0
7 | 13 | 17 | 5 | 1.7931 | 0 | 13.5789 | 0 | 0 | 0 | 0.0012057 | 0.88827 | 0 | 0 | 3.9549 | 0 | 20.2164 | 0 | 0 | 0 | 0 | 0 | 0 | 0 | 0 | 0 | 0 | 0 | 0 | 0 | 0.45131 | 0 | 0.54519 | 0 | 7.3132 | 0 | 0.525 | 0.6901 | 0 | 0 | 0 | 0 | 9.5248 | 0 | 0 | 0 | 0 | 0 | 0 | 0 | 0 | 0 | 0 | 0 | 0 | 0
7 | 13 | 18 | 5 | 1.7931 | 0 | 9.8682 | 0 | 0 | 0 | 0.0012057 | 0.80335 | 0 | 0 | 3.9549 | 0 | 16.4208 | 0 | 0 | 0 | 0 | 0 | 0 | 0 | 0 | 0 | 0 | 0 | 0 | 0 | 0.45131 | 0 | 0.54519 | 0 | 6.6345 | 0 | 0.525 | 0.6901 | 0 | 0 | 0 | 0 | 8.8461 | 0 | 0 | 0 | 0 | 0 | 0 | 0 | 0 | 0 | 0 | 0 | 0 | 0
7 | 13 | 19 | 5 | 1.7931 | 0 | 2.4469 | 0 | 0 | 0 | 0.0012057 | 0.64164 | 0 | 0 | 4.7339 | 0 | 9.6168 | 0 | 0 | 0 | 0 | 0 | 0 | 0 | 0 | 0 | 0 | 0 | 0 | 0 | 0.45131 | 0 | 0.88038 | 0 | 4.9698 | 0 | 0.42 | 0.6901 | 0 | 0 | 0 | 0 | 7.4116 | 0 | 0 | 0 | 0 | 0 | 0 | 0 | 0 | 0 | 0 | 0 | 0 | 0
7 | 13 | 20 | 5 | 1.7931 | 0 | 2.4469 | 0 | 0 | 0 | 0.0012057 | 0.5497 | 0 | 0 | 3.1743 | 0 | 7.9653 | 0 | 0 | 0 | 0 | 0 | 0 | 0 | 0 | 0 | 0 | 0 | 0 | 0 | 0.45131 | 0 | 1.1038 | 0 | 4.1326 | 0 | 0.3675 | 0.6901 | 0 | 0 | 0 | 0 | 6.7453 | 0 | 0 | 0 | 0 | 0 | 0 | 0 | 0 | 0 | 0 | 0 | 0 | 0
7 | 13 | 21 | 5 | 1.7931 | 0 | 2.4469 | 0 | 0 | 0 | 0.0012057 | 0.52358 | 0 | 0 | 3.9549 | 0 | 8.7197 | 0 | 0 | 0 | 0 | 0 | 0 | 0 | 0 | 0 | 0 | 0 | 0 | 0 | 0.45131 | 0 | 1.2156 | 0 | 3.9179 | 0 | 0.4725 | 0.6901 | 0 | 0 | 0 | 0 | 6.7474 | 0 | 0 | 0 | 0 | 0 | 0 | 0 | 0 | 0 | 0 | 0 | 0 | 0
7 | 13 | 22 | 5 | 1.7931 | 0 | 2.4469 | 0 | 0 | 0 | 0.0012057 | 0.50639 | 0 | 0 | 2.8408 | 0 | 7.5884 | 0 | 0 | 0 | 0 | 0 | 0 | 0 | 0 | 0 | 0 | 0 | 0 | 0 | 0.45131 | 0 | 1.1038 | 0 | 3.7632 | 0 | 0.315 | 0.6901 | 0 | 0 | 0 | 0 | 6.3235 | 0 | 0 | 0 | 0 | 0 | 0 | 0 | 0 | 0 | 0 | 0 | 0 | 0
7 | 13 | 23 | 5 | 1.7931 | 0 | 2.4469 | 0 | 0 | 0 | 0.0012057 | 0.51242 | 0 | 0 | 0.48218 | 0 | 5.2358 | 0 | 0 | 0 | 0 | 0 | 0 | 0 | 0 | 0 | 0 | 0 | 0 | 0 | 0.45131 | 0 | 0.88038 | 0 | 3.8499 | 0 | 0.0525 | 0.6901 | 0 | 0 | 0 | 0 | 5.9242 | 0 | 0 | 0 | 0 | 0 | 0 | 0 | 0 | 0 | 0 | 0 | 0 | 0
7 | 13 | 24 | 5 | 1.7931 | 0 | 2.4469 | 0 | 0 | 0 | 0.0012057 | 0.47197 | 0 | 0 | 0.48221 | 0 | 5.1954 | 0 | 0 | 0 | 0 | 0 | 0 | 0 | 0 | 0 | 0 | 0 | 0 | 0 | 0.45131 | 0 | 0.54519 | 0 | 3.2519 | 0 | 0.0525 | 0.6901 | 0 | 0 | 0 | 0 | 4.9911 | 0 | 0 | 0 | 0 | 0 | 0 | 0 | 0 | 0 | 0 | 0 | 0 | 0
7 | 14 | 1 | 6 | 1.7931 | 0 | 2.4469 | 0 | 0 | 0 | 0.0012057 | 0.45089 | 0 | 0 | 0.48234 | 0 | 5.1745 | 0 | 0 | 0 | 0 | 0 | 0 | 0 | 0 | 0 | 0 | 0 | 0 | 0 | 0.45131 | 0 | 0.32173 | 0 | 2.9245 | 0 | 0.0525 | 0.6901 | 0 | 0 | 0 | 0 | 4.4401 | 0 | 0 | 0 | 0 | 0 | 0 | 0 | 0 | 0 | 0 | 0 | 0 | 0
7 | 14 | 2 | 6 | 1.7931 | 0 | 2.4469 | 0 | 0 | 0 | 0.0012057 | 0.42725 | 0 | 0 | 0.48246 | 0 | 5.1509 | 0 | 0 | 0 | 0 | 0 | 0 | 0 | 0 | 0 | 0 | 0 | 0 | 0 | 0.45131 | 0 | 0.32173 | 0 | 2.6492 | 0 | 0.0525 | 0.6901 | 0 | 0 | 0 | 0 | 4.1648 | 0 | 0 | 0 | 0 | 0 | 0 | 0 | 0 | 0 | 0 | 0 | 0 | 0
7 | 14 | 3 | 6 | 1.7931 | 0 | 2.4469 | 0 | 0 | 0 | 0.0012057 | 0.40057 | 0 | 0 | 0.48252 | 0 | 5.1243 | 0 | 0 | 0 | 0 | 0 | 0 | 0 | 0 | 0 | 0 | 0 | 0 | 0 | 0.45131 | 0 | 0.32173 | 0 | 2.4301 | 0 | 0.0525 | 0.6901 | 0 | 0 | 0 | 0 | 3.9457 | 0 | 0 | 0 | 0 | 0 | 0 | 0 | 0 | 0 | 0 | 0 | 0 | 0
7 | 14 | 4 | 6 | 1.7931 | 0 | 2.4469 | 0 | 0 | 0 | 0.0012057 | 0.38795 | 0 | 0 | 0.48255 | 0 | 5.1117 | 0 | 0 | 0 | 0 | 0 | 0 | 0 | 0 | 0 | 0 | 0 | 0 | 0 | 0.45131 | 0 | 0.32173 | 0 | 2.2997 | 0 | 0.0525 | 0.6901 | 0 | 0 | 0 | 0 | 3.8154 | 0 | 0 | 0 | 0 | 0 | 0 | 0 | 0 | 0 | 0 | 0 | 0 | 0
7 | 14 | 5 | 6 | 1.7931 | 0 | 2.4469 | 0 | 0 | 0 | 0.0012057 | 0.37374 | 0 | 0 | 0.48256 | 0 | 5.0975 | 0 | 0 | 0 | 0 | 0 | 0 | 0 | 0 | 0 | 0 | 0 | 0 | 0 | 0.45131 | 0 | 0.32173 | 0 | 2.1307 | 0 | 0.0525 | 0.6901 | 0 | 0 | 0 | 0 | 3.6464 | 0 | 0 | 0 | 0 | 0 | 0 | 0 | 0 | 0 | 0 | 0 | 0 | 0
7 | 14 | 6 | 6 | 1.7931 | 0 | 2.4469 | 0 | 0 | 0 | 0.0012057 | 0.43135 | 0 | 0 | 2.7258 | 0 | 7.3984 | 0 | 0 | 0 | 0 | 0 | 0 | 0 | 0 | 0 | 0 | 0 | 0 | 0 | 0.45131 | 0 | 0.54519 | 0 | 2.527 | 0 | 0.315 | 0.6901 | 0 | 0 | 0 | 0 | 4.5286 | 0 | 0 | 0 | 0 | 0 | 0 | 0 | 0 | 0 | 0 | 0 | 0 | 0
7 | 14 | 7 | 6 | 1.7931 | 0 | 2.4469 | 0 | 0 | 0 | 0.0012057 | 0.5058 | 0 | 0 | 3.955 | 0 | 8.702 | 0 | 0 | 0 | 0 | 0 | 0 | 0 | 0 | 0 | 0 | 0 | 0 | 0 | 0.45131 | 0 | 0.71279 | 0 | 3.0047 | 0 | 0.525 | 0.6901 | 0 | 0 | 0 | 0 | 5.3839 | 0 | 0 | 0 | 0 | 0 | 0 | 0 | 0 | 0 | 0 | 0 | 0 | 0
7 | 14 | 8 | 6 | 1.7931 | 0 | 13.5789 | 0 | 0 | 0 | 0.0012057 | 0.69323 | 0 | 0 | 4.1818 | 0 | 20.2482 | 0 | 0 | 0 | 0 | 0 | 0 | 0 | 0 | 0 | 0 | 0 | 0 | 0 | 0.45131 | 0 | 0.71279 | 0 | 4.2979 | 0 | 0.42 | 0.6901 | 0 | 0 | 0 | 0 | 6.5721 | 0 | 0 | 0 | 0 | 0 | 0 | 0 | 0 | 0 | 0 | 0 | 0 | 0
7 | 14 | 9 | 6 | 1.7931 | 0 | 13.5789 | 0 | 0 | 0 | 0.0012057 | 0.73304 | 0 | 0 | 2.7256 | 0 | 18.8319 | 0 | 0 | 0 | 0 | 0 | 0 | 0 | 0 | 0 | 0 | 0 | 0 | 0 | 0.45131 | 0 | 0.71279 | 0 | 4.8007 | 0 | 0.315 | 0.6901 | 0 | 0 | 0 | 0 | 6.9699 | 0 | 0 | 0 | 0 | 0 | 0 | 0 | 0 | 0 | 0 | 0 | 0 | 0
7 | 14 | 10 | 6 | 1.7931 | 0 | 13.5789 | 0 | 0 | 0 | 0.0012057 | 0.73538 | 0 | 0 | 2.7256 | 0 | 18.8342 | 0 | 0 | 0 | 0 | 0 | 0 | 0 | 0 | 0 | 0 | 0 | 0 | 0 | 0.45131 | 0 | 0.71279 | 0 | 4.8993 | 0 | 0.315 | 0.6901 | 0 | 0 | 0 | 0 | 7.0685 | 0 | 0 | 0 | 0 | 0 | 0 | 0 | 0 | 0 | 0 | 0 | 0 | 0
7 | 14 | 11 | 6 | 1.7931 | 0 | 13.5789 | 0 | 0 | 0 | 0.0012057 | 0.76654 | 0 | 0 | 3.1742 | 0 | 19.3139 | 0 | 0 | 0 | 0 | 0 | 0 | 0 | 0 | 0 | 0 | 0 | 0 | 0 | 0.45131 | 0 | 0.54519 | 0 | 5.2284 | 0 | 0.3675 | 0.6901 | 0 | 0 | 0 | 0 | 7.2825 | 0 | 0 | 0 | 0 | 0 | 0 | 0 | 0 | 0 | 0 | 0 | 0 | 0
7 | 14 | 12 | 6 | 1.7931 | 0 | 8.6313 | 0 | 0 | 0 | 0.0012057 | 0.67106 | 0 | 0 | 3.6229 | 0 | 14.7196 | 0 | 0 | 0 | 0 | 0 | 0 | 0 | 0 | 0 | 0 | 0 | 0 | 0 | 0.45131 | 0 | 0.54519 | 0 | 4.5145 | 0 | 0.42 | 0.6901 | 0 | 0 | 0 | 0 | 6.6211 | 0 | 0 | 0 | 0 | 0 | 0 | 0 | 0 | 0 | 0 | 0 | 0 | 0
7 | 14 | 13 | 6 | 1.7931 | 0 | 13.5789 | 0 | 0 | 0 | 0.0012057 | 0.7087 | 0 | 0 | 3.1742 | 0 | 19.2561 | 0 | 0 | 0 | 0 | 0 | 0 | 0 | 0 | 0 | 0 | 0 | 0 | 0 | 0.45131 | 0 | 0.54519 | 0 | 4.7644 | 0 | 0.3675 | 0.6901 | 0 | 0 | 0 | 0 | 6.8185 | 0 | 0 | 0 | 0 | 0 | 0 | 0 | 0 | 0 | 0 | 0 | 0 | 0
7 | 14 | 14 | 6 | 1.7931 | 0 | 13.5789 | 0 | 0 | 0 | 0.0012057 | 0.70552 | 0 | 0 | 3.1742 | 0 | 19.253 | 0 | 0 | 0 | 0 | 0 | 0 | 0 | 0 | 0 | 0 | 0 | 0 | 0 | 0.45131 | 0 | 0.54519 | 0 | 4.8999 | 0 | 0.3675 | 0.6901 | 0 | 0 | 0 | 0 | 6.954 | 0 | 0 | 0 | 0 | 0 | 0 | 0 | 0 | 0 | 0 | 0 | 0 | 0
7 | 14 | 15 | 6 | 1.7931 | 0 | 13.5789 | 0 | 0 | 0 | 0.0012057 | 0.69785 | 0 | 0 | 2.7256 | 0 | 18.7966 | 0 | 0 | 0 | 0 | 0 | 0 | 0 | 0 | 0 | 0 | 0 | 0 | 0 | 0.45131 | 0 | 0.54519 | 0 | 4.9406 | 0 | 0.315 | 0.6901 | 0 | 0 | 0 | 0 | 6.9422 | 0 | 0 | 0 | 0 | 0 | 0 | 0 | 0 | 0 | 0 | 0 | 0 | 0
7 | 14 | 16 | 6 | 1.7931 | 0 | 13.5789 | 0 | 0 | 0 | 0.0012057 | 0.66433 | 0 | 0 | 2.7256 | 0 | 18.7631 | 0 | 0 | 0 | 0 | 0 | 0 | 0 | 0 | 0 | 0 | 0 | 0 | 0 | 0.45131 | 0 | 0.54519 | 0 | 4.636 | 0 | 0.315 | 0.6901 | 0 | 0 | 0 | 0 | 6.6376 | 0 | 0 | 0 | 0 | 0 | 0 | 0 | 0 | 0 | 0 | 0 | 0 | 0
7 | 14 | 17 | 6 | 1.7931 | 0 | 13.5789 | 0 | 0 | 0 | 0.0012057 | 0.6438 | 0 | 0 | 3.9549 | 0 | 19.9719 | 0 | 0 | 0 | 0 | 0 | 0 | 0 | 0 | 0 | 0 | 0 | 0 | 0 | 0.45131 | 0 | 0.54519 | 0 | 4.5461 | 0 | 0.525 | 0.6901 | 0 | 0 | 0 | 0 | 6.7577 | 0 | 0 | 0 | 0 | 0 | 0 | 0 | 0 | 0 | 0 | 0 | 0 | 0
7 | 14 | 18 | 6 | 1.7931 | 0 | 9.8682 | 0 | 0 | 0 | 0.0012057 | 0.54115 | 0 | 0 | 3.9549 | 0 | 16.1586 | 0 | 0 | 0 | 0 | 0 | 0 | 0 | 0 | 0 | 0 | 0 | 0 | 0 | 0.45131 | 0 | 0.54519 | 0 | 3.6699 | 0 | 0.525 | 0.6901 | 0 | 0 | 0 | 0 | 5.8815 | 0 | 0 | 0 | 0 | 0 | 0 | 0 | 0 | 0 | 0 | 0 | 0 | 0
7 | 14 | 19 | 6 | 1.7931 | 0 | 2.4469 | 0 | 0 | 0 | 0.0012057 | 0.41218 | 0 | 0 | 4.7338 | 0 | 9.3872 | 0 | 0 | 0 | 0 | 0 | 0 | 0 | 0 | 0 | 0 | 0 | 0 | 0 | 0.45131 | 0 | 0.88038 | 0 | 2.6499 | 0 | 0.42 | 0.6901 | 0 | 0 | 0 | 0 | 5.0917 | 0 | 0 | 0 | 0 | 0 | 0 | 0 | 0 | 0 | 0 | 0 | 0 | 0
7 | 14 | 20 | 6 | 1.7931 | 0 | 2.4469 | 0 | 0 | 0 | 0.0012057 | 0.35177 | 0 | 0 | 3.1742 | 0 | 7.7672 | 0 | 0 | 0 | 0 | 0 | 0 | 0 | 0 | 0 | 0 | 0 | 0 | 0 | 0.45131 | 0 | 1.1038 | 0 | 2.1282 | 0 | 0.3675 | 0.6901 | 0 | 0 | 0 | 0 | 4.7409 | 0 | 0 | 0 | 0 | 0 | 0 | 0 | 0 | 0 | 0 | 0 | 0 | 0
7 | 14 | 21 | 6 | 1.7931 | 0 | 2.4469 | 0 | 0 | 0 | 0.0012057 | 0.32962 | 0 | 0 | 3.9548 | 0 | 8.5257 | 0 | 0 | 0 | 0 | 0 | 0 | 0 | 0 | 0 | 0 | 0 | 0 | 0 | 0.45131 | 0 | 1.2156 | 0 | 1.9464 | 0 | 0.4725 | 0.6901 | 0 | 0 | 0 | 0 | 4.7759 | 0 | 0 | 0 | 0 | 0 | 0 | 0 | 0 | 0 | 0 | 0 | 0 | 0
7 | 14 | 22 | 6 | 1.7931 | 0 | 2.4469 | 0 | 0 | 0 | 0.0012057 | 0.29898 | 0 | 0 | 2.8407 | 0 | 7.3809 | 0 | 0 | 0 | 0 | 0 | 0 | 0 | 0 | 0 | 0 | 0 | 0 | 0 | 0.45131 | 0 | 1.1038 | 0 | 1.7133 | 0 | 0.315 | 0.6901 | 0 | 0 | 0 | 0 | 4.2735 | 0 | 0 | 0 | 0 | 0 | 0 | 0 | 0 | 0 | 0 | 0 | 0 | 0
7 | 14 | 23 | 6 | 1.7931 | 0 | 2.4469 | 0 | 0 | 0 | 0.0012057 | 0.2678 | 0 | 0 | 0.48211 | 0 | 4.9911 | 0 | 0 | 0 | 0 | 0 | 0 | 0 | 0 | 0 | 0 | 0 | 0 | 0 | 0.45131 | 0 | 0.88038 | 0 | 1.4995 | 0 | 0.0525 | 0.6901 | 0 | 0 | 0 | 0 | 3.5739 | 0 | 0 | 0 | 0 | 0 | 0 | 0 | 0 | 0 | 0 | 0 | 0 | 0
7 | 14 | 24 | 6 | 1.7931 | 0 | 2.4469 | 0 | 0 | 0 | 0.0012057 | 0.25799 | 0 | 0 | 0.48218 | 0 | 4.9814 | 0 | 0 | 0 | 0 | 0 | 0 | 0 | 0 | 0 | 0 | 0 | 0 | 0 | 0.45131 | 0 | 0.54519 | 0 | 1.4325 | 0 | 0.0525 | 0.6901 | 0 | 0 | 0 | 0 | 3.1716 | 0 | 0 | 0 | 0 | 0 | 0 | 0 | 0 | 0 | 0 | 0 | 0 | 0
7 | 15 | 1 | 7 | 1.7931 | 0 | 2.4469 | 0 | 0 | 0 | 0.0012057 | 0.21483 | 0 | 0 | 0.4823 | 0 | 4.9384 | 0 | 0 | 0 | 0 | 0 | 0 | 0 | 0 | 0 | 0 | 0 | 0 | 0 | 0.45131 | 0 | 0.32173 | 0 | 1.1345 | 0 | 0.0525 | 0.6901 | 0 | 0 | 0 | 0 | 2.6502 | 0 | 0 | 0 | 0 | 0 | 0 | 0 | 0 | 0 | 0 | 0 | 0 | 0
7 | 15 | 2 | 7 | 1.7931 | 0 | 2.4469 | 0 | 0 | 0 | 0.0012057 | 0.19296 | 0 | 0 | 0.48255 | 0 | 4.9167 | 0 | 0 | 0 | 0 | 0 | 0 | 0 | 0 | 0 | 0 | 0 | 0 | 0 | 0.45131 | 0 | 0.32173 | 0 | 1.0141 | 0 | 0.0525 | 0.6901 | 0 | 0 | 0 | 0 | 2.5297 | 0 | 0 | 0 | 0 | 0 | 0 | 0 | 0 | 0 | 0 | 0 | 0 | 0
7 | 15 | 3 | 7 | 1.7931 | 0 | 2.4469 | 0 | 0 | 0 | 0.0012057 | 0.18114 | 0 | 0 | 0.48262 | 0 | 4.905 | 0 | 0 | 0 | 0 | 0 | 0 | 0 | 0 | 0 | 0 | 0 | 0 | 0 | 0.45131 | 0 | 0.32173 | 0 | 0.94083 | 0 | 0.0525 | 0.6901 | 0 | 0 | 0 | 0 | 2.4565 | 0 | 0 | 0 | 0 | 0 | 0 | 0 | 0 | 0 | 0 | 0 | 0 | 0
7 | 15 | 4 | 7 | 1.7931 | 0 | 2.4469 | 0 | 0 | 0 | 0.0012057 | 0.14388 | 0 | 0 | 0.48267 | 0 | 4.8678 | 0 | 0 | 0 | 0 | 0 | 0 | 0 | 0 | 0 | 0 | 0 | 0 | 0 | 0.45131 | 0 | 0.32173 | 0 | 0.68391 | 0 | 0.0525 | 0.6901 | 0 | 0 | 0 | 0 | 2.1995 | 0 | 0 | 0 | 0 | 0 | 0 | 0 | 0 | 0 | 0 | 0 | 0 | 0
7 | 15 | 5 | 7 | 1.7931 | 0 | 2.4469 | 0 | 0 | 0 | 0.0012057 | 0.14431 | 0 | 0 | 0.48274 | 0 | 4.8683 | 0 | 0 | 0 | 0 | 0 | 0 | 0 | 0 | 0 | 0 | 0 | 0 | 0 | 0.45131 | 0 | 0.32173 | 0 | 0.68399 | 0 | 0.0525 | 0.6901 | 0 | 0 | 0 | 0 | 2.1996 | 0 | 0 | 0 | 0 | 0 | 0 | 0 | 0 | 0 | 0 | 0 | 0 | 0
7 | 15 | 6 | 7 | 1.7931 | 0 | 2.4469 | 0 | 0 | 0 | 0.0012057 | 0.13678 | 0 | 0 | 2.7261 | 0 | 7.1041 | 0 | 0 | 0 | 0 | 0 | 0 | 0 | 0 | 0 | 0 | 0 | 0 | 0 | 0.45131 | 0 | 0.54519 | 0 | 0.62366 | 0 | 0.315 | 0.6901 | 0 | 0 | 0 | 0 | 2.6253 | 0 | 0 | 0 | 0 | 0 | 0 | 0 | 0 | 0 | 0 | 0 | 0 | 0
7 | 15 | 7 | 7 | 1.7931 | 0 | 2.4469 | 0 | 0 | 0 | 0.0012057 | 0.14537 | 0 | 0 | 3.9551 | 0 | 8.3417 | 0 | 0 | 0 | 0 | 0 | 0 | 0 | 0 | 0 | 0 | 0 | 0 | 0 | 0.45131 | 0 | 0.71279 | 0 | 0.65602 | 0 | 0.525 | 0.6901 | 0 | 0 | 0 | 0 | 3.0352 | 0 | 0 | 0 | 0 | 0 | 0 | 0 | 0 | 0 | 0 | 0 | 0 | 0
7 | 15 | 8 | 7 | 1.7931 | 0 | 13.5789 | 0 | 0 | 0 | 0.0012057 | 0.29518 | 0 | 0 | 4.1822 | 0 | 19.8506 | 0 | 0 | 0 | 0 | 0 | 0 | 0 | 0 | 0 | 0 | 0 | 0 | 0 | 0.45131 | 0 | 0.71279 | 0 | 1.5973 | 0 | 0.42 | 0.6901 | 0 | 0 | 0 | 0 | 3.8715 | 0 | 0 | 0 | 0 | 0 | 0 | 0 | 0 | 0 | 0 | 0 | 0 | 0
7 | 15 | 9 | 7 | 1.7931 | 0 | 13.5789 | 0 | 0 | 0 | 0.0012057 | 0.32562 | 0 | 0 | 2.7259 | 0 | 18.4247 | 0 | 0 | 0 | 0 | 0 | 0 | 0 | 0 | 0 | 0 | 0 | 0 | 0 | 0.45131 | 0 | 0.71279 | 0 | 1.8169 | 0 | 0.315 | 0.6901 | 0 | 0 | 0 | 0 | 3.9861 | 0 | 0 | 0 | 0 | 0 | 0 | 0 | 0 | 0 | 0 | 0 | 0 | 0
7 | 15 | 10 | 7 | 1.7931 | 0 | 13.5789 | 0 | 0 | 0 | 0.0012057 | 0.33693 | 0 | 0 | 2.7259 | 0 | 18.4361 | 0 | 0 | 0 | 0 | 0 | 0 | 0 | 0 | 0 | 0 | 0 | 0 | 0 | 0.45131 | 0 | 0.71279 | 0 | 1.8752 | 0 | 0.315 | 0.6901 | 0 | 0 | 0 | 0 | 4.0444 | 0 | 0 | 0 | 0 | 0 | 0 | 0 | 0 | 0 | 0 | 0 | 0 | 0
7 | 15 | 11 | 7 | 1.7931 | 0 | 13.5789 | 0 | 0 | 0 | 0.0012057 | 0.35626 | 0 | 0 | 3.1746 | 0 | 18.904 | 0 | 0 | 0 | 0 | 0 | 0 | 0 | 0 | 0 | 0 | 0 | 0 | 0 | 0.45131 | 0 | 0.54519 | 0 | 2.0063 | 0 | 0.3675 | 0.6901 | 0 | 0 | 0 | 0 | 4.0604 | 0 | 0 | 0 | 0 | 0 | 0 | 0 | 0 | 0 | 0 | 0 | 0 | 0
7 | 15 | 12 | 7 | 1.7931 | 0 | 8.6313 | 0 | 0 | 0 | 0.0012057 | 0.32742 | 0 | 0 | 3.6233 | 0 | 14.3764 | 0 | 0 | 0 | 0 | 0 | 0 | 0 | 0 | 0 | 0 | 0 | 0 | 0 | 0.45131 | 0 | 0.54519 | 0 | 1.8346 | 0 | 0.42 | 0.6901 | 0 | 0 | 0 | 0 | 3.9412 | 0 | 0 | 0 | 0 | 0 | 0 | 0 | 0 | 0 | 0 | 0 | 0 | 0
7 | 15 | 13 | 7 | 1.7931 | 0 | 13.5789 | 0 | 0 | 0 | 0.0012057 | 0.38556 | 0 | 0 | 3.1746 | 0 | 18.9334 | 0 | 0 | 0 | 0 | 0 | 0 | 0 | 0 | 0 | 0 | 0 | 0 | 0 | 0.45131 | 0 | 0.54519 | 0 | 2.2147 | 0 | 0.3675 | 0.6901 | 0 | 0 | 0 | 0 | 4.2688 | 0 | 0 | 0 | 0 | 0 | 0 | 0 | 0 | 0 | 0 | 0 | 0 | 0
7 | 15 | 14 | 7 | 1.7931 | 0 | 13.5789 | 0 | 0 | 0 | 0.0012057 | 0.41185 | 0 | 0 | 3.1747 | 0 | 18.9597 | 0 | 0 | 0 | 0 | 0 | 0 | 0 | 0 | 0 | 0 | 0 | 0 | 0 | 0.45131 | 0 | 0.54519 | 0 | 2.4409 | 0 | 0.3675 | 0.6901 | 0 | 0 | 0 | 0 | 4.495 | 0 | 0 | 0 | 0 | 0 | 0 | 0 | 0 | 0 | 0 | 0 | 0 | 0
7 | 15 | 15 | 7 | 1.7931 | 0 | 13.5789 | 0 | 0 | 0 | 0.0012057 | 0.43177 | 0 | 0 | 2.726 | 0 | 18.531 | 0 | 0 | 0 | 0 | 0 | 0 | 0 | 0 | 0 | 0 | 0 | 0 | 0 | 0.45131 | 0 | 0.54519 | 0 | 2.6271 | 0 | 0.315 | 0.6901 | 0 | 0 | 0 | 0 | 4.6287 | 0 | 0 | 0 | 0 | 0 | 0 | 0 | 0 | 0 | 0 | 0 | 0 | 0
7 | 15 | 16 | 7 | 1.7931 | 0 | 13.5789 | 0 | 0 | 0 | 0.0012057 | 0.52318 | 0 | 0 | 2.7261 | 0 | 18.6224 | 0 | 0 | 0 | 0 | 0 | 0 | 0 | 0 | 0 | 0 | 0 | 0 | 0 | 0.45131 | 0 | 0.54519 | 0 | 3.4012 | 0 | 0.315 | 0.6901 | 0 | 0 | 0 | 0 | 5.4028 | 0 | 0 | 0 | 0 | 0 | 0 | 0 | 0 | 0 | 0 | 0 | 0 | 0
7 | 15 | 17 | 7 | 1.7931 | 0 | 13.5789 | 0 | 0 | 0 | 0.0012057 | 0.47427 | 0 | 0 | 3.9551 | 0 | 19.8026 | 0 | 0 | 0 | 0 | 0 | 0 | 0 | 0 | 0 | 0 | 0 | 0 | 0 | 0.45131 | 0 | 0.54519 | 0 | 2.9469 | 0 | 0.525 | 0.6901 | 0 | 0 | 0 | 0 | 5.1585 | 0 | 0 | 0 | 0 | 0 | 0 | 0 | 0 | 0 | 0 | 0 | 0 | 0
7 | 15 | 18 | 7 | 1.7931 | 0 | 9.8682 | 0 | 0 | 0 | 0.0012057 | 0.42356 | 0 | 0 | 3.9552 | 0 | 16.0413 | 0 | 0 | 0 | 0 | 0 | 0 | 0 | 0 | 0 | 0 | 0 | 0 | 0 | 0.45131 | 0 | 0.54519 | 0 | 2.7403 | 0 | 0.525 | 0.6901 | 0 | 0 | 0 | 0 | 4.9519 | 0 | 0 | 0 | 0 | 0 | 0 | 0 | 0 | 0 | 0 | 0 | 0 | 0
7 | 15 | 19 | 7 | 1.7931 | 0 | 2.4469 | 0 | 0 | 0 | 0.0012057 | 0.26606 | 0 | 0 | 4.7349 | 0 | 9.2422 | 0 | 0 | 0 | 0 | 0 | 0 | 0 | 0 | 0 | 0 | 0 | 0 | 0 | 0.45131 | 0 | 0.88038 | 0 | 1.5592 | 0 | 0.42 | 0.6901 | 0 | 0 | 0 | 0 | 4.0009 | 0 | 0 | 0 | 0 | 0 | 0 | 0 | 0 | 0 | 0 | 0 | 0 | 0
7 | 15 | 20 | 7 | 1.7931 | 0 | 2.4469 | 0 | 0 | 0 | 0.0012057 | 0.20187 | 0 | 0 | 3.1748 | 0 | 7.6179 | 0 | 0 | 0 | 0 | 0 | 0 | 0 | 0 | 0 | 0 | 0 | 0 | 0 | 0.45131 | 0 | 1.1038 | 0 | 1.0751 | 0 | 0.3675 | 0.6901 | 0 | 0 | 0 | 0 | 3.6878 | 0 | 0 | 0 | 0 | 0 | 0 | 0 | 0 | 0 | 0 | 0 | 0 | 0
7 | 15 | 21 | 7 | 1.7931 | 0 | 2.4469 | 0 | 0 | 0 | 0.0012057 | 0.17039 | 0 | 0 | 3.9551 | 0 | 8.3667 | 0 | 0 | 0 | 0 | 0 | 0 | 0 | 0 | 0 | 0 | 0 | 0 | 0 | 0.45131 | 0 | 1.2156 | 0 | 0.87338 | 0 | 0.4725 | 0.6901 | 0 | 0 | 0 | 0 | 3.7029 | 0 | 0 | 0 | 0 | 0 | 0 | 0 | 0 | 0 | 0 | 0 | 0 | 0
7 | 15 | 22 | 7 | 1.7931 | 0 | 2.4469 | 0 | 0 | 0 | 0.0012057 | 0.14625 | 0 | 0 | 2.8415 | 0 | 7.229 | 0 | 0 | 0 | 0 | 0 | 0 | 0 | 0 | 0 | 0 | 0 | 0 | 0 | 0.45131 | 0 | 1.1038 | 0 | 0.71483 | 0 | 0.315 | 0.6901 | 0 | 0 | 0 | 0 | 3.2751 | 0 | 0 | 0 | 0 | 0 | 0 | 0 | 0 | 0 | 0 | 0 | 0 | 0
7 | 15 | 23 | 7 | 1.7931 | 0 | 2.4469 | 0 | 0 | 0 | 0.0012057 | 0.1413 | 0 | 0 | 0.48271 | 0 | 4.8652 | 0 | 0 | 0 | 0 | 0 | 0 | 0 | 0 | 0 | 0 | 0 | 0 | 0 | 0.45131 | 0 | 0.88038 | 0 | 0.67824 | 0 | 0.0525 | 0.6901 | 0 | 0 | 0 | 0 | 2.7525 | 0 | 0 | 0 | 0 | 0 | 0 | 0 | 0 | 0 | 0 | 0 | 0 | 0
7 | 15 | 24 | 7 | 1.7931 | 0 | 2.4469 | 0 | 0 | 0 | 0.0012057 | 0.13157 | 0 | 0 | 0.48278 | 0 | 4.8556 | 0 | 0 | 0 | 0 | 0 | 0 | 0 | 0 | 0 | 0 | 0 | 0 | 0 | 0.45131 | 0 | 0.54519 | 0 | 0.60852 | 0 | 0.0525 | 0.6901 | 0 | 0 | 0 | 0 | 2.3476 | 0 | 0 | 0 | 0 | 0 | 0 | 0 | 0 | 0 | 0 | 0 | 0 | 0
7 | 16 | 1 | 1 | 1.7931 | 0 | 2.4469 | 0 | 0 | 0 | 0.0012057 | 0.13652 | 0 | 0 | 0.48292 | 0 | 4.8607 | 0 | 0 | 0 | 0 | 0 | 0 | 0 | 0 | 0 | 0 | 0 | 0 | 0 | 0.45131 | 0 | 0.32173 | 0 | 0.64085 | 0 | 0.0525 | 0.6901 | 0 | 0 | 0 | 0 | 2.1565 | 0 | 0 | 0 | 0 | 0 | 0 | 0 | 0 | 0 | 0 | 0 | 0 | 0
7 | 16 | 2 | 1 | 1.7931 | 0 | 2.4469 | 0 | 0 | 0 | 0.0012057 | 0.10655 | 0 | 0 | 0.48306 | 0 | 4.8308 | 0 | 0 | 0 | 0 | 0 | 0 | 0 | 0 | 0 | 0 | 0 | 0 | 0 | 0.45131 | 0 | 0.32173 | 0 | 0.4302 | 0 | 0.0525 | 0.6901 | 0 | 0 | 0 | 0 | 1.9458 | 0 | 0 | 0 | 0 | 0 | 0 | 0 | 0 | 0 | 0 | 0 | 0 | 0
7 | 16 | 3 | 1 | 1.7931 | 0 | 2.4469 | 0 | 0 | 0 | 0.0012057 | 0.089558 | 0 | 0 | 0.48317 | 0 | 4.814 | 0 | 0 | 0 | 0 | 0 | 0 | 0 | 0 | 0 | 0 | 0 | 0 | 0 | 0.45131 | 0 | 0.32173 | 0 | 0.32465 | 0 | 0.0525 | 0.6901 | 0 | 0 | 0 | 0 | 1.8403 | 0 | 0 | 0 | 0 | 0 | 0 | 0 | 0 | 0 | 0 | 0 | 0 | 0
7 | 16 | 4 | 1 | 1.7931 | 0 | 2.4469 | 0 | 0 | 0 | 0.0012057 | 0.075845 | 0 | 0 | 0.48325 | 0 | 4.8003 | 0 | 0 | 0 | 0 | 0 | 0 | 0 | 0 | 0 | 0 | 0 | 0 | 0 | 0.45131 | 0 | 0.32173 | 0 | 0.23336 | 0 | 0.0525 | 0.6901 | 0 | 0 | 0 | 0 | 1.749 | 0 | 0 | 0 | 0 | 0 | 0 | 0 | 0 | 0 | 0 | 0 | 0 | 0
7 | 16 | 5 | 1 | 1.7931 | 0 | 2.4469 | 0 | 0 | 0 | 0.0012057 | 0.085587 | 0 | 0 | 0.48331 | 0 | 4.8101 | 0 | 0 | 0 | 0 | 0 | 0 | 0 | 0 | 0 | 0 | 0 | 0 | 0 | 0.45131 | 0 | 0.32173 | 0 | 0.2874 | 0 | 0.0525 | 0.6901 | 0 | 0 | 0 | 0 | 1.8031 | 0 | 0 | 0 | 0 | 0 | 0 | 0 | 0 | 0 | 0 | 0 | 0 | 0
7 | 16 | 6 | 1 | 1.7931 | 0 | 2.4469 | 0 | 0 | 0 | 0.0012057 | 0.071236 | 0 | 0 | 2.7266 | 0 | 7.0391 | 0 | 0 | 0 | 0 | 0 | 0 | 0 | 0 | 0 | 0 | 0 | 0 | 0 | 0.45131 | 0 | 0.54519 | 0 | 0.18866 | 0 | 0.315 | 0.6901 | 0 | 0 | 0 | 0 | 2.1903 | 0 | 0 | 0 | 0 | 0 | 0 | 0 | 0 | 0 | 0 | 0 | 0 | 0
7 | 16 | 7 | 1 | 1.7931 | 0 | 2.4469 | 0 | 0 | 0 | 0.0012057 | 0.099962 | 0 | 0 | 3.9554 | 0 | 8.2966 | 0 | 0 | 0 | 0 | 0 | 0 | 0 | 0 | 0 | 0 | 0 | 0 | 0 | 0.45131 | 0 | 0.71279 | 0 | 0.32357 | 0 | 0.525 | 0.6901 | 0 | 0 | 0 | 0 | 2.7028 | 0 | 0 | 0 | 0 | 0 | 0 | 0 | 0 | 0 | 0 | 0 | 0 | 0
7 | 16 | 8 | 1 | 1.7931 | 0 | 13.5789 | 0 | 0 | 0 | 0.0012057 | 0.30075 | 0 | 0 | 4.1831 | 0 | 19.857 | 0 | 0 | 0 | 0 | 0 | 0 | 0 | 0 | 0 | 0 | 0 | 0 | 0 | 0.45131 | 0 | 0.71279 | 0 | 1.5191 | 0 | 0.42 | 0.6901 | 0 | 0 | 0 | 0 | 3.7933 | 0 | 0 | 0 | 0 | 0 | 0 | 0 | 0 | 0 | 0 | 0 | 0 | 0
7 | 16 | 9 | 1 | 1.7931 | 0 | 13.5789 | 0 | 0 | 0 | 0.0012057 | 0.34674 | 0 | 0 | 2.7265 | 0 | 18.4464 | 0 | 0 | 0 | 0 | 0 | 0 | 0 | 0 | 0 | 0 | 0 | 0 | 0 | 0.45131 | 0 | 0.71279 | 0 | 2.0517 | 0 | 0.315 | 0.6901 | 0 | 0 | 0 | 0 | 4.2209 | 0 | 0 | 0 | 0 | 0 | 0 | 0 | 0 | 0 | 0 | 0 | 0 | 0
7 | 16 | 10 | 1 | 1.7931 | 0 | 13.5789 | 0 | 0 | 0 | 0.0012057 | 0.4338 | 0 | 0 | 2.7265 | 0 | 18.5335 | 0 | 0 | 0 | 0 | 0 | 0 | 0 | 0 | 0 | 0 | 0 | 0 | 0 | 0.45131 | 0 | 0.71279 | 0 | 2.7639 | 0 | 0.315 | 0.6901 | 0 | 0 | 0 | 0 | 4.933 | 0 | 0 | 0 | 0 | 0 | 0 | 0 | 0 | 0 | 0 | 0 | 0 | 0
7 | 16 | 11 | 1 | 1.7931 | 0 | 13.5789 | 0 | 0 | 0 | 0.0012057 | 0.51409 | 0 | 0 | 3.1751 | 0 | 19.0624 | 0 | 0 | 0 | 0 | 0 | 0 | 0 | 0 | 0 | 0 | 0 | 0 | 0 | 0.45131 | 0 | 0.54519 | 0 | 3.3675 | 0 | 0.3675 | 0.6901 | 0 | 0 | 0 | 0 | 5.4216 | 0 | 0 | 0 | 0 | 0 | 0 | 0 | 0 | 0 | 0 | 0 | 0 | 0
7 | 16 | 12 | 1 | 1.7931 | 0 | 8.6313 | 0 | 0 | 0 | 0.0012057 | 0.44014 | 0 | 0 | 3.6238 | 0 | 14.4896 | 0 | 0 | 0 | 0 | 0 | 0 | 0 | 0 | 0 | 0 | 0 | 0 | 0 | 0.45131 | 0 | 0.54519 | 0 | 2.8652 | 0 | 0.42 | 0.6901 | 0 | 0 | 0 | 0 | 4.9718 | 0 | 0 | 0 | 0 | 0 | 0 | 0 | 0 | 0 | 0 | 0 | 0 | 0
7 | 16 | 13 | 1 | 1.7931 | 0 | 13.5789 | 0 | 0 | 0 | 0.0012057 | 0.47593 | 0 | 0 | 3.1752 | 0 | 19.0243 | 0 | 0 | 0 | 0 | 0 | 0 | 0 | 0 | 0 | 0 | 0 | 0 | 0 | 0.45131 | 0 | 0.54519 | 0 | 3.074 | 0 | 0.3675 | 0.6901 | 0 | 0 | 0 | 0 | 5.1281 | 0 | 0 | 0 | 0 | 0 | 0 | 0 | 0 | 0 | 0 | 0 | 0 | 0
7 | 16 | 14 | 1 | 1.7931 | 0 | 13.5789 | 0 | 0 | 0 | 0.0012057 | 0.47786 | 0 | 0 | 3.1752 | 0 | 19.0262 | 0 | 0 | 0 | 0 | 0 | 0 | 0 | 0 | 0 | 0 | 0 | 0 | 0 | 0.45131 | 0 | 0.54519 | 0 | 3.0832 | 0 | 0.3675 | 0.6901 | 0 | 0 | 0 | 0 | 5.1373 | 0 | 0 | 0 | 0 | 0 | 0 | 0 | 0 | 0 | 0 | 0 | 0 | 0
7 | 16 | 15 | 1 | 1.7931 | 0 | 13.5789 | 0 | 0 | 0 | 0.0012057 | 0.54986 | 0 | 0 | 2.7266 | 0 | 18.6496 | 0 | 0 | 0 | 0 | 0 | 0 | 0 | 0 | 0 | 0 | 0 | 0 | 0 | 0.45131 | 0 | 0.54519 | 0 | 3.6127 | 0 | 0.315 | 0.6901 | 0 | 0 | 0 | 0 | 5.6143 | 0 | 0 | 0 | 0 | 0 | 0 | 0 | 0 | 0 | 0 | 0 | 0 | 0
7 | 16 | 16 | 1 | 1.7931 | 0 | 13.5789 | 0 | 0 | 0 | 0.0012057 | 0.56688 | 0 | 0 | 2.7266 | 0 | 18.6667 | 0 | 0 | 0 | 0 | 0 | 0 | 0 | 0 | 0 | 0 | 0 | 0 | 0 | 0.45131 | 0 | 0.54519 | 0 | 3.7623 | 0 | 0.315 | 0.6901 | 0 | 0 | 0 | 0 | 5.7639 | 0 | 0 | 0 | 0 | 0 | 0 | 0 | 0 | 0 | 0 | 0 | 0 | 0
7 | 16 | 17 | 1 | 1.7931 | 0 | 13.5789 | 0 | 0 | 0 | 0.0012057 | 0.55266 | 0 | 0 | 3.9554 | 0 | 19.8812 | 0 | 0 | 0 | 0 | 0 | 0 | 0 | 0 | 0 | 0 | 0 | 0 | 0 | 0.45131 | 0 | 0.54519 | 0 | 3.7505 | 0 | 0.525 | 0.6901 | 0 | 0 | 0 | 0 | 5.9621 | 0 | 0 | 0 | 0 | 0 | 0 | 0 | 0 | 0 | 0 | 0 | 0 | 0
7 | 16 | 18 | 1 | 1.7931 | 0 | 9.8682 | 0 | 0 | 0 | 0.0012057 | 0.46769 | 0 | 0 | 3.9554 | 0 | 16.0856 | 0 | 0 | 0 | 0 | 0 | 0 | 0 | 0 | 0 | 0 | 0 | 0 | 0 | 0.45131 | 0 | 0.54519 | 0 | 3.2156 | 0 | 0.525 | 0.6901 | 0 | 0 | 0 | 0 | 5.4272 | 0 | 0 | 0 | 0 | 0 | 0 | 0 | 0 | 0 | 0 | 0 | 0 | 0
7 | 16 | 19 | 1 | 1.7931 | 0 | 2.4469 | 0 | 0 | 0 | 0.0012057 | 0.33886 | 0 | 0 | 4.7358 | 0 | 9.3159 | 0 | 0 | 0 | 0 | 0 | 0 | 0 | 0 | 0 | 0 | 0 | 0 | 0 | 0.45131 | 0 | 0.88038 | 0 | 2.1686 | 0 | 0.42 | 0.6901 | 0 | 0 | 0 | 0 | 4.6104 | 0 | 0 | 0 | 0 | 0 | 0 | 0 | 0 | 0 | 0 | 0 | 0 | 0
7 | 16 | 20 | 1 | 1.7931 | 0 | 2.4469 | 0 | 0 | 0 | 0.0012057 | 0.2777 | 0 | 0 | 3.1752 | 0 | 7.6942 | 0 | 0 | 0 | 0 | 0 | 0 | 0 | 0 | 0 | 0 | 0 | 0 | 0 | 0.45131 | 0 | 1.1038 | 0 | 1.646 | 0 | 0.3675 | 0.6901 | 0 | 0 | 0 | 0 | 4.2587 | 0 | 0 | 0 | 0 | 0 | 0 | 0 | 0 | 0 | 0 | 0 | 0 | 0
7 | 16 | 21 | 1 | 1.7931 | 0 | 2.4469 | 0 | 0 | 0 | 0.0012057 | 0.24097 | 0 | 0 | 3.9553 | 0 | 8.4375 | 0 | 0 | 0 | 0 | 0 | 0 | 0 | 0 | 0 | 0 | 0 | 0 | 0 | 0.45131 | 0 | 1.2156 | 0 | 1.3388 | 0 | 0.4725 | 0.6901 | 0 | 0 | 0 | 0 | 4.1683 | 0 | 0 | 0 | 0 | 0 | 0 | 0 | 0 | 0 | 0 | 0 | 0 | 0
7 | 16 | 22 | 1 | 1.7931 | 0 | 2.4469 | 0 | 0 | 0 | 0.0012057 | 0.22975 | 0 | 0 | 2.8422 | 0 | 7.3132 | 0 | 0 | 0 | 0 | 0 | 0 | 0 | 0 | 0 | 0 | 0 | 0 | 0 | 0.45131 | 0 | 1.1038 | 0 | 1.2323 | 0 | 0.315 | 0.6901 | 0 | 0 | 0 | 0 | 3.7925 | 0 | 0 | 0 | 0 | 0 | 0 | 0 | 0 | 0 | 0 | 0 | 0 | 0
7 | 16 | 23 | 1 | 1.7931 | 0 | 2.4469 | 0 | 0 | 0 | 0.0012057 | 0.22952 | 0 | 0 | 0.48313 | 0 | 4.9539 | 0 | 0 | 0 | 0 | 0 | 0 | 0 | 0 | 0 | 0 | 0 | 0 | 0 | 0.45131 | 0 | 0.88038 | 0 | 1.1935 | 0 | 0.0525 | 0.6901 | 0 | 0 | 0 | 0 | 3.2678 | 0 | 0 | 0 | 0 | 0 | 0 | 0 | 0 | 0 | 0 | 0 | 0 | 0
7 | 16 | 24 | 1 | 1.7931 | 0 | 2.4469 | 0 | 0 | 0 | 0.0012057 | 0.21666 | 0 | 0 | 0.48317 | 0 | 4.9411 | 0 | 0 | 0 | 0 | 0 | 0 | 0 | 0 | 0 | 0 | 0 | 0 | 0 | 0.45131 | 0 | 0.54519 | 0 | 1.0812 | 0 | 0.0525 | 0.6901 | 0 | 0 | 0 | 0 | 2.8203 | 0 | 0 | 0 | 0 | 0 | 0 | 0 | 0 | 0 | 0 | 0 | 0 | 0
7 | 17 | 1 | 2 | 1.7931 | 0 | 2.4469 | 0 | 0 | 0 | 0.0012057 | 0.19393 | 0 | 0 | 0.48329 | 0 | 4.9184 | 0 | 0 | 0 | 0 | 0 | 0 | 0 | 0 | 0 | 0 | 0 | 0 | 0 | 0.45131 | 0 | 0.32173 | 0 | 0.94709 | 0 | 0.0525 | 0.6901 | 0 | 0 | 0 | 0 | 2.4627 | 0 | 0 | 0 | 0 | 0 | 0 | 0 | 0 | 0 | 0 | 0 | 0 | 0
7 | 17 | 2 | 2 | 1.7931 | 0 | 2.4469 | 0 | 0 | 0 | 0.0012057 | 0.19421 | 0 | 0 | 0.48343 | 0 | 4.9189 | 0 | 0 | 0 | 0 | 0 | 0 | 0 | 0 | 0 | 0 | 0 | 0 | 0 | 0.45131 | 0 | 0.32173 | 0 | 0.98359 | 0 | 0.0525 | 0.6901 | 0 | 0 | 0 | 0 | 2.4992 | 0 | 0 | 0 | 0 | 0 | 0 | 0 | 0 | 0 | 0 | 0 | 0 | 0
7 | 17 | 3 | 2 | 1.7931 | 0 | 2.4469 | 0 | 0 | 0 | 0.0012057 | 0.17726 | 0 | 0 | 0.4835 | 0 | 4.902 | 0 | 0 | 0 | 0 | 0 | 0 | 0 | 0 | 0 | 0 | 0 | 0 | 0 | 0.45131 | 0 | 0.32173 | 0 | 0.84584 | 0 | 0.0525 | 0.6901 | 0 | 0 | 0 | 0 | 2.3615 | 0 | 0 | 0 | 0 | 0 | 0 | 0 | 0 | 0 | 0 | 0 | 0 | 0
7 | 17 | 4 | 2 | 1.7931 | 0 | 2.4469 | 0 | 0 | 0 | 0.0012057 | 0.16938 | 0 | 0 | 0.48355 | 0 | 4.8942 | 0 | 0 | 0 | 0 | 0 | 0 | 0 | 0 | 0 | 0 | 0 | 0 | 0 | 0.45131 | 0 | 0.32173 | 0 | 0.78739 | 0 | 0.0525 | 0.6901 | 0 | 0 | 0 | 0 | 2.303 | 0 | 0 | 0 | 0 | 0 | 0 | 0 | 0 | 0 | 0 | 0 | 0 | 0
7 | 17 | 5 | 2 | 1.7931 | 0 | 2.4469 | 0 | 0 | 0 | 0.0012057 | 0.15987 | 0 | 0 | 0.48357 | 0 | 4.8847 | 0 | 0 | 0 | 0 | 0 | 0 | 0 | 0 | 0 | 0 | 0 | 0 | 0 | 0.45131 | 0 | 0.32173 | 0 | 0.71419 | 0 | 0.0525 | 0.6901 | 0 | 0 | 0 | 0 | 2.2298 | 0 | 0 | 0 | 0 | 0 | 0 | 0 | 0 | 0 | 0 | 0 | 0 | 0
7 | 17 | 6 | 2 | 1.7931 | 0 | 2.4469 | 0 | 0 | 0 | 0.0012057 | 0.21259 | 0 | 0 | 2.7269 | 0 | 7.1807 | 0 | 0 | 0 | 0 | 0 | 0 | 0 | 0 | 0 | 0 | 0 | 0 | 0 | 0.45131 | 0 | 0.54519 | 0 | 1.0559 | 0 | 0.315 | 0.6901 | 0 | 0 | 0 | 0 | 3.0576 | 0 | 0 | 0 | 0 | 0 | 0 | 0 | 0 | 0 | 0 | 0 | 0 | 0
7 | 17 | 7 | 2 | 1.7931 | 0 | 2.4469 | 0 | 0 | 0 | 0.0012057 | 0.30849 | 0 | 0 | 3.9555 | 0 | 8.5052 | 0 | 0 | 0 | 0 | 0 | 0 | 0 | 0 | 0 | 0 | 0 | 0 | 0 | 0.45131 | 0 | 0.71279 | 0 | 1.6179 | 0 | 0.525 | 0.6901 | 0 | 0 | 0 | 0 | 3.9971 | 0 | 0 | 0 | 0 | 0 | 0 | 0 | 0 | 0 | 0 | 0 | 0 | 0
7 | 17 | 8 | 2 | 1.7931 | 0 | 13.5789 | 0 | 0 | 0 | 0.0012057 | 0.48771 | 0 | 0 | 4.1834 | 0 | 20.0443 | 0 | 0 | 0 | 0 | 0 | 0 | 0 | 0 | 0 | 0 | 0 | 0 | 0 | 0.45131 | 0 | 0.71279 | 0 | 2.6114 | 0 | 0.42 | 0.6901 | 0 | 0 | 0 | 0 | 4.8856 | 0 | 0 | 0 | 0 | 0 | 0 | 0 | 0 | 0 | 0 | 0 | 0 | 0
7 | 17 | 9 | 2 | 1.7931 | 0 | 13.5789 | 0 | 0 | 0 | 0.0012057 | 0.52545 | 0 | 0 | 2.7267 | 0 | 18.6254 | 0 | 0 | 0 | 0 | 0 | 0 | 0 | 0 | 0 | 0 | 0 | 0 | 0 | 0.45131 | 0 | 0.71279 | 0 | 3.0842 | 0 | 0.315 | 0.6901 | 0 | 0 | 0 | 0 | 5.2534 | 0 | 0 | 0 | 0 | 0 | 0 | 0 | 0 | 0 | 0 | 0 | 0 | 0
7 | 17 | 10 | 2 | 1.7931 | 0 | 13.5789 | 0 | 0 | 0 | 0.0012057 | 0.54832 | 0 | 0 | 2.7267 | 0 | 18.6482 | 0 | 0 | 0 | 0 | 0 | 0 | 0 | 0 | 0 | 0 | 0 | 0 | 0 | 0.45131 | 0 | 0.71279 | 0 | 3.3367 | 0 | 0.315 | 0.6901 | 0 | 0 | 0 | 0 | 5.5059 | 0 | 0 | 0 | 0 | 0 | 0 | 0 | 0 | 0 | 0 | 0 | 0 | 0
7 | 17 | 11 | 2 | 1.7931 | 0 | 13.5789 | 0 | 0 | 0 | 0.0012057 | 0.59125 | 0 | 0 | 3.1753 | 0 | 19.1398 | 0 | 0 | 0 | 0 | 0 | 0 | 0 | 0 | 0 | 0 | 0 | 0 | 0 | 0.45131 | 0 | 0.54519 | 0 | 3.6239 | 0 | 0.3675 | 0.6901 | 0 | 0 | 0 | 0 | 5.678 | 0 | 0 | 0 | 0 | 0 | 0 | 0 | 0 | 0 | 0 | 0 | 0 | 0
7 | 17 | 12 | 2 | 1.7931 | 0 | 8.6313 | 0 | 0 | 0 | 0.0012057 | 0.54904 | 0 | 0 | 3.624 | 0 | 14.5987 | 0 | 0 | 0 | 0 | 0 | 0 | 0 | 0 | 0 | 0 | 0 | 0 | 0 | 0.45131 | 0 | 0.54519 | 0 | 3.4033 | 0 | 0.42 | 0.6901 | 0 | 0 | 0 | 0 | 5.5099 | 0 | 0 | 0 | 0 | 0 | 0 | 0 | 0 | 0 | 0 | 0 | 0 | 0
7 | 17 | 13 | 2 | 1.7931 | 0 | 13.5789 | 0 | 0 | 0 | 0.0012057 | 0.62751 | 0 | 0 | 3.1753 | 0 | 19.176 | 0 | 0 | 0 | 0 | 0 | 0 | 0 | 0 | 0 | 0 | 0 | 0 | 0 | 0.45131 | 0 | 0.54519 | 0 | 3.9902 | 0 | 0.3675 | 0.6901 | 0 | 0 | 0 | 0 | 6.0443 | 0 | 0 | 0 | 0 | 0 | 0 | 0 | 0 | 0 | 0 | 0 | 0 | 0
7 | 17 | 14 | 2 | 1.7931 | 0 | 13.5789 | 0 | 0 | 0 | 0.0012057 | 0.69548 | 0 | 0 | 3.1753 | 0 | 19.244 | 0 | 0 | 0 | 0 | 0 | 0 | 0 | 0 | 0 | 0 | 0 | 0 | 0 | 0.45131 | 0 | 0.54519 | 0 | 4.7661 | 0 | 0.3675 | 0.6901 | 0 | 0 | 0 | 0 | 6.8202 | 0 | 0 | 0 | 0 | 0 | 0 | 0 | 0 | 0 | 0 | 0 | 0 | 0
7 | 17 | 15 | 2 | 1.7931 | 0 | 13.5789 | 0 | 0 | 0 | 0.0012057 | 0.68039 | 0 | 0 | 2.7266 | 0 | 18.7803 | 0 | 0 | 0 | 0 | 0 | 0 | 0 | 0 | 0 | 0 | 0 | 0 | 0 | 0.45131 | 0 | 0.54519 | 0 | 4.3629 | 0 | 0.315 | 0.6901 | 0 | 0 | 0 | 0 | 6.3645 | 0 | 0 | 0 | 0 | 0 | 0 | 0 | 0 | 0 | 0 | 0 | 0 | 0
7 | 17 | 16 | 2 | 1.7931 | 0 | 13.5789 | 0 | 0 | 0 | 0.0012057 | 0.66337 | 0 | 0 | 2.7266 | 0 | 18.7632 | 0 | 0 | 0 | 0 | 0 | 0 | 0 | 0 | 0 | 0 | 0 | 0 | 0 | 0.45131 | 0 | 0.54519 | 0 | 4.5335 | 0 | 0.315 | 0.6901 | 0 | 0 | 0 | 0 | 6.5351 | 0 | 0 | 0 | 0 | 0 | 0 | 0 | 0 | 0 | 0 | 0 | 0 | 0
7 | 17 | 17 | 2 | 1.7931 | 0 | 13.5789 | 0 | 0 | 0 | 0.0012057 | 0.66428 | 0 | 0 | 3.9554 | 0 | 19.9929 | 0 | 0 | 0 | 0 | 0 | 0 | 0 | 0 | 0 | 0 | 0 | 0 | 0 | 0.45131 | 0 | 0.54519 | 0 | 4.4625 | 0 | 0.525 | 0.6901 | 0 | 0 | 0 | 0 | 6.6741 | 0 | 0 | 0 | 0 | 0 | 0 | 0 | 0 | 0 | 0 | 0 | 0 | 0
7 | 17 | 18 | 2 | 1.7931 | 0 | 9.8682 | 0 | 0 | 0 | 0.0012057 | 0.5704 | 0 | 0 | 3.9554 | 0 | 16.1883 | 0 | 0 | 0 | 0 | 0 | 0 | 0 | 0 | 0 | 0 | 0 | 0 | 0 | 0.45131 | 0 | 0.54519 | 0 | 3.9171 | 0 | 0.525 | 0.6901 | 0 | 0 | 0 | 0 | 6.1287 | 0 | 0 | 0 | 0 | 0 | 0 | 0 | 0 | 0 | 0 | 0 | 0 | 0
7 | 17 | 19 | 2 | 1.7931 | 0 | 2.4469 | 0 | 0 | 0 | 0.0012057 | 0.42551 | 0 | 0 | 4.7358 | 0 | 9.4026 | 0 | 0 | 0 | 0 | 0 | 0 | 0 | 0 | 0 | 0 | 0 | 0 | 0 | 0.45131 | 0 | 0.88038 | 0 | 2.8234 | 0 | 0.42 | 0.6901 | 0 | 0 | 0 | 0 | 5.2652 | 0 | 0 | 0 | 0 | 0 | 0 | 0 | 0 | 0 | 0 | 0 | 0 | 0
7 | 17 | 20 | 2 | 1.7931 | 0 | 2.4469 | 0 | 0 | 0 | 0.0012057 | 0.35829 | 0 | 0 | 3.1752 | 0 | 7.7747 | 0 | 0 | 0 | 0 | 0 | 0 | 0 | 0 | 0 | 0 | 0 | 0 | 0 | 0.45131 | 0 | 1.1038 | 0 | 2.2522 | 0 | 0.3675 | 0.6901 | 0 | 0 | 0 | 0 | 4.865 | 0 | 0 | 0 | 0 | 0 | 0 | 0 | 0 | 0 | 0 | 0 | 0 | 0
7 | 17 | 21 | 2 | 1.7931 | 0 | 2.4469 | 0 | 0 | 0 | 0.0012057 | 0.32883 | 0 | 0 | 3.9553 | 0 | 8.5254 | 0 | 0 | 0 | 0 | 0 | 0 | 0 | 0 | 0 | 0 | 0 | 0 | 0 | 0.45131 | 0 | 1.2156 | 0 | 2.0614 | 0 | 0.4725 | 0.6901 | 0 | 0 | 0 | 0 | 4.8909 | 0 | 0 | 0 | 0 | 0 | 0 | 0 | 0 | 0 | 0 | 0 | 0 | 0
7 | 17 | 22 | 2 | 1.7931 | 0 | 2.4469 | 0 | 0 | 0 | 0.0012057 | 0.31626 | 0 | 0 | 2.8422 | 0 | 7.3997 | 0 | 0 | 0 | 0 | 0 | 0 | 0 | 0 | 0 | 0 | 0 | 0 | 0 | 0.45131 | 0 | 1.1038 | 0 | 1.9449 | 0 | 0.315 | 0.6901 | 0 | 0 | 0 | 0 | 4.5051 | 0 | 0 | 0 | 0 | 0 | 0 | 0 | 0 | 0 | 0 | 0 | 0 | 0
7 | 17 | 23 | 2 | 1.7931 | 0 | 2.4469 | 0 | 0 | 0 | 0.0012057 | 0.30844 | 0 | 0 | 0.48311 | 0 | 5.0328 | 0 | 0 | 0 | 0 | 0 | 0 | 0 | 0 | 0 | 0 | 0 | 0 | 0 | 0.45131 | 0 | 0.88038 | 0 | 1.8575 | 0 | 0.0525 | 0.6901 | 0 | 0 | 0 | 0 | 3.9318 | 0 | 0 | 0 | 0 | 0 | 0 | 0 | 0 | 0 | 0 | 0 | 0 | 0
7 | 17 | 24 | 2 | 1.7931 | 0 | 2.4469 | 0 | 0 | 0 | 0.0012057 | 0.29218 | 0 | 0 | 0.48316 | 0 | 5.0166 | 0 | 0 | 0 | 0 | 0 | 0 | 0 | 0 | 0 | 0 | 0 | 0 | 0 | 0.45131 | 0 | 0.54519 | 0 | 1.7438 | 0 | 0.0525 | 0.6901 | 0 | 0 | 0 | 0 | 3.483 | 0 | 0 | 0 | 0 | 0 | 0 | 0 | 0 | 0 | 0 | 0 | 0 | 0
7 | 18 | 1 | 3 | 1.7931 | 0 | 2.4469 | 0 | 0 | 0 | 0.0012057 | 0.28813 | 0 | 0 | 0.48327 | 0 | 5.0126 | 0 | 0 | 0 | 0 | 0 | 0 | 0 | 0 | 0 | 0 | 0 | 0 | 0 | 0.45131 | 0 | 0.32173 | 0 | 1.7268 | 0 | 0.0525 | 0.6901 | 0 | 0 | 0 | 0 | 3.2424 | 0 | 0 | 0 | 0 | 0 | 0 | 0 | 0 | 0 | 0 | 0 | 0 | 0
7 | 18 | 2 | 3 | 1.7931 | 0 | 2.4469 | 0 | 0 | 0 | 0.0012057 | 0.26959 | 0 | 0 | 0.48339 | 0 | 4.9942 | 0 | 0 | 0 | 0 | 0 | 0 | 0 | 0 | 0 | 0 | 0 | 0 | 0 | 0.45131 | 0 | 0.32173 | 0 | 1.5418 | 0 | 0.0525 | 0.6901 | 0 | 0 | 0 | 0 | 3.0574 | 0 | 0 | 0 | 0 | 0 | 0 | 0 | 0 | 0 | 0 | 0 | 0 | 0
7 | 18 | 3 | 3 | 1.7931 | 0 | 2.4469 | 0 | 0 | 0 | 0.0012057 | 0.25806 | 0 | 0 | 0.48346 | 0 | 4.9828 | 0 | 0 | 0 | 0 | 0 | 0 | 0 | 0 | 0 | 0 | 0 | 0 | 0 | 0.45131 | 0 | 0.32173 | 0 | 1.4648 | 0 | 0.0525 | 0.6901 | 0 | 0 | 0 | 0 | 2.9804 | 0 | 0 | 0 | 0 | 0 | 0 | 0 | 0 | 0 | 0 | 0 | 0 | 0
7 | 18 | 4 | 3 | 1.7931 | 0 | 2.4469 | 0 | 0 | 0 | 0.0012057 | 0.24954 | 0 | 0 | 0.4835 | 0 | 4.9743 | 0 | 0 | 0 | 0 | 0 | 0 | 0 | 0 | 0 | 0 | 0 | 0 | 0 | 0.45131 | 0 | 0.32173 | 0 | 1.4392 | 0 | 0.0525 | 0.6901 | 0 | 0 | 0 | 0 | 2.9548 | 0 | 0 | 0 | 0 | 0 | 0 | 0 | 0 | 0 | 0 | 0 | 0 | 0
7 | 18 | 5 | 3 | 1.7931 | 0 | 2.4469 | 0 | 0 | 0 | 0.0012057 | 0.24232 | 0 | 0 | 0.48353 | 0 | 4.9671 | 0 | 0 | 0 | 0 | 0 | 0 | 0 | 0 | 0 | 0 | 0 | 0 | 0 | 0.45131 | 0 | 0.32173 | 0 | 1.417 | 0 | 0.0525 | 0.6901 | 0 | 0 | 0 | 0 | 2.9327 | 0 | 0 | 0 | 0 | 0 | 0 | 0 | 0 | 0 | 0 | 0 | 0 | 0
7 | 18 | 6 | 3 | 1.7931 | 0 | 2.4469 | 0 | 0 | 0 | 0.0012057 | 0.24308 | 0 | 0 | 2.7268 | 0 | 7.2111 | 0 | 0 | 0 | 0 | 0 | 0 | 0 | 0 | 0 | 0 | 0 | 0 | 0 | 0.45131 | 0 | 0.54519 | 0 | 1.41 | 0 | 0.315 | 0.6901 | 0 | 0 | 0 | 0 | 3.4116 | 0 | 0 | 0 | 0 | 0 | 0 | 0 | 0 | 0 | 0 | 0 | 0 | 0
7 | 18 | 7 | 3 | 1.7931 | 0 | 2.4469 | 0 | 0 | 0 | 0.0012057 | 0.23646 | 0 | 0 | 3.9555 | 0 | 8.4332 | 0 | 0 | 0 | 0 | 0 | 0 | 0 | 0 | 0 | 0 | 0 | 0 | 0 | 0.45131 | 0 | 0.71279 | 0 | 1.3125 | 0 | 0.525 | 0.6901 | 0 | 0 | 0 | 0 | 3.6917 | 0 | 0 | 0 | 0 | 0 | 0 | 0 | 0 | 0 | 0 | 0 | 0 | 0
7 | 18 | 8 | 3 | 1.7931 | 0 | 13.5789 | 0 | 0 | 0 | 0.0012057 | 0.33325 | 0 | 0 | 4.1833 | 0 | 19.8898 | 0 | 0 | 0 | 0 | 0 | 0 | 0 | 0 | 0 | 0 | 0 | 0 | 0 | 0.45131 | 0 | 0.71279 | 0 | 1.959 | 0 | 0.42 | 0.6901 | 0 | 0 | 0 | 0 | 4.2332 | 0 | 0 | 0 | 0 | 0 | 0 | 0 | 0 | 0 | 0 | 0 | 0 | 0
7 | 18 | 9 | 3 | 1.7931 | 0 | 13.5789 | 0 | 0 | 0 | 0.0012057 | 0.34662 | 0 | 0 | 2.7267 | 0 | 18.4465 | 0 | 0 | 0 | 0 | 0 | 0 | 0 | 0 | 0 | 0 | 0 | 0 | 0 | 0.45131 | 0 | 0.71279 | 0 | 2.1208 | 0 | 0.315 | 0.6901 | 0 | 0 | 0 | 0 | 4.29 | 0 | 0 | 0 | 0 | 0 | 0 | 0 | 0 | 0 | 0 | 0 | 0 | 0
7 | 18 | 10 | 3 | 1.7931 | 0 | 13.5789 | 0 | 0 | 0 | 0.0012057 | 0.36511 | 0 | 0 | 2.7267 | 0 | 18.465 | 0 | 0 | 0 | 0 | 0 | 0 | 0 | 0 | 0 | 0 | 0 | 0 | 0 | 0.45131 | 0 | 0.71279 | 0 | 2.2548 | 0 | 0.315 | 0.6901 | 0 | 0 | 0 | 0 | 4.4241 | 0 | 0 | 0 | 0 | 0 | 0 | 0 | 0 | 0 | 0 | 0 | 0 | 0
7 | 18 | 11 | 3 | 1.7931 | 0 | 13.5789 | 0 | 0 | 0 | 0.0012057 | 0.38588 | 0 | 0 | 3.1753 | 0 | 18.9344 | 0 | 0 | 0 | 0 | 0 | 0 | 0 | 0 | 0 | 0 | 0 | 0 | 0 | 0.45131 | 0 | 0.54519 | 0 | 2.3484 | 0 | 0.3675 | 0.6901 | 0 | 0 | 0 | 0 | 4.4025 | 0 | 0 | 0 | 0 | 0 | 0 | 0 | 0 | 0 | 0 | 0 | 0 | 0
7 | 18 | 12 | 3 | 1.7931 | 0 | 8.6313 | 0 | 0 | 0 | 0.0012057 | 0.35126 | 0 | 0 | 3.624 | 0 | 14.401 | 0 | 0 | 0 | 0 | 0 | 0 | 0 | 0 | 0 | 0 | 0 | 0 | 0 | 0.45131 | 0 | 0.54519 | 0 | 2.062 | 0 | 0.42 | 0.6901 | 0 | 0 | 0 | 0 | 4.1686 | 0 | 0 | 0 | 0 | 0 | 0 | 0 | 0 | 0 | 0 | 0 | 0 | 0
7 | 18 | 13 | 3 | 1.7931 | 0 | 13.5789 | 0 | 0 | 0 | 0.0012057 | 0.41378 | 0 | 0 | 3.1754 | 0 | 18.9624 | 0 | 0 | 0 | 0 | 0 | 0 | 0 | 0 | 0 | 0 | 0 | 0 | 0 | 0.45131 | 0 | 0.54519 | 0 | 2.4643 | 0 | 0.3675 | 0.6901 | 0 | 0 | 0 | 0 | 4.5184 | 0 | 0 | 0 | 0 | 0 | 0 | 0 | 0 | 0 | 0 | 0 | 0 | 0
7 | 18 | 14 | 3 | 1.7931 | 0 | 13.5789 | 0 | 0 | 0 | 0.0012057 | 0.43912 | 0 | 0 | 3.1754 | 0 | 18.9877 | 0 | 0 | 0 | 0 | 0 | 0 | 0 | 0 | 0 | 0 | 0 | 0 | 0 | 0.45131 | 0 | 0.54519 | 0 | 2.6621 | 0 | 0.3675 | 0.6901 | 0 | 0 | 0 | 0 | 4.7162 | 0 | 0 | 0 | 0 | 0 | 0 | 0 | 0 | 0 | 0 | 0 | 0 | 0
7 | 18 | 15 | 3 | 1.7931 | 0 | 13.5789 | 0 | 0 | 0 | 0.0012057 | 0.49517 | 0 | 0 | 2.7268 | 0 | 18.5951 | 0 | 0 | 0 | 0 | 0 | 0 | 0 | 0 | 0 | 0 | 0 | 0 | 0 | 0.45131 | 0 | 0.54519 | 0 | 3.0929 | 0 | 0.315 | 0.6901 | 0 | 0 | 0 | 0 | 5.0945 | 0 | 0 | 0 | 0 | 0 | 0 | 0 | 0 | 0 | 0 | 0 | 0 | 0
7 | 18 | 16 | 3 | 1.7931 | 0 | 13.5789 | 0 | 0 | 0 | 0.0012057 | 0.45216 | 0 | 0 | 2.7268 | 0 | 18.5521 | 0 | 0 | 0 | 0 | 0 | 0 | 0 | 0 | 0 | 0 | 0 | 0 | 0 | 0.45131 | 0 | 0.54519 | 0 | 2.8294 | 0 | 0.315 | 0.6901 | 0 | 0 | 0 | 0 | 4.831 | 0 | 0 | 0 | 0 | 0 | 0 | 0 | 0 | 0 | 0 | 0 | 0 | 0
7 | 18 | 17 | 3 | 1.7931 | 0 | 13.5789 | 0 | 0 | 0 | 0.0012057 | 0.44434 | 0 | 0 | 3.9555 | 0 | 19.773 | 0 | 0 | 0 | 0 | 0 | 0 | 0 | 0 | 0 | 0 | 0 | 0 | 0 | 0.45131 | 0 | 0.54519 | 0 | 2.8633 | 0 | 0.525 | 0.6901 | 0 | 0 | 0 | 0 | 5.0749 | 0 | 0 | 0 | 0 | 0 | 0 | 0 | 0 | 0 | 0 | 0 | 0 | 0
7 | 18 | 18 | 3 | 1.7931 | 0 | 9.8682 | 0 | 0 | 0 | 0.0012057 | 0.38431 | 0 | 0 | 3.9555 | 0 | 16.0023 | 0 | 0 | 0 | 0 | 0 | 0 | 0 | 0 | 0 | 0 | 0 | 0 | 0 | 0.45131 | 0 | 0.54519 | 0 | 2.4229 | 0 | 0.525 | 0.6901 | 0 | 0 | 0 | 0 | 4.6345 | 0 | 0 | 0 | 0 | 0 | 0 | 0 | 0 | 0 | 0 | 0 | 0 | 0
7 | 18 | 19 | 3 | 1.7931 | 0 | 2.4469 | 0 | 0 | 0 | 0.0012057 | 0.25471 | 0 | 0 | 4.7361 | 0 | 9.2321 | 0 | 0 | 0 | 0 | 0 | 0 | 0 | 0 | 0 | 0 | 0 | 0 | 0 | 0.45131 | 0 | 0.88038 | 0 | 1.451 | 0 | 0.42 | 0.6901 | 0 | 0 | 0 | 0 | 3.8928 | 0 | 0 | 0 | 0 | 0 | 0 | 0 | 0 | 0 | 0 | 0 | 0 | 0
7 | 18 | 20 | 3 | 1.7931 | 0 | 2.4469 | 0 | 0 | 0 | 0.0012057 | 0.19159 | 0 | 0 | 3.1754 | 0 | 7.6082 | 0 | 0 | 0 | 0 | 0 | 0 | 0 | 0 | 0 | 0 | 0 | 0 | 0 | 0.45131 | 0 | 1.1038 | 0 | 0.96863 | 0 | 0.3675 | 0.6901 | 0 | 0 | 0 | 0 | 3.5814 | 0 | 0 | 0 | 0 | 0 | 0 | 0 | 0 | 0 | 0 | 0 | 0 | 0
7 | 18 | 21 | 3 | 1.7931 | 0 | 2.4469 | 0 | 0 | 0 | 0.0012057 | 0.17758 | 0 | 0 | 3.9554 | 0 | 8.3742 | 0 | 0 | 0 | 0 | 0 | 0 | 0 | 0 | 0 | 0 | 0 | 0 | 0 | 0.45131 | 0 | 1.2156 | 0 | 0.88485 | 0 | 0.4725 | 0.6901 | 0 | 0 | 0 | 0 | 3.7143 | 0 | 0 | 0 | 0 | 0 | 0 | 0 | 0 | 0 | 0 | 0 | 0 | 0
7 | 18 | 22 | 3 | 1.7931 | 0 | 2.4469 | 0 | 0 | 0 | 0.0012057 | 0.17582 | 0 | 0 | 2.8424 | 0 | 7.2595 | 0 | 0 | 0 | 0 | 0 | 0 | 0 | 0 | 0 | 0 | 0 | 0 | 0 | 0.45131 | 0 | 1.1038 | 0 | 0.8737 | 0 | 0.315 | 0.6901 | 0 | 0 | 0 | 0 | 3.4339 | 0 | 0 | 0 | 0 | 0 | 0 | 0 | 0 | 0 | 0 | 0 | 0 | 0
7 | 18 | 23 | 3 | 1.7931 | 0 | 2.4469 | 0 | 0 | 0 | 0.0012057 | 0.16785 | 0 | 0 | 0.48326 | 0 | 4.8923 | 0 | 0 | 0 | 0 | 0 | 0 | 0 | 0 | 0 | 0 | 0 | 0 | 0 | 0.45131 | 0 | 0.88038 | 0 | 0.80419 | 0 | 0.0525 | 0.6901 | 0 | 0 | 0 | 0 | 2.8785 | 0 | 0 | 0 | 0 | 0 | 0 | 0 | 0 | 0 | 0 | 0 | 0 | 0
7 | 18 | 24 | 3 | 1.7931 | 0 | 2.4469 | 0 | 0 | 0 | 0.0012057 | 0.15711 | 0 | 0 | 0.48331 | 0 | 4.8816 | 0 | 0 | 0 | 0 | 0 | 0 | 0 | 0 | 0 | 0 | 0 | 0 | 0 | 0.45131 | 0 | 0.54519 | 0 | 0.74809 | 0 | 0.0525 | 0.6901 | 0 | 0 | 0 | 0 | 2.4872 | 0 | 0 | 0 | 0 | 0 | 0 | 0 | 0 | 0 | 0 | 0 | 0 | 0
7 | 19 | 1 | 4 | 1.7931 | 0 | 2.4469 | 0 | 0 | 0 | 0.0012057 | 0.17615 | 0 | 0 | 0.48343 | 0 | 4.9008 | 0 | 0 | 0 | 0 | 0 | 0 | 0 | 0 | 0 | 0 | 0 | 0 | 0 | 0.45131 | 0 | 0.32173 | 0 | 0.85213 | 0 | 0.0525 | 0.6901 | 0 | 0 | 0 | 0 | 2.3678 | 0 | 0 | 0 | 0 | 0 | 0 | 0 | 0 | 0 | 0 | 0 | 0 | 0
7 | 19 | 2 | 4 | 1.7931 | 0 | 2.4469 | 0 | 0 | 0 | 0.0012057 | 0.1418 | 0 | 0 | 0.48353 | 0 | 4.8666 | 0 | 0 | 0 | 0 | 0 | 0 | 0 | 0 | 0 | 0 | 0 | 0 | 0 | 0.45131 | 0 | 0.32173 | 0 | 0.60867 | 0 | 0.0525 | 0.6901 | 0 | 0 | 0 | 0 | 2.1243 | 0 | 0 | 0 | 0 | 0 | 0 | 0 | 0 | 0 | 0 | 0 | 0 | 0
7 | 19 | 3 | 4 | 1.7931 | 0 | 2.4469 | 0 | 0 | 0 | 0.0012057 | 0.13571 | 0 | 0 | 0.48362 | 0 | 4.8605 | 0 | 0 | 0 | 0 | 0 | 0 | 0 | 0 | 0 | 0 | 0 | 0 | 0 | 0.45131 | 0 | 0.32173 | 0 | 0.5929 | 0 | 0.0525 | 0.6901 | 0 | 0 | 0 | 0 | 2.1085 | 0 | 0 | 0 | 0 | 0 | 0 | 0 | 0 | 0 | 0 | 0 | 0 | 0
7 | 19 | 4 | 4 | 1.7931 | 0 | 2.4469 | 0 | 0 | 0 | 0.0012057 | 0.14893 | 0 | 0 | 0.48368 | 0 | 4.8738 | 0 | 0 | 0 | 0 | 0 | 0 | 0 | 0 | 0 | 0 | 0 | 0 | 0 | 0.45131 | 0 | 0.32173 | 0 | 0.65996 | 0 | 0.0525 | 0.6901 | 0 | 0 | 0 | 0 | 2.1756 | 0 | 0 | 0 | 0 | 0 | 0 | 0 | 0 | 0 | 0 | 0 | 0 | 0
7 | 19 | 5 | 4 | 1.7931 | 0 | 2.4469 | 0 | 0 | 0 | 0.0012057 | 0.11934 | 0 | 0 | 0.4837 | 0 | 4.8443 | 0 | 0 | 0 | 0 | 0 | 0 | 0 | 0 | 0 | 0 | 0 | 0 | 0 | 0.45131 | 0 | 0.32173 | 0 | 0.47871 | 0 | 0.0525 | 0.6901 | 0 | 0 | 0 | 0 | 1.9944 | 0 | 0 | 0 | 0 | 0 | 0 | 0 | 0 | 0 | 0 | 0 | 0 | 0
7 | 19 | 6 | 4 | 1.7931 | 0 | 2.4469 | 0 | 0 | 0 | 0.0012057 | 0.11739 | 0 | 0 | 2.727 | 0 | 7.0857 | 0 | 0 | 0 | 0 | 0 | 0 | 0 | 0 | 0 | 0 | 0 | 0 | 0 | 0.45131 | 0 | 0.54519 | 0 | 0.49327 | 0 | 0.315 | 0.6901 | 0 | 0 | 0 | 0 | 2.4949 | 0 | 0 | 0 | 0 | 0 | 0 | 0 | 0 | 0 | 0 | 0 | 0 | 0
7 | 19 | 7 | 4 | 1.7931 | 0 | 2.4469 | 0 | 0 | 0 | 0.0012057 | 0.12 | 0 | 0 | 3.9556 | 0 | 8.3168 | 0 | 0 | 0 | 0 | 0 | 0 | 0 | 0 | 0 | 0 | 0 | 0 | 0 | 0.45131 | 0 | 0.71279 | 0 | 0.52094 | 0 | 0.525 | 0.6901 | 0 | 0 | 0 | 0 | 2.9001 | 0 | 0 | 0 | 0 | 0 | 0 | 0 | 0 | 0 | 0 | 0 | 0 | 0
7 | 19 | 8 | 4 | 1.7931 | 0 | 13.5789 | 0 | 0 | 0 | 0.0012057 | 0.29856 | 0 | 0 | 4.1837 | 0 | 19.8555 | 0 | 0 | 0 | 0 | 0 | 0 | 0 | 0 | 0 | 0 | 0 | 0 | 0 | 0.45131 | 0 | 0.71279 | 0 | 1.6504 | 0 | 0.42 | 0.6901 | 0 | 0 | 0 | 0 | 3.9246 | 0 | 0 | 0 | 0 | 0 | 0 | 0 | 0 | 0 | 0 | 0 | 0 | 0
7 | 19 | 9 | 4 | 1.7931 | 0 | 13.5789 | 0 | 0 | 0 | 0.0012057 | 0.32764 | 0 | 0 | 2.7269 | 0 | 18.4278 | 0 | 0 | 0 | 0 | 0 | 0 | 0 | 0 | 0 | 0 | 0 | 0 | 0 | 0.45131 | 0 | 0.71279 | 0 | 1.8365 | 0 | 0.315 | 0.6901 | 0 | 0 | 0 | 0 | 4.0057 | 0 | 0 | 0 | 0 | 0 | 0 | 0 | 0 | 0 | 0 | 0 | 0 | 0
7 | 19 | 10 | 4 | 1.7931 | 0 | 13.5789 | 0 | 0 | 0 | 0.0012057 | 0.37955 | 0 | 0 | 2.7269 | 0 | 18.4797 | 0 | 0 | 0 | 0 | 0 | 0 | 0 | 0 | 0 | 0 | 0 | 0 | 0 | 0.45131 | 0 | 0.71279 | 0 | 2.3089 | 0 | 0.315 | 0.6901 | 0 | 0 | 0 | 0 | 4.4781 | 0 | 0 | 0 | 0 | 0 | 0 | 0 | 0 | 0 | 0 | 0 | 0 | 0
7 | 19 | 11 | 4 | 1.7931 | 0 | 13.5789 | 0 | 0 | 0 | 0.0012057 | 0.40064 | 0 | 0 | 3.1756 | 0 | 18.9494 | 0 | 0 | 0 | 0 | 0 | 0 | 0 | 0 | 0 | 0 | 0 | 0 | 0 | 0.45131 | 0 | 0.54519 | 0 | 2.3291 | 0 | 0.3675 | 0.6901 | 0 | 0 | 0 | 0 | 4.3832 | 0 | 0 | 0 | 0 | 0 | 0 | 0 | 0 | 0 | 0 | 0 | 0 | 0
7 | 19 | 12 | 4 | 1.7931 | 0 | 8.6313 | 0 | 0 | 0 | 0.0012057 | 0.38601 | 0 | 0 | 3.6243 | 0 | 14.436 | 0 | 0 | 0 | 0 | 0 | 0 | 0 | 0 | 0 | 0 | 0 | 0 | 0 | 0.45131 | 0 | 0.54519 | 0 | 2.4038 | 0 | 0.42 | 0.6901 | 0 | 0 | 0 | 0 | 4.5104 | 0 | 0 | 0 | 0 | 0 | 0 | 0 | 0 | 0 | 0 | 0 | 0 | 0
7 | 19 | 13 | 4 | 1.7931 | 0 | 13.5789 | 0 | 0 | 0 | 0.0012057 | 0.45711 | 0 | 0 | 3.1757 | 0 | 19.006 | 0 | 0 | 0 | 0 | 0 | 0 | 0 | 0 | 0 | 0 | 0 | 0 | 0 | 0.45131 | 0 | 0.54519 | 0 | 2.9453 | 0 | 0.3675 | 0.6901 | 0 | 0 | 0 | 0 | 4.9994 | 0 | 0 | 0 | 0 | 0 | 0 | 0 | 0 | 0 | 0 | 0 | 0 | 0
7 | 19 | 14 | 4 | 1.7931 | 0 | 13.5789 | 0 | 0 | 0 | 0.0012057 | 0.5369 | 0 | 0 | 3.1757 | 0 | 19.0858 | 0 | 0 | 0 | 0 | 0 | 0 | 0 | 0 | 0 | 0 | 0 | 0 | 0 | 0.45131 | 0 | 0.54519 | 0 | 3.5146 | 0 | 0.3675 | 0.6901 | 0 | 0 | 0 | 0 | 5.5687 | 0 | 0 | 0 | 0 | 0 | 0 | 0 | 0 | 0 | 0 | 0 | 0 | 0
7 | 19 | 15 | 4 | 1.7931 | 0 | 13.5789 | 0 | 0 | 0 | 0.0012057 | 0.61548 | 0 | 0 | 2.727 | 0 | 18.7157 | 0 | 0 | 0 | 0 | 0 | 0 | 0 | 0 | 0 | 0 | 0 | 0 | 0 | 0.45131 | 0 | 0.54519 | 0 | 4.6613 | 0 | 0.315 | 0.6901 | 0 | 0 | 0 | 0 | 6.6629 | 0 | 0 | 0 | 0 | 0 | 0 | 0 | 0 | 0 | 0 | 0 | 0 | 0
7 | 19 | 16 | 4 | 1.7931 | 0 | 13.5789 | 0 | 0 | 0 | 0.0012057 | 0.63476 | 0 | 0 | 2.727 | 0 | 18.735 | 0 | 0 | 0 | 0 | 0 | 0 | 0 | 0 | 0 | 0 | 0 | 0 | 0 | 0.45131 | 0 | 0.54519 | 0 | 4.9908 | 0 | 0.315 | 0.6901 | 0 | 0 | 0 | 0 | 6.9924 | 0 | 0 | 0 | 0 | 0 | 0 | 0 | 0 | 0 | 0 | 0 | 0 | 0
7 | 19 | 17 | 4 | 1.7931 | 0 | 13.5789 | 0 | 0 | 0 | 0.0012057 | 0.63283 | 0 | 0 | 3.9556 | 0 | 19.9616 | 0 | 0 | 0 | 0 | 0 | 0 | 0 | 0 | 0 | 0 | 0 | 0 | 0 | 0.45131 | 0 | 0.54519 | 0 | 5.0917 | 0 | 0.525 | 0.6901 | 0 | 0 | 0 | 0 | 7.3033 | 0 | 0 | 0 | 0 | 0 | 0 | 0 | 0 | 0 | 0 | 0 | 0 | 0
7 | 19 | 18 | 4 | 1.7931 | 0 | 9.8682 | 0 | 0 | 0 | 0.0012057 | 0.53182 | 0 | 0 | 3.9556 | 0 | 16.15 | 0 | 0 | 0 | 0 | 0 | 0 | 0 | 0 | 0 | 0 | 0 | 0 | 0 | 0.45131 | 0 | 0.54519 | 0 | 4.2166 | 0 | 0.525 | 0.6901 | 0 | 0 | 0 | 0 | 6.4282 | 0 | 0 | 0 | 0 | 0 | 0 | 0 | 0 | 0 | 0 | 0 | 0 | 0
7 | 19 | 19 | 4 | 1.7931 | 0 | 2.4469 | 0 | 0 | 0 | 0.0012057 | 0.37916 | 0 | 0 | 4.7366 | 0 | 9.357 | 0 | 0 | 0 | 0 | 0 | 0 | 0 | 0 | 0 | 0 | 0 | 0 | 0 | 0.45131 | 0 | 0.88038 | 0 | 2.8576 | 0 | 0.42 | 0.6901 | 0 | 0 | 0 | 0 | 5.2993 | 0 | 0 | 0 | 0 | 0 | 0 | 0 | 0 | 0 | 0 | 0 | 0 | 0
7 | 19 | 20 | 4 | 1.7931 | 0 | 2.4469 | 0 | 0 | 0 | 0.0012057 | 0.28983 | 0 | 0 | 3.1756 | 0 | 7.7067 | 0 | 0 | 0 | 0 | 0 | 0 | 0 | 0 | 0 | 0 | 0 | 0 | 0 | 0.45131 | 0 | 1.1038 | 0 | 1.9937 | 0 | 0.3675 | 0.6901 | 0 | 0 | 0 | 0 | 4.6064 | 0 | 0 | 0 | 0 | 0 | 0 | 0 | 0 | 0 | 0 | 0 | 0 | 0
7 | 19 | 21 | 4 | 1.7931 | 0 | 2.4469 | 0 | 0 | 0 | 0.0012057 | 0.25442 | 0 | 0 | 3.9555 | 0 | 8.4512 | 0 | 0 | 0 | 0 | 0 | 0 | 0 | 0 | 0 | 0 | 0 | 0 | 0 | 0.45131 | 0 | 1.2156 | 0 | 1.6895 | 0 | 0.4725 | 0.6901 | 0 | 0 | 0 | 0 | 4.519 | 0 | 0 | 0 | 0 | 0 | 0 | 0 | 0 | 0 | 0 | 0 | 0 | 0
7 | 19 | 22 | 4 | 1.7931 | 0 | 2.4469 | 0 | 0 | 0 | 0.0012057 | 0.24291 | 0 | 0 | 2.8428 | 0 | 7.327 | 0 | 0 | 0 | 0 | 0 | 0 | 0 | 0 | 0 | 0 | 0 | 0 | 0 | 0.45131 | 0 | 1.1038 | 0 | 1.5919 | 0 | 0.315 | 0.6901 | 0 | 0 | 0 | 0 | 4.1522 | 0 | 0 | 0 | 0 | 0 | 0 | 0 | 0 | 0 | 0 | 0 | 0 | 0
7 | 19 | 23 | 4 | 1.7931 | 0 | 2.4469 | 0 | 0 | 0 | 0.0012057 | 0.23868 | 0 | 0 | 0.48356 | 0 | 4.9635 | 0 | 0 | 0 | 0 | 0 | 0 | 0 | 0 | 0 | 0 | 0 | 0 | 0 | 0.45131 | 0 | 0.88038 | 0 | 1.5416 | 0 | 0.0525 | 0.6901 | 0 | 0 | 0 | 0 | 3.6159 | 0 | 0 | 0 | 0 | 0 | 0 | 0 | 0 | 0 | 0 | 0 | 0 | 0
7 | 19 | 24 | 4 | 1.7931 | 0 | 2.4469 | 0 | 0 | 0 | 0.0012057 | 0.23713 | 0 | 0 | 0.48361 | 0 | 4.962 | 0 | 0 | 0 | 0 | 0 | 0 | 0 | 0 | 0 | 0 | 0 | 0 | 0 | 0.45131 | 0 | 0.54519 | 0 | 1.508 | 0 | 0.0525 | 0.6901 | 0 | 0 | 0 | 0 | 3.2471 | 0 | 0 | 0 | 0 | 0 | 0 | 0 | 0 | 0 | 0 | 0 | 0 | 0
7 | 20 | 1 | 5 | 1.7931 | 0 | 2.4469 | 0 | 0 | 0 | 0.0012057 | 0.23298 | 0 | 0 | 0.48372 | 0 | 4.9579 | 0 | 0 | 0 | 0 | 0 | 0 | 0 | 0 | 0 | 0 | 0 | 0 | 0 | 0.45131 | 0 | 0.32173 | 0 | 1.4671 | 0 | 0.0525 | 0.6901 | 0 | 0 | 0 | 0 | 2.9828 | 0 | 0 | 0 | 0 | 0 | 0 | 0 | 0 | 0 | 0 | 0 | 0 | 0
7 | 20 | 2 | 5 | 1.7931 | 0 | 2.4469 | 0 | 0 | 0 | 0.0012057 | 0.23838 | 0 | 0 | 0.48384 | 0 | 4.9634 | 0 | 0 | 0 | 0 | 0 | 0 | 0 | 0 | 0 | 0 | 0 | 0 | 0 | 0.45131 | 0 | 0.32173 | 0 | 1.401 | 0 | 0.0525 | 0.6901 | 0 | 0 | 0 | 0 | 2.9167 | 0 | 0 | 0 | 0 | 0 | 0 | 0 | 0 | 0 | 0 | 0 | 0 | 0
7 | 20 | 3 | 5 | 1.7931 | 0 | 2.4469 | 0 | 0 | 0 | 0.0012057 | 0.21502 | 0 | 0 | 0.4839 | 0 | 4.9401 | 0 | 0 | 0 | 0 | 0 | 0 | 0 | 0 | 0 | 0 | 0 | 0 | 0 | 0.45131 | 0 | 0.32173 | 0 | 1.2103 | 0 | 0.0525 | 0.6901 | 0 | 0 | 0 | 0 | 2.7259 | 0 | 0 | 0 | 0 | 0 | 0 | 0 | 0 | 0 | 0 | 0 | 0 | 0
7 | 20 | 4 | 5 | 1.7931 | 0 | 2.4469 | 0 | 0 | 0 | 0.0012057 | 0.23214 | 0 | 0 | 0.48393 | 0 | 4.9573 | 0 | 0 | 0 | 0 | 0 | 0 | 0 | 0 | 0 | 0 | 0 | 0 | 0 | 0.45131 | 0 | 0.32173 | 0 | 1.327 | 0 | 0.0525 | 0.6901 | 0 | 0 | 0 | 0 | 2.8426 | 0 | 0 | 0 | 0 | 0 | 0 | 0 | 0 | 0 | 0 | 0 | 0 | 0
7 | 20 | 5 | 5 | 1.7931 | 0 | 2.4469 | 0 | 0 | 0 | 0.0012057 | 0.23085 | 0 | 0 | 0.48395 | 0 | 4.956 | 0 | 0 | 0 | 0 | 0 | 0 | 0 | 0 | 0 | 0 | 0 | 0 | 0 | 0.45131 | 0 | 0.32173 | 0 | 1.2512 | 0 | 0.0525 | 0.6901 | 0 | 0 | 0 | 0 | 2.7669 | 0 | 0 | 0 | 0 | 0 | 0 | 0 | 0 | 0 | 0 | 0 | 0 | 0
7 | 20 | 6 | 5 | 1.7931 | 0 | 2.4469 | 0 | 0 | 0 | 0.0012057 | 0.26175 | 0 | 0 | 2.7272 | 0 | 7.2302 | 0 | 0 | 0 | 0 | 0 | 0 | 0 | 0 | 0 | 0 | 0 | 0 | 0 | 0.45131 | 0 | 0.54519 | 0 | 1.4797 | 0 | 0.315 | 0.6901 | 0 | 0 | 0 | 0 | 3.4813 | 0 | 0 | 0 | 0 | 0 | 0 | 0 | 0 | 0 | 0 | 0 | 0 | 0
7 | 20 | 7 | 5 | 1.7931 | 0 | 2.4469 | 0 | 0 | 0 | 0.0012057 | 0.3113 | 0 | 0 | 3.9557 | 0 | 8.5082 | 0 | 0 | 0 | 0 | 0 | 0 | 0 | 0 | 0 | 0 | 0 | 0 | 0 | 0.45131 | 0 | 0.71279 | 0 | 1.8815 | 0 | 0.525 | 0.6901 | 0 | 0 | 0 | 0 | 4.2607 | 0 | 0 | 0 | 0 | 0 | 0 | 0 | 0 | 0 | 0 | 0 | 0 | 0
7 | 20 | 8 | 5 | 1.7931 | 0 | 13.5789 | 0 | 0 | 0 | 0.0012057 | 0.51538 | 0 | 0 | 4.1839 | 0 | 20.0725 | 0 | 0 | 0 | 0 | 0 | 0 | 0 | 0 | 0 | 0 | 0 | 0 | 0 | 0.45131 | 0 | 0.71279 | 0 | 3.2444 | 0 | 0.42 | 0.6901 | 0 | 0 | 0 | 0 | 5.5186 | 0 | 0 | 0 | 0 | 0 | 0 | 0 | 0 | 0 | 0 | 0 | 0 | 0
7 | 20 | 9 | 5 | 1.7931 | 0 | 13.5789 | 0 | 0 | 0 | 0.0012057 | 0.58115 | 0 | 0 | 2.7271 | 0 | 18.6814 | 0 | 0 | 0 | 0 | 0 | 0 | 0 | 0 | 0 | 0 | 0 | 0 | 0 | 0.45131 | 0 | 0.71279 | 0 | 3.9286 | 0 | 0.315 | 0.6901 | 0 | 0 | 0 | 0 | 6.0978 | 0 | 0 | 0 | 0 | 0 | 0 | 0 | 0 | 0 | 0 | 0 | 0 | 0
7 | 20 | 10 | 5 | 1.7931 | 0 | 13.5789 | 0 | 0 | 0 | 0.0012057 | 0.60542 | 0 | 0 | 2.727 | 0 | 18.7056 | 0 | 0 | 0 | 0 | 0 | 0 | 0 | 0 | 0 | 0 | 0 | 0 | 0 | 0.45131 | 0 | 0.71279 | 0 | 4.2701 | 0 | 0.315 | 0.6901 | 0 | 0 | 0 | 0 | 6.4393 | 0 | 0 | 0 | 0 | 0 | 0 | 0 | 0 | 0 | 0 | 0 | 0 | 0
7 | 20 | 11 | 5 | 1.7931 | 0 | 13.5789 | 0 | 0 | 0 | 0.0012057 | 0.69521 | 0 | 0 | 3.1756 | 0 | 19.244 | 0 | 0 | 0 | 0 | 0 | 0 | 0 | 0 | 0 | 0 | 0 | 0 | 0 | 0.45131 | 0 | 0.54519 | 0 | 5.2209 | 0 | 0.3675 | 0.6901 | 0 | 0 | 0 | 0 | 7.275 | 0 | 0 | 0 | 0 | 0 | 0 | 0 | 0 | 0 | 0 | 0 | 0 | 0
7 | 20 | 12 | 5 | 1.7931 | 0 | 8.6313 | 0 | 0 | 0 | 0.0012057 | 0.66463 | 0 | 0 | 3.6242 | 0 | 14.7145 | 0 | 0 | 0 | 0 | 0 | 0 | 0 | 0 | 0 | 0 | 0 | 0 | 0 | 0.45131 | 0 | 0.54519 | 0 | 5.1256 | 0 | 0.42 | 0.6901 | 0 | 0 | 0 | 0 | 7.2322 | 0 | 0 | 0 | 0 | 0 | 0 | 0 | 0 | 0 | 0 | 0 | 0 | 0
7 | 20 | 13 | 5 | 1.7931 | 0 | 13.5789 | 0 | 0 | 0 | 0.0012057 | 0.74175 | 0 | 0 | 3.1756 | 0 | 19.2905 | 0 | 0 | 0 | 0 | 0 | 0 | 0 | 0 | 0 | 0 | 0 | 0 | 0 | 0.45131 | 0 | 0.54519 | 0 | 5.6817 | 0 | 0.3675 | 0.6901 | 0 | 0 | 0 | 0 | 7.7358 | 0 | 0 | 0 | 0 | 0 | 0 | 0 | 0 | 0 | 0 | 0 | 0 | 0
7 | 20 | 14 | 5 | 1.7931 | 0 | 13.5789 | 0 | 0 | 0 | 0.0012057 | 0.79158 | 0 | 0 | 3.1755 | 0 | 19.3403 | 0 | 0 | 0 | 0 | 0 | 0 | 0 | 0 | 0 | 0 | 0 | 0 | 0 | 0.45131 | 0 | 0.54519 | 0 | 6.3064 | 0 | 0.3675 | 0.6901 | 0 | 0 | 0 | 0 | 8.3605 | 0 | 0 | 0 | 0 | 0 | 0 | 0 | 0 | 0 | 0 | 0 | 0 | 0
7 | 20 | 15 | 5 | 1.7931 | 0 | 13.5789 | 0 | 0 | 0 | 0.0012057 | 0.79493 | 0 | 0 | 2.7268 | 0 | 18.895 | 0 | 0 | 0 | 0 | 0 | 0 | 0 | 0 | 0 | 0 | 0 | 0 | 0 | 0.45131 | 0 | 0.54519 | 0 | 6.3979 | 0 | 0.315 | 0.6901 | 0 | 0 | 0 | 0 | 8.3995 | 0 | 0 | 0 | 0 | 0 | 0 | 0 | 0 | 0 | 0 | 0 | 0 | 0
7 | 20 | 16 | 5 | 1.7931 | 0 | 13.5789 | 0 | 0 | 0 | 0.0012057 | 0.81057 | 0 | 0 | 2.7268 | 0 | 18.9106 | 0 | 0 | 0 | 0 | 0 | 0 | 0 | 0 | 0 | 0 | 0 | 0 | 0 | 0.45131 | 0 | 0.54519 | 0 | 6.7181 | 0 | 0.315 | 0.6901 | 0 | 0 | 0 | 0 | 8.7197 | 0 | 0 | 0 | 0 | 0 | 0 | 0 | 0 | 0 | 0 | 0 | 0 | 0
7 | 20 | 17 | 5 | 1.7931 | 0 | 13.5789 | 0 | 0 | 0 | 0.0012057 | 0.81915 | 0 | 0 | 3.9555 | 0 | 20.1478 | 0 | 0 | 0 | 0 | 0 | 0 | 0 | 0 | 0 | 0 | 0 | 0 | 0 | 0.45131 | 0 | 0.54519 | 0 | 6.9277 | 0 | 0.525 | 0.6901 | 0 | 0 | 0 | 0 | 9.1394 | 0 | 0 | 0 | 0 | 0 | 0 | 0 | 0 | 0 | 0 | 0 | 0 | 0
7 | 20 | 18 | 5 | 1.7931 | 0 | 9.8682 | 0 | 0 | 0 | 0.0012057 | 0.73043 | 0 | 0 | 3.9555 | 0 | 16.3485 | 0 | 0 | 0 | 0 | 0 | 0 | 0 | 0 | 0 | 0 | 0 | 0 | 0 | 0.45131 | 0 | 0.54519 | 0 | 6.0855 | 0 | 0.525 | 0.6901 | 0 | 0 | 0 | 0 | 8.2971 | 0 | 0 | 0 | 0 | 0 | 0 | 0 | 0 | 0 | 0 | 0 | 0 | 0
7 | 20 | 19 | 5 | 1.7931 | 0 | 2.4469 | 0 | 0 | 0 | 0.0012057 | 0.55759 | 0 | 0 | 4.7362 | 0 | 9.535 | 0 | 0 | 0 | 0 | 0 | 0 | 0 | 0 | 0 | 0 | 0 | 0 | 0 | 0.45131 | 0 | 0.88038 | 0 | 4.5685 | 0 | 0.42 | 0.6901 | 0 | 0 | 0 | 0 | 7.0103 | 0 | 0 | 0 | 0 | 0 | 0 | 0 | 0 | 0 | 0 | 0 | 0 | 0
7 | 20 | 20 | 5 | 1.7931 | 0 | 2.4469 | 0 | 0 | 0 | 0.0012057 | 0.48996 | 0 | 0 | 3.1754 | 0 | 7.9066 | 0 | 0 | 0 | 0 | 0 | 0 | 0 | 0 | 0 | 0 | 0 | 0 | 0 | 0.45131 | 0 | 1.1038 | 0 | 3.9187 | 0 | 0.3675 | 0.6901 | 0 | 0 | 0 | 0 | 6.5315 | 0 | 0 | 0 | 0 | 0 | 0 | 0 | 0 | 0 | 0 | 0 | 0 | 0
7 | 20 | 21 | 5 | 1.7931 | 0 | 2.4469 | 0 | 0 | 0 | 0.0012057 | 0.45753 | 0 | 0 | 3.9554 | 0 | 8.6542 | 0 | 0 | 0 | 0 | 0 | 0 | 0 | 0 | 0 | 0 | 0 | 0 | 0 | 0.45131 | 0 | 1.2156 | 0 | 3.6284 | 0 | 0.4725 | 0.6901 | 0 | 0 | 0 | 0 | 6.4578 | 0 | 0 | 0 | 0 | 0 | 0 | 0 | 0 | 0 | 0 | 0 | 0 | 0
7 | 20 | 22 | 5 | 1.7931 | 0 | 2.4469 | 0 | 0 | 0 | 0.0012057 | 0.44663 | 0 | 0 | 2.8424 | 0 | 7.5303 | 0 | 0 | 0 | 0 | 0 | 0 | 0 | 0 | 0 | 0 | 0 | 0 | 0 | 0.45131 | 0 | 1.1038 | 0 | 3.5104 | 0 | 0.315 | 0.6901 | 0 | 0 | 0 | 0 | 6.0706 | 0 | 0 | 0 | 0 | 0 | 0 | 0 | 0 | 0 | 0 | 0 | 0 | 0
7 | 20 | 23 | 5 | 1.7931 | 0 | 2.4469 | 0 | 0 | 0 | 0.0012057 | 0.43471 | 0 | 0 | 0.48324 | 0 | 5.1592 | 0 | 0 | 0 | 0 | 0 | 0 | 0 | 0 | 0 | 0 | 0 | 0 | 0 | 0.45131 | 0 | 0.88038 | 0 | 3.3522 | 0 | 0.0525 | 0.6901 | 0 | 0 | 0 | 0 | 5.4265 | 0 | 0 | 0 | 0 | 0 | 0 | 0 | 0 | 0 | 0 | 0 | 0 | 0
7 | 20 | 24 | 5 | 1.7931 | 0 | 2.4469 | 0 | 0 | 0 | 0.0012057 | 0.42095 | 0 | 0 | 0.48327 | 0 | 5.1454 | 0 | 0 | 0 | 0 | 0 | 0 | 0 | 0 | 0 | 0 | 0 | 0 | 0 | 0.45131 | 0 | 0.54519 | 0 | 3.1594 | 0 | 0.0525 | 0.6901 | 0 | 0 | 0 | 0 | 4.8985 | 0 | 0 | 0 | 0 | 0 | 0 | 0 | 0 | 0 | 0 | 0 | 0 | 0
7 | 21 | 1 | 6 | 1.7931 | 0 | 2.4469 | 0 | 0 | 0 | 0.0012057 | 0.40485 | 0 | 0 | 0.48337 | 0 | 5.1294 | 0 | 0 | 0 | 0 | 0 | 0 | 0 | 0 | 0 | 0 | 0 | 0 | 0 | 0.45131 | 0 | 0.32173 | 0 | 2.9676 | 0 | 0.0525 | 0.6901 | 0 | 0 | 0 | 0 | 4.4832 | 0 | 0 | 0 | 0 | 0 | 0 | 0 | 0 | 0 | 0 | 0 | 0 | 0
7 | 21 | 2 | 6 | 1.7931 | 0 | 2.4469 | 0 | 0 | 0 | 0.0012057 | 0.39053 | 0 | 0 | 0.48346 | 0 | 5.1152 | 0 | 0 | 0 | 0 | 0 | 0 | 0 | 0 | 0 | 0 | 0 | 0 | 0 | 0.45131 | 0 | 0.32173 | 0 | 2.8675 | 0 | 0.0525 | 0.6901 | 0 | 0 | 0 | 0 | 4.3831 | 0 | 0 | 0 | 0 | 0 | 0 | 0 | 0 | 0 | 0 | 0 | 0 | 0
7 | 21 | 3 | 6 | 1.7931 | 0 | 2.4469 | 0 | 0 | 0 | 0.0012057 | 0.38454 | 0 | 0 | 0.48351 | 0 | 5.1093 | 0 | 0 | 0 | 0 | 0 | 0 | 0 | 0 | 0 | 0 | 0 | 0 | 0 | 0.45131 | 0 | 0.32173 | 0 | 2.7497 | 0 | 0.0525 | 0.6901 | 0 | 0 | 0 | 0 | 4.2654 | 0 | 0 | 0 | 0 | 0 | 0 | 0 | 0 | 0 | 0 | 0 | 0 | 0
7 | 21 | 4 | 6 | 1.7931 | 0 | 2.4469 | 0 | 0 | 0 | 0.0012057 | 0.37165 | 0 | 0 | 0.48354 | 0 | 5.0964 | 0 | 0 | 0 | 0 | 0 | 0 | 0 | 0 | 0 | 0 | 0 | 0 | 0 | 0.45131 | 0 | 0.32173 | 0 | 2.5856 | 0 | 0.0525 | 0.6901 | 0 | 0 | 0 | 0 | 4.1013 | 0 | 0 | 0 | 0 | 0 | 0 | 0 | 0 | 0 | 0 | 0 | 0 | 0
7 | 21 | 5 | 6 | 1.7931 | 0 | 2.4469 | 0 | 0 | 0 | 0.0012057 | 0.36346 | 0 | 0 | 0.48354 | 0 | 5.0882 | 0 | 0 | 0 | 0 | 0 | 0 | 0 | 0 | 0 | 0 | 0 | 0 | 0 | 0.45131 | 0 | 0.32173 | 0 | 2.4697 | 0 | 0.0525 | 0.6901 | 0 | 0 | 0 | 0 | 3.9853 | 0 | 0 | 0 | 0 | 0 | 0 | 0 | 0 | 0 | 0 | 0 | 0 | 0
7 | 21 | 6 | 6 | 1.7931 | 0 | 2.4469 | 0 | 0 | 0 | 0.0012057 | 0.38567 | 0 | 0 | 2.7268 | 0 | 7.3537 | 0 | 0 | 0 | 0 | 0 | 0 | 0 | 0 | 0 | 0 | 0 | 0 | 0 | 0.45131 | 0 | 0.54519 | 0 | 2.6478 | 0 | 0.315 | 0.6901 | 0 | 0 | 0 | 0 | 4.6494 | 0 | 0 | 0 | 0 | 0 | 0 | 0 | 0 | 0 | 0 | 0 | 0 | 0
7 | 21 | 7 | 6 | 1.7931 | 0 | 2.4469 | 0 | 0 | 0 | 0.0012057 | 0.39616 | 0 | 0 | 3.9555 | 0 | 8.5928 | 0 | 0 | 0 | 0 | 0 | 0 | 0 | 0 | 0 | 0 | 0 | 0 | 0 | 0.45131 | 0 | 0.71279 | 0 | 2.7771 | 0 | 0.525 | 0.6901 | 0 | 0 | 0 | 0 | 5.1563 | 0 | 0 | 0 | 0 | 0 | 0 | 0 | 0 | 0 | 0 | 0 | 0 | 0
7 | 21 | 8 | 6 | 1.7931 | 0 | 13.5789 | 0 | 0 | 0 | 0.0012057 | 0.63003 | 0 | 0 | 4.1833 | 0 | 20.1865 | 0 | 0 | 0 | 0 | 0 | 0 | 0 | 0 | 0 | 0 | 0 | 0 | 0 | 0.45131 | 0 | 0.71279 | 0 | 4.6057 | 0 | 0.42 | 0.6901 | 0 | 0 | 0 | 0 | 6.8799 | 0 | 0 | 0 | 0 | 0 | 0 | 0 | 0 | 0 | 0 | 0 | 0 | 0
7 | 21 | 9 | 6 | 1.7931 | 0 | 13.5789 | 0 | 0 | 0 | 0.0012057 | 0.73686 | 0 | 0 | 2.7266 | 0 | 18.8367 | 0 | 0 | 0 | 0 | 0 | 0 | 0 | 0 | 0 | 0 | 0 | 0 | 0 | 0.45131 | 0 | 0.71279 | 0 | 5.7004 | 0 | 0.315 | 0.6901 | 0 | 0 | 0 | 0 | 7.8696 | 0 | 0 | 0 | 0 | 0 | 0 | 0 | 0 | 0 | 0 | 0 | 0 | 0
7 | 21 | 10 | 6 | 1.7931 | 0 | 13.5789 | 0 | 0 | 0 | 0.0012057 | 0.79274 | 0 | 0 | 2.7265 | 0 | 18.8924 | 0 | 0 | 0 | 0 | 0 | 0 | 0 | 0 | 0 | 0 | 0 | 0 | 0 | 0.45131 | 0 | 0.71279 | 0 | 6.4635 | 0 | 0.315 | 0.6901 | 0 | 0 | 0 | 0 | 8.6327 | 0 | 0 | 0 | 0 | 0 | 0 | 0 | 0 | 0 | 0 | 0 | 0 | 0
7 | 21 | 11 | 6 | 1.7931 | 0 | 13.5789 | 0 | 0 | 0 | 0.0012057 | 0.85328 | 0 | 0 | 3.1751 | 0 | 19.4016 | 0 | 0 | 0 | 0 | 0 | 0 | 0 | 0 | 0 | 0 | 0 | 0 | 0 | 0.45131 | 0 | 0.54519 | 0 | 6.9057 | 0 | 0.3675 | 0.6901 | 0 | 0 | 0 | 0 | 8.9598 | 0 | 0 | 0 | 0 | 0 | 0 | 0 | 0 | 0 | 0 | 0 | 0 | 0
7 | 21 | 12 | 6 | 1.7931 | 0 | 8.6313 | 0 | 0 | 0 | 0.0012057 | 0.78564 | 0 | 0 | 3.6237 | 0 | 14.835 | 0 | 0 | 0 | 0 | 0 | 0 | 0 | 0 | 0 | 0 | 0 | 0 | 0 | 0.45131 | 0 | 0.54519 | 0 | 6.394 | 0 | 0.42 | 0.6901 | 0 | 0 | 0 | 0 | 8.5006 | 0 | 0 | 0 | 0 | 0 | 0 | 0 | 0 | 0 | 0 | 0 | 0 | 0
7 | 21 | 13 | 6 | 1.7931 | 0 | 13.5789 | 0 | 0 | 0 | 0.0012057 | 0.85049 | 0 | 0 | 3.175 | 0 | 19.3987 | 0 | 0 | 0 | 0 | 0 | 0 | 0 | 0 | 0 | 0 | 0 | 0 | 0 | 0.45131 | 0 | 0.54519 | 0 | 6.9638 | 0 | 0.3675 | 0.6901 | 0 | 0 | 0 | 0 | 9.0179 | 0 | 0 | 0 | 0 | 0 | 0 | 0 | 0 | 0 | 0 | 0 | 0 | 0
7 | 21 | 14 | 6 | 1.7931 | 0 | 13.5789 | 0 | 0 | 0 | 0.0012057 | 0.88407 | 0 | 0 | 3.175 | 0 | 19.4322 | 0 | 0 | 0 | 0 | 0 | 0 | 0 | 0 | 0 | 0 | 0 | 0 | 0 | 0.45131 | 0 | 0.54519 | 0 | 7.4347 | 0 | 0.3675 | 0.6901 | 0 | 0 | 0 | 0 | 9.4888 | 0 | 0 | 0 | 0 | 0 | 0 | 0 | 0 | 0 | 0 | 0 | 0 | 0
7 | 21 | 15 | 6 | 1.7931 | 0 | 13.5789 | 0 | 0 | 0 | 0.0012057 | 0.95972 | 0 | 0 | 2.7263 | 0 | 19.0592 | 0 | 0 | 0 | 0 | 0 | 0 | 0 | 0 | 0 | 0 | 0 | 0 | 0 | 0.45131 | 0 | 0.54519 | 0 | 8.2021 | 0 | 0.315 | 0.6901 | 0 | 0 | 0 | 0 | 10.2037 | 0 | 0 | 0 | 0 | 0 | 0 | 0 | 0 | 0 | 0 | 0 | 0 | 0
7 | 21 | 16 | 6 | 1.7931 | 0 | 13.5789 | 0 | 0 | 0 | 0.0012057 | 0.93175 | 0 | 0 | 2.7262 | 0 | 19.0312 | 0 | 0 | 0 | 0 | 0 | 0 | 0 | 0 | 0 | 0 | 0 | 0 | 0 | 0.45131 | 0 | 0.54519 | 0 | 7.9673 | 0 | 0.315 | 0.6901 | 0 | 0 | 0 | 0 | 9.9689 | 0 | 0 | 0 | 0 | 0 | 0 | 0 | 0 | 0 | 0 | 0 | 0 | 0
7 | 21 | 17 | 6 | 1.7931 | 0 | 13.5789 | 0 | 0 | 0 | 0.0012057 | 0.93678 | 0 | 0 | 3.9552 | 0 | 20.2652 | 0 | 0 | 0 | 0 | 0 | 0 | 0 | 0 | 0 | 0 | 0 | 0 | 0 | 0.45131 | 0 | 0.54519 | 0 | 8.213 | 0 | 0.525 | 0.6901 | 0 | 0 | 0 | 0 | 10.4246 | 0 | 0 | 0 | 0 | 0 | 0 | 0 | 0 | 0 | 0 | 0 | 0 | 0
7 | 21 | 18 | 6 | 1.7931 | 0 | 9.8682 | 0 | 0 | 0 | 0.0012057 | 0.84463 | 0 | 0 | 3.9552 | 0 | 16.4624 | 0 | 0 | 0 | 0 | 0 | 0 | 0 | 0 | 0 | 0 | 0 | 0 | 0 | 0.45131 | 0 | 0.54519 | 0 | 7.4522 | 0 | 0.525 | 0.6901 | 0 | 0 | 0 | 0 | 9.6638 | 0 | 0 | 0 | 0 | 0 | 0 | 0 | 0 | 0 | 0 | 0 | 0 | 0
7 | 21 | 19 | 6 | 1.7931 | 0 | 2.4469 | 0 | 0 | 0 | 0.0012057 | 0.64843 | 0 | 0 | 4.735 | 0 | 9.6246 | 0 | 0 | 0 | 0 | 0 | 0 | 0 | 0 | 0 | 0 | 0 | 0 | 0 | 0.45131 | 0 | 0.88038 | 0 | 5.4581 | 0 | 0.42 | 0.6901 | 0 | 0 | 0 | 0 | 7.8999 | 0 | 0 | 0 | 0 | 0 | 0 | 0 | 0 | 0 | 0 | 0 | 0 | 0
7 | 21 | 20 | 6 | 1.7931 | 0 | 2.4469 | 0 | 0 | 0 | 0.0012057 | 0.55556 | 0 | 0 | 3.1748 | 0 | 7.9716 | 0 | 0 | 0 | 0 | 0 | 0 | 0 | 0 | 0 | 0 | 0 | 0 | 0 | 0.45131 | 0 | 1.1038 | 0 | 4.3785 | 0 | 0.3675 | 0.6901 | 0 | 0 | 0 | 0 | 6.9912 | 0 | 0 | 0 | 0 | 0 | 0 | 0 | 0 | 0 | 0 | 0 | 0 | 0
7 | 21 | 21 | 6 | 1.7931 | 0 | 2.4469 | 0 | 0 | 0 | 0.0012057 | 0.50147 | 0 | 0 | 3.9551 | 0 | 8.6978 | 0 | 0 | 0 | 0 | 0 | 0 | 0 | 0 | 0 | 0 | 0 | 0 | 0 | 0.45131 | 0 | 1.2156 | 0 | 3.8887 | 0 | 0.4725 | 0.6901 | 0 | 0 | 0 | 0 | 6.7182 | 0 | 0 | 0 | 0 | 0 | 0 | 0 | 0 | 0 | 0 | 0 | 0 | 0
7 | 21 | 22 | 6 | 1.7931 | 0 | 2.4469 | 0 | 0 | 0 | 0.0012057 | 0.47473 | 0 | 0 | 2.8415 | 0 | 7.5575 | 0 | 0 | 0 | 0 | 0 | 0 | 0 | 0 | 0 | 0 | 0 | 0 | 0 | 0.45131 | 0 | 1.1038 | 0 | 3.5944 | 0 | 0.315 | 0.6901 | 0 | 0 | 0 | 0 | 6.1547 | 0 | 0 | 0 | 0 | 0 | 0 | 0 | 0 | 0 | 0 | 0 | 0 | 0
7 | 21 | 23 | 6 | 1.7931 | 0 | 2.4469 | 0 | 0 | 0 | 0.0012057 | 0.46516 | 0 | 0 | 0.48266 | 0 | 5.189 | 0 | 0 | 0 | 0 | 0 | 0 | 0 | 0 | 0 | 0 | 0 | 0 | 0 | 0.45131 | 0 | 0.88038 | 0 | 3.5541 | 0 | 0.0525 | 0.6901 | 0 | 0 | 0 | 0 | 5.6284 | 0 | 0 | 0 | 0 | 0 | 0 | 0 | 0 | 0 | 0 | 0 | 0 | 0
7 | 21 | 24 | 6 | 1.7931 | 0 | 2.4469 | 0 | 0 | 0 | 0.0012057 | 0.46368 | 0 | 0 | 0.48268 | 0 | 5.1876 | 0 | 0 | 0 | 0 | 0 | 0 | 0 | 0 | 0 | 0 | 0 | 0 | 0 | 0.45131 | 0 | 0.54519 | 0 | 3.5924 | 0 | 0.0525 | 0.6901 | 0 | 0 | 0 | 0 | 5.3315 | 0 | 0 | 0 | 0 | 0 | 0 | 0 | 0 | 0 | 0 | 0 | 0 | 0
7 | 22 | 1 | 7 | 1.7931 | 0 | 2.4469 | 0 | 0 | 0 | 0.0012057 | 0.44939 | 0 | 0 | 0.48277 | 0 | 5.1734 | 0 | 0 | 0 | 0 | 0 | 0 | 0 | 0 | 0 | 0 | 0 | 0 | 0 | 0.45131 | 0 | 0.32173 | 0 | 3.4615 | 0 | 0.0525 | 0.6901 | 0 | 0 | 0 | 0 | 4.9772 | 0 | 0 | 0 | 0 | 0 | 0 | 0 | 0 | 0 | 0 | 0 | 0 | 0
7 | 22 | 2 | 7 | 1.7931 | 0 | 2.4469 | 0 | 0 | 0 | 0.0012057 | 0.44299 | 0 | 0 | 0.48286 | 0 | 5.1671 | 0 | 0 | 0 | 0 | 0 | 0 | 0 | 0 | 0 | 0 | 0 | 0 | 0 | 0.45131 | 0 | 0.32173 | 0 | 3.4117 | 0 | 0.0525 | 0.6901 | 0 | 0 | 0 | 0 | 4.9273 | 0 | 0 | 0 | 0 | 0 | 0 | 0 | 0 | 0 | 0 | 0 | 0 | 0
7 | 22 | 3 | 7 | 1.7931 | 0 | 2.4469 | 0 | 0 | 0 | 0.0012057 | 0.43855 | 0 | 0 | 0.4829 | 0 | 5.1627 | 0 | 0 | 0 | 0 | 0 | 0 | 0 | 0 | 0 | 0 | 0 | 0 | 0 | 0.45131 | 0 | 0.32173 | 0 | 3.3766 | 0 | 0.0525 | 0.6901 | 0 | 0 | 0 | 0 | 4.8922 | 0 | 0 | 0 | 0 | 0 | 0 | 0 | 0 | 0 | 0 | 0 | 0 | 0
7 | 22 | 4 | 7 | 1.7931 | 0 | 2.4469 | 0 | 0 | 0 | 0.0012057 | 0.42993 | 0 | 0 | 0.48292 | 0 | 5.1541 | 0 | 0 | 0 | 0 | 0 | 0 | 0 | 0 | 0 | 0 | 0 | 0 | 0 | 0.45131 | 0 | 0.32173 | 0 | 3.2788 | 0 | 0.0525 | 0.6901 | 0 | 0 | 0 | 0 | 4.7945 | 0 | 0 | 0 | 0 | 0 | 0 | 0 | 0 | 0 | 0 | 0 | 0 | 0
7 | 22 | 5 | 7 | 1.7931 | 0 | 2.4469 | 0 | 0 | 0 | 0.0012057 | 0.41187 | 0 | 0 | 0.48292 | 0 | 5.136 | 0 | 0 | 0 | 0 | 0 | 0 | 0 | 0 | 0 | 0 | 0 | 0 | 0 | 0.45131 | 0 | 0.32173 | 0 | 3.0341 | 0 | 0.0525 | 0.6901 | 0 | 0 | 0 | 0 | 4.5497 | 0 | 0 | 0 | 0 | 0 | 0 | 0 | 0 | 0 | 0 | 0 | 0 | 0
7 | 22 | 6 | 7 | 1.7931 | 0 | 2.4469 | 0 | 0 | 0 | 0.0012057 | 0.40321 | 0 | 0 | 2.7262 | 0 | 7.3707 | 0 | 0 | 0 | 0 | 0 | 0 | 0 | 0 | 0 | 0 | 0 | 0 | 0 | 0.45131 | 0 | 0.54519 | 0 | 3.0192 | 0 | 0.315 | 0.6901 | 0 | 0 | 0 | 0 | 5.0208 | 0 | 0 | 0 | 0 | 0 | 0 | 0 | 0 | 0 | 0 | 0 | 0 | 0
7 | 22 | 7 | 7 | 1.7931 | 0 | 2.4469 | 0 | 0 | 0 | 0.0012057 | 0.42873 | 0 | 0 | 3.9552 | 0 | 8.6251 | 0 | 0 | 0 | 0 | 0 | 0 | 0 | 0 | 0 | 0 | 0 | 0 | 0 | 0.45131 | 0 | 0.71279 | 0 | 3.2745 | 0 | 0.525 | 0.6901 | 0 | 0 | 0 | 0 | 5.6537 | 0 | 0 | 0 | 0 | 0 | 0 | 0 | 0 | 0 | 0 | 0 | 0 | 0
7 | 22 | 8 | 7 | 1.7931 | 0 | 13.5789 | 0 | 0 | 0 | 0.0012057 | 0.59202 | 0 | 0 | 4.1823 | 0 | 20.1476 | 0 | 0 | 0 | 0 | 0 | 0 | 0 | 0 | 0 | 0 | 0 | 0 | 0 | 0.45131 | 0 | 0.71279 | 0 | 4.5929 | 0 | 0.42 | 0.6901 | 0 | 0 | 0 | 0 | 6.8671 | 0 | 0 | 0 | 0 | 0 | 0 | 0 | 0 | 0 | 0 | 0 | 0 | 0
7 | 22 | 9 | 7 | 1.7931 | 0 | 13.5789 | 0 | 0 | 0 | 0.0012057 | 0.63719 | 0 | 0 | 2.726 | 0 | 18.7364 | 0 | 0 | 0 | 0 | 0 | 0 | 0 | 0 | 0 | 0 | 0 | 0 | 0 | 0.45131 | 0 | 0.71279 | 0 | 5.11 | 0 | 0.315 | 0.6901 | 0 | 0 | 0 | 0 | 7.2792 | 0 | 0 | 0 | 0 | 0 | 0 | 0 | 0 | 0 | 0 | 0 | 0 | 0
7 | 22 | 10 | 7 | 1.7931 | 0 | 13.5789 | 0 | 0 | 0 | 0.0012057 | 0.68059 | 0 | 0 | 2.7259 | 0 | 18.7797 | 0 | 0 | 0 | 0 | 0 | 0 | 0 | 0 | 0 | 0 | 0 | 0 | 0 | 0.45131 | 0 | 0.71279 | 0 | 5.5743 | 0 | 0.315 | 0.6901 | 0 | 0 | 0 | 0 | 7.7435 | 0 | 0 | 0 | 0 | 0 | 0 | 0 | 0 | 0 | 0 | 0 | 0 | 0
7 | 22 | 11 | 7 | 1.7931 | 0 | 13.5789 | 0 | 0 | 0 | 0.0012057 | 0.70489 | 0 | 0 | 3.1745 | 0 | 19.2526 | 0 | 0 | 0 | 0 | 0 | 0 | 0 | 0 | 0 | 0 | 0 | 0 | 0 | 0.45131 | 0 | 0.54519 | 0 | 5.8575 | 0 | 0.3675 | 0.6901 | 0 | 0 | 0 | 0 | 7.9116 | 0 | 0 | 0 | 0 | 0 | 0 | 0 | 0 | 0 | 0 | 0 | 0 | 0
7 | 22 | 12 | 7 | 1.7931 | 0 | 8.6313 | 0 | 0 | 0 | 0.0012057 | 0.78351 | 0 | 0 | 3.6232 | 0 | 14.8324 | 0 | 0 | 0 | 0 | 0 | 0 | 0 | 0 | 0 | 0 | 0 | 0 | 0 | 0.45131 | 0 | 0.54519 | 0 | 6.5955 | 0 | 0.42 | 0.6901 | 0 | 0 | 0 | 0 | 8.7021 | 0 | 0 | 0 | 0 | 0 | 0 | 0 | 0 | 0 | 0 | 0 | 0 | 0
7 | 22 | 13 | 7 | 1.7931 | 0 | 13.5789 | 0 | 0 | 0 | 0.0012057 | 0.88521 | 0 | 0 | 3.1745 | 0 | 19.4329 | 0 | 0 | 0 | 0 | 0 | 0 | 0 | 0 | 0 | 0 | 0 | 0 | 0 | 0.45131 | 0 | 0.54519 | 0 | 7.4787 | 0 | 0.3675 | 0.6901 | 0 | 0 | 0 | 0 | 9.5328 | 0 | 0 | 0 | 0 | 0 | 0 | 0 | 0 | 0 | 0 | 0 | 0 | 0
7 | 22 | 14 | 7 | 1.7931 | 0 | 13.5789 | 0 | 0 | 0 | 0.0012057 | 0.88147 | 0 | 0 | 3.1745 | 0 | 19.4291 | 0 | 0 | 0 | 0 | 0 | 0 | 0 | 0 | 0 | 0 | 0 | 0 | 0 | 0.45131 | 0 | 0.54519 | 0 | 7.6082 | 0 | 0.3675 | 0.6901 | 0 | 0 | 0 | 0 | 9.6623 | 0 | 0 | 0 | 0 | 0 | 0 | 0 | 0 | 0 | 0 | 0 | 0 | 0
7 | 22 | 15 | 7 | 1.7931 | 0 | 13.5789 | 0 | 0 | 0 | 0.0012057 | 0.95959 | 0 | 0 | 2.7258 | 0 | 19.0586 | 0 | 0 | 0 | 0 | 0 | 0 | 0 | 0 | 0 | 0 | 0 | 0 | 0 | 0.45131 | 0 | 0.54519 | 0 | 8.3293 | 0 | 0.315 | 0.6901 | 0 | 0 | 0 | 0 | 10.3309 | 0 | 0 | 0 | 0 | 0 | 0 | 0 | 0 | 0 | 0 | 0 | 0 | 0
7 | 22 | 16 | 7 | 1.7931 | 0 | 13.5789 | 0 | 0 | 0 | 0.0012057 | 0.94542 | 0 | 0 | 2.7257 | 0 | 19.0443 | 0 | 0 | 0 | 0 | 0 | 0 | 0 | 0 | 0 | 0 | 0 | 0 | 0 | 0.45131 | 0 | 0.54519 | 0 | 8.054 | 0 | 0.315 | 0.6901 | 0 | 0 | 0 | 0 | 10.0556 | 0 | 0 | 0 | 0 | 0 | 0 | 0 | 0 | 0 | 0 | 0 | 0 | 0
7 | 22 | 17 | 7 | 1.7931 | 0 | 13.5789 | 0 | 0 | 0 | 0.0012057 | 0.91492 | 0 | 0 | 3.955 | 0 | 20.2431 | 0 | 0 | 0 | 0 | 0 | 0 | 0 | 0 | 0 | 0 | 0 | 0 | 0 | 0.45131 | 0 | 0.54519 | 0 | 7.6479 | 0 | 0.525 | 0.6901 | 0 | 0 | 0 | 0 | 9.8595 | 0 | 0 | 0 | 0 | 0 | 0 | 0 | 0 | 0 | 0 | 0 | 0 | 0
7 | 22 | 18 | 7 | 1.7931 | 0 | 9.8682 | 0 | 0 | 0 | 0.0012057 | 0.79853 | 0 | 0 | 3.955 | 0 | 16.416 | 0 | 0 | 0 | 0 | 0 | 0 | 0 | 0 | 0 | 0 | 0 | 0 | 0 | 0.45131 | 0 | 0.54519 | 0 | 6.7834 | 0 | 0.525 | 0.6901 | 0 | 0 | 0 | 0 | 8.9949 | 0 | 0 | 0 | 0 | 0 | 0 | 0 | 0 | 0 | 0 | 0 | 0 | 0
7 | 22 | 19 | 7 | 1.7931 | 0 | 2.4469 | 0 | 0 | 0 | 0.0012057 | 0.62219 | 0 | 0 | 4.7341 | 0 | 9.5975 | 0 | 0 | 0 | 0 | 0 | 0 | 0 | 0 | 0 | 0 | 0 | 0 | 0 | 0.45131 | 0 | 0.88038 | 0 | 4.9405 | 0 | 0.42 | 0.6901 | 0 | 0 | 0 | 0 | 7.3822 | 0 | 0 | 0 | 0 | 0 | 0 | 0 | 0 | 0 | 0 | 0 | 0 | 0
7 | 22 | 20 | 7 | 1.7931 | 0 | 2.4469 | 0 | 0 | 0 | 0.0012057 | 0.52907 | 0 | 0 | 3.1744 | 0 | 7.9447 | 0 | 0 | 0 | 0 | 0 | 0 | 0 | 0 | 0 | 0 | 0 | 0 | 0 | 0.45131 | 0 | 1.1038 | 0 | 4.2291 | 0 | 0.3675 | 0.6901 | 0 | 0 | 0 | 0 | 6.8419 | 0 | 0 | 0 | 0 | 0 | 0 | 0 | 0 | 0 | 0 | 0 | 0 | 0
7 | 22 | 21 | 7 | 1.7931 | 0 | 2.4469 | 0 | 0 | 0 | 0.0012057 | 0.49388 | 0 | 0 | 3.9549 | 0 | 8.69 | 0 | 0 | 0 | 0 | 0 | 0 | 0 | 0 | 0 | 0 | 0 | 0 | 0 | 0.45131 | 0 | 1.2156 | 0 | 3.8195 | 0 | 0.4725 | 0.6901 | 0 | 0 | 0 | 0 | 6.649 | 0 | 0 | 0 | 0 | 0 | 0 | 0 | 0 | 0 | 0 | 0 | 0 | 0
7 | 22 | 22 | 7 | 1.7931 | 0 | 2.4469 | 0 | 0 | 0 | 0.0012057 | 0.46347 | 0 | 0 | 2.8409 | 0 | 7.5456 | 0 | 0 | 0 | 0 | 0 | 0 | 0 | 0 | 0 | 0 | 0 | 0 | 0 | 0.45131 | 0 | 1.1038 | 0 | 3.5068 | 0 | 0.315 | 0.6901 | 0 | 0 | 0 | 0 | 6.0671 | 0 | 0 | 0 | 0 | 0 | 0 | 0 | 0 | 0 | 0 | 0 | 0 | 0
7 | 22 | 23 | 7 | 1.7931 | 0 | 2.4469 | 0 | 0 | 0 | 0.0012057 | 0.44693 | 0 | 0 | 0.48223 | 0 | 5.1704 | 0 | 0 | 0 | 0 | 0 | 0 | 0 | 0 | 0 | 0 | 0 | 0 | 0 | 0.45131 | 0 | 0.88038 | 0 | 3.4005 | 0 | 0.0525 | 0.6901 | 0 | 0 | 0 | 0 | 5.4748 | 0 | 0 | 0 | 0 | 0 | 0 | 0 | 0 | 0 | 0 | 0 | 0 | 0
7 | 22 | 24 | 7 | 1.7931 | 0 | 2.4469 | 0 | 0 | 0 | 0.0012057 | 0.42951 | 0 | 0 | 0.48226 | 0 | 5.153 | 0 | 0 | 0 | 0 | 0 | 0 | 0 | 0 | 0 | 0 | 0 | 0 | 0 | 0.45131 | 0 | 0.54519 | 0 | 3.1021 | 0 | 0.0525 | 0.6901 | 0 | 0 | 0 | 0 | 4.8412 | 0 | 0 | 0 | 0 | 0 | 0 | 0 | 0 | 0 | 0 | 0 | 0 | 0
7 | 23 | 1 | 1 | 1.7931 | 0 | 2.4469 | 0 | 0 | 0 | 0.0012057 | 0.39911 | 0 | 0 | 0.48238 | 0 | 5.1227 | 0 | 0 | 0 | 0 | 0 | 0 | 0 | 0 | 0 | 0 | 0 | 0 | 0 | 0.45131 | 0 | 0.32173 | 0 | 2.7694 | 0 | 0.0525 | 0.6901 | 0 | 0 | 0 | 0 | 4.2851 | 0 | 0 | 0 | 0 | 0 | 0 | 0 | 0 | 0 | 0 | 0 | 0 | 0
7 | 23 | 2 | 1 | 1.7931 | 0 | 2.4469 | 0 | 0 | 0 | 0.0012057 | 0.3783 | 0 | 0 | 0.48252 | 0 | 5.102 | 0 | 0 | 0 | 0 | 0 | 0 | 0 | 0 | 0 | 0 | 0 | 0 | 0 | 0.45131 | 0 | 0.32173 | 0 | 2.6272 | 0 | 0.0525 | 0.6901 | 0 | 0 | 0 | 0 | 4.1428 | 0 | 0 | 0 | 0 | 0 | 0 | 0 | 0 | 0 | 0 | 0 | 0 | 0
7 | 23 | 3 | 1 | 1.7931 | 0 | 2.4469 | 0 | 0 | 0 | 0.0012057 | 0.38277 | 0 | 0 | 0.48258 | 0 | 5.1066 | 0 | 0 | 0 | 0 | 0 | 0 | 0 | 0 | 0 | 0 | 0 | 0 | 0 | 0.45131 | 0 | 0.32173 | 0 | 2.6559 | 0 | 0.0525 | 0.6901 | 0 | 0 | 0 | 0 | 4.1715 | 0 | 0 | 0 | 0 | 0 | 0 | 0 | 0 | 0 | 0 | 0 | 0 | 0
7 | 23 | 4 | 1 | 1.7931 | 0 | 2.4469 | 0 | 0 | 0 | 0.0012057 | 0.36339 | 0 | 0 | 0.48261 | 0 | 5.0872 | 0 | 0 | 0 | 0 | 0 | 0 | 0 | 0 | 0 | 0 | 0 | 0 | 0 | 0.45131 | 0 | 0.32173 | 0 | 2.4132 | 0 | 0.0525 | 0.6901 | 0 | 0 | 0 | 0 | 3.9289 | 0 | 0 | 0 | 0 | 0 | 0 | 0 | 0 | 0 | 0 | 0 | 0 | 0
7 | 23 | 5 | 1 | 1.7931 | 0 | 2.4469 | 0 | 0 | 0 | 0.0012057 | 0.35854 | 0 | 0 | 0.48263 | 0 | 5.0824 | 0 | 0 | 0 | 0 | 0 | 0 | 0 | 0 | 0 | 0 | 0 | 0 | 0 | 0.45131 | 0 | 0.32173 | 0 | 2.3961 | 0 | 0.0525 | 0.6901 | 0 | 0 | 0 | 0 | 3.9118 | 0 | 0 | 0 | 0 | 0 | 0 | 0 | 0 | 0 | 0 | 0 | 0 | 0
7 | 23 | 6 | 1 | 1.7931 | 0 | 2.4469 | 0 | 0 | 0 | 0.0012057 | 0.33912 | 0 | 0 | 2.7259 | 0 | 7.3063 | 0 | 0 | 0 | 0 | 0 | 0 | 0 | 0 | 0 | 0 | 0 | 0 | 0 | 0.45131 | 0 | 0.54519 | 0 | 2.2722 | 0 | 0.315 | 0.6901 | 0 | 0 | 0 | 0 | 4.2738 | 0 | 0 | 0 | 0 | 0 | 0 | 0 | 0 | 0 | 0 | 0 | 0 | 0
7 | 23 | 7 | 1 | 1.7931 | 0 | 2.4469 | 0 | 0 | 0 | 0.0012057 | 0.34166 | 0 | 0 | 3.955 | 0 | 8.5379 | 0 | 0 | 0 | 0 | 0 | 0 | 0 | 0 | 0 | 0 | 0 | 0 | 0 | 0.45131 | 0 | 0.71279 | 0 | 2.279 | 0 | 0.525 | 0.6901 | 0 | 0 | 0 | 0 | 4.6582 | 0 | 0 | 0 | 0 | 0 | 0 | 0 | 0 | 0 | 0 | 0 | 0 | 0
7 | 23 | 8 | 1 | 1.7931 | 0 | 13.5789 | 0 | 0 | 0 | 0.0012057 | 0.48471 | 0 | 0 | 4.1819 | 0 | 20.0399 | 0 | 0 | 0 | 0 | 0 | 0 | 0 | 0 | 0 | 0 | 0 | 0 | 0 | 0.45131 | 0 | 0.71279 | 0 | 3.3763 | 0 | 0.42 | 0.6901 | 0 | 0 | 0 | 0 | 5.6505 | 0 | 0 | 0 | 0 | 0 | 0 | 0 | 0 | 0 | 0 | 0 | 0 | 0
7 | 23 | 9 | 1 | 1.7931 | 0 | 13.5789 | 0 | 0 | 0 | 0.0012057 | 0.52781 | 0 | 0 | 2.7257 | 0 | 18.6267 | 0 | 0 | 0 | 0 | 0 | 0 | 0 | 0 | 0 | 0 | 0 | 0 | 0 | 0.45131 | 0 | 0.71279 | 0 | 3.7237 | 0 | 0.315 | 0.6901 | 0 | 0 | 0 | 0 | 5.8929 | 0 | 0 | 0 | 0 | 0 | 0 | 0 | 0 | 0 | 0 | 0 | 0 | 0
7 | 23 | 10 | 1 | 1.7931 | 0 | 13.5789 | 0 | 0 | 0 | 0.0012057 | 0.56386 | 0 | 0 | 2.7257 | 0 | 18.6627 | 0 | 0 | 0 | 0 | 0 | 0 | 0 | 0 | 0 | 0 | 0 | 0 | 0 | 0.45131 | 0 | 0.71279 | 0 | 3.9851 | 0 | 0.315 | 0.6901 | 0 | 0 | 0 | 0 | 6.1543 | 0 | 0 | 0 | 0 | 0 | 0 | 0 | 0 | 0 | 0 | 0 | 0 | 0
7 | 23 | 11 | 1 | 1.7931 | 0 | 13.5789 | 0 | 0 | 0 | 0.0012057 | 0.60018 | 0 | 0 | 3.1743 | 0 | 19.1477 | 0 | 0 | 0 | 0 | 0 | 0 | 0 | 0 | 0 | 0 | 0 | 0 | 0 | 0.45131 | 0 | 0.54519 | 0 | 4.5019 | 0 | 0.3675 | 0.6901 | 0 | 0 | 0 | 0 | 6.556 | 0 | 0 | 0 | 0 | 0 | 0 | 0 | 0 | 0 | 0 | 0 | 0 | 0
7 | 23 | 12 | 1 | 1.7931 | 0 | 8.6313 | 0 | 0 | 0 | 0.0012057 | 0.63221 | 0 | 0 | 3.6229 | 0 | 14.6808 | 0 | 0 | 0 | 0 | 0 | 0 | 0 | 0 | 0 | 0 | 0 | 0 | 0 | 0.45131 | 0 | 0.54519 | 0 | 5.0687 | 0 | 0.42 | 0.6901 | 0 | 0 | 0 | 0 | 7.1753 | 0 | 0 | 0 | 0 | 0 | 0 | 0 | 0 | 0 | 0 | 0 | 0 | 0
7 | 23 | 13 | 1 | 1.7931 | 0 | 13.5789 | 0 | 0 | 0 | 0.0012057 | 0.67089 | 0 | 0 | 3.1742 | 0 | 19.2183 | 0 | 0 | 0 | 0 | 0 | 0 | 0 | 0 | 0 | 0 | 0 | 0 | 0 | 0.45131 | 0 | 0.54519 | 0 | 5.1145 | 0 | 0.3675 | 0.6901 | 0 | 0 | 0 | 0 | 7.1686 | 0 | 0 | 0 | 0 | 0 | 0 | 0 | 0 | 0 | 0 | 0 | 0 | 0
7 | 23 | 14 | 1 | 1.7931 | 0 | 13.5789 | 0 | 0 | 0 | 0.0012057 | 0.69437 | 0 | 0 | 3.1743 | 0 | 19.2419 | 0 | 0 | 0 | 0 | 0 | 0 | 0 | 0 | 0 | 0 | 0 | 0 | 0 | 0.45131 | 0 | 0.54519 | 0 | 5.3995 | 0 | 0.3675 | 0.6901 | 0 | 0 | 0 | 0 | 7.4536 | 0 | 0 | 0 | 0 | 0 | 0 | 0 | 0 | 0 | 0 | 0 | 0 | 0
7 | 23 | 15 | 1 | 1.7931 | 0 | 13.5789 | 0 | 0 | 0 | 0.0012057 | 0.61087 | 0 | 0 | 2.7256 | 0 | 18.7097 | 0 | 0 | 0 | 0 | 0 | 0 | 0 | 0 | 0 | 0 | 0 | 0 | 0 | 0.45131 | 0 | 0.54519 | 0 | 4.1723 | 0 | 0.315 | 0.6901 | 0 | 0 | 0 | 0 | 6.1739 | 0 | 0 | 0 | 0 | 0 | 0 | 0 | 0 | 0 | 0 | 0 | 0 | 0
7 | 23 | 16 | 1 | 1.7931 | 0 | 13.5789 | 0 | 0 | 0 | 0.0012057 | 0.55605 | 0 | 0 | 2.7257 | 0 | 18.655 | 0 | 0 | 0 | 0 | 0 | 0 | 0 | 0 | 0 | 0 | 0 | 0 | 0 | 0.45131 | 0 | 0.54519 | 0 | 3.7387 | 0 | 0.315 | 0.6901 | 0 | 0 | 0 | 0 | 5.7403 | 0 | 0 | 0 | 0 | 0 | 0 | 0 | 0 | 0 | 0 | 0 | 0 | 0
7 | 23 | 17 | 1 | 1.7931 | 0 | 13.5789 | 0 | 0 | 0 | 0.0012057 | 0.54949 | 0 | 0 | 3.955 | 0 | 19.8777 | 0 | 0 | 0 | 0 | 0 | 0 | 0 | 0 | 0 | 0 | 0 | 0 | 0 | 0.45131 | 0 | 0.54519 | 0 | 3.7788 | 0 | 0.525 | 0.6901 | 0 | 0 | 0 | 0 | 5.9904 | 0 | 0 | 0 | 0 | 0 | 0 | 0 | 0 | 0 | 0 | 0 | 0 | 0
7 | 23 | 18 | 1 | 1.7931 | 0 | 9.8682 | 0 | 0 | 0 | 0.0012057 | 0.48612 | 0 | 0 | 3.955 | 0 | 16.1036 | 0 | 0 | 0 | 0 | 0 | 0 | 0 | 0 | 0 | 0 | 0 | 0 | 0 | 0.45131 | 0 | 0.54519 | 0 | 3.4736 | 0 | 0.525 | 0.6901 | 0 | 0 | 0 | 0 | 5.6852 | 0 | 0 | 0 | 0 | 0 | 0 | 0 | 0 | 0 | 0 | 0 | 0 | 0
7 | 23 | 19 | 1 | 1.7931 | 0 | 2.4469 | 0 | 0 | 0 | 0.0012057 | 0.3776 | 0 | 0 | 4.7341 | 0 | 9.3529 | 0 | 0 | 0 | 0 | 0 | 0 | 0 | 0 | 0 | 0 | 0 | 0 | 0 | 0.45131 | 0 | 0.88038 | 0 | 2.6774 | 0 | 0.42 | 0.6901 | 0 | 0 | 0 | 0 | 5.1192 | 0 | 0 | 0 | 0 | 0 | 0 | 0 | 0 | 0 | 0 | 0 | 0 | 0
7 | 23 | 20 | 1 | 1.7931 | 0 | 2.4469 | 0 | 0 | 0 | 0.0012057 | 0.3471 | 0 | 0 | 3.1744 | 0 | 7.7627 | 0 | 0 | 0 | 0 | 0 | 0 | 0 | 0 | 0 | 0 | 0 | 0 | 0 | 0.45131 | 0 | 1.1038 | 0 | 2.2888 | 0 | 0.3675 | 0.6901 | 0 | 0 | 0 | 0 | 4.9015 | 0 | 0 | 0 | 0 | 0 | 0 | 0 | 0 | 0 | 0 | 0 | 0 | 0
7 | 23 | 21 | 1 | 1.7931 | 0 | 2.4469 | 0 | 0 | 0 | 0.0012057 | 0.3137 | 0 | 0 | 3.9549 | 0 | 8.5098 | 0 | 0 | 0 | 0 | 0 | 0 | 0 | 0 | 0 | 0 | 0 | 0 | 0 | 0.45131 | 0 | 1.2156 | 0 | 1.9582 | 0 | 0.4725 | 0.6901 | 0 | 0 | 0 | 0 | 4.7876 | 0 | 0 | 0 | 0 | 0 | 0 | 0 | 0 | 0 | 0 | 0 | 0 | 0
7 | 23 | 22 | 1 | 1.7931 | 0 | 2.4469 | 0 | 0 | 0 | 0.0012057 | 0.3003 | 0 | 0 | 2.8409 | 0 | 7.3824 | 0 | 0 | 0 | 0 | 0 | 0 | 0 | 0 | 0 | 0 | 0 | 0 | 0 | 0.45131 | 0 | 1.1038 | 0 | 1.8362 | 0 | 0.315 | 0.6901 | 0 | 0 | 0 | 0 | 4.3965 | 0 | 0 | 0 | 0 | 0 | 0 | 0 | 0 | 0 | 0 | 0 | 0 | 0
7 | 23 | 23 | 1 | 1.7931 | 0 | 2.4469 | 0 | 0 | 0 | 0.0012057 | 0.29626 | 0 | 0 | 0.48221 | 0 | 5.0197 | 0 | 0 | 0 | 0 | 0 | 0 | 0 | 0 | 0 | 0 | 0 | 0 | 0 | 0.45131 | 0 | 0.88038 | 0 | 1.8229 | 0 | 0.0525 | 0.6901 | 0 | 0 | 0 | 0 | 3.8971 | 0 | 0 | 0 | 0 | 0 | 0 | 0 | 0 | 0 | 0 | 0 | 0 | 0
7 | 23 | 24 | 1 | 1.7931 | 0 | 2.4469 | 0 | 0 | 0 | 0.0012057 | 0.27945 | 0 | 0 | 0.48225 | 0 | 5.0029 | 0 | 0 | 0 | 0 | 0 | 0 | 0 | 0 | 0 | 0 | 0 | 0 | 0 | 0.45131 | 0 | 0.54519 | 0 | 1.6845 | 0 | 0.0525 | 0.6901 | 0 | 0 | 0 | 0 | 3.4236 | 0 | 0 | 0 | 0 | 0 | 0 | 0 | 0 | 0 | 0 | 0 | 0 | 0
7 | 24 | 1 | 2 | 1.7931 | 0 | 2.4469 | 0 | 0 | 0 | 0.0012057 | 0.27934 | 0 | 0 | 0.48237 | 0 | 5.0029 | 0 | 0 | 0 | 0 | 0 | 0 | 0 | 0 | 0 | 0 | 0 | 0 | 0 | 0.45131 | 0 | 0.32173 | 0 | 1.6235 | 0 | 0.0525 | 0.6901 | 0 | 0 | 0 | 0 | 3.1391 | 0 | 0 | 0 | 0 | 0 | 0 | 0 | 0 | 0 | 0 | 0 | 0 | 0
7 | 24 | 2 | 2 | 1.7931 | 0 | 2.4469 | 0 | 0 | 0 | 0.0012057 | 0.26052 | 0 | 0 | 0.48248 | 0 | 4.9842 | 0 | 0 | 0 | 0 | 0 | 0 | 0 | 0 | 0 | 0 | 0 | 0 | 0 | 0.45131 | 0 | 0.32173 | 0 | 1.4566 | 0 | 0.0525 | 0.6901 | 0 | 0 | 0 | 0 | 2.9722 | 0 | 0 | 0 | 0 | 0 | 0 | 0 | 0 | 0 | 0 | 0 | 0 | 0
7 | 24 | 3 | 2 | 1.7931 | 0 | 2.4469 | 0 | 0 | 0 | 0.0012057 | 0.2662 | 0 | 0 | 0.48255 | 0 | 4.99 | 0 | 0 | 0 | 0 | 0 | 0 | 0 | 0 | 0 | 0 | 0 | 0 | 0 | 0.45131 | 0 | 0.32173 | 0 | 1.4522 | 0 | 0.0525 | 0.6901 | 0 | 0 | 0 | 0 | 2.9679 | 0 | 0 | 0 | 0 | 0 | 0 | 0 | 0 | 0 | 0 | 0 | 0 | 0
7 | 24 | 4 | 2 | 1.7931 | 0 | 2.4469 | 0 | 0 | 0 | 0.0012057 | 0.25398 | 0 | 0 | 0.48258 | 0 | 4.9778 | 0 | 0 | 0 | 0 | 0 | 0 | 0 | 0 | 0 | 0 | 0 | 0 | 0 | 0.45131 | 0 | 0.32173 | 0 | 1.2973 | 0 | 0.0525 | 0.6901 | 0 | 0 | 0 | 0 | 2.8129 | 0 | 0 | 0 | 0 | 0 | 0 | 0 | 0 | 0 | 0 | 0 | 0 | 0
7 | 24 | 5 | 2 | 1.7931 | 0 | 2.4469 | 0 | 0 | 0 | 0.0012057 | 0.24232 | 0 | 0 | 0.48259 | 0 | 4.9661 | 0 | 0 | 0 | 0 | 0 | 0 | 0 | 0 | 0 | 0 | 0 | 0 | 0 | 0.45131 | 0 | 0.32173 | 0 | 1.1944 | 0 | 0.0525 | 0.6901 | 0 | 0 | 0 | 0 | 2.7101 | 0 | 0 | 0 | 0 | 0 | 0 | 0 | 0 | 0 | 0 | 0 | 0 | 0
7 | 24 | 6 | 2 | 1.7931 | 0 | 2.4469 | 0 | 0 | 0 | 0.0012057 | 0.2389 | 0 | 0 | 2.7259 | 0 | 7.206 | 0 | 0 | 0 | 0 | 0 | 0 | 0 | 0 | 0 | 0 | 0 | 0 | 0 | 0.45131 | 0 | 0.54519 | 0 | 1.1959 | 0 | 0.315 | 0.6901 | 0 | 0 | 0 | 0 | 3.1975 | 0 | 0 | 0 | 0 | 0 | 0 | 0 | 0 | 0 | 0 | 0 | 0 | 0
7 | 24 | 7 | 2 | 1.7931 | 0 | 2.4469 | 0 | 0 | 0 | 0.0012057 | 0.30182 | 0 | 0 | 3.955 | 0 | 8.4981 | 0 | 0 | 0 | 0 | 0 | 0 | 0 | 0 | 0 | 0 | 0 | 0 | 0 | 0.45131 | 0 | 0.71279 | 0 | 1.6242 | 0 | 0.525 | 0.6901 | 0 | 0 | 0 | 0 | 4.0034 | 0 | 0 | 0 | 0 | 0 | 0 | 0 | 0 | 0 | 0 | 0 | 0 | 0
7 | 24 | 8 | 2 | 1.7931 | 0 | 13.5789 | 0 | 0 | 0 | 0.0012057 | 0.50137 | 0 | 0 | 4.182 | 0 | 20.0566 | 0 | 0 | 0 | 0 | 0 | 0 | 0 | 0 | 0 | 0 | 0 | 0 | 0 | 0.45131 | 0 | 0.71279 | 0 | 2.8653 | 0 | 0.42 | 0.6901 | 0 | 0 | 0 | 0 | 5.1394 | 0 | 0 | 0 | 0 | 0 | 0 | 0 | 0 | 0 | 0 | 0 | 0 | 0
7 | 24 | 9 | 2 | 1.7931 | 0 | 13.5789 | 0 | 0 | 0 | 0.0012057 | 0.47361 | 0 | 0 | 2.7258 | 0 | 18.5726 | 0 | 0 | 0 | 0 | 0 | 0 | 0 | 0 | 0 | 0 | 0 | 0 | 0 | 0.45131 | 0 | 0.71279 | 0 | 2.7869 | 0 | 0.315 | 0.6901 | 0 | 0 | 0 | 0 | 4.9561 | 0 | 0 | 0 | 0 | 0 | 0 | 0 | 0 | 0 | 0 | 0 | 0 | 0
7 | 24 | 10 | 2 | 1.7931 | 0 | 13.5789 | 0 | 0 | 0 | 0.0012057 | 0.55302 | 0 | 0 | 2.7258 | 0 | 18.652 | 0 | 0 | 0 | 0 | 0 | 0 | 0 | 0 | 0 | 0 | 0 | 0 | 0 | 0.45131 | 0 | 0.71279 | 0 | 3.4288 | 0 | 0.315 | 0.6901 | 0 | 0 | 0 | 0 | 5.598 | 0 | 0 | 0 | 0 | 0 | 0 | 0 | 0 | 0 | 0 | 0 | 0 | 0
7 | 24 | 11 | 2 | 1.7931 | 0 | 13.5789 | 0 | 0 | 0 | 0.0012057 | 0.6112 | 0 | 0 | 3.1745 | 0 | 19.1589 | 0 | 0 | 0 | 0 | 0 | 0 | 0 | 0 | 0 | 0 | 0 | 0 | 0 | 0.45131 | 0 | 0.54519 | 0 | 3.876 | 0 | 0.3675 | 0.6901 | 0 | 0 | 0 | 0 | 5.9301 | 0 | 0 | 0 | 0 | 0 | 0 | 0 | 0 | 0 | 0 | 0 | 0 | 0
7 | 24 | 12 | 2 | 1.7931 | 0 | 8.6313 | 0 | 0 | 0 | 0.0012057 | 0.61954 | 0 | 0 | 3.6232 | 0 | 14.6684 | 0 | 0 | 0 | 0 | 0 | 0 | 0 | 0 | 0 | 0 | 0 | 0 | 0 | 0.45131 | 0 | 0.54519 | 0 | 3.9428 | 0 | 0.42 | 0.6901 | 0 | 0 | 0 | 0 | 6.0494 | 0 | 0 | 0 | 0 | 0 | 0 | 0 | 0 | 0 | 0 | 0 | 0 | 0
7 | 24 | 13 | 2 | 1.7931 | 0 | 13.5789 | 0 | 0 | 0 | 0.0012057 | 0.66148 | 0 | 0 | 3.1745 | 0 | 19.2092 | 0 | 0 | 0 | 0 | 0 | 0 | 0 | 0 | 0 | 0 | 0 | 0 | 0 | 0.45131 | 0 | 0.54519 | 0 | 4.1537 | 0 | 0.3675 | 0.6901 | 0 | 0 | 0 | 0 | 6.2078 | 0 | 0 | 0 | 0 | 0 | 0 | 0 | 0 | 0 | 0 | 0 | 0 | 0
7 | 24 | 14 | 2 | 1.7931 | 0 | 13.5789 | 0 | 0 | 0 | 0.0012057 | 0.71408 | 0 | 0 | 3.1745 | 0 | 19.2618 | 0 | 0 | 0 | 0 | 0 | 0 | 0 | 0 | 0 | 0 | 0 | 0 | 0 | 0.45131 | 0 | 0.54519 | 0 | 5.1959 | 0 | 0.3675 | 0.6901 | 0 | 0 | 0 | 0 | 7.25 | 0 | 0 | 0 | 0 | 0 | 0 | 0 | 0 | 0 | 0 | 0 | 0 | 0
7 | 24 | 15 | 2 | 1.7931 | 0 | 13.5789 | 0 | 0 | 0 | 0.0012057 | 0.75885 | 0 | 0 | 2.7259 | 0 | 18.8579 | 0 | 0 | 0 | 0 | 0 | 0 | 0 | 0 | 0 | 0 | 0 | 0 | 0 | 0.45131 | 0 | 0.54519 | 0 | 5.7084 | 0 | 0.315 | 0.6901 | 0 | 0 | 0 | 0 | 7.71 | 0 | 0 | 0 | 0 | 0 | 0 | 0 | 0 | 0 | 0 | 0 | 0 | 0
7 | 24 | 16 | 2 | 1.7931 | 0 | 13.5789 | 0 | 0 | 0 | 0.0012057 | 0.76407 | 0 | 0 | 2.7259 | 0 | 18.8631 | 0 | 0 | 0 | 0 | 0 | 0 | 0 | 0 | 0 | 0 | 0 | 0 | 0 | 0.45131 | 0 | 0.54519 | 0 | 5.7727 | 0 | 0.315 | 0.6901 | 0 | 0 | 0 | 0 | 7.7743 | 0 | 0 | 0 | 0 | 0 | 0 | 0 | 0 | 0 | 0 | 0 | 0 | 0
7 | 24 | 17 | 2 | 1.7931 | 0 | 13.5789 | 0 | 0 | 0 | 0.0012057 | 0.74412 | 0 | 0 | 3.955 | 0 | 20.0723 | 0 | 0 | 0 | 0 | 0 | 0 | 0 | 0 | 0 | 0 | 0 | 0 | 0 | 0.45131 | 0 | 0.54519 | 0 | 5.7133 | 0 | 0.525 | 0.6901 | 0 | 0 | 0 | 0 | 7.9249 | 0 | 0 | 0 | 0 | 0 | 0 | 0 | 0 | 0 | 0 | 0 | 0 | 0
7 | 24 | 18 | 2 | 1.7931 | 0 | 9.8682 | 0 | 0 | 0 | 0.0012057 | 0.62432 | 0 | 0 | 3.955 | 0 | 16.2419 | 0 | 0 | 0 | 0 | 0 | 0 | 0 | 0 | 0 | 0 | 0 | 0 | 0 | 0.45131 | 0 | 0.54519 | 0 | 4.7161 | 0 | 0.525 | 0.6901 | 0 | 0 | 0 | 0 | 6.9277 | 0 | 0 | 0 | 0 | 0 | 0 | 0 | 0 | 0 | 0 | 0 | 0 | 0
7 | 24 | 19 | 2 | 1.7931 | 0 | 2.4469 | 0 | 0 | 0 | 0.0012057 | 0.47188 | 0 | 0 | 4.7344 | 0 | 9.4475 | 0 | 0 | 0 | 0 | 0 | 0 | 0 | 0 | 0 | 0 | 0 | 0 | 0 | 0.45131 | 0 | 0.88038 | 0 | 3.4088 | 0 | 0.42 | 0.6901 | 0 | 0 | 0 | 0 | 5.8506 | 0 | 0 | 0 | 0 | 0 | 0 | 0 | 0 | 0 | 0 | 0 | 0 | 0
7 | 24 | 20 | 2 | 1.7931 | 0 | 2.4469 | 0 | 0 | 0 | 0.0012057 | 0.38607 | 0 | 0 | 3.1746 | 0 | 7.8019 | 0 | 0 | 0 | 0 | 0 | 0 | 0 | 0 | 0 | 0 | 0 | 0 | 0 | 0.45131 | 0 | 1.1038 | 0 | 2.6743 | 0 | 0.3675 | 0.6901 | 0 | 0 | 0 | 0 | 5.2871 | 0 | 0 | 0 | 0 | 0 | 0 | 0 | 0 | 0 | 0 | 0 | 0 | 0
7 | 24 | 21 | 2 | 1.7931 | 0 | 2.4469 | 0 | 0 | 0 | 0.0012057 | 0.36326 | 0 | 0 | 3.955 | 0 | 8.5595 | 0 | 0 | 0 | 0 | 0 | 0 | 0 | 0 | 0 | 0 | 0 | 0 | 0 | 0.45131 | 0 | 1.2156 | 0 | 2.4152 | 0 | 0.4725 | 0.6901 | 0 | 0 | 0 | 0 | 5.2447 | 0 | 0 | 0 | 0 | 0 | 0 | 0 | 0 | 0 | 0 | 0 | 0 | 0
7 | 24 | 22 | 2 | 1.7931 | 0 | 2.4469 | 0 | 0 | 0 | 0.0012057 | 0.34043 | 0 | 0 | 2.8412 | 0 | 7.4229 | 0 | 0 | 0 | 0 | 0 | 0 | 0 | 0 | 0 | 0 | 0 | 0 | 0 | 0.45131 | 0 | 1.1038 | 0 | 2.1833 | 0 | 0.315 | 0.6901 | 0 | 0 | 0 | 0 | 4.7435 | 0 | 0 | 0 | 0 | 0 | 0 | 0 | 0 | 0 | 0 | 0 | 0 | 0
7 | 24 | 23 | 2 | 1.7931 | 0 | 2.4469 | 0 | 0 | 0 | 0.0012057 | 0.33531 | 0 | 0 | 0.48246 | 0 | 5.059 | 0 | 0 | 0 | 0 | 0 | 0 | 0 | 0 | 0 | 0 | 0 | 0 | 0 | 0.45131 | 0 | 0.88038 | 0 | 2.1872 | 0 | 0.0525 | 0.6901 | 0 | 0 | 0 | 0 | 4.2615 | 0 | 0 | 0 | 0 | 0 | 0 | 0 | 0 | 0 | 0 | 0 | 0 | 0
7 | 24 | 24 | 2 | 1.7931 | 0 | 2.4469 | 0 | 0 | 0 | 0.0012057 | 0.33168 | 0 | 0 | 0.4825 | 0 | 5.0554 | 0 | 0 | 0 | 0 | 0 | 0 | 0 | 0 | 0 | 0 | 0 | 0 | 0 | 0.45131 | 0 | 0.54519 | 0 | 2.0959 | 0 | 0.0525 | 0.6901 | 0 | 0 | 0 | 0 | 3.835 | 0 | 0 | 0 | 0 | 0 | 0 | 0 | 0 | 0 | 0 | 0 | 0 | 0
7 | 25 | 1 | 3 | 1.7931 | 0 | 2.4469 | 0 | 0 | 0 | 0.0012057 | 0.32069 | 0 | 0 | 0.48261 | 0 | 5.0445 | 0 | 0 | 0 | 0 | 0 | 0 | 0 | 0 | 0 | 0 | 0 | 0 | 0 | 0.45131 | 0 | 0.32173 | 0 | 1.9556 | 0 | 0.0525 | 0.6901 | 0 | 0 | 0 | 0 | 3.4712 | 0 | 0 | 0 | 0 | 0 | 0 | 0 | 0 | 0 | 0 | 0 | 0 | 0
7 | 25 | 2 | 3 | 1.7931 | 0 | 2.4469 | 0 | 0 | 0 | 0.0012057 | 0.31239 | 0 | 0 | 0.48273 | 0 | 5.0363 | 0 | 0 | 0 | 0 | 0 | 0 | 0 | 0 | 0 | 0 | 0 | 0 | 0 | 0.45131 | 0 | 0.32173 | 0 | 1.9133 | 0 | 0.0525 | 0.6901 | 0 | 0 | 0 | 0 | 3.4289 | 0 | 0 | 0 | 0 | 0 | 0 | 0 | 0 | 0 | 0 | 0 | 0 | 0
7 | 25 | 3 | 3 | 1.7931 | 0 | 2.4469 | 0 | 0 | 0 | 0.0012057 | 0.31626 | 0 | 0 | 0.48279 | 0 | 5.0403 | 0 | 0 | 0 | 0 | 0 | 0 | 0 | 0 | 0 | 0 | 0 | 0 | 0 | 0.45131 | 0 | 0.32173 | 0 | 1.8675 | 0 | 0.0525 | 0.6901 | 0 | 0 | 0 | 0 | 3.3831 | 0 | 0 | 0 | 0 | 0 | 0 | 0 | 0 | 0 | 0 | 0 | 0 | 0
7 | 25 | 4 | 3 | 1.7931 | 0 | 2.4469 | 0 | 0 | 0 | 0.0012057 | 0.2889 | 0 | 0 | 0.48281 | 0 | 5.0129 | 0 | 0 | 0 | 0 | 0 | 0 | 0 | 0 | 0 | 0 | 0 | 0 | 0 | 0.45131 | 0 | 0.32173 | 0 | 1.6408 | 0 | 0.0525 | 0.6901 | 0 | 0 | 0 | 0 | 3.1565 | 0 | 0 | 0 | 0 | 0 | 0 | 0 | 0 | 0 | 0 | 0 | 0 | 0
7 | 25 | 5 | 3 | 1.7931 | 0 | 2.4469 | 0 | 0 | 0 | 0.0012057 | 0.28044 | 0 | 0 | 0.48284 | 0 | 5.0045 | 0 | 0 | 0 | 0 | 0 | 0 | 0 | 0 | 0 | 0 | 0 | 0 | 0 | 0.45131 | 0 | 0.32173 | 0 | 1.6619 | 0 | 0.0525 | 0.6901 | 0 | 0 | 0 | 0 | 3.1775 | 0 | 0 | 0 | 0 | 0 | 0 | 0 | 0 | 0 | 0 | 0 | 0 | 0
7 | 25 | 6 | 3 | 1.7931 | 0 | 2.4469 | 0 | 0 | 0 | 0.0012057 | 0.32149 | 0 | 0 | 2.7262 | 0 | 7.2889 | 0 | 0 | 0 | 0 | 0 | 0 | 0 | 0 | 0 | 0 | 0 | 0 | 0 | 0.45131 | 0 | 0.54519 | 0 | 1.9498 | 0 | 0.315 | 0.6901 | 0 | 0 | 0 | 0 | 3.9514 | 0 | 0 | 0 | 0 | 0 | 0 | 0 | 0 | 0 | 0 | 0 | 0 | 0
7 | 25 | 7 | 3 | 1.7931 | 0 | 2.4469 | 0 | 0 | 0 | 0.0012057 | 0.39087 | 0 | 0 | 3.9551 | 0 | 8.5872 | 0 | 0 | 0 | 0 | 0 | 0 | 0 | 0 | 0 | 0 | 0 | 0 | 0 | 0.45131 | 0 | 0.71279 | 0 | 2.3627 | 0 | 0.525 | 0.6901 | 0 | 0 | 0 | 0 | 4.7419 | 0 | 0 | 0 | 0 | 0 | 0 | 0 | 0 | 0 | 0 | 0 | 0 | 0
7 | 25 | 8 | 3 | 1.7931 | 0 | 13.5789 | 0 | 0 | 0 | 0.0012057 | 0.57625 | 0 | 0 | 4.1823 | 0 | 20.1317 | 0 | 0 | 0 | 0 | 0 | 0 | 0 | 0 | 0 | 0 | 0 | 0 | 0 | 0.45131 | 0 | 0.71279 | 0 | 3.6331 | 0 | 0.42 | 0.6901 | 0 | 0 | 0 | 0 | 5.9073 | 0 | 0 | 0 | 0 | 0 | 0 | 0 | 0 | 0 | 0 | 0 | 0 | 0
7 | 25 | 9 | 3 | 1.7931 | 0 | 13.5789 | 0 | 0 | 0 | 0.0012057 | 0.63025 | 0 | 0 | 2.7259 | 0 | 18.7294 | 0 | 0 | 0 | 0 | 0 | 0 | 0 | 0 | 0 | 0 | 0 | 0 | 0 | 0.45131 | 0 | 0.71279 | 0 | 4.2448 | 0 | 0.315 | 0.6901 | 0 | 0 | 0 | 0 | 6.414 | 0 | 0 | 0 | 0 | 0 | 0 | 0 | 0 | 0 | 0 | 0 | 0 | 0
7 | 25 | 10 | 3 | 1.7931 | 0 | 13.5789 | 0 | 0 | 0 | 0.0012057 | 0.67701 | 0 | 0 | 2.7259 | 0 | 18.7761 | 0 | 0 | 0 | 0 | 0 | 0 | 0 | 0 | 0 | 0 | 0 | 0 | 0 | 0.45131 | 0 | 0.71279 | 0 | 4.8312 | 0 | 0.315 | 0.6901 | 0 | 0 | 0 | 0 | 7.0004 | 0 | 0 | 0 | 0 | 0 | 0 | 0 | 0 | 0 | 0 | 0 | 0 | 0
7 | 25 | 11 | 3 | 1.7931 | 0 | 13.5789 | 0 | 0 | 0 | 0.0012057 | 0.73606 | 0 | 0 | 3.1745 | 0 | 19.2838 | 0 | 0 | 0 | 0 | 0 | 0 | 0 | 0 | 0 | 0 | 0 | 0 | 0 | 0.45131 | 0 | 0.54519 | 0 | 5.4419 | 0 | 0.3675 | 0.6901 | 0 | 0 | 0 | 0 | 7.496 | 0 | 0 | 0 | 0 | 0 | 0 | 0 | 0 | 0 | 0 | 0 | 0 | 0
7 | 25 | 12 | 3 | 1.7931 | 0 | 8.6313 | 0 | 0 | 0 | 0.0012057 | 0.70971 | 0 | 0 | 3.6231 | 0 | 14.7585 | 0 | 0 | 0 | 0 | 0 | 0 | 0 | 0 | 0 | 0 | 0 | 0 | 0 | 0.45131 | 0 | 0.54519 | 0 | 5.2255 | 0 | 0.42 | 0.6901 | 0 | 0 | 0 | 0 | 7.3321 | 0 | 0 | 0 | 0 | 0 | 0 | 0 | 0 | 0 | 0 | 0 | 0 | 0
7 | 25 | 13 | 3 | 1.7931 | 0 | 13.5789 | 0 | 0 | 0 | 0.0012057 | 0.79482 | 0 | 0 | 3.1745 | 0 | 19.3425 | 0 | 0 | 0 | 0 | 0 | 0 | 0 | 0 | 0 | 0 | 0 | 0 | 0 | 0.45131 | 0 | 0.54519 | 0 | 5.7518 | 0 | 0.3675 | 0.6901 | 0 | 0 | 0 | 0 | 7.8059 | 0 | 0 | 0 | 0 | 0 | 0 | 0 | 0 | 0 | 0 | 0 | 0 | 0
7 | 25 | 14 | 3 | 1.7931 | 0 | 13.5789 | 0 | 0 | 0 | 0.0012057 | 0.8103 | 0 | 0 | 3.1745 | 0 | 19.358 | 0 | 0 | 0 | 0 | 0 | 0 | 0 | 0 | 0 | 0 | 0 | 0 | 0 | 0.45131 | 0 | 0.54519 | 0 | 5.8561 | 0 | 0.3675 | 0.6901 | 0 | 0 | 0 | 0 | 7.9102 | 0 | 0 | 0 | 0 | 0 | 0 | 0 | 0 | 0 | 0 | 0 | 0 | 0
7 | 25 | 15 | 3 | 1.7931 | 0 | 13.5789 | 0 | 0 | 0 | 0.0012057 | 0.75838 | 0 | 0 | 2.7258 | 0 | 18.8574 | 0 | 0 | 0 | 0 | 0 | 0 | 0 | 0 | 0 | 0 | 0 | 0 | 0 | 0.45131 | 0 | 0.54519 | 0 | 5.1923 | 0 | 0.315 | 0.6901 | 0 | 0 | 0 | 0 | 7.1939 | 0 | 0 | 0 | 0 | 0 | 0 | 0 | 0 | 0 | 0 | 0 | 0 | 0
7 | 25 | 16 | 3 | 1.7931 | 0 | 13.5789 | 0 | 0 | 0 | 0.0012057 | 0.80315 | 0 | 0 | 2.7258 | 0 | 18.9022 | 0 | 0 | 0 | 0 | 0 | 0 | 0 | 0 | 0 | 0 | 0 | 0 | 0 | 0.45131 | 0 | 0.54519 | 0 | 5.9678 | 0 | 0.315 | 0.6901 | 0 | 0 | 0 | 0 | 7.9694 | 0 | 0 | 0 | 0 | 0 | 0 | 0 | 0 | 0 | 0 | 0 | 0 | 0
7 | 25 | 17 | 3 | 1.7931 | 0 | 13.5789 | 0 | 0 | 0 | 0.0012057 | 0.73598 | 0 | 0 | 3.955 | 0 | 20.0642 | 0 | 0 | 0 | 0 | 0 | 0 | 0 | 0 | 0 | 0 | 0 | 0 | 0 | 0.45131 | 0 | 0.54519 | 0 | 5.2035 | 0 | 0.525 | 0.6901 | 0 | 0 | 0 | 0 | 7.4151 | 0 | 0 | 0 | 0 | 0 | 0 | 0 | 0 | 0 | 0 | 0 | 0 | 0
7 | 25 | 18 | 3 | 1.7931 | 0 | 9.8682 | 0 | 0 | 0 | 0.0012057 | 0.62671 | 0 | 0 | 3.955 | 0 | 16.2443 | 0 | 0 | 0 | 0 | 0 | 0 | 0 | 0 | 0 | 0 | 0 | 0 | 0 | 0.45131 | 0 | 0.54519 | 0 | 4.4488 | 0 | 0.525 | 0.6901 | 0 | 0 | 0 | 0 | 6.6604 | 0 | 0 | 0 | 0 | 0 | 0 | 0 | 0 | 0 | 0 | 0 | 0 | 0
7 | 25 | 19 | 3 | 1.7931 | 0 | 2.4469 | 0 | 0 | 0 | 0.0012057 | 0.48525 | 0 | 0 | 4.7343 | 0 | 9.4608 | 0 | 0 | 0 | 0 | 0 | 0 | 0 | 0 | 0 | 0 | 0 | 0 | 0 | 0.45131 | 0 | 0.88038 | 0 | 3.3092 | 0 | 0.42 | 0.6901 | 0 | 0 | 0 | 0 | 5.751 | 0 | 0 | 0 | 0 | 0 | 0 | 0 | 0 | 0 | 0 | 0 | 0 | 0
7 | 25 | 20 | 3 | 1.7931 | 0 | 2.4469 | 0 | 0 | 0 | 0.0012057 | 0.42399 | 0 | 0 | 3.1745 | 0 | 7.8397 | 0 | 0 | 0 | 0 | 0 | 0 | 0 | 0 | 0 | 0 | 0 | 0 | 0 | 0.45131 | 0 | 1.1038 | 0 | 2.6926 | 0 | 0.3675 | 0.6901 | 0 | 0 | 0 | 0 | 5.3053 | 0 | 0 | 0 | 0 | 0 | 0 | 0 | 0 | 0 | 0 | 0 | 0 | 0
7 | 25 | 21 | 3 | 1.7931 | 0 | 2.4469 | 0 | 0 | 0 | 0.0012057 | 0.38363 | 0 | 0 | 3.955 | 0 | 8.5798 | 0 | 0 | 0 | 0 | 0 | 0 | 0 | 0 | 0 | 0 | 0 | 0 | 0 | 0.45131 | 0 | 1.2156 | 0 | 2.2906 | 0 | 0.4725 | 0.6901 | 0 | 0 | 0 | 0 | 5.1201 | 0 | 0 | 0 | 0 | 0 | 0 | 0 | 0 | 0 | 0 | 0 | 0 | 0
7 | 25 | 22 | 3 | 1.7931 | 0 | 2.4469 | 0 | 0 | 0 | 0.0012057 | 0.36937 | 0 | 0 | 2.8411 | 0 | 7.4517 | 0 | 0 | 0 | 0 | 0 | 0 | 0 | 0 | 0 | 0 | 0 | 0 | 0 | 0.45131 | 0 | 1.1038 | 0 | 2.1851 | 0 | 0.315 | 0.6901 | 0 | 0 | 0 | 0 | 4.7454 | 0 | 0 | 0 | 0 | 0 | 0 | 0 | 0 | 0 | 0 | 0 | 0 | 0
7 | 25 | 23 | 3 | 1.7931 | 0 | 2.4469 | 0 | 0 | 0 | 0.0012057 | 0.34614 | 0 | 0 | 0.48236 | 0 | 5.0697 | 0 | 0 | 0 | 0 | 0 | 0 | 0 | 0 | 0 | 0 | 0 | 0 | 0 | 0.45131 | 0 | 0.88038 | 0 | 2.0455 | 0 | 0.0525 | 0.6901 | 0 | 0 | 0 | 0 | 4.1198 | 0 | 0 | 0 | 0 | 0 | 0 | 0 | 0 | 0 | 0 | 0 | 0 | 0
7 | 25 | 24 | 3 | 1.7931 | 0 | 2.4469 | 0 | 0 | 0 | 0.0012057 | 0.34303 | 0 | 0 | 0.48241 | 0 | 5.0667 | 0 | 0 | 0 | 0 | 0 | 0 | 0 | 0 | 0 | 0 | 0 | 0 | 0 | 0.45131 | 0 | 0.54519 | 0 | 2.0589 | 0 | 0.0525 | 0.6901 | 0 | 0 | 0 | 0 | 3.798 | 0 | 0 | 0 | 0 | 0 | 0 | 0 | 0 | 0 | 0 | 0 | 0 | 0
7 | 26 | 1 | 4 | 1.7931 | 0 | 2.4469 | 0 | 0 | 0 | 0.0012057 | 0.33072 | 0 | 0 | 0.48252 | 0 | 5.0545 | 0 | 0 | 0 | 0 | 0 | 0 | 0 | 0 | 0 | 0 | 0 | 0 | 0 | 0.45131 | 0 | 0.32173 | 0 | 1.899 | 0 | 0.0525 | 0.6901 | 0 | 0 | 0 | 0 | 3.4147 | 0 | 0 | 0 | 0 | 0 | 0 | 0 | 0 | 0 | 0 | 0 | 0 | 0
7 | 26 | 2 | 4 | 1.7931 | 0 | 2.4469 | 0 | 0 | 0 | 0.0012057 | 0.31566 | 0 | 0 | 0.48263 | 0 | 5.0395 | 0 | 0 | 0 | 0 | 0 | 0 | 0 | 0 | 0 | 0 | 0 | 0 | 0 | 0.45131 | 0 | 0.32173 | 0 | 1.783 | 0 | 0.0525 | 0.6901 | 0 | 0 | 0 | 0 | 3.2987 | 0 | 0 | 0 | 0 | 0 | 0 | 0 | 0 | 0 | 0 | 0 | 0 | 0
7 | 26 | 3 | 4 | 1.7931 | 0 | 2.4469 | 0 | 0 | 0 | 0.0012057 | 0.30671 | 0 | 0 | 0.48269 | 0 | 5.0306 | 0 | 0 | 0 | 0 | 0 | 0 | 0 | 0 | 0 | 0 | 0 | 0 | 0 | 0.45131 | 0 | 0.32173 | 0 | 1.7174 | 0 | 0.0525 | 0.6901 | 0 | 0 | 0 | 0 | 3.233 | 0 | 0 | 0 | 0 | 0 | 0 | 0 | 0 | 0 | 0 | 0 | 0 | 0
7 | 26 | 4 | 4 | 1.7931 | 0 | 2.4469 | 0 | 0 | 0 | 0.0012057 | 0.29522 | 0 | 0 | 0.48272 | 0 | 5.0192 | 0 | 0 | 0 | 0 | 0 | 0 | 0 | 0 | 0 | 0 | 0 | 0 | 0 | 0.45131 | 0 | 0.32173 | 0 | 1.6454 | 0 | 0.0525 | 0.6901 | 0 | 0 | 0 | 0 | 3.161 | 0 | 0 | 0 | 0 | 0 | 0 | 0 | 0 | 0 | 0 | 0 | 0 | 0
7 | 26 | 5 | 4 | 1.7931 | 0 | 2.4469 | 0 | 0 | 0 | 0.0012057 | 0.29097 | 0 | 0 | 0.48274 | 0 | 5.0149 | 0 | 0 | 0 | 0 | 0 | 0 | 0 | 0 | 0 | 0 | 0 | 0 | 0 | 0.45131 | 0 | 0.32173 | 0 | 1.6317 | 0 | 0.0525 | 0.6901 | 0 | 0 | 0 | 0 | 3.1473 | 0 | 0 | 0 | 0 | 0 | 0 | 0 | 0 | 0 | 0 | 0 | 0 | 0
7 | 26 | 6 | 4 | 1.7931 | 0 | 2.4469 | 0 | 0 | 0 | 0.0012057 | 0.28713 | 0 | 0 | 2.726 | 0 | 7.2544 | 0 | 0 | 0 | 0 | 0 | 0 | 0 | 0 | 0 | 0 | 0 | 0 | 0 | 0.45131 | 0 | 0.54519 | 0 | 1.6025 | 0 | 0.315 | 0.6901 | 0 | 0 | 0 | 0 | 3.6041 | 0 | 0 | 0 | 0 | 0 | 0 | 0 | 0 | 0 | 0 | 0 | 0 | 0
7 | 26 | 7 | 4 | 1.7931 | 0 | 2.4469 | 0 | 0 | 0 | 0.0012057 | 0.31369 | 0 | 0 | 3.9551 | 0 | 8.51 | 0 | 0 | 0 | 0 | 0 | 0 | 0 | 0 | 0 | 0 | 0 | 0 | 0 | 0.45131 | 0 | 0.71279 | 0 | 1.756 | 0 | 0.525 | 0.6901 | 0 | 0 | 0 | 0 | 4.1352 | 0 | 0 | 0 | 0 | 0 | 0 | 0 | 0 | 0 | 0 | 0 | 0 | 0
7 | 26 | 8 | 4 | 1.7931 | 0 | 13.5789 | 0 | 0 | 0 | 0.0012057 | 0.5052 | 0 | 0 | 4.1821 | 0 | 20.0605 | 0 | 0 | 0 | 0 | 0 | 0 | 0 | 0 | 0 | 0 | 0 | 0 | 0 | 0.45131 | 0 | 0.71279 | 0 | 3.058 | 0 | 0.42 | 0.6901 | 0 | 0 | 0 | 0 | 5.3322 | 0 | 0 | 0 | 0 | 0 | 0 | 0 | 0 | 0 | 0 | 0 | 0 | 0
7 | 26 | 9 | 4 | 1.7931 | 0 | 13.5789 | 0 | 0 | 0 | 0.0012057 | 0.5384 | 0 | 0 | 2.7259 | 0 | 18.6375 | 0 | 0 | 0 | 0 | 0 | 0 | 0 | 0 | 0 | 0 | 0 | 0 | 0 | 0.45131 | 0 | 0.71279 | 0 | 3.4133 | 0 | 0.315 | 0.6901 | 0 | 0 | 0 | 0 | 5.5826 | 0 | 0 | 0 | 0 | 0 | 0 | 0 | 0 | 0 | 0 | 0 | 0 | 0
7 | 26 | 10 | 4 | 1.7931 | 0 | 13.5789 | 0 | 0 | 0 | 0.0012057 | 0.57421 | 0 | 0 | 2.7258 | 0 | 18.6732 | 0 | 0 | 0 | 0 | 0 | 0 | 0 | 0 | 0 | 0 | 0 | 0 | 0 | 0.45131 | 0 | 0.71279 | 0 | 3.7988 | 0 | 0.315 | 0.6901 | 0 | 0 | 0 | 0 | 5.968 | 0 | 0 | 0 | 0 | 0 | 0 | 0 | 0 | 0 | 0 | 0 | 0 | 0
7 | 26 | 11 | 4 | 1.7931 | 0 | 13.5789 | 0 | 0 | 0 | 0.0012057 | 0.64212 | 0 | 0 | 3.1745 | 0 | 19.1898 | 0 | 0 | 0 | 0 | 0 | 0 | 0 | 0 | 0 | 0 | 0 | 0 | 0 | 0.45131 | 0 | 0.54519 | 0 | 4.423 | 0 | 0.3675 | 0.6901 | 0 | 0 | 0 | 0 | 6.4771 | 0 | 0 | 0 | 0 | 0 | 0 | 0 | 0 | 0 | 0 | 0 | 0 | 0
7 | 26 | 12 | 4 | 1.7931 | 0 | 8.6313 | 0 | 0 | 0 | 0.0012057 | 0.64022 | 0 | 0 | 3.6231 | 0 | 14.689 | 0 | 0 | 0 | 0 | 0 | 0 | 0 | 0 | 0 | 0 | 0 | 0 | 0 | 0.45131 | 0 | 0.54519 | 0 | 4.4872 | 0 | 0.42 | 0.6901 | 0 | 0 | 0 | 0 | 6.5938 | 0 | 0 | 0 | 0 | 0 | 0 | 0 | 0 | 0 | 0 | 0 | 0 | 0
7 | 26 | 13 | 4 | 1.7931 | 0 | 13.5789 | 0 | 0 | 0 | 0.0012057 | 0.75065 | 0 | 0 | 3.1745 | 0 | 19.2983 | 0 | 0 | 0 | 0 | 0 | 0 | 0 | 0 | 0 | 0 | 0 | 0 | 0 | 0.45131 | 0 | 0.54519 | 0 | 5.4829 | 0 | 0.3675 | 0.6901 | 0 | 0 | 0 | 0 | 7.537 | 0 | 0 | 0 | 0 | 0 | 0 | 0 | 0 | 0 | 0 | 0 | 0 | 0
7 | 26 | 14 | 4 | 1.7931 | 0 | 13.5789 | 0 | 0 | 0 | 0.0012057 | 0.77311 | 0 | 0 | 3.1744 | 0 | 19.3208 | 0 | 0 | 0 | 0 | 0 | 0 | 0 | 0 | 0 | 0 | 0 | 0 | 0 | 0.45131 | 0 | 0.54519 | 0 | 5.7185 | 0 | 0.3675 | 0.6901 | 0 | 0 | 0 | 0 | 7.7726 | 0 | 0 | 0 | 0 | 0 | 0 | 0 | 0 | 0 | 0 | 0 | 0 | 0
7 | 26 | 15 | 4 | 1.7931 | 0 | 13.5789 | 0 | 0 | 0 | 0.0012057 | 0.77614 | 0 | 0 | 2.7258 | 0 | 18.8751 | 0 | 0 | 0 | 0 | 0 | 0 | 0 | 0 | 0 | 0 | 0 | 0 | 0 | 0.45131 | 0 | 0.54519 | 0 | 5.6516 | 0 | 0.315 | 0.6901 | 0 | 0 | 0 | 0 | 7.6532 | 0 | 0 | 0 | 0 | 0 | 0 | 0 | 0 | 0 | 0 | 0 | 0 | 0
7 | 26 | 16 | 4 | 1.7931 | 0 | 13.5789 | 0 | 0 | 0 | 0.0012057 | 0.65669 | 0 | 0 | 2.7258 | 0 | 18.7557 | 0 | 0 | 0 | 0 | 0 | 0 | 0 | 0 | 0 | 0 | 0 | 0 | 0 | 0.45131 | 0 | 0.54519 | 0 | 4.6682 | 0 | 0.315 | 0.6901 | 0 | 0 | 0 | 0 | 6.6698 | 0 | 0 | 0 | 0 | 0 | 0 | 0 | 0 | 0 | 0 | 0 | 0 | 0
7 | 26 | 17 | 4 | 1.7931 | 0 | 13.5789 | 0 | 0 | 0 | 0.0012057 | 0.59769 | 0 | 0 | 3.955 | 0 | 19.9259 | 0 | 0 | 0 | 0 | 0 | 0 | 0 | 0 | 0 | 0 | 0 | 0 | 0 | 0.45131 | 0 | 0.54519 | 0 | 4.3654 | 0 | 0.525 | 0.6901 | 0 | 0 | 0 | 0 | 6.577 | 0 | 0 | 0 | 0 | 0 | 0 | 0 | 0 | 0 | 0 | 0 | 0 | 0
7 | 26 | 18 | 4 | 1.7931 | 0 | 9.8682 | 0 | 0 | 0 | 0.0012057 | 0.53635 | 0 | 0 | 3.955 | 0 | 16.1539 | 0 | 0 | 0 | 0 | 0 | 0 | 0 | 0 | 0 | 0 | 0 | 0 | 0 | 0.45131 | 0 | 0.54519 | 0 | 3.7517 | 0 | 0.525 | 0.6901 | 0 | 0 | 0 | 0 | 5.9633 | 0 | 0 | 0 | 0 | 0 | 0 | 0 | 0 | 0 | 0 | 0 | 0 | 0
7 | 26 | 19 | 4 | 1.7931 | 0 | 2.4469 | 0 | 0 | 0 | 0.0012057 | 0.38353 | 0 | 0 | 4.7344 | 0 | 9.3591 | 0 | 0 | 0 | 0 | 0 | 0 | 0 | 0 | 0 | 0 | 0 | 0 | 0 | 0.45131 | 0 | 0.88038 | 0 | 2.5489 | 0 | 0.42 | 0.6901 | 0 | 0 | 0 | 0 | 4.9907 | 0 | 0 | 0 | 0 | 0 | 0 | 0 | 0 | 0 | 0 | 0 | 0 | 0
7 | 26 | 20 | 4 | 1.7931 | 0 | 2.4469 | 0 | 0 | 0 | 0.0012057 | 0.3466 | 0 | 0 | 3.1745 | 0 | 7.7624 | 0 | 0 | 0 | 0 | 0 | 0 | 0 | 0 | 0 | 0 | 0 | 0 | 0 | 0.45131 | 0 | 1.1038 | 0 | 2.1904 | 0 | 0.3675 | 0.6901 | 0 | 0 | 0 | 0 | 4.8031 | 0 | 0 | 0 | 0 | 0 | 0 | 0 | 0 | 0 | 0 | 0 | 0 | 0
7 | 26 | 21 | 4 | 1.7931 | 0 | 2.4469 | 0 | 0 | 0 | 0.0012057 | 0.31161 | 0 | 0 | 3.955 | 0 | 8.5078 | 0 | 0 | 0 | 0 | 0 | 0 | 0 | 0 | 0 | 0 | 0 | 0 | 0 | 0.45131 | 0 | 1.2156 | 0 | 1.9011 | 0 | 0.4725 | 0.6901 | 0 | 0 | 0 | 0 | 4.7306 | 0 | 0 | 0 | 0 | 0 | 0 | 0 | 0 | 0 | 0 | 0 | 0 | 0
7 | 26 | 22 | 4 | 1.7931 | 0 | 2.4469 | 0 | 0 | 0 | 0.0012057 | 0.3018 | 0 | 0 | 2.8411 | 0 | 7.3842 | 0 | 0 | 0 | 0 | 0 | 0 | 0 | 0 | 0 | 0 | 0 | 0 | 0 | 0.45131 | 0 | 1.1038 | 0 | 1.802 | 0 | 0.315 | 0.6901 | 0 | 0 | 0 | 0 | 4.3623 | 0 | 0 | 0 | 0 | 0 | 0 | 0 | 0 | 0 | 0 | 0 | 0 | 0
7 | 26 | 23 | 4 | 1.7931 | 0 | 2.4469 | 0 | 0 | 0 | 0.0012057 | 0.28666 | 0 | 0 | 0.48242 | 0 | 5.0103 | 0 | 0 | 0 | 0 | 0 | 0 | 0 | 0 | 0 | 0 | 0 | 0 | 0 | 0.45131 | 0 | 0.88038 | 0 | 1.6493 | 0 | 0.0525 | 0.6901 | 0 | 0 | 0 | 0 | 3.7236 | 0 | 0 | 0 | 0 | 0 | 0 | 0 | 0 | 0 | 0 | 0 | 0 | 0
7 | 26 | 24 | 4 | 1.7931 | 0 | 2.4469 | 0 | 0 | 0 | 0.0012057 | 0.27461 | 0 | 0 | 0.48247 | 0 | 4.9983 | 0 | 0 | 0 | 0 | 0 | 0 | 0 | 0 | 0 | 0 | 0 | 0 | 0 | 0.45131 | 0 | 0.54519 | 0 | 1.5887 | 0 | 0.0525 | 0.6901 | 0 | 0 | 0 | 0 | 3.3278 | 0 | 0 | 0 | 0 | 0 | 0 | 0 | 0 | 0 | 0 | 0 | 0 | 0
7 | 27 | 1 | 5 | 1.7931 | 0 | 2.4469 | 0 | 0 | 0 | 0.0012057 | 0.27047 | 0 | 0 | 0.48259 | 0 | 4.9943 | 0 | 0 | 0 | 0 | 0 | 0 | 0 | 0 | 0 | 0 | 0 | 0 | 0 | 0.45131 | 0 | 0.32173 | 0 | 1.5524 | 0 | 0.0525 | 0.6901 | 0 | 0 | 0 | 0 | 3.068 | 0 | 0 | 0 | 0 | 0 | 0 | 0 | 0 | 0 | 0 | 0 | 0 | 0
7 | 27 | 2 | 5 | 1.7931 | 0 | 2.4469 | 0 | 0 | 0 | 0.0012057 | 0.26469 | 0 | 0 | 0.48271 | 0 | 4.9886 | 0 | 0 | 0 | 0 | 0 | 0 | 0 | 0 | 0 | 0 | 0 | 0 | 0 | 0.45131 | 0 | 0.32173 | 0 | 1.4688 | 0 | 0.0525 | 0.6901 | 0 | 0 | 0 | 0 | 2.9844 | 0 | 0 | 0 | 0 | 0 | 0 | 0 | 0 | 0 | 0 | 0 | 0 | 0
7 | 27 | 3 | 5 | 1.7931 | 0 | 2.4469 | 0 | 0 | 0 | 0.0012057 | 0.25373 | 0 | 0 | 0.48277 | 0 | 4.9777 | 0 | 0 | 0 | 0 | 0 | 0 | 0 | 0 | 0 | 0 | 0 | 0 | 0 | 0.45131 | 0 | 0.32173 | 0 | 1.3763 | 0 | 0.0525 | 0.6901 | 0 | 0 | 0 | 0 | 2.892 | 0 | 0 | 0 | 0 | 0 | 0 | 0 | 0 | 0 | 0 | 0 | 0 | 0
7 | 27 | 4 | 5 | 1.7931 | 0 | 2.4469 | 0 | 0 | 0 | 0.0012057 | 0.24142 | 0 | 0 | 0.48281 | 0 | 4.9655 | 0 | 0 | 0 | 0 | 0 | 0 | 0 | 0 | 0 | 0 | 0 | 0 | 0 | 0.45131 | 0 | 0.32173 | 0 | 1.3071 | 0 | 0.0525 | 0.6901 | 0 | 0 | 0 | 0 | 2.8227 | 0 | 0 | 0 | 0 | 0 | 0 | 0 | 0 | 0 | 0 | 0 | 0 | 0
7 | 27 | 5 | 5 | 1.7931 | 0 | 2.4469 | 0 | 0 | 0 | 0.0012057 | 0.23165 | 0 | 0 | 0.48285 | 0 | 4.9557 | 0 | 0 | 0 | 0 | 0 | 0 | 0 | 0 | 0 | 0 | 0 | 0 | 0 | 0.45131 | 0 | 0.32173 | 0 | 1.2519 | 0 | 0.0525 | 0.6901 | 0 | 0 | 0 | 0 | 2.7675 | 0 | 0 | 0 | 0 | 0 | 0 | 0 | 0 | 0 | 0 | 0 | 0 | 0
7 | 27 | 6 | 5 | 1.7931 | 0 | 2.4469 | 0 | 0 | 0 | 0.0012057 | 0.23172 | 0 | 0 | 2.7262 | 0 | 7.1991 | 0 | 0 | 0 | 0 | 0 | 0 | 0 | 0 | 0 | 0 | 0 | 0 | 0 | 0.45131 | 0 | 0.54519 | 0 | 1.2376 | 0 | 0.315 | 0.6901 | 0 | 0 | 0 | 0 | 3.2392 | 0 | 0 | 0 | 0 | 0 | 0 | 0 | 0 | 0 | 0 | 0 | 0 | 0
7 | 27 | 7 | 5 | 1.7931 | 0 | 2.4469 | 0 | 0 | 0 | 0.0012057 | 0.22544 | 0 | 0 | 3.9552 | 0 | 8.4218 | 0 | 0 | 0 | 0 | 0 | 0 | 0 | 0 | 0 | 0 | 0 | 0 | 0 | 0.45131 | 0 | 0.71279 | 0 | 1.1781 | 0 | 0.525 | 0.6901 | 0 | 0 | 0 | 0 | 3.5573 | 0 | 0 | 0 | 0 | 0 | 0 | 0 | 0 | 0 | 0 | 0 | 0 | 0
7 | 27 | 8 | 5 | 1.7931 | 0 | 13.5789 | 0 | 0 | 0 | 0.0012057 | 0.43226 | 0 | 0 | 4.1824 | 0 | 19.9878 | 0 | 0 | 0 | 0 | 0 | 0 | 0 | 0 | 0 | 0 | 0 | 0 | 0 | 0.45131 | 0 | 0.71279 | 0 | 2.5095 | 0 | 0.42 | 0.6901 | 0 | 0 | 0 | 0 | 4.7837 | 0 | 0 | 0 | 0 | 0 | 0 | 0 | 0 | 0 | 0 | 0 | 0 | 0
7 | 27 | 9 | 5 | 1.7931 | 0 | 13.5789 | 0 | 0 | 0 | 0.0012057 | 0.5067 | 0 | 0 | 2.726 | 0 | 18.6059 | 0 | 0 | 0 | 0 | 0 | 0 | 0 | 0 | 0 | 0 | 0 | 0 | 0 | 0.45131 | 0 | 0.71279 | 0 | 3.0734 | 0 | 0.315 | 0.6901 | 0 | 0 | 0 | 0 | 5.2426 | 0 | 0 | 0 | 0 | 0 | 0 | 0 | 0 | 0 | 0 | 0 | 0 | 0
7 | 27 | 10 | 5 | 1.7931 | 0 | 13.5789 | 0 | 0 | 0 | 0.0012057 | 0.55005 | 0 | 0 | 2.726 | 0 | 18.6493 | 0 | 0 | 0 | 0 | 0 | 0 | 0 | 0 | 0 | 0 | 0 | 0 | 0 | 0.45131 | 0 | 0.71279 | 0 | 3.3134 | 0 | 0.315 | 0.6901 | 0 | 0 | 0 | 0 | 5.4826 | 0 | 0 | 0 | 0 | 0 | 0 | 0 | 0 | 0 | 0 | 0 | 0 | 0
7 | 27 | 11 | 5 | 1.7931 | 0 | 13.5789 | 0 | 0 | 0 | 0.0012057 | 0.60159 | 0 | 0 | 3.1747 | 0 | 19.1495 | 0 | 0 | 0 | 0 | 0 | 0 | 0 | 0 | 0 | 0 | 0 | 0 | 0 | 0.45131 | 0 | 0.54519 | 0 | 3.681 | 0 | 0.3675 | 0.6901 | 0 | 0 | 0 | 0 | 5.7351 | 0 | 0 | 0 | 0 | 0 | 0 | 0 | 0 | 0 | 0 | 0 | 0 | 0
7 | 27 | 12 | 5 | 1.7931 | 0 | 8.6313 | 0 | 0 | 0 | 0.0012057 | 0.57959 | 0 | 0 | 3.6234 | 0 | 14.6286 | 0 | 0 | 0 | 0 | 0 | 0 | 0 | 0 | 0 | 0 | 0 | 0 | 0 | 0.45131 | 0 | 0.54519 | 0 | 3.5323 | 0 | 0.42 | 0.6901 | 0 | 0 | 0 | 0 | 5.6389 | 0 | 0 | 0 | 0 | 0 | 0 | 0 | 0 | 0 | 0 | 0 | 0 | 0
7 | 27 | 13 | 5 | 1.7931 | 0 | 13.5789 | 0 | 0 | 0 | 0.0012057 | 0.66616 | 0 | 0 | 3.1747 | 0 | 19.2141 | 0 | 0 | 0 | 0 | 0 | 0 | 0 | 0 | 0 | 0 | 0 | 0 | 0 | 0.45131 | 0 | 0.54519 | 0 | 4.0552 | 0 | 0.3675 | 0.6901 | 0 | 0 | 0 | 0 | 6.1093 | 0 | 0 | 0 | 0 | 0 | 0 | 0 | 0 | 0 | 0 | 0 | 0 | 0
7 | 27 | 14 | 5 | 1.7931 | 0 | 13.5789 | 0 | 0 | 0 | 0.0012057 | 0.63014 | 0 | 0 | 3.1747 | 0 | 19.1781 | 0 | 0 | 0 | 0 | 0 | 0 | 0 | 0 | 0 | 0 | 0 | 0 | 0 | 0.45131 | 0 | 0.54519 | 0 | 4.0105 | 0 | 0.3675 | 0.6901 | 0 | 0 | 0 | 0 | 6.0646 | 0 | 0 | 0 | 0 | 0 | 0 | 0 | 0 | 0 | 0 | 0 | 0 | 0
7 | 27 | 15 | 5 | 1.7931 | 0 | 13.5789 | 0 | 0 | 0 | 0.0012057 | 0.59472 | 0 | 0 | 2.7261 | 0 | 18.694 | 0 | 0 | 0 | 0 | 0 | 0 | 0 | 0 | 0 | 0 | 0 | 0 | 0 | 0.45131 | 0 | 0.54519 | 0 | 3.8397 | 0 | 0.315 | 0.6901 | 0 | 0 | 0 | 0 | 5.8413 | 0 | 0 | 0 | 0 | 0 | 0 | 0 | 0 | 0 | 0 | 0 | 0 | 0
7 | 27 | 16 | 5 | 1.7931 | 0 | 13.5789 | 0 | 0 | 0 | 0.0012057 | 0.56949 | 0 | 0 | 2.7261 | 0 | 18.6688 | 0 | 0 | 0 | 0 | 0 | 0 | 0 | 0 | 0 | 0 | 0 | 0 | 0 | 0.45131 | 0 | 0.54519 | 0 | 3.6907 | 0 | 0.315 | 0.6901 | 0 | 0 | 0 | 0 | 5.6923 | 0 | 0 | 0 | 0 | 0 | 0 | 0 | 0 | 0 | 0 | 0 | 0 | 0
7 | 27 | 17 | 5 | 1.7931 | 0 | 13.5789 | 0 | 0 | 0 | 0.0012057 | 0.55928 | 0 | 0 | 3.9551 | 0 | 19.8876 | 0 | 0 | 0 | 0 | 0 | 0 | 0 | 0 | 0 | 0 | 0 | 0 | 0 | 0.45131 | 0 | 0.54519 | 0 | 3.74 | 0 | 0.525 | 0.6901 | 0 | 0 | 0 | 0 | 5.9516 | 0 | 0 | 0 | 0 | 0 | 0 | 0 | 0 | 0 | 0 | 0 | 0 | 0
7 | 27 | 18 | 5 | 1.7931 | 0 | 9.8682 | 0 | 0 | 0 | 0.0012057 | 0.47105 | 0 | 0 | 3.9552 | 0 | 16.0887 | 0 | 0 | 0 | 0 | 0 | 0 | 0 | 0 | 0 | 0 | 0 | 0 | 0 | 0.45131 | 0 | 0.54519 | 0 | 3.1818 | 0 | 0.525 | 0.6901 | 0 | 0 | 0 | 0 | 5.3934 | 0 | 0 | 0 | 0 | 0 | 0 | 0 | 0 | 0 | 0 | 0 | 0 | 0
7 | 27 | 19 | 5 | 1.7931 | 0 | 2.4469 | 0 | 0 | 0 | 0.0012057 | 0.35291 | 0 | 0 | 4.7349 | 0 | 9.329 | 0 | 0 | 0 | 0 | 0 | 0 | 0 | 0 | 0 | 0 | 0 | 0 | 0 | 0.45131 | 0 | 0.88038 | 0 | 2.3227 | 0 | 0.42 | 0.6901 | 0 | 0 | 0 | 0 | 4.7645 | 0 | 0 | 0 | 0 | 0 | 0 | 0 | 0 | 0 | 0 | 0 | 0 | 0
7 | 27 | 20 | 5 | 1.7931 | 0 | 2.4469 | 0 | 0 | 0 | 0.0012057 | 0.30519 | 0 | 0 | 3.1748 | 0 | 7.7212 | 0 | 0 | 0 | 0 | 0 | 0 | 0 | 0 | 0 | 0 | 0 | 0 | 0 | 0.45131 | 0 | 1.1038 | 0 | 1.9116 | 0 | 0.3675 | 0.6901 | 0 | 0 | 0 | 0 | 4.5244 | 0 | 0 | 0 | 0 | 0 | 0 | 0 | 0 | 0 | 0 | 0 | 0 | 0
7 | 27 | 21 | 5 | 1.7931 | 0 | 2.4469 | 0 | 0 | 0 | 0.0012057 | 0.28524 | 0 | 0 | 3.9551 | 0 | 8.4816 | 0 | 0 | 0 | 0 | 0 | 0 | 0 | 0 | 0 | 0 | 0 | 0 | 0 | 0.45131 | 0 | 1.2156 | 0 | 1.7667 | 0 | 0.4725 | 0.6901 | 0 | 0 | 0 | 0 | 4.5962 | 0 | 0 | 0 | 0 | 0 | 0 | 0 | 0 | 0 | 0 | 0 | 0 | 0
7 | 27 | 22 | 5 | 1.7931 | 0 | 2.4469 | 0 | 0 | 0 | 0.0012057 | 0.26518 | 0 | 0 | 2.8416 | 0 | 7.348 | 0 | 0 | 0 | 0 | 0 | 0 | 0 | 0 | 0 | 0 | 0 | 0 | 0 | 0.45131 | 0 | 1.1038 | 0 | 1.6345 | 0 | 0.315 | 0.6901 | 0 | 0 | 0 | 0 | 4.1947 | 0 | 0 | 0 | 0 | 0 | 0 | 0 | 0 | 0 | 0 | 0 | 0 | 0
7 | 27 | 23 | 5 | 1.7931 | 0 | 2.4469 | 0 | 0 | 0 | 0.0012057 | 0.25208 | 0 | 0 | 0.48272 | 0 | 4.976 | 0 | 0 | 0 | 0 | 0 | 0 | 0 | 0 | 0 | 0 | 0 | 0 | 0 | 0.45131 | 0 | 0.88038 | 0 | 1.4553 | 0 | 0.0525 | 0.6901 | 0 | 0 | 0 | 0 | 3.5296 | 0 | 0 | 0 | 0 | 0 | 0 | 0 | 0 | 0 | 0 | 0 | 0 | 0
7 | 27 | 24 | 5 | 1.7931 | 0 | 2.4469 | 0 | 0 | 0 | 0.0012057 | 0.25316 | 0 | 0 | 0.48278 | 0 | 4.9772 | 0 | 0 | 0 | 0 | 0 | 0 | 0 | 0 | 0 | 0 | 0 | 0 | 0 | 0.45131 | 0 | 0.54519 | 0 | 1.469 | 0 | 0.0525 | 0.6901 | 0 | 0 | 0 | 0 | 3.2081 | 0 | 0 | 0 | 0 | 0 | 0 | 0 | 0 | 0 | 0 | 0 | 0 | 0
7 | 28 | 1 | 6 | 1.7931 | 0 | 2.4469 | 0 | 0 | 0 | 0.0012057 | 0.24764 | 0 | 0 | 0.4829 | 0 | 4.9718 | 0 | 0 | 0 | 0 | 0 | 0 | 0 | 0 | 0 | 0 | 0 | 0 | 0 | 0.45131 | 0 | 0.32173 | 0 | 1.5644 | 0 | 0.0525 | 0.6901 | 0 | 0 | 0 | 0 | 3.0801 | 0 | 0 | 0 | 0 | 0 | 0 | 0 | 0 | 0 | 0 | 0 | 0 | 0
7 | 28 | 2 | 6 | 1.7931 | 0 | 2.4469 | 0 | 0 | 0 | 0.0012057 | 0.24733 | 0 | 0 | 0.48302 | 0 | 4.9716 | 0 | 0 | 0 | 0 | 0 | 0 | 0 | 0 | 0 | 0 | 0 | 0 | 0 | 0.45131 | 0 | 0.32173 | 0 | 1.6182 | 0 | 0.0525 | 0.6901 | 0 | 0 | 0 | 0 | 3.1338 | 0 | 0 | 0 | 0 | 0 | 0 | 0 | 0 | 0 | 0 | 0 | 0 | 0
7 | 28 | 3 | 6 | 1.7931 | 0 | 2.4469 | 0 | 0 | 0 | 0.0012057 | 0.23659 | 0 | 0 | 0.4831 | 0 | 4.9609 | 0 | 0 | 0 | 0 | 0 | 0 | 0 | 0 | 0 | 0 | 0 | 0 | 0 | 0.45131 | 0 | 0.32173 | 0 | 1.5182 | 0 | 0.0525 | 0.6901 | 0 | 0 | 0 | 0 | 3.0339 | 0 | 0 | 0 | 0 | 0 | 0 | 0 | 0 | 0 | 0 | 0 | 0 | 0
7 | 28 | 4 | 6 | 1.7931 | 0 | 2.4469 | 0 | 0 | 0 | 0.0012057 | 0.24431 | 0 | 0 | 0.48315 | 0 | 4.9687 | 0 | 0 | 0 | 0 | 0 | 0 | 0 | 0 | 0 | 0 | 0 | 0 | 0 | 0.45131 | 0 | 0.32173 | 0 | 1.5103 | 0 | 0.0525 | 0.6901 | 0 | 0 | 0 | 0 | 3.0259 | 0 | 0 | 0 | 0 | 0 | 0 | 0 | 0 | 0 | 0 | 0 | 0 | 0
7 | 28 | 5 | 6 | 1.7931 | 0 | 2.4469 | 0 | 0 | 0 | 0.0012057 | 0.22108 | 0 | 0 | 0.48318 | 0 | 4.9455 | 0 | 0 | 0 | 0 | 0 | 0 | 0 | 0 | 0 | 0 | 0 | 0 | 0 | 0.45131 | 0 | 0.32173 | 0 | 1.3282 | 0 | 0.0525 | 0.6901 | 0 | 0 | 0 | 0 | 2.8439 | 0 | 0 | 0 | 0 | 0 | 0 | 0 | 0 | 0 | 0 | 0 | 0 | 0
7 | 28 | 6 | 6 | 1.7931 | 0 | 2.4469 | 0 | 0 | 0 | 0.0012057 | 0.22718 | 0 | 0 | 2.7265 | 0 | 7.1949 | 0 | 0 | 0 | 0 | 0 | 0 | 0 | 0 | 0 | 0 | 0 | 0 | 0 | 0.45131 | 0 | 0.54519 | 0 | 1.3728 | 0 | 0.315 | 0.6901 | 0 | 0 | 0 | 0 | 3.3744 | 0 | 0 | 0 | 0 | 0 | 0 | 0 | 0 | 0 | 0 | 0 | 0 | 0
7 | 28 | 7 | 6 | 1.7931 | 0 | 2.4469 | 0 | 0 | 0 | 0.0012057 | 0.23539 | 0 | 0 | 3.9553 | 0 | 8.4319 | 0 | 0 | 0 | 0 | 0 | 0 | 0 | 0 | 0 | 0 | 0 | 0 | 0 | 0.45131 | 0 | 0.71279 | 0 | 1.4365 | 0 | 0.525 | 0.6901 | 0 | 0 | 0 | 0 | 3.8157 | 0 | 0 | 0 | 0 | 0 | 0 | 0 | 0 | 0 | 0 | 0 | 0 | 0
7 | 28 | 8 | 6 | 1.7931 | 0 | 13.5789 | 0 | 0 | 0 | 0.0012057 | 0.468 | 0 | 0 | 4.1829 | 0 | 20.0241 | 0 | 0 | 0 | 0 | 0 | 0 | 0 | 0 | 0 | 0 | 0 | 0 | 0 | 0.45131 | 0 | 0.71279 | 0 | 3.2308 | 0 | 0.42 | 0.6901 | 0 | 0 | 0 | 0 | 5.505 | 0 | 0 | 0 | 0 | 0 | 0 | 0 | 0 | 0 | 0 | 0 | 0 | 0
7 | 28 | 9 | 6 | 1.7931 | 0 | 13.5789 | 0 | 0 | 0 | 0.0012057 | 0.4789 | 0 | 0 | 2.7264 | 0 | 18.5785 | 0 | 0 | 0 | 0 | 0 | 0 | 0 | 0 | 0 | 0 | 0 | 0 | 0 | 0.45131 | 0 | 0.71279 | 0 | 3.4105 | 0 | 0.315 | 0.6901 | 0 | 0 | 0 | 0 | 5.5797 | 0 | 0 | 0 | 0 | 0 | 0 | 0 | 0 | 0 | 0 | 0 | 0 | 0
7 | 28 | 10 | 6 | 1.7931 | 0 | 13.5789 | 0 | 0 | 0 | 0.0012057 | 0.56355 | 0 | 0 | 2.7264 | 0 | 18.6631 | 0 | 0 | 0 | 0 | 0 | 0 | 0 | 0 | 0 | 0 | 0 | 0 | 0 | 0.45131 | 0 | 0.71279 | 0 | 4.16 | 0 | 0.315 | 0.6901 | 0 | 0 | 0 | 0 | 6.3292 | 0 | 0 | 0 | 0 | 0 | 0 | 0 | 0 | 0 | 0 | 0 | 0 | 0
7 | 28 | 11 | 6 | 1.7931 | 0 | 13.5789 | 0 | 0 | 0 | 0.0012057 | 0.61622 | 0 | 0 | 3.175 | 0 | 19.1644 | 0 | 0 | 0 | 0 | 0 | 0 | 0 | 0 | 0 | 0 | 0 | 0 | 0 | 0.45131 | 0 | 0.54519 | 0 | 4.7297 | 0 | 0.3675 | 0.6901 | 0 | 0 | 0 | 0 | 6.7838 | 0 | 0 | 0 | 0 | 0 | 0 | 0 | 0 | 0 | 0 | 0 | 0 | 0
7 | 28 | 12 | 6 | 1.7931 | 0 | 8.6313 | 0 | 0 | 0 | 0.0012057 | 0.59271 | 0 | 0 | 3.6236 | 0 | 14.642 | 0 | 0 | 0 | 0 | 0 | 0 | 0 | 0 | 0 | 0 | 0 | 0 | 0 | 0.45131 | 0 | 0.54519 | 0 | 4.5591 | 0 | 0.42 | 0.6901 | 0 | 0 | 0 | 0 | 6.6657 | 0 | 0 | 0 | 0 | 0 | 0 | 0 | 0 | 0 | 0 | 0 | 0 | 0
7 | 28 | 13 | 6 | 1.7931 | 0 | 13.5789 | 0 | 0 | 0 | 0.0012057 | 0.55439 | 0 | 0 | 3.175 | 0 | 19.1026 | 0 | 0 | 0 | 0 | 0 | 0 | 0 | 0 | 0 | 0 | 0 | 0 | 0 | 0.45131 | 0 | 0.54519 | 0 | 4.0561 | 0 | 0.3675 | 0.6901 | 0 | 0 | 0 | 0 | 6.1102 | 0 | 0 | 0 | 0 | 0 | 0 | 0 | 0 | 0 | 0 | 0 | 0 | 0
7 | 28 | 14 | 6 | 1.7931 | 0 | 13.5789 | 0 | 0 | 0 | 0.0012057 | 0.56459 | 0 | 0 | 3.175 | 0 | 19.1128 | 0 | 0 | 0 | 0 | 0 | 0 | 0 | 0 | 0 | 0 | 0 | 0 | 0 | 0.45131 | 0 | 0.54519 | 0 | 4.3102 | 0 | 0.3675 | 0.6901 | 0 | 0 | 0 | 0 | 6.3643 | 0 | 0 | 0 | 0 | 0 | 0 | 0 | 0 | 0 | 0 | 0 | 0 | 0
7 | 28 | 15 | 6 | 1.7931 | 0 | 13.5789 | 0 | 0 | 0 | 0.0012057 | 0.58641 | 0 | 0 | 2.7264 | 0 | 18.686 | 0 | 0 | 0 | 0 | 0 | 0 | 0 | 0 | 0 | 0 | 0 | 0 | 0 | 0.45131 | 0 | 0.54519 | 0 | 4.5945 | 0 | 0.315 | 0.6901 | 0 | 0 | 0 | 0 | 6.5961 | 0 | 0 | 0 | 0 | 0 | 0 | 0 | 0 | 0 | 0 | 0 | 0 | 0
7 | 28 | 16 | 6 | 1.7931 | 0 | 13.5789 | 0 | 0 | 0 | 0.0012057 | 0.65382 | 0 | 0 | 2.7264 | 0 | 18.7535 | 0 | 0 | 0 | 0 | 0 | 0 | 0 | 0 | 0 | 0 | 0 | 0 | 0 | 0.45131 | 0 | 0.54519 | 0 | 5.1804 | 0 | 0.315 | 0.6901 | 0 | 0 | 0 | 0 | 7.182 | 0 | 0 | 0 | 0 | 0 | 0 | 0 | 0 | 0 | 0 | 0 | 0 | 0
7 | 28 | 17 | 6 | 1.7931 | 0 | 13.5789 | 0 | 0 | 0 | 0.0012057 | 0.6394 | 0 | 0 | 3.9553 | 0 | 19.9679 | 0 | 0 | 0 | 0 | 0 | 0 | 0 | 0 | 0 | 0 | 0 | 0 | 0 | 0.45131 | 0 | 0.54519 | 0 | 4.9637 | 0 | 0.525 | 0.6901 | 0 | 0 | 0 | 0 | 7.1753 | 0 | 0 | 0 | 0 | 0 | 0 | 0 | 0 | 0 | 0 | 0 | 0 | 0
7 | 28 | 18 | 6 | 1.7931 | 0 | 9.8682 | 0 | 0 | 0 | 0.0012057 | 0.54131 | 0 | 0 | 3.9553 | 0 | 16.1592 | 0 | 0 | 0 | 0 | 0 | 0 | 0 | 0 | 0 | 0 | 0 | 0 | 0 | 0.45131 | 0 | 0.54519 | 0 | 4.1204 | 0 | 0.525 | 0.6901 | 0 | 0 | 0 | 0 | 6.3319 | 0 | 0 | 0 | 0 | 0 | 0 | 0 | 0 | 0 | 0 | 0 | 0 | 0
7 | 28 | 19 | 6 | 1.7931 | 0 | 2.4469 | 0 | 0 | 0 | 0.0012057 | 0.39681 | 0 | 0 | 4.7355 | 0 | 9.3735 | 0 | 0 | 0 | 0 | 0 | 0 | 0 | 0 | 0 | 0 | 0 | 0 | 0 | 0.45131 | 0 | 0.88038 | 0 | 2.6814 | 0 | 0.42 | 0.6901 | 0 | 0 | 0 | 0 | 5.1232 | 0 | 0 | 0 | 0 | 0 | 0 | 0 | 0 | 0 | 0 | 0 | 0 | 0
7 | 28 | 20 | 6 | 1.7931 | 0 | 2.4469 | 0 | 0 | 0 | 0.0012057 | 0.31802 | 0 | 0 | 3.1751 | 0 | 7.7343 | 0 | 0 | 0 | 0 | 0 | 0 | 0 | 0 | 0 | 0 | 0 | 0 | 0 | 0.45131 | 0 | 1.1038 | 0 | 2.013 | 0 | 0.3675 | 0.6901 | 0 | 0 | 0 | 0 | 4.6257 | 0 | 0 | 0 | 0 | 0 | 0 | 0 | 0 | 0 | 0 | 0 | 0 | 0
7 | 28 | 21 | 6 | 1.7931 | 0 | 2.4469 | 0 | 0 | 0 | 0.0012057 | 0.26584 | 0 | 0 | 3.9552 | 0 | 8.4623 | 0 | 0 | 0 | 0 | 0 | 0 | 0 | 0 | 0 | 0 | 0 | 0 | 0 | 0.45131 | 0 | 1.2156 | 0 | 1.5472 | 0 | 0.4725 | 0.6901 | 0 | 0 | 0 | 0 | 4.3766 | 0 | 0 | 0 | 0 | 0 | 0 | 0 | 0 | 0 | 0 | 0 | 0 | 0
7 | 28 | 22 | 6 | 1.7931 | 0 | 2.4469 | 0 | 0 | 0 | 0.0012057 | 0.2444 | 0 | 0 | 2.842 | 0 | 7.3276 | 0 | 0 | 0 | 0 | 0 | 0 | 0 | 0 | 0 | 0 | 0 | 0 | 0 | 0.45131 | 0 | 1.1038 | 0 | 1.4203 | 0 | 0.315 | 0.6901 | 0 | 0 | 0 | 0 | 3.9806 | 0 | 0 | 0 | 0 | 0 | 0 | 0 | 0 | 0 | 0 | 0 | 0 | 0
7 | 28 | 23 | 6 | 1.7931 | 0 | 2.4469 | 0 | 0 | 0 | 0.0012057 | 0.24996 | 0 | 0 | 0.48299 | 0 | 4.9742 | 0 | 0 | 0 | 0 | 0 | 0 | 0 | 0 | 0 | 0 | 0 | 0 | 0 | 0.45131 | 0 | 0.88038 | 0 | 1.4509 | 0 | 0.0525 | 0.6901 | 0 | 0 | 0 | 0 | 3.5252 | 0 | 0 | 0 | 0 | 0 | 0 | 0 | 0 | 0 | 0 | 0 | 0 | 0
7 | 28 | 24 | 6 | 1.7931 | 0 | 2.4469 | 0 | 0 | 0 | 0.0012057 | 0.23309 | 0 | 0 | 0.48304 | 0 | 4.9574 | 0 | 0 | 0 | 0 | 0 | 0 | 0 | 0 | 0 | 0 | 0 | 0 | 0 | 0.45131 | 0 | 0.54519 | 0 | 1.2524 | 0 | 0.0525 | 0.6901 | 0 | 0 | 0 | 0 | 2.9915 | 0 | 0 | 0 | 0 | 0 | 0 | 0 | 0 | 0 | 0 | 0 | 0 | 0
7 | 29 | 1 | 7 | 1.7931 | 0 | 2.4469 | 0 | 0 | 0 | 0.0012057 | 0.20607 | 0 | 0 | 0.48316 | 0 | 4.9305 | 0 | 0 | 0 | 0 | 0 | 0 | 0 | 0 | 0 | 0 | 0 | 0 | 0 | 0.45131 | 0 | 0.32173 | 0 | 1.0439 | 0 | 0.0525 | 0.6901 | 0 | 0 | 0 | 0 | 2.5595 | 0 | 0 | 0 | 0 | 0 | 0 | 0 | 0 | 0 | 0 | 0 | 0 | 0
7 | 29 | 2 | 7 | 1.7931 | 0 | 2.4469 | 0 | 0 | 0 | 0.0012057 | 0.19436 | 0 | 0 | 0.4833 | 0 | 4.9189 | 0 | 0 | 0 | 0 | 0 | 0 | 0 | 0 | 0 | 0 | 0 | 0 | 0 | 0.45131 | 0 | 0.32173 | 0 | 0.97491 | 0 | 0.0525 | 0.6901 | 0 | 0 | 0 | 0 | 2.4905 | 0 | 0 | 0 | 0 | 0 | 0 | 0 | 0 | 0 | 0 | 0 | 0 | 0
7 | 29 | 3 | 7 | 1.7931 | 0 | 2.4469 | 0 | 0 | 0 | 0.0012057 | 0.18052 | 0 | 0 | 0.48338 | 0 | 4.9051 | 0 | 0 | 0 | 0 | 0 | 0 | 0 | 0 | 0 | 0 | 0 | 0 | 0 | 0.45131 | 0 | 0.32173 | 0 | 0.8724 | 0 | 0.0525 | 0.6901 | 0 | 0 | 0 | 0 | 2.388 | 0 | 0 | 0 | 0 | 0 | 0 | 0 | 0 | 0 | 0 | 0 | 0 | 0
7 | 29 | 4 | 7 | 1.7931 | 0 | 2.4469 | 0 | 0 | 0 | 0.0012057 | 0.16991 | 0 | 0 | 0.48344 | 0 | 4.8946 | 0 | 0 | 0 | 0 | 0 | 0 | 0 | 0 | 0 | 0 | 0 | 0 | 0 | 0.45131 | 0 | 0.32173 | 0 | 0.80981 | 0 | 0.0525 | 0.6901 | 0 | 0 | 0 | 0 | 2.3255 | 0 | 0 | 0 | 0 | 0 | 0 | 0 | 0 | 0 | 0 | 0 | 0 | 0
7 | 29 | 5 | 7 | 1.7931 | 0 | 2.4469 | 0 | 0 | 0 | 0.0012057 | 0.16876 | 0 | 0 | 0.48348 | 0 | 4.8935 | 0 | 0 | 0 | 0 | 0 | 0 | 0 | 0 | 0 | 0 | 0 | 0 | 0 | 0.45131 | 0 | 0.32173 | 0 | 0.79552 | 0 | 0.0525 | 0.6901 | 0 | 0 | 0 | 0 | 2.3112 | 0 | 0 | 0 | 0 | 0 | 0 | 0 | 0 | 0 | 0 | 0 | 0 | 0
7 | 29 | 6 | 7 | 1.7931 | 0 | 2.4469 | 0 | 0 | 0 | 0.0012057 | 0.17886 | 0 | 0 | 2.7268 | 0 | 7.1469 | 0 | 0 | 0 | 0 | 0 | 0 | 0 | 0 | 0 | 0 | 0 | 0 | 0 | 0.45131 | 0 | 0.54519 | 0 | 0.83332 | 0 | 0.315 | 0.6901 | 0 | 0 | 0 | 0 | 2.8349 | 0 | 0 | 0 | 0 | 0 | 0 | 0 | 0 | 0 | 0 | 0 | 0 | 0
7 | 29 | 7 | 7 | 1.7931 | 0 | 2.4469 | 0 | 0 | 0 | 0.0012057 | 0.20078 | 0 | 0 | 3.9554 | 0 | 8.3974 | 0 | 0 | 0 | 0 | 0 | 0 | 0 | 0 | 0 | 0 | 0 | 0 | 0 | 0.45131 | 0 | 0.71279 | 0 | 0.96361 | 0 | 0.525 | 0.6901 | 0 | 0 | 0 | 0 | 3.3428 | 0 | 0 | 0 | 0 | 0 | 0 | 0 | 0 | 0 | 0 | 0 | 0 | 0
7 | 29 | 8 | 7 | 1.7931 | 0 | 13.5789 | 0 | 0 | 0 | 0.0012057 | 0.38467 | 0 | 0 | 4.1833 | 0 | 19.9412 | 0 | 0 | 0 | 0 | 0 | 0 | 0 | 0 | 0 | 0 | 0 | 0 | 0 | 0.45131 | 0 | 0.71279 | 0 | 2.2197 | 0 | 0.42 | 0.6901 | 0 | 0 | 0 | 0 | 4.4938 | 0 | 0 | 0 | 0 | 0 | 0 | 0 | 0 | 0 | 0 | 0 | 0 | 0
7 | 29 | 9 | 7 | 1.7931 | 0 | 13.5789 | 0 | 0 | 0 | 0.0012057 | 0.40922 | 0 | 0 | 2.7266 | 0 | 18.5091 | 0 | 0 | 0 | 0 | 0 | 0 | 0 | 0 | 0 | 0 | 0 | 0 | 0 | 0.45131 | 0 | 0.71279 | 0 | 2.4045 | 0 | 0.315 | 0.6901 | 0 | 0 | 0 | 0 | 4.5736 | 0 | 0 | 0 | 0 | 0 | 0 | 0 | 0 | 0 | 0 | 0 | 0 | 0
7 | 29 | 10 | 7 | 1.7931 | 0 | 13.5789 | 0 | 0 | 0 | 0.0012057 | 0.49194 | 0 | 0 | 2.7266 | 0 | 18.5918 | 0 | 0 | 0 | 0 | 0 | 0 | 0 | 0 | 0 | 0 | 0 | 0 | 0 | 0.45131 | 0 | 0.71279 | 0 | 2.9214 | 0 | 0.315 | 0.6901 | 0 | 0 | 0 | 0 | 5.0906 | 0 | 0 | 0 | 0 | 0 | 0 | 0 | 0 | 0 | 0 | 0 | 0 | 0
7 | 29 | 11 | 7 | 1.7931 | 0 | 13.5789 | 0 | 0 | 0 | 0.0012057 | 0.54361 | 0 | 0 | 3.1753 | 0 | 19.0921 | 0 | 0 | 0 | 0 | 0 | 0 | 0 | 0 | 0 | 0 | 0 | 0 | 0 | 0.45131 | 0 | 0.54519 | 0 | 3.2853 | 0 | 0.3675 | 0.6901 | 0 | 0 | 0 | 0 | 5.3394 | 0 | 0 | 0 | 0 | 0 | 0 | 0 | 0 | 0 | 0 | 0 | 0 | 0
7 | 29 | 12 | 7 | 1.7931 | 0 | 8.6313 | 0 | 0 | 0 | 0.0012057 | 0.46064 | 0 | 0 | 3.624 | 0 | 14.5103 | 0 | 0 | 0 | 0 | 0 | 0 | 0 | 0 | 0 | 0 | 0 | 0 | 0 | 0.45131 | 0 | 0.54519 | 0 | 2.7712 | 0 | 0.42 | 0.6901 | 0 | 0 | 0 | 0 | 4.8778 | 0 | 0 | 0 | 0 | 0 | 0 | 0 | 0 | 0 | 0 | 0 | 0 | 0
7 | 29 | 13 | 7 | 1.7931 | 0 | 13.5789 | 0 | 0 | 0 | 0.0012057 | 0.53558 | 0 | 0 | 3.1753 | 0 | 19.0841 | 0 | 0 | 0 | 0 | 0 | 0 | 0 | 0 | 0 | 0 | 0 | 0 | 0 | 0.45131 | 0 | 0.54519 | 0 | 3.2838 | 0 | 0.3675 | 0.6901 | 0 | 0 | 0 | 0 | 5.3379 | 0 | 0 | 0 | 0 | 0 | 0 | 0 | 0 | 0 | 0 | 0 | 0 | 0
7 | 29 | 14 | 7 | 1.7931 | 0 | 13.5789 | 0 | 0 | 0 | 0.0012057 | 0.5688 | 0 | 0 | 3.1753 | 0 | 19.1174 | 0 | 0 | 0 | 0 | 0 | 0 | 0 | 0 | 0 | 0 | 0 | 0 | 0 | 0.45131 | 0 | 0.54519 | 0 | 3.7209 | 0 | 0.3675 | 0.6901 | 0 | 0 | 0 | 0 | 5.775 | 0 | 0 | 0 | 0 | 0 | 0 | 0 | 0 | 0 | 0 | 0 | 0 | 0
7 | 29 | 15 | 7 | 1.7931 | 0 | 13.5789 | 0 | 0 | 0 | 0.0012057 | 0.59388 | 0 | 0 | 2.7267 | 0 | 18.6938 | 0 | 0 | 0 | 0 | 0 | 0 | 0 | 0 | 0 | 0 | 0 | 0 | 0 | 0.45131 | 0 | 0.54519 | 0 | 4.0365 | 0 | 0.315 | 0.6901 | 0 | 0 | 0 | 0 | 6.0381 | 0 | 0 | 0 | 0 | 0 | 0 | 0 | 0 | 0 | 0 | 0 | 0 | 0
7 | 29 | 16 | 7 | 1.7931 | 0 | 13.5789 | 0 | 0 | 0 | 0.0012057 | 0.63041 | 0 | 0 | 2.7267 | 0 | 18.7303 | 0 | 0 | 0 | 0 | 0 | 0 | 0 | 0 | 0 | 0 | 0 | 0 | 0 | 0.45131 | 0 | 0.54519 | 0 | 4.5319 | 0 | 0.315 | 0.6901 | 0 | 0 | 0 | 0 | 6.5335 | 0 | 0 | 0 | 0 | 0 | 0 | 0 | 0 | 0 | 0 | 0 | 0 | 0
7 | 29 | 17 | 7 | 1.7931 | 0 | 13.5789 | 0 | 0 | 0 | 0.0012057 | 0.60304 | 0 | 0 | 3.9554 | 0 | 19.9317 | 0 | 0 | 0 | 0 | 0 | 0 | 0 | 0 | 0 | 0 | 0 | 0 | 0 | 0.45131 | 0 | 0.54519 | 0 | 4.1399 | 0 | 0.525 | 0.6901 | 0 | 0 | 0 | 0 | 6.3515 | 0 | 0 | 0 | 0 | 0 | 0 | 0 | 0 | 0 | 0 | 0 | 0 | 0
7 | 29 | 18 | 7 | 1.7931 | 0 | 9.8682 | 0 | 0 | 0 | 0.0012057 | 0.50277 | 0 | 0 | 3.9554 | 0 | 16.1208 | 0 | 0 | 0 | 0 | 0 | 0 | 0 | 0 | 0 | 0 | 0 | 0 | 0 | 0.45131 | 0 | 0.54519 | 0 | 3.371 | 0 | 0.525 | 0.6901 | 0 | 0 | 0 | 0 | 5.5826 | 0 | 0 | 0 | 0 | 0 | 0 | 0 | 0 | 0 | 0 | 0 | 0 | 0
7 | 29 | 19 | 7 | 1.7931 | 0 | 2.4469 | 0 | 0 | 0 | 0.0012057 | 0.33861 | 0 | 0 | 4.736 | 0 | 9.3158 | 0 | 0 | 0 | 0 | 0 | 0 | 0 | 0 | 0 | 0 | 0 | 0 | 0 | 0.45131 | 0 | 0.88038 | 0 | 2.1281 | 0 | 0.42 | 0.6901 | 0 | 0 | 0 | 0 | 4.5698 | 0 | 0 | 0 | 0 | 0 | 0 | 0 | 0 | 0 | 0 | 0 | 0 | 0
7 | 29 | 20 | 7 | 1.7931 | 0 | 2.4469 | 0 | 0 | 0 | 0.0012057 | 0.26512 | 0 | 0 | 3.1753 | 0 | 7.6817 | 0 | 0 | 0 | 0 | 0 | 0 | 0 | 0 | 0 | 0 | 0 | 0 | 0 | 0.45131 | 0 | 1.1038 | 0 | 1.6041 | 0 | 0.3675 | 0.6901 | 0 | 0 | 0 | 0 | 4.2169 | 0 | 0 | 0 | 0 | 0 | 0 | 0 | 0 | 0 | 0 | 0 | 0 | 0
7 | 29 | 21 | 7 | 1.7931 | 0 | 2.4469 | 0 | 0 | 0 | 0.0012057 | 0.24339 | 0 | 0 | 3.9554 | 0 | 8.44 | 0 | 0 | 0 | 0 | 0 | 0 | 0 | 0 | 0 | 0 | 0 | 0 | 0 | 0.45131 | 0 | 1.2156 | 0 | 1.4962 | 0 | 0.4725 | 0.6901 | 0 | 0 | 0 | 0 | 4.3256 | 0 | 0 | 0 | 0 | 0 | 0 | 0 | 0 | 0 | 0 | 0 | 0 | 0
7 | 29 | 22 | 7 | 1.7931 | 0 | 2.4469 | 0 | 0 | 0 | 0.0012057 | 0.23299 | 0 | 0 | 2.8424 | 0 | 7.3166 | 0 | 0 | 0 | 0 | 0 | 0 | 0 | 0 | 0 | 0 | 0 | 0 | 0 | 0.45131 | 0 | 1.1038 | 0 | 1.4223 | 0 | 0.315 | 0.6901 | 0 | 0 | 0 | 0 | 3.9825 | 0 | 0 | 0 | 0 | 0 | 0 | 0 | 0 | 0 | 0 | 0 | 0 | 0
7 | 29 | 23 | 7 | 1.7931 | 0 | 2.4469 | 0 | 0 | 0 | 0.0012057 | 0.22563 | 0 | 0 | 0.48325 | 0 | 4.9501 | 0 | 0 | 0 | 0 | 0 | 0 | 0 | 0 | 0 | 0 | 0 | 0 | 0 | 0.45131 | 0 | 0.88038 | 0 | 1.3373 | 0 | 0.0525 | 0.6901 | 0 | 0 | 0 | 0 | 3.4116 | 0 | 0 | 0 | 0 | 0 | 0 | 0 | 0 | 0 | 0 | 0 | 0 | 0
7 | 29 | 24 | 7 | 1.7931 | 0 | 2.4469 | 0 | 0 | 0 | 0.0012057 | 0.21397 | 0 | 0 | 0.48331 | 0 | 4.9385 | 0 | 0 | 0 | 0 | 0 | 0 | 0 | 0 | 0 | 0 | 0 | 0 | 0 | 0.45131 | 0 | 0.54519 | 0 | 1.2181 | 0 | 0.0525 | 0.6901 | 0 | 0 | 0 | 0 | 2.9572 | 0 | 0 | 0 | 0 | 0 | 0 | 0 | 0 | 0 | 0 | 0 | 0 | 0
7 | 30 | 1 | 1 | 1.7931 | 0 | 2.4469 | 0 | 0 | 0 | 0.0012057 | 0.21088 | 0 | 0 | 0.48343 | 0 | 4.9355 | 0 | 0 | 0 | 0 | 0 | 0 | 0 | 0 | 0 | 0 | 0 | 0 | 0 | 0.45131 | 0 | 0.32173 | 0 | 1.2033 | 0 | 0.0525 | 0.6901 | 0 | 0 | 0 | 0 | 2.719 | 0 | 0 | 0 | 0 | 0 | 0 | 0 | 0 | 0 | 0 | 0 | 0 | 0
7 | 30 | 2 | 1 | 1.7931 | 0 | 2.4469 | 0 | 0 | 0 | 0.0012057 | 0.19684 | 0 | 0 | 0.48355 | 0 | 4.9216 | 0 | 0 | 0 | 0 | 0 | 0 | 0 | 0 | 0 | 0 | 0 | 0 | 0 | 0.45131 | 0 | 0.32173 | 0 | 1.1444 | 0 | 0.0525 | 0.6901 | 0 | 0 | 0 | 0 | 2.6601 | 0 | 0 | 0 | 0 | 0 | 0 | 0 | 0 | 0 | 0 | 0 | 0 | 0
7 | 30 | 3 | 1 | 1.7931 | 0 | 2.4469 | 0 | 0 | 0 | 0.0012057 | 0.20528 | 0 | 0 | 0.48362 | 0 | 4.9301 | 0 | 0 | 0 | 0 | 0 | 0 | 0 | 0 | 0 | 0 | 0 | 0 | 0 | 0.45131 | 0 | 0.32173 | 0 | 1.2307 | 0 | 0.0525 | 0.6901 | 0 | 0 | 0 | 0 | 2.7463 | 0 | 0 | 0 | 0 | 0 | 0 | 0 | 0 | 0 | 0 | 0 | 0 | 0
7 | 30 | 4 | 1 | 1.7931 | 0 | 2.4469 | 0 | 0 | 0 | 0.0012057 | 0.19025 | 0 | 0 | 0.48366 | 0 | 4.9151 | 0 | 0 | 0 | 0 | 0 | 0 | 0 | 0 | 0 | 0 | 0 | 0 | 0 | 0.45131 | 0 | 0.32173 | 0 | 1.0976 | 0 | 0.0525 | 0.6901 | 0 | 0 | 0 | 0 | 2.6133 | 0 | 0 | 0 | 0 | 0 | 0 | 0 | 0 | 0 | 0 | 0 | 0 | 0
7 | 30 | 5 | 1 | 1.7931 | 0 | 2.4469 | 0 | 0 | 0 | 0.0012057 | 0.19665 | 0 | 0 | 0.48369 | 0 | 4.9216 | 0 | 0 | 0 | 0 | 0 | 0 | 0 | 0 | 0 | 0 | 0 | 0 | 0 | 0.45131 | 0 | 0.32173 | 0 | 1.1165 | 0 | 0.0525 | 0.6901 | 0 | 0 | 0 | 0 | 2.6321 | 0 | 0 | 0 | 0 | 0 | 0 | 0 | 0 | 0 | 0 | 0 | 0 | 0
7 | 30 | 6 | 1 | 1.7931 | 0 | 2.4469 | 0 | 0 | 0 | 0.0012057 | 0.18053 | 0 | 0 | 2.727 | 0 | 7.1487 | 0 | 0 | 0 | 0 | 0 | 0 | 0 | 0 | 0 | 0 | 0 | 0 | 0 | 0.45131 | 0 | 0.54519 | 0 | 0.96897 | 0 | 0.315 | 0.6901 | 0 | 0 | 0 | 0 | 2.9706 | 0 | 0 | 0 | 0 | 0 | 0 | 0 | 0 | 0 | 0 | 0 | 0 | 0
7 | 30 | 7 | 1 | 1.7931 | 0 | 2.4469 | 0 | 0 | 0 | 0.0012057 | 0.21028 | 0 | 0 | 3.9556 | 0 | 8.4071 | 0 | 0 | 0 | 0 | 0 | 0 | 0 | 0 | 0 | 0 | 0 | 0 | 0 | 0.45131 | 0 | 0.71279 | 0 | 1.1236 | 0 | 0.525 | 0.6901 | 0 | 0 | 0 | 0 | 3.5028 | 0 | 0 | 0 | 0 | 0 | 0 | 0 | 0 | 0 | 0 | 0 | 0 | 0
7 | 30 | 8 | 1 | 1.7931 | 0 | 13.5789 | 0 | 0 | 0 | 0.0012057 | 0.45664 | 0 | 0 | 4.1836 | 0 | 20.0134 | 0 | 0 | 0 | 0 | 0 | 0 | 0 | 0 | 0 | 0 | 0 | 0 | 0 | 0.45131 | 0 | 0.71279 | 0 | 2.7735 | 0 | 0.42 | 0.6901 | 0 | 0 | 0 | 0 | 5.0477 | 0 | 0 | 0 | 0 | 0 | 0 | 0 | 0 | 0 | 0 | 0 | 0 | 0
7 | 30 | 9 | 1 | 1.7931 | 0 | 13.5789 | 0 | 0 | 0 | 0.0012057 | 0.4393 | 0 | 0 | 2.7268 | 0 | 18.5393 | 0 | 0 | 0 | 0 | 0 | 0 | 0 | 0 | 0 | 0 | 0 | 0 | 0 | 0.45131 | 0 | 0.71279 | 0 | 2.8614 | 0 | 0.315 | 0.6901 | 0 | 0 | 0 | 0 | 5.0306 | 0 | 0 | 0 | 0 | 0 | 0 | 0 | 0 | 0 | 0 | 0 | 0 | 0
7 | 30 | 10 | 1 | 1.7931 | 0 | 13.5789 | 0 | 0 | 0 | 0.0012057 | 0.49701 | 0 | 0 | 2.7268 | 0 | 18.597 | 0 | 0 | 0 | 0 | 0 | 0 | 0 | 0 | 0 | 0 | 0 | 0 | 0 | 0.45131 | 0 | 0.71279 | 0 | 3.3752 | 0 | 0.315 | 0.6901 | 0 | 0 | 0 | 0 | 5.5444 | 0 | 0 | 0 | 0 | 0 | 0 | 0 | 0 | 0 | 0 | 0 | 0 | 0
7 | 30 | 11 | 1 | 1.7931 | 0 | 13.5789 | 0 | 0 | 0 | 0.0012057 | 0.54762 | 0 | 0 | 3.1754 | 0 | 19.0962 | 0 | 0 | 0 | 0 | 0 | 0 | 0 | 0 | 0 | 0 | 0 | 0 | 0 | 0.45131 | 0 | 0.54519 | 0 | 4.0027 | 0 | 0.3675 | 0.6901 | 0 | 0 | 0 | 0 | 6.0568 | 0 | 0 | 0 | 0 | 0 | 0 | 0 | 0 | 0 | 0 | 0 | 0 | 0
7 | 30 | 12 | 1 | 1.7931 | 0 | 8.6313 | 0 | 0 | 0 | 0.0012057 | 0.59346 | 0 | 0 | 3.624 | 0 | 14.6432 | 0 | 0 | 0 | 0 | 0 | 0 | 0 | 0 | 0 | 0 | 0 | 0 | 0 | 0.45131 | 0 | 0.54519 | 0 | 4.6963 | 0 | 0.42 | 0.6901 | 0 | 0 | 0 | 0 | 6.8029 | 0 | 0 | 0 | 0 | 0 | 0 | 0 | 0 | 0 | 0 | 0 | 0 | 0
7 | 30 | 13 | 1 | 1.7931 | 0 | 13.5789 | 0 | 0 | 0 | 0.0012057 | 0.71749 | 0 | 0 | 3.1753 | 0 | 19.266 | 0 | 0 | 0 | 0 | 0 | 0 | 0 | 0 | 0 | 0 | 0 | 0 | 0 | 0.45131 | 0 | 0.54519 | 0 | 5.8251 | 0 | 0.3675 | 0.6901 | 0 | 0 | 0 | 0 | 7.8792 | 0 | 0 | 0 | 0 | 0 | 0 | 0 | 0 | 0 | 0 | 0 | 0 | 0
7 | 30 | 14 | 1 | 1.7931 | 0 | 13.5789 | 0 | 0 | 0 | 0.0012057 | 0.75685 | 0 | 0 | 3.1753 | 0 | 19.3054 | 0 | 0 | 0 | 0 | 0 | 0 | 0 | 0 | 0 | 0 | 0 | 0 | 0 | 0.45131 | 0 | 0.54519 | 0 | 6.1536 | 0 | 0.3675 | 0.6901 | 0 | 0 | 0 | 0 | 8.2077 | 0 | 0 | 0 | 0 | 0 | 0 | 0 | 0 | 0 | 0 | 0 | 0 | 0
7 | 30 | 15 | 1 | 1.7931 | 0 | 13.5789 | 0 | 0 | 0 | 0.0012057 | 0.76053 | 0 | 0 | 2.7266 | 0 | 18.8604 | 0 | 0 | 0 | 0 | 0 | 0 | 0 | 0 | 0 | 0 | 0 | 0 | 0 | 0.45131 | 0 | 0.54519 | 0 | 6.123 | 0 | 0.315 | 0.6901 | 0 | 0 | 0 | 0 | 8.1246 | 0 | 0 | 0 | 0 | 0 | 0 | 0 | 0 | 0 | 0 | 0 | 0 | 0
7 | 30 | 16 | 1 | 1.7931 | 0 | 13.5789 | 0 | 0 | 0 | 0.0012057 | 0.75041 | 0 | 0 | 2.7267 | 0 | 18.8503 | 0 | 0 | 0 | 0 | 0 | 0 | 0 | 0 | 0 | 0 | 0 | 0 | 0 | 0.45131 | 0 | 0.54519 | 0 | 6.0814 | 0 | 0.315 | 0.6901 | 0 | 0 | 0 | 0 | 8.083 | 0 | 0 | 0 | 0 | 0 | 0 | 0 | 0 | 0 | 0 | 0 | 0 | 0
7 | 30 | 17 | 1 | 1.7931 | 0 | 13.5789 | 0 | 0 | 0 | 0.0012057 | 0.73478 | 0 | 0 | 3.9554 | 0 | 20.0634 | 0 | 0 | 0 | 0 | 0 | 0 | 0 | 0 | 0 | 0 | 0 | 0 | 0 | 0.45131 | 0 | 0.54519 | 0 | 5.8713 | 0 | 0.525 | 0.6901 | 0 | 0 | 0 | 0 | 8.0829 | 0 | 0 | 0 | 0 | 0 | 0 | 0 | 0 | 0 | 0 | 0 | 0 | 0
7 | 30 | 18 | 1 | 1.7931 | 0 | 9.8682 | 0 | 0 | 0 | 0.0012057 | 0.62957 | 0 | 0 | 3.9554 | 0 | 16.2475 | 0 | 0 | 0 | 0 | 0 | 0 | 0 | 0 | 0 | 0 | 0 | 0 | 0 | 0.45131 | 0 | 0.54519 | 0 | 4.9164 | 0 | 0.525 | 0.6901 | 0 | 0 | 0 | 0 | 7.128 | 0 | 0 | 0 | 0 | 0 | 0 | 0 | 0 | 0 | 0 | 0 | 0 | 0
7 | 30 | 19 | 1 | 1.7931 | 0 | 2.4469 | 0 | 0 | 0 | 0.0012057 | 0.44203 | 0 | 0 | 4.7359 | 0 | 9.4192 | 0 | 0 | 0 | 0 | 0 | 0 | 0 | 0 | 0 | 0 | 0 | 0 | 0 | 0.45131 | 0 | 0.88038 | 0 | 3.2557 | 0 | 0.42 | 0.6901 | 0 | 0 | 0 | 0 | 5.6975 | 0 | 0 | 0 | 0 | 0 | 0 | 0 | 0 | 0 | 0 | 0 | 0 | 0
7 | 30 | 20 | 1 | 1.7931 | 0 | 2.4469 | 0 | 0 | 0 | 0.0012057 | 0.35462 | 0 | 0 | 3.1753 | 0 | 7.7712 | 0 | 0 | 0 | 0 | 0 | 0 | 0 | 0 | 0 | 0 | 0 | 0 | 0 | 0.45131 | 0 | 1.1038 | 0 | 2.4578 | 0 | 0.3675 | 0.6901 | 0 | 0 | 0 | 0 | 5.0706 | 0 | 0 | 0 | 0 | 0 | 0 | 0 | 0 | 0 | 0 | 0 | 0 | 0
7 | 30 | 21 | 1 | 1.7931 | 0 | 2.4469 | 0 | 0 | 0 | 0.0012057 | 0.31461 | 0 | 0 | 3.9554 | 0 | 8.5112 | 0 | 0 | 0 | 0 | 0 | 0 | 0 | 0 | 0 | 0 | 0 | 0 | 0 | 0.45131 | 0 | 1.2156 | 0 | 2.0675 | 0 | 0.4725 | 0.6901 | 0 | 0 | 0 | 0 | 4.897 | 0 | 0 | 0 | 0 | 0 | 0 | 0 | 0 | 0 | 0 | 0 | 0 | 0
7 | 30 | 22 | 1 | 1.7931 | 0 | 2.4469 | 0 | 0 | 0 | 0.0012057 | 0.29528 | 0 | 0 | 2.8424 | 0 | 7.3789 | 0 | 0 | 0 | 0 | 0 | 0 | 0 | 0 | 0 | 0 | 0 | 0 | 0 | 0.45131 | 0 | 1.1038 | 0 | 1.885 | 0 | 0.315 | 0.6901 | 0 | 0 | 0 | 0 | 4.4453 | 0 | 0 | 0 | 0 | 0 | 0 | 0 | 0 | 0 | 0 | 0 | 0 | 0
7 | 30 | 23 | 1 | 1.7931 | 0 | 2.4469 | 0 | 0 | 0 | 0.0012057 | 0.28968 | 0 | 0 | 0.48326 | 0 | 5.0142 | 0 | 0 | 0 | 0 | 0 | 0 | 0 | 0 | 0 | 0 | 0 | 0 | 0 | 0.45131 | 0 | 0.88038 | 0 | 1.8143 | 0 | 0.0525 | 0.6901 | 0 | 0 | 0 | 0 | 3.8886 | 0 | 0 | 0 | 0 | 0 | 0 | 0 | 0 | 0 | 0 | 0 | 0 | 0
7 | 30 | 24 | 1 | 1.7931 | 0 | 2.4469 | 0 | 0 | 0 | 0.0012057 | 0.28727 | 0 | 0 | 0.48331 | 0 | 5.0118 | 0 | 0 | 0 | 0 | 0 | 0 | 0 | 0 | 0 | 0 | 0 | 0 | 0 | 0.45131 | 0 | 0.54519 | 0 | 1.7993 | 0 | 0.0525 | 0.6901 | 0 | 0 | 0 | 0 | 3.5384 | 0 | 0 | 0 | 0 | 0 | 0 | 0 | 0 | 0 | 0 | 0 | 0 | 0
7 | 31 | 1 | 2 | 1.7931 | 0 | 2.4469 | 0 | 0 | 0 | 0.0012057 | 0.29203 | 0 | 0 | 0.48341 | 0 | 5.0167 | 0 | 0 | 0 | 0 | 0 | 0 | 0 | 0 | 0 | 0 | 0 | 0 | 0 | 0.45131 | 0 | 0.32173 | 0 | 1.7872 | 0 | 0.0525 | 0.6901 | 0 | 0 | 0 | 0 | 3.3029 | 0 | 0 | 0 | 0 | 0 | 0 | 0 | 0 | 0 | 0 | 0 | 0 | 0
7 | 31 | 2 | 2 | 1.7931 | 0 | 2.4469 | 0 | 0 | 0 | 0.0012057 | 0.2848 | 0 | 0 | 0.48352 | 0 | 5.0095 | 0 | 0 | 0 | 0 | 0 | 0 | 0 | 0 | 0 | 0 | 0 | 0 | 0 | 0.45131 | 0 | 0.32173 | 0 | 1.6849 | 0 | 0.0525 | 0.6901 | 0 | 0 | 0 | 0 | 3.2006 | 0 | 0 | 0 | 0 | 0 | 0 | 0 | 0 | 0 | 0 | 0 | 0 | 0
7 | 31 | 3 | 2 | 1.7931 | 0 | 2.4469 | 0 | 0 | 0 | 0.0012057 | 0.27914 | 0 | 0 | 0.48357 | 0 | 5.0039 | 0 | 0 | 0 | 0 | 0 | 0 | 0 | 0 | 0 | 0 | 0 | 0 | 0 | 0.45131 | 0 | 0.32173 | 0 | 1.6143 | 0 | 0.0525 | 0.6901 | 0 | 0 | 0 | 0 | 3.13 | 0 | 0 | 0 | 0 | 0 | 0 | 0 | 0 | 0 | 0 | 0 | 0 | 0
7 | 31 | 4 | 2 | 1.7931 | 0 | 2.4469 | 0 | 0 | 0 | 0.0012057 | 0.26489 | 0 | 0 | 0.4836 | 0 | 4.9897 | 0 | 0 | 0 | 0 | 0 | 0 | 0 | 0 | 0 | 0 | 0 | 0 | 0 | 0.45131 | 0 | 0.32173 | 0 | 1.5157 | 0 | 0.0525 | 0.6901 | 0 | 0 | 0 | 0 | 3.0314 | 0 | 0 | 0 | 0 | 0 | 0 | 0 | 0 | 0 | 0 | 0 | 0 | 0
7 | 31 | 5 | 2 | 1.7931 | 0 | 2.4469 | 0 | 0 | 0 | 0.0012057 | 0.26941 | 0 | 0 | 0.48362 | 0 | 4.9943 | 0 | 0 | 0 | 0 | 0 | 0 | 0 | 0 | 0 | 0 | 0 | 0 | 0 | 0.45131 | 0 | 0.32173 | 0 | 1.5504 | 0 | 0.0525 | 0.6901 | 0 | 0 | 0 | 0 | 3.066 | 0 | 0 | 0 | 0 | 0 | 0 | 0 | 0 | 0 | 0 | 0 | 0 | 0
7 | 31 | 6 | 2 | 1.7931 | 0 | 2.4469 | 0 | 0 | 0 | 0.0012057 | 0.26611 | 0 | 0 | 2.7269 | 0 | 7.2342 | 0 | 0 | 0 | 0 | 0 | 0 | 0 | 0 | 0 | 0 | 0 | 0 | 0 | 0.45131 | 0 | 0.54519 | 0 | 1.4512 | 0 | 0.315 | 0.6901 | 0 | 0 | 0 | 0 | 3.4528 | 0 | 0 | 0 | 0 | 0 | 0 | 0 | 0 | 0 | 0 | 0 | 0 | 0
7 | 31 | 7 | 2 | 1.7931 | 0 | 2.4469 | 0 | 0 | 0 | 0.0012057 | 0.25434 | 0 | 0 | 3.9555 | 0 | 8.4511 | 0 | 0 | 0 | 0 | 0 | 0 | 0 | 0 | 0 | 0 | 0 | 0 | 0 | 0.45131 | 0 | 0.71279 | 0 | 1.2867 | 0 | 0.525 | 0.6901 | 0 | 0 | 0 | 0 | 3.6659 | 0 | 0 | 0 | 0 | 0 | 0 | 0 | 0 | 0 | 0 | 0 | 0 | 0
7 | 31 | 8 | 2 | 1.7931 | 0 | 13.5789 | 0 | 0 | 0 | 0.0012057 | 0.39031 | 0 | 0 | 4.1834 | 0 | 19.9469 | 0 | 0 | 0 | 0 | 0 | 0 | 0 | 0 | 0 | 0 | 0 | 0 | 0 | 0.45131 | 0 | 0.71279 | 0 | 2.1237 | 0 | 0.42 | 0.6901 | 0 | 0 | 0 | 0 | 4.3979 | 0 | 0 | 0 | 0 | 0 | 0 | 0 | 0 | 0 | 0 | 0 | 0 | 0
7 | 31 | 9 | 2 | 1.7931 | 0 | 13.5789 | 0 | 0 | 0 | 0.0012057 | 0.4307 | 0 | 0 | 2.7267 | 0 | 18.5306 | 0 | 0 | 0 | 0 | 0 | 0 | 0 | 0 | 0 | 0 | 0 | 0 | 0 | 0.45131 | 0 | 0.71279 | 0 | 2.4747 | 0 | 0.315 | 0.6901 | 0 | 0 | 0 | 0 | 4.6439 | 0 | 0 | 0 | 0 | 0 | 0 | 0 | 0 | 0 | 0 | 0 | 0 | 0
7 | 31 | 10 | 2 | 1.7931 | 0 | 13.5789 | 0 | 0 | 0 | 0.0012057 | 0.46895 | 0 | 0 | 2.7267 | 0 | 18.5689 | 0 | 0 | 0 | 0 | 0 | 0 | 0 | 0 | 0 | 0 | 0 | 0 | 0 | 0.45131 | 0 | 0.71279 | 0 | 2.809 | 0 | 0.315 | 0.6901 | 0 | 0 | 0 | 0 | 4.9782 | 0 | 0 | 0 | 0 | 0 | 0 | 0 | 0 | 0 | 0 | 0 | 0 | 0
7 | 31 | 11 | 2 | 1.7931 | 0 | 13.5789 | 0 | 0 | 0 | 0.0012057 | 0.50301 | 0 | 0 | 3.1753 | 0 | 19.0516 | 0 | 0 | 0 | 0 | 0 | 0 | 0 | 0 | 0 | 0 | 0 | 0 | 0 | 0.45131 | 0 | 0.54519 | 0 | 3.1398 | 0 | 0.3675 | 0.6901 | 0 | 0 | 0 | 0 | 5.1939 | 0 | 0 | 0 | 0 | 0 | 0 | 0 | 0 | 0 | 0 | 0 | 0 | 0
7 | 31 | 12 | 2 | 1.7931 | 0 | 8.6313 | 0 | 0 | 0 | 0.0012057 | 0.51948 | 0 | 0 | 3.624 | 0 | 14.5691 | 0 | 0 | 0 | 0 | 0 | 0 | 0 | 0 | 0 | 0 | 0 | 0 | 0 | 0.45131 | 0 | 0.54519 | 0 | 3.2946 | 0 | 0.42 | 0.6901 | 0 | 0 | 0 | 0 | 5.4012 | 0 | 0 | 0 | 0 | 0 | 0 | 0 | 0 | 0 | 0 | 0 | 0 | 0
7 | 31 | 13 | 2 | 1.7931 | 0 | 13.5789 | 0 | 0 | 0 | 0.0012057 | 0.58103 | 0 | 0 | 3.1753 | 0 | 19.1296 | 0 | 0 | 0 | 0 | 0 | 0 | 0 | 0 | 0 | 0 | 0 | 0 | 0 | 0.45131 | 0 | 0.54519 | 0 | 3.7708 | 0 | 0.3675 | 0.6901 | 0 | 0 | 0 | 0 | 5.8249 | 0 | 0 | 0 | 0 | 0 | 0 | 0 | 0 | 0 | 0 | 0 | 0 | 0
7 | 31 | 14 | 2 | 1.7931 | 0 | 13.5789 | 0 | 0 | 0 | 0.0012057 | 0.57897 | 0 | 0 | 3.1753 | 0 | 19.1275 | 0 | 0 | 0 | 0 | 0 | 0 | 0 | 0 | 0 | 0 | 0 | 0 | 0 | 0.45131 | 0 | 0.54519 | 0 | 3.7766 | 0 | 0.3675 | 0.6901 | 0 | 0 | 0 | 0 | 5.8307 | 0 | 0 | 0 | 0 | 0 | 0 | 0 | 0 | 0 | 0 | 0 | 0 | 0
7 | 31 | 15 | 2 | 1.7931 | 0 | 13.5789 | 0 | 0 | 0 | 0.0012057 | 0.5618 | 0 | 0 | 2.7267 | 0 | 18.6617 | 0 | 0 | 0 | 0 | 0 | 0 | 0 | 0 | 0 | 0 | 0 | 0 | 0 | 0.45131 | 0 | 0.54519 | 0 | 3.6702 | 0 | 0.315 | 0.6901 | 0 | 0 | 0 | 0 | 5.6718 | 0 | 0 | 0 | 0 | 0 | 0 | 0 | 0 | 0 | 0 | 0 | 0 | 0
7 | 31 | 16 | 2 | 1.7931 | 0 | 13.5789 | 0 | 0 | 0 | 0.0012057 | 0.55795 | 0 | 0 | 2.7267 | 0 | 18.6578 | 0 | 0 | 0 | 0 | 0 | 0 | 0 | 0 | 0 | 0 | 0 | 0 | 0 | 0.45131 | 0 | 0.54519 | 0 | 3.7102 | 0 | 0.315 | 0.6901 | 0 | 0 | 0 | 0 | 5.7118 | 0 | 0 | 0 | 0 | 0 | 0 | 0 | 0 | 0 | 0 | 0 | 0 | 0
7 | 31 | 17 | 2 | 1.7931 | 0 | 13.5789 | 0 | 0 | 0 | 0.0012057 | 0.55226 | 0 | 0 | 3.9554 | 0 | 19.8809 | 0 | 0 | 0 | 0 | 0 | 0 | 0 | 0 | 0 | 0 | 0 | 0 | 0 | 0.45131 | 0 | 0.54519 | 0 | 3.728 | 0 | 0.525 | 0.6901 | 0 | 0 | 0 | 0 | 5.9396 | 0 | 0 | 0 | 0 | 0 | 0 | 0 | 0 | 0 | 0 | 0 | 0 | 0
7 | 31 | 18 | 2 | 1.7931 | 0 | 9.8682 | 0 | 0 | 0 | 0.0012057 | 0.50106 | 0 | 0 | 3.9554 | 0 | 16.119 | 0 | 0 | 0 | 0 | 0 | 0 | 0 | 0 | 0 | 0 | 0 | 0 | 0 | 0.45131 | 0 | 0.54519 | 0 | 3.4627 | 0 | 0.525 | 0.6901 | 0 | 0 | 0 | 0 | 5.6743 | 0 | 0 | 0 | 0 | 0 | 0 | 0 | 0 | 0 | 0 | 0 | 0 | 0
7 | 31 | 19 | 2 | 1.7931 | 0 | 2.4469 | 0 | 0 | 0 | 0.0012057 | 0.37449 | 0 | 0 | 4.7359 | 0 | 9.3516 | 0 | 0 | 0 | 0 | 0 | 0 | 0 | 0 | 0 | 0 | 0 | 0 | 0 | 0.45131 | 0 | 0.88038 | 0 | 2.4126 | 0 | 0.42 | 0.6901 | 0 | 0 | 0 | 0 | 4.8544 | 0 | 0 | 0 | 0 | 0 | 0 | 0 | 0 | 0 | 0 | 0 | 0 | 0
7 | 31 | 20 | 2 | 1.7931 | 0 | 2.4469 | 0 | 0 | 0 | 0.0012057 | 0.32363 | 0 | 0 | 3.1753 | 0 | 7.7401 | 0 | 0 | 0 | 0 | 0 | 0 | 0 | 0 | 0 | 0 | 0 | 0 | 0 | 0.45131 | 0 | 1.1038 | 0 | 1.9944 | 0 | 0.3675 | 0.6901 | 0 | 0 | 0 | 0 | 4.6071 | 0 | 0 | 0 | 0 | 0 | 0 | 0 | 0 | 0 | 0 | 0 | 0 | 0
7 | 31 | 21 | 2 | 1.7931 | 0 | 2.4469 | 0 | 0 | 0 | 0.0012057 | 0.30665 | 0 | 0 | 3.9553 | 0 | 8.5032 | 0 | 0 | 0 | 0 | 0 | 0 | 0 | 0 | 0 | 0 | 0 | 0 | 0 | 0.45131 | 0 | 1.2156 | 0 | 1.8753 | 0 | 0.4725 | 0.6901 | 0 | 0 | 0 | 0 | 4.7047 | 0 | 0 | 0 | 0 | 0 | 0 | 0 | 0 | 0 | 0 | 0 | 0 | 0
7 | 31 | 22 | 2 | 1.7931 | 0 | 2.4469 | 0 | 0 | 0 | 0.0012057 | 0.28597 | 0 | 0 | 2.8422 | 0 | 7.3694 | 0 | 0 | 0 | 0 | 0 | 0 | 0 | 0 | 0 | 0 | 0 | 0 | 0 | 0.45131 | 0 | 1.1038 | 0 | 1.6584 | 0 | 0.315 | 0.6901 | 0 | 0 | 0 | 0 | 4.2187 | 0 | 0 | 0 | 0 | 0 | 0 | 0 | 0 | 0 | 0 | 0 | 0 | 0
7 | 31 | 23 | 2 | 1.7931 | 0 | 2.4469 | 0 | 0 | 0 | 0.0012057 | 0.26242 | 0 | 0 | 0.48313 | 0 | 4.9868 | 0 | 0 | 0 | 0 | 0 | 0 | 0 | 0 | 0 | 0 | 0 | 0 | 0 | 0.45131 | 0 | 0.88038 | 0 | 1.4317 | 0 | 0.0525 | 0.6901 | 0 | 0 | 0 | 0 | 3.506 | 0 | 0 | 0 | 0 | 0 | 0 | 0 | 0 | 0 | 0 | 0 | 0 | 0
7 | 31 | 24 | 2 | 1.7931 | 0 | 2.4469 | 0 | 0 | 0 | 0.0012057 | 0.24032 | 0 | 0 | 0.48318 | 0 | 4.9647 | 0 | 0 | 0 | 0 | 0 | 0 | 0 | 0 | 0 | 0 | 0 | 0 | 0 | 0.45131 | 0 | 0.54519 | 0 | 1.2358 | 0 | 0.0525 | 0.6901 | 0 | 0 | 0 | 0 | 2.9749 | 0 | 0 | 0 | 0 | 0 | 0 | 0 | 0 | 0 | 0 | 0 | 0 | 0
8 | 1 | 1 | 3 | 1.7931 | 0 | 2.4469 | 0 | 0 | 0 | 0.0012057 | 0.21868 | 0 | 0 | 0.45227 | 0 | 4.9122 | 0 | 0 | 0 | 0 | 0 | 0 | 0 | 0 | 0 | 0 | 0 | 0 | 0 | 0.45131 | 0 | 0.32173 | 0 | 1.0589 | 0 | 0.0525 | 0.6901 | 0 | 0 | 0 | 0 | 2.5746 | 0 | 0 | 0 | 0 | 0 | 0 | 0 | 0 | 0 | 0 | 0 | 0 | 0
8 | 1 | 2 | 3 | 1.7931 | 0 | 2.4469 | 0 | 0 | 0 | 0.0012057 | 0.19588 | 0 | 0 | 0.45228 | 0 | 4.8894 | 0 | 0 | 0 | 0 | 0 | 0 | 0 | 0 | 0 | 0 | 0 | 0 | 0 | 0.45131 | 0 | 0.32173 | 0 | 0.8907 | 0 | 0.0525 | 0.6901 | 0 | 0 | 0 | 0 | 2.4063 | 0 | 0 | 0 | 0 | 0 | 0 | 0 | 0 | 0 | 0 | 0 | 0 | 0
8 | 1 | 3 | 3 | 1.7931 | 0 | 2.4469 | 0 | 0 | 0 | 0.0012057 | 0.17001 | 0 | 0 | 0.45228 | 0 | 4.8635 | 0 | 0 | 0 | 0 | 0 | 0 | 0 | 0 | 0 | 0 | 0 | 0 | 0 | 0.45131 | 0 | 0.32173 | 0 | 0.71422 | 0 | 0.0525 | 0.6901 | 0 | 0 | 0 | 0 | 2.2299 | 0 | 0 | 0 | 0 | 0 | 0 | 0 | 0 | 0 | 0 | 0 | 0 | 0
8 | 1 | 4 | 3 | 1.7931 | 0 | 2.4469 | 0 | 0 | 0 | 0.0012057 | 0.14639 | 0 | 0 | 0.4523 | 0 | 4.8399 | 0 | 0 | 0 | 0 | 0 | 0 | 0 | 0 | 0 | 0 | 0 | 0 | 0 | 0.45131 | 0 | 0.32173 | 0 | 0.55972 | 0 | 0.0525 | 0.6901 | 0 | 0 | 0 | 0 | 2.0754 | 0 | 0 | 0 | 0 | 0 | 0 | 0 | 0 | 0 | 0 | 0 | 0 | 0
8 | 1 | 5 | 3 | 1.7931 | 0 | 2.4469 | 0 | 0 | 0 | 0.0012057 | 0.14243 | 0 | 0 | 0.45231 | 0 | 4.836 | 0 | 0 | 0 | 0 | 0 | 0 | 0 | 0 | 0 | 0 | 0 | 0 | 0 | 0.45131 | 0 | 0.32173 | 0 | 0.52541 | 0 | 0.0525 | 0.6901 | 0 | 0 | 0 | 0 | 2.041 | 0 | 0 | 0 | 0 | 0 | 0 | 0 | 0 | 0 | 0 | 0 | 0 | 0
8 | 1 | 6 | 3 | 1.7931 | 0 | 2.4469 | 0 | 0 | 0 | 0.0012057 | 0.14375 | 0 | 0 | 2.5404 | 0 | 6.9254 | 0 | 0 | 0 | 0 | 0 | 0 | 0 | 0 | 0 | 0 | 0 | 0 | 0 | 0.45131 | 0 | 0.54519 | 0 | 0.52528 | 0 | 0.315 | 0.6901 | 0 | 0 | 0 | 0 | 2.5269 | 0 | 0 | 0 | 0 | 0 | 0 | 0 | 0 | 0 | 0 | 0 | 0 | 0
8 | 1 | 7 | 3 | 1.7931 | 0 | 2.4469 | 0 | 0 | 0 | 0.0012057 | 0.21321 | 0 | 0 | 3.9554 | 0 | 8.4098 | 0 | 0 | 0 | 0 | 0 | 0 | 0 | 0 | 0 | 0 | 0 | 0 | 0 | 0.45131 | 0 | 0.71279 | 0 | 0.86166 | 0 | 0.525 | 0.6901 | 0 | 0 | 0 | 0 | 3.2409 | 0 | 0 | 0 | 0 | 0 | 0 | 0 | 0 | 0 | 0 | 0 | 0 | 0
8 | 1 | 8 | 3 | 1.7931 | 0 | 13.5789 | 0 | 0 | 0 | 0.0012057 | 0.39032 | 0 | 0 | 3.628 | 0 | 19.3915 | 0 | 0 | 0 | 0 | 0 | 0 | 0 | 0 | 0 | 0 | 0 | 0 | 0 | 0.45131 | 0 | 0.71279 | 0 | 1.7433 | 0 | 0.42 | 0.6901 | 0 | 0 | 0 | 0 | 4.0175 | 0 | 0 | 0 | 0 | 0 | 0 | 0 | 0 | 0 | 0 | 0 | 0 | 0
8 | 1 | 9 | 3 | 1.7931 | 0 | 13.5789 | 0 | 0 | 0 | 0.0012057 | 0.44014 | 0 | 0 | 2.5402 | 0 | 18.3536 | 0 | 0 | 0 | 0 | 0 | 0 | 0 | 0 | 0 | 0 | 0 | 0 | 0 | 0.45131 | 0 | 0.71279 | 0 | 2.2284 | 0 | 0.315 | 0.6901 | 0 | 0 | 0 | 0 | 4.3976 | 0 | 0 | 0 | 0 | 0 | 0 | 0 | 0 | 0 | 0 | 0 | 0 | 0
8 | 1 | 10 | 3 | 1.7931 | 0 | 13.5789 | 0 | 0 | 0 | 0.0012057 | 0.47601 | 0 | 0 | 2.5402 | 0 | 18.3894 | 0 | 0 | 0 | 0 | 0 | 0 | 0 | 0 | 0 | 0 | 0 | 0 | 0 | 0.45131 | 0 | 0.71279 | 0 | 2.3924 | 0 | 0.315 | 0.6901 | 0 | 0 | 0 | 0 | 4.5616 | 0 | 0 | 0 | 0 | 0 | 0 | 0 | 0 | 0 | 0 | 0 | 0 | 0
8 | 1 | 11 | 3 | 1.7931 | 0 | 13.5789 | 0 | 0 | 0 | 0.0012057 | 0.53121 | 0 | 0 | 2.9577 | 0 | 18.8622 | 0 | 0 | 0 | 0 | 0 | 0 | 0 | 0 | 0 | 0 | 0 | 0 | 0 | 0.45131 | 0 | 0.54519 | 0 | 2.7806 | 0 | 0.3675 | 0.6901 | 0 | 0 | 0 | 0 | 4.8347 | 0 | 0 | 0 | 0 | 0 | 0 | 0 | 0 | 0 | 0 | 0 | 0 | 0
8 | 1 | 12 | 3 | 1.7931 | 0 | 8.6313 | 0 | 0 | 0 | 0.0012057 | 0.51301 | 0 | 0 | 3.3754 | 0 | 14.314 | 0 | 0 | 0 | 0 | 0 | 0 | 0 | 0 | 0 | 0 | 0 | 0 | 0 | 0.45131 | 0 | 0.54519 | 0 | 2.6328 | 0 | 0.42 | 0.6901 | 0 | 0 | 0 | 0 | 4.7394 | 0 | 0 | 0 | 0 | 0 | 0 | 0 | 0 | 0 | 0 | 0 | 0 | 0
8 | 1 | 13 | 3 | 1.7931 | 0 | 13.5789 | 0 | 0 | 0 | 0.0012057 | 0.58876 | 0 | 0 | 2.9577 | 0 | 18.9197 | 0 | 0 | 0 | 0 | 0 | 0 | 0 | 0 | 0 | 0 | 0 | 0 | 0 | 0.45131 | 0 | 0.54519 | 0 | 3.1624 | 0 | 0.3675 | 0.6901 | 0 | 0 | 0 | 0 | 5.2165 | 0 | 0 | 0 | 0 | 0 | 0 | 0 | 0 | 0 | 0 | 0 | 0 | 0
8 | 1 | 14 | 3 | 1.7931 | 0 | 13.5789 | 0 | 0 | 0 | 0.0012057 | 0.61597 | 0 | 0 | 2.9577 | 0 | 18.9469 | 0 | 0 | 0 | 0 | 0 | 0 | 0 | 0 | 0 | 0 | 0 | 0 | 0 | 0.45131 | 0 | 0.54519 | 0 | 3.4046 | 0 | 0.3675 | 0.6901 | 0 | 0 | 0 | 0 | 5.4587 | 0 | 0 | 0 | 0 | 0 | 0 | 0 | 0 | 0 | 0 | 0 | 0 | 0
8 | 1 | 15 | 3 | 1.7931 | 0 | 13.5789 | 0 | 0 | 0 | 0.0012057 | 0.63707 | 0 | 0 | 2.5401 | 0 | 18.5504 | 0 | 0 | 0 | 0 | 0 | 0 | 0 | 0 | 0 | 0 | 0 | 0 | 0 | 0.45131 | 0 | 0.54519 | 0 | 3.5118 | 0 | 0.315 | 0.6901 | 0 | 0 | 0 | 0 | 5.5134 | 0 | 0 | 0 | 0 | 0 | 0 | 0 | 0 | 0 | 0 | 0 | 0 | 0
8 | 1 | 16 | 3 | 1.7931 | 0 | 13.5789 | 0 | 0 | 0 | 0.0012057 | 0.63923 | 0 | 0 | 2.5401 | 0 | 18.5525 | 0 | 0 | 0 | 0 | 0 | 0 | 0 | 0 | 0 | 0 | 0 | 0 | 0 | 0.45131 | 0 | 0.54519 | 0 | 3.626 | 0 | 0.315 | 0.6901 | 0 | 0 | 0 | 0 | 5.6276 | 0 | 0 | 0 | 0 | 0 | 0 | 0 | 0 | 0 | 0 | 0 | 0 | 0
8 | 1 | 17 | 3 | 1.7931 | 0 | 13.5789 | 0 | 0 | 0 | 0.0012057 | 0.61938 | 0 | 0 | 3.9552 | 0 | 19.9478 | 0 | 0 | 0 | 0 | 0 | 0 | 0 | 0 | 0 | 0 | 0 | 0 | 0 | 0.45131 | 0 | 0.54519 | 0 | 3.6506 | 0 | 0.525 | 0.6901 | 0 | 0 | 0 | 0 | 5.8622 | 0 | 0 | 0 | 0 | 0 | 0 | 0 | 0 | 0 | 0 | 0 | 0 | 0
8 | 1 | 18 | 3 | 1.7931 | 0 | 9.8682 | 0 | 0 | 0 | 0.0012057 | 0.52751 | 0 | 0 | 3.9552 | 0 | 16.1453 | 0 | 0 | 0 | 0 | 0 | 0 | 0 | 0 | 0 | 0 | 0 | 0 | 0 | 0.45131 | 0 | 0.54519 | 0 | 3.1166 | 0 | 0.525 | 0.6901 | 0 | 0 | 0 | 0 | 5.3282 | 0 | 0 | 0 | 0 | 0 | 0 | 0 | 0 | 0 | 0 | 0 | 0 | 0
8 | 1 | 19 | 3 | 1.7931 | 0 | 2.4469 | 0 | 0 | 0 | 0.0012057 | 0.35019 | 0 | 0 | 3.877 | 0 | 8.4684 | 0 | 0 | 0 | 0 | 0 | 0 | 0 | 0 | 0 | 0 | 0 | 0 | 0 | 0.45131 | 0 | 0.88038 | 0 | 1.8577 | 0 | 0.42 | 0.6901 | 0 | 0 | 0 | 0 | 4.2995 | 0 | 0 | 0 | 0 | 0 | 0 | 0 | 0 | 0 | 0 | 0 | 0 | 0
8 | 1 | 20 | 3 | 1.7931 | 0 | 2.4469 | 0 | 0 | 0 | 0.0012057 | 0.26625 | 0 | 0 | 2.9576 | 0 | 7.4651 | 0 | 0 | 0 | 0 | 0 | 0 | 0 | 0 | 0 | 0 | 0 | 0 | 0 | 0.45131 | 0 | 1.1038 | 0 | 1.2994 | 0 | 0.3675 | 0.6901 | 0 | 0 | 0 | 0 | 3.9121 | 0 | 0 | 0 | 0 | 0 | 0 | 0 | 0 | 0 | 0 | 0 | 0 | 0
8 | 1 | 21 | 3 | 1.7931 | 0 | 2.4469 | 0 | 0 | 0 | 0.0012057 | 0.23258 | 0 | 0 | 3.7928 | 0 | 8.2666 | 0 | 0 | 0 | 0 | 0 | 0 | 0 | 0 | 0 | 0 | 0 | 0 | 0 | 0.45131 | 0 | 1.2156 | 0 | 1.1034 | 0 | 0.4725 | 0.6901 | 0 | 0 | 0 | 0 | 3.9329 | 0 | 0 | 0 | 0 | 0 | 0 | 0 | 0 | 0 | 0 | 0 | 0 | 0
8 | 1 | 22 | 3 | 1.7931 | 0 | 2.4469 | 0 | 0 | 0 | 0.0012057 | 0.21909 | 0 | 0 | 2.5398 | 0 | 7.0002 | 0 | 0 | 0 | 0 | 0 | 0 | 0 | 0 | 0 | 0 | 0 | 0 | 0 | 0.45131 | 0 | 1.1038 | 0 | 1.0289 | 0 | 0.315 | 0.6901 | 0 | 0 | 0 | 0 | 3.5891 | 0 | 0 | 0 | 0 | 0 | 0 | 0 | 0 | 0 | 0 | 0 | 0 | 0
8 | 1 | 23 | 3 | 1.7931 | 0 | 2.4469 | 0 | 0 | 0 | 0.0012057 | 0.20695 | 0 | 0 | 0.45173 | 0 | 4.8999 | 0 | 0 | 0 | 0 | 0 | 0 | 0 | 0 | 0 | 0 | 0 | 0 | 0 | 0.45131 | 0 | 0.88038 | 0 | 0.9451 | 0 | 0.0525 | 0.6901 | 0 | 0 | 0 | 0 | 3.0194 | 0 | 0 | 0 | 0 | 0 | 0 | 0 | 0 | 0 | 0 | 0 | 0 | 0
8 | 1 | 24 | 3 | 1.7931 | 0 | 2.4469 | 0 | 0 | 0 | 0.0012057 | 0.19748 | 0 | 0 | 0.45177 | 0 | 4.8905 | 0 | 0 | 0 | 0 | 0 | 0 | 0 | 0 | 0 | 0 | 0 | 0 | 0 | 0.45131 | 0 | 0.54519 | 0 | 0.8909 | 0 | 0.0525 | 0.6901 | 0 | 0 | 0 | 0 | 2.63 | 0 | 0 | 0 | 0 | 0 | 0 | 0 | 0 | 0 | 0 | 0 | 0 | 0
8 | 2 | 1 | 4 | 1.7931 | 0 | 2.4469 | 0 | 0 | 0 | 0.0012057 | 0.19388 | 0 | 0 | 0.45188 | 0 | 4.887 | 0 | 0 | 0 | 0 | 0 | 0 | 0 | 0 | 0 | 0 | 0 | 0 | 0 | 0.45131 | 0 | 0.32173 | 0 | 0.86664 | 0 | 0.0525 | 0.6901 | 0 | 0 | 0 | 0 | 2.3823 | 0 | 0 | 0 | 0 | 0 | 0 | 0 | 0 | 0 | 0 | 0 | 0 | 0
8 | 2 | 2 | 4 | 1.7931 | 0 | 2.4469 | 0 | 0 | 0 | 0.0012057 | 0.20245 | 0 | 0 | 0.45198 | 0 | 4.8957 | 0 | 0 | 0 | 0 | 0 | 0 | 0 | 0 | 0 | 0 | 0 | 0 | 0 | 0.45131 | 0 | 0.32173 | 0 | 0.90476 | 0 | 0.0525 | 0.6901 | 0 | 0 | 0 | 0 | 2.4204 | 0 | 0 | 0 | 0 | 0 | 0 | 0 | 0 | 0 | 0 | 0 | 0 | 0
8 | 2 | 3 | 4 | 1.7931 | 0 | 2.4469 | 0 | 0 | 0 | 0.0012057 | 0.17453 | 0 | 0 | 0.45201 | 0 | 4.8678 | 0 | 0 | 0 | 0 | 0 | 0 | 0 | 0 | 0 | 0 | 0 | 0 | 0 | 0.45131 | 0 | 0.32173 | 0 | 0.73568 | 0 | 0.0525 | 0.6901 | 0 | 0 | 0 | 0 | 2.2513 | 0 | 0 | 0 | 0 | 0 | 0 | 0 | 0 | 0 | 0 | 0 | 0 | 0
8 | 2 | 4 | 4 | 1.7931 | 0 | 2.4469 | 0 | 0 | 0 | 0.0012057 | 0.16363 | 0 | 0 | 0.45205 | 0 | 4.8569 | 0 | 0 | 0 | 0 | 0 | 0 | 0 | 0 | 0 | 0 | 0 | 0 | 0 | 0.45131 | 0 | 0.32173 | 0 | 0.687 | 0 | 0.0525 | 0.6901 | 0 | 0 | 0 | 0 | 2.2026 | 0 | 0 | 0 | 0 | 0 | 0 | 0 | 0 | 0 | 0 | 0 | 0 | 0
8 | 2 | 5 | 4 | 1.7931 | 0 | 2.4469 | 0 | 0 | 0 | 0.0012057 | 0.14469 | 0 | 0 | 0.45207 | 0 | 4.838 | 0 | 0 | 0 | 0 | 0 | 0 | 0 | 0 | 0 | 0 | 0 | 0 | 0 | 0.45131 | 0 | 0.32173 | 0 | 0.56885 | 0 | 0.0525 | 0.6901 | 0 | 0 | 0 | 0 | 2.0845 | 0 | 0 | 0 | 0 | 0 | 0 | 0 | 0 | 0 | 0 | 0 | 0 | 0
8 | 2 | 6 | 4 | 1.7931 | 0 | 2.4469 | 0 | 0 | 0 | 0.0012057 | 0.14254 | 0 | 0 | 2.5402 | 0 | 6.924 | 0 | 0 | 0 | 0 | 0 | 0 | 0 | 0 | 0 | 0 | 0 | 0 | 0 | 0.45131 | 0 | 0.54519 | 0 | 0.54872 | 0 | 0.315 | 0.6901 | 0 | 0 | 0 | 0 | 2.5503 | 0 | 0 | 0 | 0 | 0 | 0 | 0 | 0 | 0 | 0 | 0 | 0 | 0
8 | 2 | 7 | 4 | 1.7931 | 0 | 2.4469 | 0 | 0 | 0 | 0.0012057 | 0.22801 | 0 | 0 | 3.9553 | 0 | 8.4245 | 0 | 0 | 0 | 0 | 0 | 0 | 0 | 0 | 0 | 0 | 0 | 0 | 0 | 0.45131 | 0 | 0.71279 | 0 | 0.97892 | 0 | 0.525 | 0.6901 | 0 | 0 | 0 | 0 | 3.3581 | 0 | 0 | 0 | 0 | 0 | 0 | 0 | 0 | 0 | 0 | 0 | 0 | 0
8 | 2 | 8 | 4 | 1.7931 | 0 | 13.5789 | 0 | 0 | 0 | 0.0012057 | 0.41348 | 0 | 0 | 3.6277 | 0 | 19.4144 | 0 | 0 | 0 | 0 | 0 | 0 | 0 | 0 | 0 | 0 | 0 | 0 | 0 | 0.45131 | 0 | 0.71279 | 0 | 2.0135 | 0 | 0.42 | 0.6901 | 0 | 0 | 0 | 0 | 4.2877 | 0 | 0 | 0 | 0 | 0 | 0 | 0 | 0 | 0 | 0 | 0 | 0 | 0
8 | 2 | 9 | 4 | 1.7931 | 0 | 13.5789 | 0 | 0 | 0 | 0.0012057 | 0.46182 | 0 | 0 | 2.54 | 0 | 18.375 | 0 | 0 | 0 | 0 | 0 | 0 | 0 | 0 | 0 | 0 | 0 | 0 | 0 | 0.45131 | 0 | 0.71279 | 0 | 2.4539 | 0 | 0.315 | 0.6901 | 0 | 0 | 0 | 0 | 4.6231 | 0 | 0 | 0 | 0 | 0 | 0 | 0 | 0 | 0 | 0 | 0 | 0 | 0
8 | 2 | 10 | 4 | 1.7931 | 0 | 13.5789 | 0 | 0 | 0 | 0.0012057 | 0.49272 | 0 | 0 | 2.54 | 0 | 18.4059 | 0 | 0 | 0 | 0 | 0 | 0 | 0 | 0 | 0 | 0 | 0 | 0 | 0 | 0.45131 | 0 | 0.71279 | 0 | 2.6216 | 0 | 0.315 | 0.6901 | 0 | 0 | 0 | 0 | 4.7908 | 0 | 0 | 0 | 0 | 0 | 0 | 0 | 0 | 0 | 0 | 0 | 0 | 0
8 | 2 | 11 | 4 | 1.7931 | 0 | 13.5789 | 0 | 0 | 0 | 0.0012057 | 0.56666 | 0 | 0 | 2.9575 | 0 | 18.8974 | 0 | 0 | 0 | 0 | 0 | 0 | 0 | 0 | 0 | 0 | 0 | 0 | 0 | 0.45131 | 0 | 0.54519 | 0 | 3.1558 | 0 | 0.3675 | 0.6901 | 0 | 0 | 0 | 0 | 5.2099 | 0 | 0 | 0 | 0 | 0 | 0 | 0 | 0 | 0 | 0 | 0 | 0 | 0
8 | 2 | 12 | 4 | 1.7931 | 0 | 8.6313 | 0 | 0 | 0 | 0.0012057 | 0.54323 | 0 | 0 | 3.3752 | 0 | 14.3441 | 0 | 0 | 0 | 0 | 0 | 0 | 0 | 0 | 0 | 0 | 0 | 0 | 0 | 0.45131 | 0 | 0.54519 | 0 | 2.9938 | 0 | 0.42 | 0.6901 | 0 | 0 | 0 | 0 | 5.1004 | 0 | 0 | 0 | 0 | 0 | 0 | 0 | 0 | 0 | 0 | 0 | 0 | 0
8 | 2 | 13 | 4 | 1.7931 | 0 | 13.5789 | 0 | 0 | 0 | 0.0012057 | 0.62309 | 0 | 0 | 2.9576 | 0 | 18.9539 | 0 | 0 | 0 | 0 | 0 | 0 | 0 | 0 | 0 | 0 | 0 | 0 | 0 | 0.45131 | 0 | 0.54519 | 0 | 3.5448 | 0 | 0.3675 | 0.6901 | 0 | 0 | 0 | 0 | 5.5989 | 0 | 0 | 0 | 0 | 0 | 0 | 0 | 0 | 0 | 0 | 0 | 0 | 0
8 | 2 | 14 | 4 | 1.7931 | 0 | 13.5789 | 0 | 0 | 0 | 0.0012057 | 0.63599 | 0 | 0 | 2.9575 | 0 | 18.9667 | 0 | 0 | 0 | 0 | 0 | 0 | 0 | 0 | 0 | 0 | 0 | 0 | 0 | 0.45131 | 0 | 0.54519 | 0 | 3.6141 | 0 | 0.3675 | 0.6901 | 0 | 0 | 0 | 0 | 5.6682 | 0 | 0 | 0 | 0 | 0 | 0 | 0 | 0 | 0 | 0 | 0 | 0 | 0
8 | 2 | 15 | 4 | 1.7931 | 0 | 13.5789 | 0 | 0 | 0 | 0.0012057 | 0.66058 | 0 | 0 | 2.5399 | 0 | 18.5737 | 0 | 0 | 0 | 0 | 0 | 0 | 0 | 0 | 0 | 0 | 0 | 0 | 0 | 0.45131 | 0 | 0.54519 | 0 | 3.8621 | 0 | 0.315 | 0.6901 | 0 | 0 | 0 | 0 | 5.8637 | 0 | 0 | 0 | 0 | 0 | 0 | 0 | 0 | 0 | 0 | 0 | 0 | 0
8 | 2 | 16 | 4 | 1.7931 | 0 | 13.5789 | 0 | 0 | 0 | 0.0012057 | 0.6396 | 0 | 0 | 2.5399 | 0 | 18.5527 | 0 | 0 | 0 | 0 | 0 | 0 | 0 | 0 | 0 | 0 | 0 | 0 | 0 | 0.45131 | 0 | 0.54519 | 0 | 3.7397 | 0 | 0.315 | 0.6901 | 0 | 0 | 0 | 0 | 5.7412 | 0 | 0 | 0 | 0 | 0 | 0 | 0 | 0 | 0 | 0 | 0 | 0 | 0
8 | 2 | 17 | 4 | 1.7931 | 0 | 13.5789 | 0 | 0 | 0 | 0.0012057 | 0.61656 | 0 | 0 | 3.9551 | 0 | 19.9449 | 0 | 0 | 0 | 0 | 0 | 0 | 0 | 0 | 0 | 0 | 0 | 0 | 0 | 0.45131 | 0 | 0.54519 | 0 | 3.6961 | 0 | 0.525 | 0.6901 | 0 | 0 | 0 | 0 | 5.9077 | 0 | 0 | 0 | 0 | 0 | 0 | 0 | 0 | 0 | 0 | 0 | 0 | 0
8 | 2 | 18 | 4 | 1.7931 | 0 | 9.8682 | 0 | 0 | 0 | 0.0012057 | 0.51602 | 0 | 0 | 3.9552 | 0 | 16.1337 | 0 | 0 | 0 | 0 | 0 | 0 | 0 | 0 | 0 | 0 | 0 | 0 | 0 | 0.45131 | 0 | 0.54519 | 0 | 2.9952 | 0 | 0.525 | 0.6901 | 0 | 0 | 0 | 0 | 5.2068 | 0 | 0 | 0 | 0 | 0 | 0 | 0 | 0 | 0 | 0 | 0 | 0 | 0
8 | 2 | 19 | 4 | 1.7931 | 0 | 2.4469 | 0 | 0 | 0 | 0.0012057 | 0.35697 | 0 | 0 | 3.8767 | 0 | 8.4749 | 0 | 0 | 0 | 0 | 0 | 0 | 0 | 0 | 0 | 0 | 0 | 0 | 0 | 0.45131 | 0 | 0.88038 | 0 | 1.9567 | 0 | 0.42 | 0.6901 | 0 | 0 | 0 | 0 | 4.3985 | 0 | 0 | 0 | 0 | 0 | 0 | 0 | 0 | 0 | 0 | 0 | 0 | 0
8 | 2 | 20 | 4 | 1.7931 | 0 | 2.4469 | 0 | 0 | 0 | 0.0012057 | 0.27052 | 0 | 0 | 2.9575 | 0 | 7.4692 | 0 | 0 | 0 | 0 | 0 | 0 | 0 | 0 | 0 | 0 | 0 | 0 | 0 | 0.45131 | 0 | 1.1038 | 0 | 1.3802 | 0 | 0.3675 | 0.6901 | 0 | 0 | 0 | 0 | 3.993 | 0 | 0 | 0 | 0 | 0 | 0 | 0 | 0 | 0 | 0 | 0 | 0 | 0
8 | 2 | 21 | 4 | 1.7931 | 0 | 2.4469 | 0 | 0 | 0 | 0.0012057 | 0.25226 | 0 | 0 | 3.7927 | 0 | 8.2861 | 0 | 0 | 0 | 0 | 0 | 0 | 0 | 0 | 0 | 0 | 0 | 0 | 0 | 0.45131 | 0 | 1.2156 | 0 | 1.2807 | 0 | 0.4725 | 0.6901 | 0 | 0 | 0 | 0 | 4.1102 | 0 | 0 | 0 | 0 | 0 | 0 | 0 | 0 | 0 | 0 | 0 | 0 | 0
8 | 2 | 22 | 4 | 1.7931 | 0 | 2.4469 | 0 | 0 | 0 | 0.0012057 | 0.22679 | 0 | 0 | 2.5397 | 0 | 7.0077 | 0 | 0 | 0 | 0 | 0 | 0 | 0 | 0 | 0 | 0 | 0 | 0 | 0 | 0.45131 | 0 | 1.1038 | 0 | 1.0787 | 0 | 0.315 | 0.6901 | 0 | 0 | 0 | 0 | 3.6389 | 0 | 0 | 0 | 0 | 0 | 0 | 0 | 0 | 0 | 0 | 0 | 0 | 0
8 | 2 | 23 | 4 | 1.7931 | 0 | 2.4469 | 0 | 0 | 0 | 0.0012057 | 0.21843 | 0 | 0 | 0.45161 | 0 | 4.9113 | 0 | 0 | 0 | 0 | 0 | 0 | 0 | 0 | 0 | 0 | 0 | 0 | 0 | 0.45131 | 0 | 0.88038 | 0 | 1.0272 | 0 | 0.0525 | 0.6901 | 0 | 0 | 0 | 0 | 3.1015 | 0 | 0 | 0 | 0 | 0 | 0 | 0 | 0 | 0 | 0 | 0 | 0 | 0
8 | 2 | 24 | 4 | 1.7931 | 0 | 2.4469 | 0 | 0 | 0 | 0.0012057 | 0.20103 | 0 | 0 | 0.45165 | 0 | 4.8939 | 0 | 0 | 0 | 0 | 0 | 0 | 0 | 0 | 0 | 0 | 0 | 0 | 0 | 0.45131 | 0 | 0.54519 | 0 | 0.91902 | 0 | 0.0525 | 0.6901 | 0 | 0 | 0 | 0 | 2.6581 | 0 | 0 | 0 | 0 | 0 | 0 | 0 | 0 | 0 | 0 | 0 | 0 | 0
8 | 3 | 1 | 5 | 1.7931 | 0 | 2.4469 | 0 | 0 | 0 | 0.0012057 | 0.19131 | 0 | 0 | 0.45177 | 0 | 4.8843 | 0 | 0 | 0 | 0 | 0 | 0 | 0 | 0 | 0 | 0 | 0 | 0 | 0 | 0.45131 | 0 | 0.32173 | 0 | 0.86311 | 0 | 0.0525 | 0.6901 | 0 | 0 | 0 | 0 | 2.3788 | 0 | 0 | 0 | 0 | 0 | 0 | 0 | 0 | 0 | 0 | 0 | 0 | 0
8 | 3 | 2 | 5 | 1.7931 | 0 | 2.4469 | 0 | 0 | 0 | 0.0012057 | 0.18037 | 0 | 0 | 0.45189 | 0 | 4.8735 | 0 | 0 | 0 | 0 | 0 | 0 | 0 | 0 | 0 | 0 | 0 | 0 | 0 | 0.45131 | 0 | 0.32173 | 0 | 0.79119 | 0 | 0.0525 | 0.6901 | 0 | 0 | 0 | 0 | 2.3068 | 0 | 0 | 0 | 0 | 0 | 0 | 0 | 0 | 0 | 0 | 0 | 0 | 0
8 | 3 | 3 | 5 | 1.7931 | 0 | 2.4469 | 0 | 0 | 0 | 0.0012057 | 0.17647 | 0 | 0 | 0.45194 | 0 | 4.8696 | 0 | 0 | 0 | 0 | 0 | 0 | 0 | 0 | 0 | 0 | 0 | 0 | 0 | 0.45131 | 0 | 0.32173 | 0 | 0.77337 | 0 | 0.0525 | 0.6901 | 0 | 0 | 0 | 0 | 2.289 | 0 | 0 | 0 | 0 | 0 | 0 | 0 | 0 | 0 | 0 | 0 | 0 | 0
8 | 3 | 4 | 5 | 1.7931 | 0 | 2.4469 | 0 | 0 | 0 | 0.0012057 | 0.16446 | 0 | 0 | 0.45197 | 0 | 4.8576 | 0 | 0 | 0 | 0 | 0 | 0 | 0 | 0 | 0 | 0 | 0 | 0 | 0 | 0.45131 | 0 | 0.32173 | 0 | 0.69665 | 0 | 0.0525 | 0.6901 | 0 | 0 | 0 | 0 | 2.2123 | 0 | 0 | 0 | 0 | 0 | 0 | 0 | 0 | 0 | 0 | 0 | 0 | 0
8 | 3 | 5 | 5 | 1.7931 | 0 | 2.4469 | 0 | 0 | 0 | 0.0012057 | 0.15156 | 0 | 0 | 0.45198 | 0 | 4.8448 | 0 | 0 | 0 | 0 | 0 | 0 | 0 | 0 | 0 | 0 | 0 | 0 | 0 | 0.45131 | 0 | 0.32173 | 0 | 0.62565 | 0 | 0.0525 | 0.6901 | 0 | 0 | 0 | 0 | 2.1413 | 0 | 0 | 0 | 0 | 0 | 0 | 0 | 0 | 0 | 0 | 0 | 0 | 0
8 | 3 | 6 | 5 | 1.7931 | 0 | 2.4469 | 0 | 0 | 0 | 0.0012057 | 0.1556 | 0 | 0 | 2.5401 | 0 | 6.9369 | 0 | 0 | 0 | 0 | 0 | 0 | 0 | 0 | 0 | 0 | 0 | 0 | 0 | 0.45131 | 0 | 0.54519 | 0 | 0.65072 | 0 | 0.315 | 0.6901 | 0 | 0 | 0 | 0 | 2.6523 | 0 | 0 | 0 | 0 | 0 | 0 | 0 | 0 | 0 | 0 | 0 | 0 | 0
8 | 3 | 7 | 5 | 1.7931 | 0 | 2.4469 | 0 | 0 | 0 | 0.0012057 | 0.23502 | 0 | 0 | 3.9552 | 0 | 8.4314 | 0 | 0 | 0 | 0 | 0 | 0 | 0 | 0 | 0 | 0 | 0 | 0 | 0 | 0.45131 | 0 | 0.71279 | 0 | 1.0676 | 0 | 0.525 | 0.6901 | 0 | 0 | 0 | 0 | 3.4468 | 0 | 0 | 0 | 0 | 0 | 0 | 0 | 0 | 0 | 0 | 0 | 0 | 0
8 | 3 | 8 | 5 | 1.7931 | 0 | 13.5789 | 0 | 0 | 0 | 0.0012057 | 0.42201 | 0 | 0 | 3.6275 | 0 | 19.4227 | 0 | 0 | 0 | 0 | 0 | 0 | 0 | 0 | 0 | 0 | 0 | 0 | 0 | 0.45131 | 0 | 0.71279 | 0 | 2.1235 | 0 | 0.42 | 0.6901 | 0 | 0 | 0 | 0 | 4.3978 | 0 | 0 | 0 | 0 | 0 | 0 | 0 | 0 | 0 | 0 | 0 | 0 | 0
8 | 3 | 9 | 5 | 1.7931 | 0 | 13.5789 | 0 | 0 | 0 | 0.0012057 | 0.46858 | 0 | 0 | 2.5399 | 0 | 18.3817 | 0 | 0 | 0 | 0 | 0 | 0 | 0 | 0 | 0 | 0 | 0 | 0 | 0 | 0.45131 | 0 | 0.71279 | 0 | 2.5447 | 0 | 0.315 | 0.6901 | 0 | 0 | 0 | 0 | 4.7139 | 0 | 0 | 0 | 0 | 0 | 0 | 0 | 0 | 0 | 0 | 0 | 0 | 0
8 | 3 | 10 | 5 | 1.7931 | 0 | 13.5789 | 0 | 0 | 0 | 0.0012057 | 0.52155 | 0 | 0 | 2.5398 | 0 | 18.4346 | 0 | 0 | 0 | 0 | 0 | 0 | 0 | 0 | 0 | 0 | 0 | 0 | 0 | 0.45131 | 0 | 0.71279 | 0 | 2.8982 | 0 | 0.315 | 0.6901 | 0 | 0 | 0 | 0 | 5.0674 | 0 | 0 | 0 | 0 | 0 | 0 | 0 | 0 | 0 | 0 | 0 | 0 | 0
8 | 3 | 11 | 5 | 1.7931 | 0 | 13.5789 | 0 | 0 | 0 | 0.0012057 | 0.58578 | 0 | 0 | 2.9574 | 0 | 18.9164 | 0 | 0 | 0 | 0 | 0 | 0 | 0 | 0 | 0 | 0 | 0 | 0 | 0 | 0.45131 | 0 | 0.54519 | 0 | 3.2778 | 0 | 0.3675 | 0.6901 | 0 | 0 | 0 | 0 | 5.332 | 0 | 0 | 0 | 0 | 0 | 0 | 0 | 0 | 0 | 0 | 0 | 0 | 0
8 | 3 | 12 | 5 | 1.7931 | 0 | 8.6313 | 0 | 0 | 0 | 0.0012057 | 0.57292 | 0 | 0 | 3.375 | 0 | 14.3736 | 0 | 0 | 0 | 0 | 0 | 0 | 0 | 0 | 0 | 0 | 0 | 0 | 0 | 0.45131 | 0 | 0.54519 | 0 | 3.3618 | 0 | 0.42 | 0.6901 | 0 | 0 | 0 | 0 | 5.4684 | 0 | 0 | 0 | 0 | 0 | 0 | 0 | 0 | 0 | 0 | 0 | 0 | 0
8 | 3 | 13 | 5 | 1.7931 | 0 | 13.5789 | 0 | 0 | 0 | 0.0012057 | 0.64843 | 0 | 0 | 2.9574 | 0 | 18.9791 | 0 | 0 | 0 | 0 | 0 | 0 | 0 | 0 | 0 | 0 | 0 | 0 | 0 | 0.45131 | 0 | 0.54519 | 0 | 3.7927 | 0 | 0.3675 | 0.6901 | 0 | 0 | 0 | 0 | 5.8468 | 0 | 0 | 0 | 0 | 0 | 0 | 0 | 0 | 0 | 0 | 0 | 0 | 0
8 | 3 | 14 | 5 | 1.7931 | 0 | 13.5789 | 0 | 0 | 0 | 0.0012057 | 0.66542 | 0 | 0 | 2.9574 | 0 | 18.9961 | 0 | 0 | 0 | 0 | 0 | 0 | 0 | 0 | 0 | 0 | 0 | 0 | 0 | 0.45131 | 0 | 0.54519 | 0 | 4.1227 | 0 | 0.3675 | 0.6901 | 0 | 0 | 0 | 0 | 6.1768 | 0 | 0 | 0 | 0 | 0 | 0 | 0 | 0 | 0 | 0 | 0 | 0 | 0
8 | 3 | 15 | 5 | 1.7931 | 0 | 13.5789 | 0 | 0 | 0 | 0.0012057 | 0.67103 | 0 | 0 | 2.5398 | 0 | 18.584 | 0 | 0 | 0 | 0 | 0 | 0 | 0 | 0 | 0 | 0 | 0 | 0 | 0 | 0.45131 | 0 | 0.54519 | 0 | 4.1092 | 0 | 0.315 | 0.6901 | 0 | 0 | 0 | 0 | 6.1108 | 0 | 0 | 0 | 0 | 0 | 0 | 0 | 0 | 0 | 0 | 0 | 0 | 0
8 | 3 | 16 | 5 | 1.7931 | 0 | 13.5789 | 0 | 0 | 0 | 0.0012057 | 0.65975 | 0 | 0 | 2.5398 | 0 | 18.5728 | 0 | 0 | 0 | 0 | 0 | 0 | 0 | 0 | 0 | 0 | 0 | 0 | 0 | 0.45131 | 0 | 0.54519 | 0 | 4.0821 | 0 | 0.315 | 0.6901 | 0 | 0 | 0 | 0 | 6.0838 | 0 | 0 | 0 | 0 | 0 | 0 | 0 | 0 | 0 | 0 | 0 | 0 | 0
8 | 3 | 17 | 5 | 1.7931 | 0 | 13.5789 | 0 | 0 | 0 | 0.0012057 | 0.64741 | 0 | 0 | 3.9551 | 0 | 19.9757 | 0 | 0 | 0 | 0 | 0 | 0 | 0 | 0 | 0 | 0 | 0 | 0 | 0 | 0.45131 | 0 | 0.54519 | 0 | 4.1293 | 0 | 0.525 | 0.6901 | 0 | 0 | 0 | 0 | 6.3409 | 0 | 0 | 0 | 0 | 0 | 0 | 0 | 0 | 0 | 0 | 0 | 0 | 0
8 | 3 | 18 | 5 | 1.7931 | 0 | 9.8682 | 0 | 0 | 0 | 0.0012057 | 0.54935 | 0 | 0 | 3.9551 | 0 | 16.167 | 0 | 0 | 0 | 0 | 0 | 0 | 0 | 0 | 0 | 0 | 0 | 0 | 0 | 0.45131 | 0 | 0.54519 | 0 | 3.6352 | 0 | 0.525 | 0.6901 | 0 | 0 | 0 | 0 | 5.8468 | 0 | 0 | 0 | 0 | 0 | 0 | 0 | 0 | 0 | 0 | 0 | 0 | 0
8 | 3 | 19 | 5 | 1.7931 | 0 | 2.4469 | 0 | 0 | 0 | 0.0012057 | 0.39565 | 0 | 0 | 3.8765 | 0 | 8.5134 | 0 | 0 | 0 | 0 | 0 | 0 | 0 | 0 | 0 | 0 | 0 | 0 | 0 | 0.45131 | 0 | 0.88038 | 0 | 2.4917 | 0 | 0.42 | 0.6901 | 0 | 0 | 0 | 0 | 4.9335 | 0 | 0 | 0 | 0 | 0 | 0 | 0 | 0 | 0 | 0 | 0 | 0 | 0
8 | 3 | 20 | 5 | 1.7931 | 0 | 2.4469 | 0 | 0 | 0 | 0.0012057 | 0.31959 | 0 | 0 | 2.9574 | 0 | 7.5182 | 0 | 0 | 0 | 0 | 0 | 0 | 0 | 0 | 0 | 0 | 0 | 0 | 0 | 0.45131 | 0 | 1.1038 | 0 | 1.8342 | 0 | 0.3675 | 0.6901 | 0 | 0 | 0 | 0 | 4.447 | 0 | 0 | 0 | 0 | 0 | 0 | 0 | 0 | 0 | 0 | 0 | 0 | 0
8 | 3 | 21 | 5 | 1.7931 | 0 | 2.4469 | 0 | 0 | 0 | 0.0012057 | 0.27771 | 0 | 0 | 3.7925 | 0 | 8.3115 | 0 | 0 | 0 | 0 | 0 | 0 | 0 | 0 | 0 | 0 | 0 | 0 | 0 | 0.45131 | 0 | 1.2156 | 0 | 1.535 | 0 | 0.4725 | 0.6901 | 0 | 0 | 0 | 0 | 4.3645 | 0 | 0 | 0 | 0 | 0 | 0 | 0 | 0 | 0 | 0 | 0 | 0 | 0
8 | 3 | 22 | 5 | 1.7931 | 0 | 2.4469 | 0 | 0 | 0 | 0.0012057 | 0.27204 | 0 | 0 | 2.5396 | 0 | 7.0529 | 0 | 0 | 0 | 0 | 0 | 0 | 0 | 0 | 0 | 0 | 0 | 0 | 0 | 0.45131 | 0 | 1.1038 | 0 | 1.5004 | 0 | 0.315 | 0.6901 | 0 | 0 | 0 | 0 | 4.0607 | 0 | 0 | 0 | 0 | 0 | 0 | 0 | 0 | 0 | 0 | 0 | 0 | 0
8 | 3 | 23 | 5 | 1.7931 | 0 | 2.4469 | 0 | 0 | 0 | 0.0012057 | 0.26385 | 0 | 0 | 0.45148 | 0 | 4.9566 | 0 | 0 | 0 | 0 | 0 | 0 | 0 | 0 | 0 | 0 | 0 | 0 | 0 | 0.45131 | 0 | 0.88038 | 0 | 1.3858 | 0 | 0.0525 | 0.6901 | 0 | 0 | 0 | 0 | 3.46 | 0 | 0 | 0 | 0 | 0 | 0 | 0 | 0 | 0 | 0 | 0 | 0 | 0
8 | 3 | 24 | 5 | 1.7931 | 0 | 2.4469 | 0 | 0 | 0 | 0.0012057 | 0.24769 | 0 | 0 | 0.45151 | 0 | 4.9404 | 0 | 0 | 0 | 0 | 0 | 0 | 0 | 0 | 0 | 0 | 0 | 0 | 0 | 0.45131 | 0 | 0.54519 | 0 | 1.2658 | 0 | 0.0525 | 0.6901 | 0 | 0 | 0 | 0 | 3.0049 | 0 | 0 | 0 | 0 | 0 | 0 | 0 | 0 | 0 | 0 | 0 | 0 | 0
8 | 4 | 1 | 6 | 1.7931 | 0 | 2.4469 | 0 | 0 | 0 | 0.0012057 | 0.24853 | 0 | 0 | 0.45162 | 0 | 4.9414 | 0 | 0 | 0 | 0 | 0 | 0 | 0 | 0 | 0 | 0 | 0 | 0 | 0 | 0.45131 | 0 | 0.32173 | 0 | 1.2738 | 0 | 0.0525 | 0.6901 | 0 | 0 | 0 | 0 | 2.7894 | 0 | 0 | 0 | 0 | 0 | 0 | 0 | 0 | 0 | 0 | 0 | 0 | 0
8 | 4 | 2 | 6 | 1.7931 | 0 | 2.4469 | 0 | 0 | 0 | 0.0012057 | 0.25728 | 0 | 0 | 0.45172 | 0 | 4.9502 | 0 | 0 | 0 | 0 | 0 | 0 | 0 | 0 | 0 | 0 | 0 | 0 | 0 | 0.45131 | 0 | 0.32173 | 0 | 1.2941 | 0 | 0.0525 | 0.6901 | 0 | 0 | 0 | 0 | 2.8097 | 0 | 0 | 0 | 0 | 0 | 0 | 0 | 0 | 0 | 0 | 0 | 0 | 0
8 | 4 | 3 | 6 | 1.7931 | 0 | 2.4469 | 0 | 0 | 0 | 0.0012057 | 0.23592 | 0 | 0 | 0.45174 | 0 | 4.9289 | 0 | 0 | 0 | 0 | 0 | 0 | 0 | 0 | 0 | 0 | 0 | 0 | 0 | 0.45131 | 0 | 0.32173 | 0 | 1.1325 | 0 | 0.0525 | 0.6901 | 0 | 0 | 0 | 0 | 2.6481 | 0 | 0 | 0 | 0 | 0 | 0 | 0 | 0 | 0 | 0 | 0 | 0 | 0
8 | 4 | 4 | 6 | 1.7931 | 0 | 2.4469 | 0 | 0 | 0 | 0.0012057 | 0.24495 | 0 | 0 | 0.45177 | 0 | 4.9379 | 0 | 0 | 0 | 0 | 0 | 0 | 0 | 0 | 0 | 0 | 0 | 0 | 0 | 0.45131 | 0 | 0.32173 | 0 | 1.1971 | 0 | 0.0525 | 0.6901 | 0 | 0 | 0 | 0 | 2.7128 | 0 | 0 | 0 | 0 | 0 | 0 | 0 | 0 | 0 | 0 | 0 | 0 | 0
8 | 4 | 5 | 6 | 1.7931 | 0 | 2.4469 | 0 | 0 | 0 | 0.0012057 | 0.22515 | 0 | 0 | 0.45176 | 0 | 4.9181 | 0 | 0 | 0 | 0 | 0 | 0 | 0 | 0 | 0 | 0 | 0 | 0 | 0 | 0.45131 | 0 | 0.32173 | 0 | 1.0749 | 0 | 0.0525 | 0.6901 | 0 | 0 | 0 | 0 | 2.5905 | 0 | 0 | 0 | 0 | 0 | 0 | 0 | 0 | 0 | 0 | 0 | 0 | 0
8 | 4 | 6 | 6 | 1.7931 | 0 | 2.4469 | 0 | 0 | 0 | 0.0012057 | 0.20615 | 0 | 0 | 2.5399 | 0 | 6.9873 | 0 | 0 | 0 | 0 | 0 | 0 | 0 | 0 | 0 | 0 | 0 | 0 | 0 | 0.45131 | 0 | 0.54519 | 0 | 0.98787 | 0 | 0.315 | 0.6901 | 0 | 0 | 0 | 0 | 2.9895 | 0 | 0 | 0 | 0 | 0 | 0 | 0 | 0 | 0 | 0 | 0 | 0 | 0
8 | 4 | 7 | 6 | 1.7931 | 0 | 2.4469 | 0 | 0 | 0 | 0.0012057 | 0.28564 | 0 | 0 | 3.9551 | 0 | 8.482 | 0 | 0 | 0 | 0 | 0 | 0 | 0 | 0 | 0 | 0 | 0 | 0 | 0 | 0.45131 | 0 | 0.71279 | 0 | 1.4836 | 0 | 0.525 | 0.6901 | 0 | 0 | 0 | 0 | 3.8628 | 0 | 0 | 0 | 0 | 0 | 0 | 0 | 0 | 0 | 0 | 0 | 0 | 0
8 | 4 | 8 | 6 | 1.7931 | 0 | 13.5789 | 0 | 0 | 0 | 0.0012057 | 0.49376 | 0 | 0 | 3.6272 | 0 | 19.4942 | 0 | 0 | 0 | 0 | 0 | 0 | 0 | 0 | 0 | 0 | 0 | 0 | 0 | 0.45131 | 0 | 0.71279 | 0 | 2.862 | 0 | 0.42 | 0.6901 | 0 | 0 | 0 | 0 | 5.1362 | 0 | 0 | 0 | 0 | 0 | 0 | 0 | 0 | 0 | 0 | 0 | 0 | 0
8 | 4 | 9 | 6 | 1.7931 | 0 | 13.5789 | 0 | 0 | 0 | 0.0012057 | 0.54542 | 0 | 0 | 2.5397 | 0 | 18.4583 | 0 | 0 | 0 | 0 | 0 | 0 | 0 | 0 | 0 | 0 | 0 | 0 | 0 | 0.45131 | 0 | 0.71279 | 0 | 3.3633 | 0 | 0.315 | 0.6901 | 0 | 0 | 0 | 0 | 5.5325 | 0 | 0 | 0 | 0 | 0 | 0 | 0 | 0 | 0 | 0 | 0 | 0 | 0
8 | 4 | 10 | 6 | 1.7931 | 0 | 13.5789 | 0 | 0 | 0 | 0.0012057 | 0.55611 | 0 | 0 | 2.5397 | 0 | 18.469 | 0 | 0 | 0 | 0 | 0 | 0 | 0 | 0 | 0 | 0 | 0 | 0 | 0 | 0.45131 | 0 | 0.71279 | 0 | 3.4735 | 0 | 0.315 | 0.6901 | 0 | 0 | 0 | 0 | 5.6427 | 0 | 0 | 0 | 0 | 0 | 0 | 0 | 0 | 0 | 0 | 0 | 0 | 0
8 | 4 | 11 | 6 | 1.7931 | 0 | 13.5789 | 0 | 0 | 0 | 0.0012057 | 0.62246 | 0 | 0 | 2.9573 | 0 | 18.9529 | 0 | 0 | 0 | 0 | 0 | 0 | 0 | 0 | 0 | 0 | 0 | 0 | 0 | 0.45131 | 0 | 0.54519 | 0 | 3.923 | 0 | 0.3675 | 0.6901 | 0 | 0 | 0 | 0 | 5.9771 | 0 | 0 | 0 | 0 | 0 | 0 | 0 | 0 | 0 | 0 | 0 | 0 | 0
8 | 4 | 12 | 6 | 1.7931 | 0 | 8.6313 | 0 | 0 | 0 | 0.0012057 | 0.61142 | 0 | 0 | 3.3749 | 0 | 14.412 | 0 | 0 | 0 | 0 | 0 | 0 | 0 | 0 | 0 | 0 | 0 | 0 | 0 | 0.45131 | 0 | 0.54519 | 0 | 3.8985 | 0 | 0.42 | 0.6901 | 0 | 0 | 0 | 0 | 6.0051 | 0 | 0 | 0 | 0 | 0 | 0 | 0 | 0 | 0 | 0 | 0 | 0 | 0
8 | 4 | 13 | 6 | 1.7931 | 0 | 13.5789 | 0 | 0 | 0 | 0.0012057 | 0.68984 | 0 | 0 | 2.9573 | 0 | 19.0203 | 0 | 0 | 0 | 0 | 0 | 0 | 0 | 0 | 0 | 0 | 0 | 0 | 0 | 0.45131 | 0 | 0.54519 | 0 | 4.5068 | 0 | 0.3675 | 0.6901 | 0 | 0 | 0 | 0 | 6.5609 | 0 | 0 | 0 | 0 | 0 | 0 | 0 | 0 | 0 | 0 | 0 | 0 | 0
8 | 4 | 14 | 6 | 1.7931 | 0 | 13.5789 | 0 | 0 | 0 | 0.0012057 | 0.72421 | 0 | 0 | 2.9573 | 0 | 19.0547 | 0 | 0 | 0 | 0 | 0 | 0 | 0 | 0 | 0 | 0 | 0 | 0 | 0 | 0.45131 | 0 | 0.54519 | 0 | 4.834 | 0 | 0.3675 | 0.6901 | 0 | 0 | 0 | 0 | 6.8882 | 0 | 0 | 0 | 0 | 0 | 0 | 0 | 0 | 0 | 0 | 0 | 0 | 0
8 | 4 | 15 | 6 | 1.7931 | 0 | 13.5789 | 0 | 0 | 0 | 0.0012057 | 0.76229 | 0 | 0 | 2.5396 | 0 | 18.6751 | 0 | 0 | 0 | 0 | 0 | 0 | 0 | 0 | 0 | 0 | 0 | 0 | 0 | 0.45131 | 0 | 0.54519 | 0 | 5.2654 | 0 | 0.315 | 0.6901 | 0 | 0 | 0 | 0 | 7.267 | 0 | 0 | 0 | 0 | 0 | 0 | 0 | 0 | 0 | 0 | 0 | 0 | 0
8 | 4 | 16 | 6 | 1.7931 | 0 | 13.5789 | 0 | 0 | 0 | 0.0012057 | 0.76244 | 0 | 0 | 2.5396 | 0 | 18.6752 | 0 | 0 | 0 | 0 | 0 | 0 | 0 | 0 | 0 | 0 | 0 | 0 | 0 | 0.45131 | 0 | 0.54519 | 0 | 5.3189 | 0 | 0.315 | 0.6901 | 0 | 0 | 0 | 0 | 7.3205 | 0 | 0 | 0 | 0 | 0 | 0 | 0 | 0 | 0 | 0 | 0 | 0 | 0
8 | 4 | 17 | 6 | 1.7931 | 0 | 13.5789 | 0 | 0 | 0 | 0.0012057 | 0.71918 | 0 | 0 | 3.955 | 0 | 20.0474 | 0 | 0 | 0 | 0 | 0 | 0 | 0 | 0 | 0 | 0 | 0 | 0 | 0 | 0.45131 | 0 | 0.54519 | 0 | 4.9645 | 0 | 0.525 | 0.6901 | 0 | 0 | 0 | 0 | 7.1761 | 0 | 0 | 0 | 0 | 0 | 0 | 0 | 0 | 0 | 0 | 0 | 0 | 0
8 | 4 | 18 | 6 | 1.7931 | 0 | 9.8682 | 0 | 0 | 0 | 0.0012057 | 0.61186 | 0 | 0 | 3.955 | 0 | 16.2294 | 0 | 0 | 0 | 0 | 0 | 0 | 0 | 0 | 0 | 0 | 0 | 0 | 0 | 0.45131 | 0 | 0.54519 | 0 | 4.1096 | 0 | 0.525 | 0.6901 | 0 | 0 | 0 | 0 | 6.3212 | 0 | 0 | 0 | 0 | 0 | 0 | 0 | 0 | 0 | 0 | 0 | 0 | 0
8 | 4 | 19 | 6 | 1.7931 | 0 | 2.4469 | 0 | 0 | 0 | 0.0012057 | 0.43792 | 0 | 0 | 3.8761 | 0 | 8.5552 | 0 | 0 | 0 | 0 | 0 | 0 | 0 | 0 | 0 | 0 | 0 | 0 | 0 | 0.45131 | 0 | 0.88038 | 0 | 2.7865 | 0 | 0.42 | 0.6901 | 0 | 0 | 0 | 0 | 5.2283 | 0 | 0 | 0 | 0 | 0 | 0 | 0 | 0 | 0 | 0 | 0 | 0 | 0
8 | 4 | 20 | 6 | 1.7931 | 0 | 2.4469 | 0 | 0 | 0 | 0.0012057 | 0.3578 | 0 | 0 | 2.9572 | 0 | 7.5562 | 0 | 0 | 0 | 0 | 0 | 0 | 0 | 0 | 0 | 0 | 0 | 0 | 0 | 0.45131 | 0 | 1.1038 | 0 | 2.1329 | 0 | 0.3675 | 0.6901 | 0 | 0 | 0 | 0 | 4.7456 | 0 | 0 | 0 | 0 | 0 | 0 | 0 | 0 | 0 | 0 | 0 | 0 | 0
8 | 4 | 21 | 6 | 1.7931 | 0 | 2.4469 | 0 | 0 | 0 | 0.0012057 | 0.322 | 0 | 0 | 3.7923 | 0 | 8.3555 | 0 | 0 | 0 | 0 | 0 | 0 | 0 | 0 | 0 | 0 | 0 | 0 | 0 | 0.45131 | 0 | 1.2156 | 0 | 1.8284 | 0 | 0.4725 | 0.6901 | 0 | 0 | 0 | 0 | 4.6579 | 0 | 0 | 0 | 0 | 0 | 0 | 0 | 0 | 0 | 0 | 0 | 0 | 0
8 | 4 | 22 | 6 | 1.7931 | 0 | 2.4469 | 0 | 0 | 0 | 0.0012057 | 0.30573 | 0 | 0 | 2.5394 | 0 | 7.0863 | 0 | 0 | 0 | 0 | 0 | 0 | 0 | 0 | 0 | 0 | 0 | 0 | 0 | 0.45131 | 0 | 1.1038 | 0 | 1.684 | 0 | 0.315 | 0.6901 | 0 | 0 | 0 | 0 | 4.2442 | 0 | 0 | 0 | 0 | 0 | 0 | 0 | 0 | 0 | 0 | 0 | 0 | 0
8 | 4 | 23 | 6 | 1.7931 | 0 | 2.4469 | 0 | 0 | 0 | 0.0012057 | 0.28796 | 0 | 0 | 0.45123 | 0 | 4.9804 | 0 | 0 | 0 | 0 | 0 | 0 | 0 | 0 | 0 | 0 | 0 | 0 | 0 | 0.45131 | 0 | 0.88038 | 0 | 1.5423 | 0 | 0.0525 | 0.6901 | 0 | 0 | 0 | 0 | 3.6166 | 0 | 0 | 0 | 0 | 0 | 0 | 0 | 0 | 0 | 0 | 0 | 0 | 0
8 | 4 | 24 | 6 | 1.7931 | 0 | 2.4469 | 0 | 0 | 0 | 0.0012057 | 0.2967 | 0 | 0 | 0.45127 | 0 | 4.9892 | 0 | 0 | 0 | 0 | 0 | 0 | 0 | 0 | 0 | 0 | 0 | 0 | 0 | 0.45131 | 0 | 0.54519 | 0 | 1.5834 | 0 | 0.0525 | 0.6901 | 0 | 0 | 0 | 0 | 3.3225 | 0 | 0 | 0 | 0 | 0 | 0 | 0 | 0 | 0 | 0 | 0 | 0 | 0
8 | 5 | 1 | 7 | 1.7931 | 0 | 2.4469 | 0 | 0 | 0 | 0.0012057 | 0.26643 | 0 | 0 | 0.45135 | 0 | 4.959 | 0 | 0 | 0 | 0 | 0 | 0 | 0 | 0 | 0 | 0 | 0 | 0 | 0 | 0.45131 | 0 | 0.32173 | 0 | 1.3584 | 0 | 0.0525 | 0.6901 | 0 | 0 | 0 | 0 | 2.874 | 0 | 0 | 0 | 0 | 0 | 0 | 0 | 0 | 0 | 0 | 0 | 0 | 0
8 | 5 | 2 | 7 | 1.7931 | 0 | 2.4469 | 0 | 0 | 0 | 0.0012057 | 0.25844 | 0 | 0 | 0.45147 | 0 | 4.9511 | 0 | 0 | 0 | 0 | 0 | 0 | 0 | 0 | 0 | 0 | 0 | 0 | 0 | 0.45131 | 0 | 0.32173 | 0 | 1.3538 | 0 | 0.0525 | 0.6901 | 0 | 0 | 0 | 0 | 2.8695 | 0 | 0 | 0 | 0 | 0 | 0 | 0 | 0 | 0 | 0 | 0 | 0 | 0
8 | 5 | 3 | 7 | 1.7931 | 0 | 2.4469 | 0 | 0 | 0 | 0.0012057 | 0.25115 | 0 | 0 | 0.45153 | 0 | 4.9439 | 0 | 0 | 0 | 0 | 0 | 0 | 0 | 0 | 0 | 0 | 0 | 0 | 0 | 0.45131 | 0 | 0.32173 | 0 | 1.2855 | 0 | 0.0525 | 0.6901 | 0 | 0 | 0 | 0 | 2.8011 | 0 | 0 | 0 | 0 | 0 | 0 | 0 | 0 | 0 | 0 | 0 | 0 | 0
8 | 5 | 4 | 7 | 1.7931 | 0 | 2.4469 | 0 | 0 | 0 | 0.0012057 | 0.23956 | 0 | 0 | 0.45155 | 0 | 4.9323 | 0 | 0 | 0 | 0 | 0 | 0 | 0 | 0 | 0 | 0 | 0 | 0 | 0 | 0.45131 | 0 | 0.32173 | 0 | 1.2049 | 0 | 0.0525 | 0.6901 | 0 | 0 | 0 | 0 | 2.7205 | 0 | 0 | 0 | 0 | 0 | 0 | 0 | 0 | 0 | 0 | 0 | 0 | 0
8 | 5 | 5 | 7 | 1.7931 | 0 | 2.4469 | 0 | 0 | 0 | 0.0012057 | 0.21538 | 0 | 0 | 0.45156 | 0 | 4.9082 | 0 | 0 | 0 | 0 | 0 | 0 | 0 | 0 | 0 | 0 | 0 | 0 | 0 | 0.45131 | 0 | 0.32173 | 0 | 1.0688 | 0 | 0.0525 | 0.6901 | 0 | 0 | 0 | 0 | 2.5844 | 0 | 0 | 0 | 0 | 0 | 0 | 0 | 0 | 0 | 0 | 0 | 0 | 0
8 | 5 | 6 | 7 | 1.7931 | 0 | 2.4469 | 0 | 0 | 0 | 0.0012057 | 0.21124 | 0 | 0 | 2.5397 | 0 | 6.9921 | 0 | 0 | 0 | 0 | 0 | 0 | 0 | 0 | 0 | 0 | 0 | 0 | 0 | 0.45131 | 0 | 0.54519 | 0 | 1.0778 | 0 | 0.315 | 0.6901 | 0 | 0 | 0 | 0 | 3.0794 | 0 | 0 | 0 | 0 | 0 | 0 | 0 | 0 | 0 | 0 | 0 | 0 | 0
8 | 5 | 7 | 7 | 1.7931 | 0 | 2.4469 | 0 | 0 | 0 | 0.0012057 | 0.31694 | 0 | 0 | 3.955 | 0 | 8.5132 | 0 | 0 | 0 | 0 | 0 | 0 | 0 | 0 | 0 | 0 | 0 | 0 | 0 | 0.45131 | 0 | 0.71279 | 0 | 1.7865 | 0 | 0.525 | 0.6901 | 0 | 0 | 0 | 0 | 4.1657 | 0 | 0 | 0 | 0 | 0 | 0 | 0 | 0 | 0 | 0 | 0 | 0 | 0
8 | 5 | 8 | 7 | 1.7931 | 0 | 13.5789 | 0 | 0 | 0 | 0.0012057 | 0.5231 | 0 | 0 | 3.6269 | 0 | 19.5232 | 0 | 0 | 0 | 0 | 0 | 0 | 0 | 0 | 0 | 0 | 0 | 0 | 0 | 0.45131 | 0 | 0.71279 | 0 | 3.192 | 0 | 0.42 | 0.6901 | 0 | 0 | 0 | 0 | 5.4662 | 0 | 0 | 0 | 0 | 0 | 0 | 0 | 0 | 0 | 0 | 0 | 0 | 0
8 | 5 | 9 | 7 | 1.7931 | 0 | 13.5789 | 0 | 0 | 0 | 0.0012057 | 0.58405 | 0 | 0 | 2.5395 | 0 | 18.4968 | 0 | 0 | 0 | 0 | 0 | 0 | 0 | 0 | 0 | 0 | 0 | 0 | 0 | 0.45131 | 0 | 0.71279 | 0 | 3.6584 | 0 | 0.315 | 0.6901 | 0 | 0 | 0 | 0 | 5.8276 | 0 | 0 | 0 | 0 | 0 | 0 | 0 | 0 | 0 | 0 | 0 | 0 | 0
8 | 5 | 10 | 7 | 1.7931 | 0 | 13.5789 | 0 | 0 | 0 | 0.0012057 | 0.59651 | 0 | 0 | 2.5394 | 0 | 18.5092 | 0 | 0 | 0 | 0 | 0 | 0 | 0 | 0 | 0 | 0 | 0 | 0 | 0 | 0.45131 | 0 | 0.71279 | 0 | 3.7399 | 0 | 0.315 | 0.6901 | 0 | 0 | 0 | 0 | 5.9091 | 0 | 0 | 0 | 0 | 0 | 0 | 0 | 0 | 0 | 0 | 0 | 0 | 0
8 | 5 | 11 | 7 | 1.7931 | 0 | 13.5789 | 0 | 0 | 0 | 0.0012057 | 0.65954 | 0 | 0 | 2.957 | 0 | 18.9898 | 0 | 0 | 0 | 0 | 0 | 0 | 0 | 0 | 0 | 0 | 0 | 0 | 0 | 0.45131 | 0 | 0.54519 | 0 | 4.2507 | 0 | 0.3675 | 0.6901 | 0 | 0 | 0 | 0 | 6.3048 | 0 | 0 | 0 | 0 | 0 | 0 | 0 | 0 | 0 | 0 | 0 | 0 | 0
8 | 5 | 12 | 7 | 1.7931 | 0 | 8.6313 | 0 | 0 | 0 | 0.0012057 | 0.6418 | 0 | 0 | 3.3746 | 0 | 14.4421 | 0 | 0 | 0 | 0 | 0 | 0 | 0 | 0 | 0 | 0 | 0 | 0 | 0 | 0.45131 | 0 | 0.54519 | 0 | 4.1135 | 0 | 0.42 | 0.6901 | 0 | 0 | 0 | 0 | 6.2201 | 0 | 0 | 0 | 0 | 0 | 0 | 0 | 0 | 0 | 0 | 0 | 0 | 0
8 | 5 | 13 | 7 | 1.7931 | 0 | 13.5789 | 0 | 0 | 0 | 0.0012057 | 0.72049 | 0 | 0 | 2.957 | 0 | 19.0507 | 0 | 0 | 0 | 0 | 0 | 0 | 0 | 0 | 0 | 0 | 0 | 0 | 0 | 0.45131 | 0 | 0.54519 | 0 | 4.5292 | 0 | 0.3675 | 0.6901 | 0 | 0 | 0 | 0 | 6.5833 | 0 | 0 | 0 | 0 | 0 | 0 | 0 | 0 | 0 | 0 | 0 | 0 | 0
8 | 5 | 14 | 7 | 1.7931 | 0 | 13.5789 | 0 | 0 | 0 | 0.0012057 | 0.74677 | 0 | 0 | 2.957 | 0 | 19.077 | 0 | 0 | 0 | 0 | 0 | 0 | 0 | 0 | 0 | 0 | 0 | 0 | 0 | 0.45131 | 0 | 0.54519 | 0 | 4.7925 | 0 | 0.3675 | 0.6901 | 0 | 0 | 0 | 0 | 6.8466 | 0 | 0 | 0 | 0 | 0 | 0 | 0 | 0 | 0 | 0 | 0 | 0 | 0
8 | 5 | 15 | 7 | 1.7931 | 0 | 13.5789 | 0 | 0 | 0 | 0.0012057 | 0.77605 | 0 | 0 | 2.5394 | 0 | 18.6886 | 0 | 0 | 0 | 0 | 0 | 0 | 0 | 0 | 0 | 0 | 0 | 0 | 0 | 0.45131 | 0 | 0.54519 | 0 | 5.0983 | 0 | 0.315 | 0.6901 | 0 | 0 | 0 | 0 | 7.0999 | 0 | 0 | 0 | 0 | 0 | 0 | 0 | 0 | 0 | 0 | 0 | 0 | 0
8 | 5 | 16 | 7 | 1.7931 | 0 | 13.5789 | 0 | 0 | 0 | 0.0012057 | 0.76264 | 0 | 0 | 2.5394 | 0 | 18.6752 | 0 | 0 | 0 | 0 | 0 | 0 | 0 | 0 | 0 | 0 | 0 | 0 | 0 | 0.45131 | 0 | 0.54519 | 0 | 5.0792 | 0 | 0.315 | 0.6901 | 0 | 0 | 0 | 0 | 7.0808 | 0 | 0 | 0 | 0 | 0 | 0 | 0 | 0 | 0 | 0 | 0 | 0 | 0
8 | 5 | 17 | 7 | 1.7931 | 0 | 13.5789 | 0 | 0 | 0 | 0.0012057 | 0.72291 | 0 | 0 | 3.9549 | 0 | 20.051 | 0 | 0 | 0 | 0 | 0 | 0 | 0 | 0 | 0 | 0 | 0 | 0 | 0 | 0.45131 | 0 | 0.54519 | 0 | 4.7806 | 0 | 0.525 | 0.6901 | 0 | 0 | 0 | 0 | 6.9923 | 0 | 0 | 0 | 0 | 0 | 0 | 0 | 0 | 0 | 0 | 0 | 0 | 0
8 | 5 | 18 | 7 | 1.7931 | 0 | 9.8682 | 0 | 0 | 0 | 0.0012057 | 0.61082 | 0 | 0 | 3.9549 | 0 | 16.2283 | 0 | 0 | 0 | 0 | 0 | 0 | 0 | 0 | 0 | 0 | 0 | 0 | 0 | 0.45131 | 0 | 0.54519 | 0 | 3.9411 | 0 | 0.525 | 0.6901 | 0 | 0 | 0 | 0 | 6.1527 | 0 | 0 | 0 | 0 | 0 | 0 | 0 | 0 | 0 | 0 | 0 | 0 | 0
8 | 5 | 19 | 7 | 1.7931 | 0 | 2.4469 | 0 | 0 | 0 | 0.0012057 | 0.43032 | 0 | 0 | 3.8756 | 0 | 8.5472 | 0 | 0 | 0 | 0 | 0 | 0 | 0 | 0 | 0 | 0 | 0 | 0 | 0 | 0.45131 | 0 | 0.88038 | 0 | 2.5707 | 0 | 0.42 | 0.6901 | 0 | 0 | 0 | 0 | 5.0125 | 0 | 0 | 0 | 0 | 0 | 0 | 0 | 0 | 0 | 0 | 0 | 0 | 0
8 | 5 | 20 | 7 | 1.7931 | 0 | 2.4469 | 0 | 0 | 0 | 0.0012057 | 0.35155 | 0 | 0 | 2.9569 | 0 | 7.5497 | 0 | 0 | 0 | 0 | 0 | 0 | 0 | 0 | 0 | 0 | 0 | 0 | 0 | 0.45131 | 0 | 1.1038 | 0 | 1.9278 | 0 | 0.3675 | 0.6901 | 0 | 0 | 0 | 0 | 4.5405 | 0 | 0 | 0 | 0 | 0 | 0 | 0 | 0 | 0 | 0 | 0 | 0 | 0
8 | 5 | 21 | 7 | 1.7931 | 0 | 2.4469 | 0 | 0 | 0 | 0.0012057 | 0.31884 | 0 | 0 | 3.7921 | 0 | 8.3522 | 0 | 0 | 0 | 0 | 0 | 0 | 0 | 0 | 0 | 0 | 0 | 0 | 0 | 0.45131 | 0 | 1.2156 | 0 | 1.7039 | 0 | 0.4725 | 0.6901 | 0 | 0 | 0 | 0 | 4.5334 | 0 | 0 | 0 | 0 | 0 | 0 | 0 | 0 | 0 | 0 | 0 | 0 | 0
8 | 5 | 22 | 7 | 1.7931 | 0 | 2.4469 | 0 | 0 | 0 | 0.0012057 | 0.3013 | 0 | 0 | 2.5392 | 0 | 7.0817 | 0 | 0 | 0 | 0 | 0 | 0 | 0 | 0 | 0 | 0 | 0 | 0 | 0 | 0.45131 | 0 | 1.1038 | 0 | 1.597 | 0 | 0.315 | 0.6901 | 0 | 0 | 0 | 0 | 4.1573 | 0 | 0 | 0 | 0 | 0 | 0 | 0 | 0 | 0 | 0 | 0 | 0 | 0
8 | 5 | 23 | 7 | 1.7931 | 0 | 2.4469 | 0 | 0 | 0 | 0.0012057 | 0.29478 | 0 | 0 | 0.45104 | 0 | 4.987 | 0 | 0 | 0 | 0 | 0 | 0 | 0 | 0 | 0 | 0 | 0 | 0 | 0 | 0.45131 | 0 | 0.88038 | 0 | 1.5434 | 0 | 0.0525 | 0.6901 | 0 | 0 | 0 | 0 | 3.6177 | 0 | 0 | 0 | 0 | 0 | 0 | 0 | 0 | 0 | 0 | 0 | 0 | 0
8 | 5 | 24 | 7 | 1.7931 | 0 | 2.4469 | 0 | 0 | 0 | 0.0012057 | 0.304 | 0 | 0 | 0.45107 | 0 | 4.9963 | 0 | 0 | 0 | 0 | 0 | 0 | 0 | 0 | 0 | 0 | 0 | 0 | 0 | 0.45131 | 0 | 0.54519 | 0 | 1.5782 | 0 | 0.0525 | 0.6901 | 0 | 0 | 0 | 0 | 3.3173 | 0 | 0 | 0 | 0 | 0 | 0 | 0 | 0 | 0 | 0 | 0 | 0 | 0
8 | 6 | 1 | 1 | 1.7931 | 0 | 2.4469 | 0 | 0 | 0 | 0.0012057 | 0.28519 | 0 | 0 | 0.45114 | 0 | 4.9776 | 0 | 0 | 0 | 0 | 0 | 0 | 0 | 0 | 0 | 0 | 0 | 0 | 0 | 0.45131 | 0 | 0.32173 | 0 | 1.4109 | 0 | 0.0525 | 0.6901 | 0 | 0 | 0 | 0 | 2.9266 | 0 | 0 | 0 | 0 | 0 | 0 | 0 | 0 | 0 | 0 | 0 | 0 | 0
8 | 6 | 2 | 1 | 1.7931 | 0 | 2.4469 | 0 | 0 | 0 | 0.0012057 | 0.27145 | 0 | 0 | 0.45125 | 0 | 4.9639 | 0 | 0 | 0 | 0 | 0 | 0 | 0 | 0 | 0 | 0 | 0 | 0 | 0 | 0.45131 | 0 | 0.32173 | 0 | 1.3408 | 0 | 0.0525 | 0.6901 | 0 | 0 | 0 | 0 | 2.8564 | 0 | 0 | 0 | 0 | 0 | 0 | 0 | 0 | 0 | 0 | 0 | 0 | 0
8 | 6 | 3 | 1 | 1.7931 | 0 | 2.4469 | 0 | 0 | 0 | 0.0012057 | 0.26713 | 0 | 0 | 0.45131 | 0 | 4.9597 | 0 | 0 | 0 | 0 | 0 | 0 | 0 | 0 | 0 | 0 | 0 | 0 | 0 | 0.45131 | 0 | 0.32173 | 0 | 1.3264 | 0 | 0.0525 | 0.6901 | 0 | 0 | 0 | 0 | 2.842 | 0 | 0 | 0 | 0 | 0 | 0 | 0 | 0 | 0 | 0 | 0 | 0 | 0
8 | 6 | 4 | 1 | 1.7931 | 0 | 2.4469 | 0 | 0 | 0 | 0.0012057 | 0.25634 | 0 | 0 | 0.45133 | 0 | 4.9489 | 0 | 0 | 0 | 0 | 0 | 0 | 0 | 0 | 0 | 0 | 0 | 0 | 0 | 0.45131 | 0 | 0.32173 | 0 | 1.2628 | 0 | 0.0525 | 0.6901 | 0 | 0 | 0 | 0 | 2.7785 | 0 | 0 | 0 | 0 | 0 | 0 | 0 | 0 | 0 | 0 | 0 | 0 | 0
8 | 6 | 5 | 1 | 1.7931 | 0 | 2.4469 | 0 | 0 | 0 | 0.0012057 | 0.24526 | 0 | 0 | 0.45134 | 0 | 4.9378 | 0 | 0 | 0 | 0 | 0 | 0 | 0 | 0 | 0 | 0 | 0 | 0 | 0 | 0.45131 | 0 | 0.32173 | 0 | 1.2107 | 0 | 0.0525 | 0.6901 | 0 | 0 | 0 | 0 | 2.7264 | 0 | 0 | 0 | 0 | 0 | 0 | 0 | 0 | 0 | 0 | 0 | 0 | 0
8 | 6 | 6 | 1 | 1.7931 | 0 | 2.4469 | 0 | 0 | 0 | 0.0012057 | 0.24152 | 0 | 0 | 2.5394 | 0 | 7.0222 | 0 | 0 | 0 | 0 | 0 | 0 | 0 | 0 | 0 | 0 | 0 | 0 | 0 | 0.45131 | 0 | 0.54519 | 0 | 1.1679 | 0 | 0.315 | 0.6901 | 0 | 0 | 0 | 0 | 3.1695 | 0 | 0 | 0 | 0 | 0 | 0 | 0 | 0 | 0 | 0 | 0 | 0 | 0
8 | 6 | 7 | 1 | 1.7931 | 0 | 2.4469 | 0 | 0 | 0 | 0.0012057 | 0.28934 | 0 | 0 | 3.9549 | 0 | 8.4854 | 0 | 0 | 0 | 0 | 0 | 0 | 0 | 0 | 0 | 0 | 0 | 0 | 0 | 0.45131 | 0 | 0.71279 | 0 | 1.3894 | 0 | 0.525 | 0.6901 | 0 | 0 | 0 | 0 | 3.7686 | 0 | 0 | 0 | 0 | 0 | 0 | 0 | 0 | 0 | 0 | 0 | 0 | 0
8 | 6 | 8 | 1 | 1.7931 | 0 | 13.5789 | 0 | 0 | 0 | 0.0012057 | 0.47369 | 0 | 0 | 3.6265 | 0 | 19.4734 | 0 | 0 | 0 | 0 | 0 | 0 | 0 | 0 | 0 | 0 | 0 | 0 | 0 | 0.45131 | 0 | 0.71279 | 0 | 2.5485 | 0 | 0.42 | 0.6901 | 0 | 0 | 0 | 0 | 4.8227 | 0 | 0 | 0 | 0 | 0 | 0 | 0 | 0 | 0 | 0 | 0 | 0 | 0
8 | 6 | 9 | 1 | 1.7931 | 0 | 13.5789 | 0 | 0 | 0 | 0.0012057 | 0.5361 | 0 | 0 | 2.5393 | 0 | 18.4486 | 0 | 0 | 0 | 0 | 0 | 0 | 0 | 0 | 0 | 0 | 0 | 0 | 0 | 0.45131 | 0 | 0.71279 | 0 | 2.99 | 0 | 0.315 | 0.6901 | 0 | 0 | 0 | 0 | 5.1592 | 0 | 0 | 0 | 0 | 0 | 0 | 0 | 0 | 0 | 0 | 0 | 0 | 0
8 | 6 | 10 | 1 | 1.7931 | 0 | 13.5789 | 0 | 0 | 0 | 0.0012057 | 0.57718 | 0 | 0 | 2.5392 | 0 | 18.4896 | 0 | 0 | 0 | 0 | 0 | 0 | 0 | 0 | 0 | 0 | 0 | 0 | 0 | 0.45131 | 0 | 0.71279 | 0 | 3.3037 | 0 | 0.315 | 0.6901 | 0 | 0 | 0 | 0 | 5.4729 | 0 | 0 | 0 | 0 | 0 | 0 | 0 | 0 | 0 | 0 | 0 | 0 | 0
8 | 6 | 11 | 1 | 1.7931 | 0 | 13.5789 | 0 | 0 | 0 | 0.0012057 | 0.64162 | 0 | 0 | 2.9568 | 0 | 18.9716 | 0 | 0 | 0 | 0 | 0 | 0 | 0 | 0 | 0 | 0 | 0 | 0 | 0 | 0.45131 | 0 | 0.54519 | 0 | 3.8038 | 0 | 0.3675 | 0.6901 | 0 | 0 | 0 | 0 | 5.8579 | 0 | 0 | 0 | 0 | 0 | 0 | 0 | 0 | 0 | 0 | 0 | 0 | 0
8 | 6 | 12 | 1 | 1.7931 | 0 | 8.6313 | 0 | 0 | 0 | 0.0012057 | 0.64338 | 0 | 0 | 3.3744 | 0 | 14.4435 | 0 | 0 | 0 | 0 | 0 | 0 | 0 | 0 | 0 | 0 | 0 | 0 | 0 | 0.45131 | 0 | 0.54519 | 0 | 4.1004 | 0 | 0.42 | 0.6901 | 0 | 0 | 0 | 0 | 6.207 | 0 | 0 | 0 | 0 | 0 | 0 | 0 | 0 | 0 | 0 | 0 | 0 | 0
8 | 6 | 13 | 1 | 1.7931 | 0 | 13.5789 | 0 | 0 | 0 | 0.0012057 | 0.7173 | 0 | 0 | 2.9568 | 0 | 19.0473 | 0 | 0 | 0 | 0 | 0 | 0 | 0 | 0 | 0 | 0 | 0 | 0 | 0 | 0.45131 | 0 | 0.54519 | 0 | 4.5848 | 0 | 0.3675 | 0.6901 | 0 | 0 | 0 | 0 | 6.6389 | 0 | 0 | 0 | 0 | 0 | 0 | 0 | 0 | 0 | 0 | 0 | 0 | 0
8 | 6 | 14 | 1 | 1.7931 | 0 | 13.5789 | 0 | 0 | 0 | 0.0012057 | 0.74099 | 0 | 0 | 2.9568 | 0 | 19.071 | 0 | 0 | 0 | 0 | 0 | 0 | 0 | 0 | 0 | 0 | 0 | 0 | 0 | 0.45131 | 0 | 0.54519 | 0 | 4.7982 | 0 | 0.3675 | 0.6901 | 0 | 0 | 0 | 0 | 6.8523 | 0 | 0 | 0 | 0 | 0 | 0 | 0 | 0 | 0 | 0 | 0 | 0 | 0
8 | 6 | 15 | 1 | 1.7931 | 0 | 13.5789 | 0 | 0 | 0 | 0.0012057 | 0.72483 | 0 | 0 | 2.5391 | 0 | 18.6372 | 0 | 0 | 0 | 0 | 0 | 0 | 0 | 0 | 0 | 0 | 0 | 0 | 0 | 0.45131 | 0 | 0.54519 | 0 | 4.5424 | 0 | 0.315 | 0.6901 | 0 | 0 | 0 | 0 | 6.544 | 0 | 0 | 0 | 0 | 0 | 0 | 0 | 0 | 0 | 0 | 0 | 0 | 0
8 | 6 | 16 | 1 | 1.7931 | 0 | 13.5789 | 0 | 0 | 0 | 0.0012057 | 0.69032 | 0 | 0 | 2.5391 | 0 | 18.6027 | 0 | 0 | 0 | 0 | 0 | 0 | 0 | 0 | 0 | 0 | 0 | 0 | 0 | 0.45131 | 0 | 0.54519 | 0 | 4.1793 | 0 | 0.315 | 0.6901 | 0 | 0 | 0 | 0 | 6.181 | 0 | 0 | 0 | 0 | 0 | 0 | 0 | 0 | 0 | 0 | 0 | 0 | 0
8 | 6 | 17 | 1 | 1.7931 | 0 | 13.5789 | 0 | 0 | 0 | 0.0012057 | 0.65581 | 0 | 0 | 3.9548 | 0 | 19.9838 | 0 | 0 | 0 | 0 | 0 | 0 | 0 | 0 | 0 | 0 | 0 | 0 | 0 | 0.45131 | 0 | 0.54519 | 0 | 4.2109 | 0 | 0.525 | 0.6901 | 0 | 0 | 0 | 0 | 6.4225 | 0 | 0 | 0 | 0 | 0 | 0 | 0 | 0 | 0 | 0 | 0 | 0 | 0
8 | 6 | 18 | 1 | 1.7931 | 0 | 9.8682 | 0 | 0 | 0 | 0.0012057 | 0.57412 | 0 | 0 | 3.9548 | 0 | 16.1915 | 0 | 0 | 0 | 0 | 0 | 0 | 0 | 0 | 0 | 0 | 0 | 0 | 0 | 0.45131 | 0 | 0.54519 | 0 | 3.778 | 0 | 0.525 | 0.6901 | 0 | 0 | 0 | 0 | 5.9897 | 0 | 0 | 0 | 0 | 0 | 0 | 0 | 0 | 0 | 0 | 0 | 0 | 0
8 | 6 | 19 | 1 | 1.7931 | 0 | 2.4469 | 0 | 0 | 0 | 0.0012057 | 0.41818 | 0 | 0 | 3.8753 | 0 | 8.5347 | 0 | 0 | 0 | 0 | 0 | 0 | 0 | 0 | 0 | 0 | 0 | 0 | 0 | 0.45131 | 0 | 0.88038 | 0 | 2.565 | 0 | 0.42 | 0.6901 | 0 | 0 | 0 | 0 | 5.0068 | 0 | 0 | 0 | 0 | 0 | 0 | 0 | 0 | 0 | 0 | 0 | 0 | 0
8 | 6 | 20 | 1 | 1.7931 | 0 | 2.4469 | 0 | 0 | 0 | 0.0012057 | 0.35198 | 0 | 0 | 2.9568 | 0 | 7.55 | 0 | 0 | 0 | 0 | 0 | 0 | 0 | 0 | 0 | 0 | 0 | 0 | 0 | 0.45131 | 0 | 1.1038 | 0 | 1.9899 | 0 | 0.3675 | 0.6901 | 0 | 0 | 0 | 0 | 4.6026 | 0 | 0 | 0 | 0 | 0 | 0 | 0 | 0 | 0 | 0 | 0 | 0 | 0
8 | 6 | 21 | 1 | 1.7931 | 0 | 2.4469 | 0 | 0 | 0 | 0.0012057 | 0.3235 | 0 | 0 | 3.7919 | 0 | 8.3566 | 0 | 0 | 0 | 0 | 0 | 0 | 0 | 0 | 0 | 0 | 0 | 0 | 0 | 0.45131 | 0 | 1.2156 | 0 | 1.8001 | 0 | 0.4725 | 0.6901 | 0 | 0 | 0 | 0 | 4.6296 | 0 | 0 | 0 | 0 | 0 | 0 | 0 | 0 | 0 | 0 | 0 | 0 | 0
8 | 6 | 22 | 1 | 1.7931 | 0 | 2.4469 | 0 | 0 | 0 | 0.0012057 | 0.30717 | 0 | 0 | 2.539 | 0 | 7.0874 | 0 | 0 | 0 | 0 | 0 | 0 | 0 | 0 | 0 | 0 | 0 | 0 | 0 | 0.45131 | 0 | 1.1038 | 0 | 1.6795 | 0 | 0.315 | 0.6901 | 0 | 0 | 0 | 0 | 4.2398 | 0 | 0 | 0 | 0 | 0 | 0 | 0 | 0 | 0 | 0 | 0 | 0 | 0
8 | 6 | 23 | 1 | 1.7931 | 0 | 2.4469 | 0 | 0 | 0 | 0.0012057 | 0.30224 | 0 | 0 | 0.45084 | 0 | 4.9943 | 0 | 0 | 0 | 0 | 0 | 0 | 0 | 0 | 0 | 0 | 0 | 0 | 0 | 0.45131 | 0 | 0.88038 | 0 | 1.6262 | 0 | 0.0525 | 0.6901 | 0 | 0 | 0 | 0 | 3.7005 | 0 | 0 | 0 | 0 | 0 | 0 | 0 | 0 | 0 | 0 | 0 | 0 | 0
8 | 6 | 24 | 1 | 1.7931 | 0 | 2.4469 | 0 | 0 | 0 | 0.0012057 | 0.2904 | 0 | 0 | 0.45088 | 0 | 4.9825 | 0 | 0 | 0 | 0 | 0 | 0 | 0 | 0 | 0 | 0 | 0 | 0 | 0 | 0.45131 | 0 | 0.54519 | 0 | 1.5297 | 0 | 0.0525 | 0.6901 | 0 | 0 | 0 | 0 | 3.2689 | 0 | 0 | 0 | 0 | 0 | 0 | 0 | 0 | 0 | 0 | 0 | 0 | 0
8 | 7 | 1 | 2 | 1.7931 | 0 | 2.4469 | 0 | 0 | 0 | 0.0012057 | 0.27011 | 0 | 0 | 0.45098 | 0 | 4.9623 | 0 | 0 | 0 | 0 | 0 | 0 | 0 | 0 | 0 | 0 | 0 | 0 | 0 | 0.45131 | 0 | 0.32173 | 0 | 1.4136 | 0 | 0.0525 | 0.6901 | 0 | 0 | 0 | 0 | 2.9293 | 0 | 0 | 0 | 0 | 0 | 0 | 0 | 0 | 0 | 0 | 0 | 0 | 0
8 | 7 | 2 | 2 | 1.7931 | 0 | 2.4469 | 0 | 0 | 0 | 0.0012057 | 0.26205 | 0 | 0 | 0.45109 | 0 | 4.9544 | 0 | 0 | 0 | 0 | 0 | 0 | 0 | 0 | 0 | 0 | 0 | 0 | 0 | 0.45131 | 0 | 0.32173 | 0 | 1.3817 | 0 | 0.0525 | 0.6901 | 0 | 0 | 0 | 0 | 2.8973 | 0 | 0 | 0 | 0 | 0 | 0 | 0 | 0 | 0 | 0 | 0 | 0 | 0
8 | 7 | 3 | 2 | 1.7931 | 0 | 2.4469 | 0 | 0 | 0 | 0.0012057 | 0.24512 | 0 | 0 | 0.45116 | 0 | 4.9375 | 0 | 0 | 0 | 0 | 0 | 0 | 0 | 0 | 0 | 0 | 0 | 0 | 0 | 0.45131 | 0 | 0.32173 | 0 | 1.2628 | 0 | 0.0525 | 0.6901 | 0 | 0 | 0 | 0 | 2.7784 | 0 | 0 | 0 | 0 | 0 | 0 | 0 | 0 | 0 | 0 | 0 | 0 | 0
8 | 7 | 4 | 2 | 1.7931 | 0 | 2.4469 | 0 | 0 | 0 | 0.0012057 | 0.23412 | 0 | 0 | 0.4512 | 0 | 4.9265 | 0 | 0 | 0 | 0 | 0 | 0 | 0 | 0 | 0 | 0 | 0 | 0 | 0 | 0.45131 | 0 | 0.32173 | 0 | 1.1704 | 0 | 0.0525 | 0.6901 | 0 | 0 | 0 | 0 | 2.686 | 0 | 0 | 0 | 0 | 0 | 0 | 0 | 0 | 0 | 0 | 0 | 0 | 0
8 | 7 | 5 | 2 | 1.7931 | 0 | 2.4469 | 0 | 0 | 0 | 0.0012057 | 0.21493 | 0 | 0 | 0.45122 | 0 | 4.9074 | 0 | 0 | 0 | 0 | 0 | 0 | 0 | 0 | 0 | 0 | 0 | 0 | 0 | 0.45131 | 0 | 0.32173 | 0 | 1.0284 | 0 | 0.0525 | 0.6901 | 0 | 0 | 0 | 0 | 2.544 | 0 | 0 | 0 | 0 | 0 | 0 | 0 | 0 | 0 | 0 | 0 | 0 | 0
8 | 7 | 6 | 2 | 1.7931 | 0 | 2.4469 | 0 | 0 | 0 | 0.0012057 | 0.19206 | 0 | 0 | 2.5393 | 0 | 6.9726 | 0 | 0 | 0 | 0 | 0 | 0 | 0 | 0 | 0 | 0 | 0 | 0 | 0 | 0.45131 | 0 | 0.54519 | 0 | 0.90272 | 0 | 0.315 | 0.6901 | 0 | 0 | 0 | 0 | 2.9043 | 0 | 0 | 0 | 0 | 0 | 0 | 0 | 0 | 0 | 0 | 0 | 0 | 0
8 | 7 | 7 | 2 | 1.7931 | 0 | 2.4469 | 0 | 0 | 0 | 0.0012057 | 0.26838 | 0 | 0 | 3.9548 | 0 | 8.4644 | 0 | 0 | 0 | 0 | 0 | 0 | 0 | 0 | 0 | 0 | 0 | 0 | 0 | 0.45131 | 0 | 0.71279 | 0 | 1.3442 | 0 | 0.525 | 0.6901 | 0 | 0 | 0 | 0 | 3.7234 | 0 | 0 | 0 | 0 | 0 | 0 | 0 | 0 | 0 | 0 | 0 | 0 | 0
8 | 7 | 8 | 2 | 1.7931 | 0 | 13.5789 | 0 | 0 | 0 | 0.0012057 | 0.4601 | 0 | 0 | 3.6264 | 0 | 19.4597 | 0 | 0 | 0 | 0 | 0 | 0 | 0 | 0 | 0 | 0 | 0 | 0 | 0 | 0.45131 | 0 | 0.71279 | 0 | 2.5394 | 0 | 0.42 | 0.6901 | 0 | 0 | 0 | 0 | 4.8136 | 0 | 0 | 0 | 0 | 0 | 0 | 0 | 0 | 0 | 0 | 0 | 0 | 0
8 | 7 | 9 | 2 | 1.7931 | 0 | 13.5789 | 0 | 0 | 0 | 0.0012057 | 0.51237 | 0 | 0 | 2.5392 | 0 | 18.4248 | 0 | 0 | 0 | 0 | 0 | 0 | 0 | 0 | 0 | 0 | 0 | 0 | 0 | 0.45131 | 0 | 0.71279 | 0 | 2.9716 | 0 | 0.315 | 0.6901 | 0 | 0 | 0 | 0 | 5.1408 | 0 | 0 | 0 | 0 | 0 | 0 | 0 | 0 | 0 | 0 | 0 | 0 | 0
8 | 7 | 10 | 2 | 1.7931 | 0 | 13.5789 | 0 | 0 | 0 | 0.0012057 | 0.54337 | 0 | 0 | 2.5391 | 0 | 18.4557 | 0 | 0 | 0 | 0 | 0 | 0 | 0 | 0 | 0 | 0 | 0 | 0 | 0 | 0.45131 | 0 | 0.71279 | 0 | 3.2865 | 0 | 0.315 | 0.6901 | 0 | 0 | 0 | 0 | 5.4557 | 0 | 0 | 0 | 0 | 0 | 0 | 0 | 0 | 0 | 0 | 0 | 0 | 0
8 | 7 | 11 | 2 | 1.7931 | 0 | 13.5789 | 0 | 0 | 0 | 0.0012057 | 0.62352 | 0 | 0 | 2.9567 | 0 | 18.9535 | 0 | 0 | 0 | 0 | 0 | 0 | 0 | 0 | 0 | 0 | 0 | 0 | 0 | 0.45131 | 0 | 0.54519 | 0 | 3.9195 | 0 | 0.3675 | 0.6901 | 0 | 0 | 0 | 0 | 5.9736 | 0 | 0 | 0 | 0 | 0 | 0 | 0 | 0 | 0 | 0 | 0 | 0 | 0
8 | 7 | 12 | 2 | 1.7931 | 0 | 8.6313 | 0 | 0 | 0 | 0.0012057 | 0.61307 | 0 | 0 | 3.3744 | 0 | 14.4131 | 0 | 0 | 0 | 0 | 0 | 0 | 0 | 0 | 0 | 0 | 0 | 0 | 0 | 0.45131 | 0 | 0.54519 | 0 | 3.7637 | 0 | 0.42 | 0.6901 | 0 | 0 | 0 | 0 | 5.8703 | 0 | 0 | 0 | 0 | 0 | 0 | 0 | 0 | 0 | 0 | 0 | 0 | 0
8 | 7 | 13 | 2 | 1.7931 | 0 | 13.5789 | 0 | 0 | 0 | 0.0012057 | 0.68596 | 0 | 0 | 2.9567 | 0 | 19.0159 | 0 | 0 | 0 | 0 | 0 | 0 | 0 | 0 | 0 | 0 | 0 | 0 | 0 | 0.45131 | 0 | 0.54519 | 0 | 4.059 | 0 | 0.3675 | 0.6901 | 0 | 0 | 0 | 0 | 6.1131 | 0 | 0 | 0 | 0 | 0 | 0 | 0 | 0 | 0 | 0 | 0 | 0 | 0
8 | 7 | 14 | 2 | 1.7931 | 0 | 13.5789 | 0 | 0 | 0 | 0.0012057 | 0.70647 | 0 | 0 | 2.9567 | 0 | 19.0364 | 0 | 0 | 0 | 0 | 0 | 0 | 0 | 0 | 0 | 0 | 0 | 0 | 0 | 0.45131 | 0 | 0.54519 | 0 | 4.3035 | 0 | 0.3675 | 0.6901 | 0 | 0 | 0 | 0 | 6.3576 | 0 | 0 | 0 | 0 | 0 | 0 | 0 | 0 | 0 | 0 | 0 | 0 | 0
8 | 7 | 15 | 2 | 1.7931 | 0 | 13.5789 | 0 | 0 | 0 | 0.0012057 | 0.71847 | 0 | 0 | 2.5391 | 0 | 18.6308 | 0 | 0 | 0 | 0 | 0 | 0 | 0 | 0 | 0 | 0 | 0 | 0 | 0 | 0.45131 | 0 | 0.54519 | 0 | 4.3769 | 0 | 0.315 | 0.6901 | 0 | 0 | 0 | 0 | 6.3785 | 0 | 0 | 0 | 0 | 0 | 0 | 0 | 0 | 0 | 0 | 0 | 0 | 0
8 | 7 | 16 | 2 | 1.7931 | 0 | 13.5789 | 0 | 0 | 0 | 0.0012057 | 0.69585 | 0 | 0 | 2.5391 | 0 | 18.6082 | 0 | 0 | 0 | 0 | 0 | 0 | 0 | 0 | 0 | 0 | 0 | 0 | 0 | 0.45131 | 0 | 0.54519 | 0 | 4.1402 | 0 | 0.315 | 0.6901 | 0 | 0 | 0 | 0 | 6.1418 | 0 | 0 | 0 | 0 | 0 | 0 | 0 | 0 | 0 | 0 | 0 | 0 | 0
8 | 7 | 17 | 2 | 1.7931 | 0 | 13.5789 | 0 | 0 | 0 | 0.0012057 | 0.63139 | 0 | 0 | 3.9548 | 0 | 19.9594 | 0 | 0 | 0 | 0 | 0 | 0 | 0 | 0 | 0 | 0 | 0 | 0 | 0 | 0.45131 | 0 | 0.54519 | 0 | 3.8433 | 0 | 0.525 | 0.6901 | 0 | 0 | 0 | 0 | 6.0549 | 0 | 0 | 0 | 0 | 0 | 0 | 0 | 0 | 0 | 0 | 0 | 0 | 0
8 | 7 | 18 | 2 | 1.7931 | 0 | 9.8682 | 0 | 0 | 0 | 0.0012057 | 0.53385 | 0 | 0 | 3.9548 | 0 | 16.1512 | 0 | 0 | 0 | 0 | 0 | 0 | 0 | 0 | 0 | 0 | 0 | 0 | 0 | 0.45131 | 0 | 0.54519 | 0 | 3.2982 | 0 | 0.525 | 0.6901 | 0 | 0 | 0 | 0 | 5.5098 | 0 | 0 | 0 | 0 | 0 | 0 | 0 | 0 | 0 | 0 | 0 | 0 | 0
8 | 7 | 19 | 2 | 1.7931 | 0 | 2.4469 | 0 | 0 | 0 | 0.0012057 | 0.37893 | 0 | 0 | 3.8752 | 0 | 8.4954 | 0 | 0 | 0 | 0 | 0 | 0 | 0 | 0 | 0 | 0 | 0 | 0 | 0 | 0.45131 | 0 | 0.88038 | 0 | 2.2416 | 0 | 0.42 | 0.6901 | 0 | 0 | 0 | 0 | 4.6834 | 0 | 0 | 0 | 0 | 0 | 0 | 0 | 0 | 0 | 0 | 0 | 0 | 0
8 | 7 | 20 | 2 | 1.7931 | 0 | 2.4469 | 0 | 0 | 0 | 0.0012057 | 0.31363 | 0 | 0 | 2.9567 | 0 | 7.5116 | 0 | 0 | 0 | 0 | 0 | 0 | 0 | 0 | 0 | 0 | 0 | 0 | 0 | 0.45131 | 0 | 1.1038 | 0 | 1.776 | 0 | 0.3675 | 0.6901 | 0 | 0 | 0 | 0 | 4.3888 | 0 | 0 | 0 | 0 | 0 | 0 | 0 | 0 | 0 | 0 | 0 | 0 | 0
8 | 7 | 21 | 2 | 1.7931 | 0 | 2.4469 | 0 | 0 | 0 | 0.0012057 | 0.28366 | 0 | 0 | 3.7919 | 0 | 8.3168 | 0 | 0 | 0 | 0 | 0 | 0 | 0 | 0 | 0 | 0 | 0 | 0 | 0 | 0.45131 | 0 | 1.2156 | 0 | 1.5697 | 0 | 0.4725 | 0.6901 | 0 | 0 | 0 | 0 | 4.3992 | 0 | 0 | 0 | 0 | 0 | 0 | 0 | 0 | 0 | 0 | 0 | 0 | 0
8 | 7 | 22 | 2 | 1.7931 | 0 | 2.4469 | 0 | 0 | 0 | 0.0012057 | 0.2682 | 0 | 0 | 2.539 | 0 | 7.0484 | 0 | 0 | 0 | 0 | 0 | 0 | 0 | 0 | 0 | 0 | 0 | 0 | 0 | 0.45131 | 0 | 1.1038 | 0 | 1.4319 | 0 | 0.315 | 0.6901 | 0 | 0 | 0 | 0 | 3.9921 | 0 | 0 | 0 | 0 | 0 | 0 | 0 | 0 | 0 | 0 | 0 | 0 | 0
8 | 7 | 23 | 2 | 1.7931 | 0 | 2.4469 | 0 | 0 | 0 | 0.0012057 | 0.25812 | 0 | 0 | 0.45086 | 0 | 4.9502 | 0 | 0 | 0 | 0 | 0 | 0 | 0 | 0 | 0 | 0 | 0 | 0 | 0 | 0.45131 | 0 | 0.88038 | 0 | 1.3389 | 0 | 0.0525 | 0.6901 | 0 | 0 | 0 | 0 | 3.4132 | 0 | 0 | 0 | 0 | 0 | 0 | 0 | 0 | 0 | 0 | 0 | 0 | 0
8 | 7 | 24 | 2 | 1.7931 | 0 | 2.4469 | 0 | 0 | 0 | 0.0012057 | 0.25318 | 0 | 0 | 0.4509 | 0 | 4.9453 | 0 | 0 | 0 | 0 | 0 | 0 | 0 | 0 | 0 | 0 | 0 | 0 | 0 | 0.45131 | 0 | 0.54519 | 0 | 1.2734 | 0 | 0.0525 | 0.6901 | 0 | 0 | 0 | 0 | 3.0125 | 0 | 0 | 0 | 0 | 0 | 0 | 0 | 0 | 0 | 0 | 0 | 0 | 0
8 | 8 | 1 | 3 | 1.7931 | 0 | 2.4469 | 0 | 0 | 0 | 0.0012057 | 0.2323 | 0 | 0 | 0.451 | 0 | 4.9245 | 0 | 0 | 0 | 0 | 0 | 0 | 0 | 0 | 0 | 0 | 0 | 0 | 0 | 0.45131 | 0 | 0.32173 | 0 | 1.1303 | 0 | 0.0525 | 0.6901 | 0 | 0 | 0 | 0 | 2.6459 | 0 | 0 | 0 | 0 | 0 | 0 | 0 | 0 | 0 | 0 | 0 | 0 | 0
8 | 8 | 2 | 3 | 1.7931 | 0 | 2.4469 | 0 | 0 | 0 | 0.0012057 | 0.22303 | 0 | 0 | 0.45112 | 0 | 4.9154 | 0 | 0 | 0 | 0 | 0 | 0 | 0 | 0 | 0 | 0 | 0 | 0 | 0 | 0.45131 | 0 | 0.32173 | 0 | 1.0952 | 0 | 0.0525 | 0.6901 | 0 | 0 | 0 | 0 | 2.6109 | 0 | 0 | 0 | 0 | 0 | 0 | 0 | 0 | 0 | 0 | 0 | 0 | 0
8 | 8 | 3 | 3 | 1.7931 | 0 | 2.4469 | 0 | 0 | 0 | 0.0012057 | 0.21013 | 0 | 0 | 0.45119 | 0 | 4.9025 | 0 | 0 | 0 | 0 | 0 | 0 | 0 | 0 | 0 | 0 | 0 | 0 | 0 | 0.45131 | 0 | 0.32173 | 0 | 1.0091 | 0 | 0.0525 | 0.6901 | 0 | 0 | 0 | 0 | 2.5247 | 0 | 0 | 0 | 0 | 0 | 0 | 0 | 0 | 0 | 0 | 0 | 0 | 0
8 | 8 | 4 | 3 | 1.7931 | 0 | 2.4469 | 0 | 0 | 0 | 0.0012057 | 0.19497 | 0 | 0 | 0.45123 | 0 | 4.8874 | 0 | 0 | 0 | 0 | 0 | 0 | 0 | 0 | 0 | 0 | 0 | 0 | 0 | 0.45131 | 0 | 0.32173 | 0 | 0.91313 | 0 | 0.0525 | 0.6901 | 0 | 0 | 0 | 0 | 2.4288 | 0 | 0 | 0 | 0 | 0 | 0 | 0 | 0 | 0 | 0 | 0 | 0 | 0
8 | 8 | 5 | 3 | 1.7931 | 0 | 2.4469 | 0 | 0 | 0 | 0.0012057 | 0.18161 | 0 | 0 | 0.45126 | 0 | 4.8741 | 0 | 0 | 0 | 0 | 0 | 0 | 0 | 0 | 0 | 0 | 0 | 0 | 0 | 0.45131 | 0 | 0.32173 | 0 | 0.83037 | 0 | 0.0525 | 0.6901 | 0 | 0 | 0 | 0 | 2.346 | 0 | 0 | 0 | 0 | 0 | 0 | 0 | 0 | 0 | 0 | 0 | 0 | 0
8 | 8 | 6 | 3 | 1.7931 | 0 | 2.4469 | 0 | 0 | 0 | 0.0012057 | 0.1649 | 0 | 0 | 2.5394 | 0 | 6.9455 | 0 | 0 | 0 | 0 | 0 | 0 | 0 | 0 | 0 | 0 | 0 | 0 | 0 | 0.45131 | 0 | 0.54519 | 0 | 0.72224 | 0 | 0.315 | 0.6901 | 0 | 0 | 0 | 0 | 2.7238 | 0 | 0 | 0 | 0 | 0 | 0 | 0 | 0 | 0 | 0 | 0 | 0 | 0
8 | 8 | 7 | 3 | 1.7931 | 0 | 2.4469 | 0 | 0 | 0 | 0.0012057 | 0.23459 | 0 | 0 | 3.9549 | 0 | 8.4307 | 0 | 0 | 0 | 0 | 0 | 0 | 0 | 0 | 0 | 0 | 0 | 0 | 0 | 0.45131 | 0 | 0.71279 | 0 | 1.1269 | 0 | 0.525 | 0.6901 | 0 | 0 | 0 | 0 | 3.5061 | 0 | 0 | 0 | 0 | 0 | 0 | 0 | 0 | 0 | 0 | 0 | 0 | 0
8 | 8 | 8 | 3 | 1.7931 | 0 | 13.5789 | 0 | 0 | 0 | 0.0012057 | 0.42496 | 0 | 0 | 3.6265 | 0 | 19.4247 | 0 | 0 | 0 | 0 | 0 | 0 | 0 | 0 | 0 | 0 | 0 | 0 | 0 | 0.45131 | 0 | 0.71279 | 0 | 2.359 | 0 | 0.42 | 0.6901 | 0 | 0 | 0 | 0 | 4.6332 | 0 | 0 | 0 | 0 | 0 | 0 | 0 | 0 | 0 | 0 | 0 | 0 | 0
8 | 8 | 9 | 3 | 1.7931 | 0 | 13.5789 | 0 | 0 | 0 | 0.0012057 | 0.4751 | 0 | 0 | 2.5393 | 0 | 18.3876 | 0 | 0 | 0 | 0 | 0 | 0 | 0 | 0 | 0 | 0 | 0 | 0 | 0 | 0.45131 | 0 | 0.71279 | 0 | 2.7278 | 0 | 0.315 | 0.6901 | 0 | 0 | 0 | 0 | 4.897 | 0 | 0 | 0 | 0 | 0 | 0 | 0 | 0 | 0 | 0 | 0 | 0 | 0
8 | 8 | 10 | 3 | 1.7931 | 0 | 13.5789 | 0 | 0 | 0 | 0.0012057 | 0.51206 | 0 | 0 | 2.5392 | 0 | 18.4245 | 0 | 0 | 0 | 0 | 0 | 0 | 0 | 0 | 0 | 0 | 0 | 0 | 0 | 0.45131 | 0 | 0.71279 | 0 | 2.9998 | 0 | 0.315 | 0.6901 | 0 | 0 | 0 | 0 | 5.169 | 0 | 0 | 0 | 0 | 0 | 0 | 0 | 0 | 0 | 0 | 0 | 0 | 0
8 | 8 | 11 | 3 | 1.7931 | 0 | 13.5789 | 0 | 0 | 0 | 0.0012057 | 0.5794 | 0 | 0 | 2.9568 | 0 | 18.9094 | 0 | 0 | 0 | 0 | 0 | 0 | 0 | 0 | 0 | 0 | 0 | 0 | 0 | 0.45131 | 0 | 0.54519 | 0 | 3.4928 | 0 | 0.3675 | 0.6901 | 0 | 0 | 0 | 0 | 5.5469 | 0 | 0 | 0 | 0 | 0 | 0 | 0 | 0 | 0 | 0 | 0 | 0 | 0
8 | 8 | 12 | 3 | 1.7931 | 0 | 8.6313 | 0 | 0 | 0 | 0.0012057 | 0.56629 | 0 | 0 | 3.3745 | 0 | 14.3664 | 0 | 0 | 0 | 0 | 0 | 0 | 0 | 0 | 0 | 0 | 0 | 0 | 0 | 0.45131 | 0 | 0.54519 | 0 | 3.5007 | 0 | 0.42 | 0.6901 | 0 | 0 | 0 | 0 | 5.6073 | 0 | 0 | 0 | 0 | 0 | 0 | 0 | 0 | 0 | 0 | 0 | 0 | 0
8 | 8 | 13 | 3 | 1.7931 | 0 | 13.5789 | 0 | 0 | 0 | 0.0012057 | 0.64204 | 0 | 0 | 2.9568 | 0 | 18.9721 | 0 | 0 | 0 | 0 | 0 | 0 | 0 | 0 | 0 | 0 | 0 | 0 | 0 | 0.45131 | 0 | 0.54519 | 0 | 4.0144 | 0 | 0.3675 | 0.6901 | 0 | 0 | 0 | 0 | 6.0685 | 0 | 0 | 0 | 0 | 0 | 0 | 0 | 0 | 0 | 0 | 0 | 0 | 0
8 | 8 | 14 | 3 | 1.7931 | 0 | 13.5789 | 0 | 0 | 0 | 0.0012057 | 0.67549 | 0 | 0 | 2.9569 | 0 | 19.0055 | 0 | 0 | 0 | 0 | 0 | 0 | 0 | 0 | 0 | 0 | 0 | 0 | 0 | 0.45131 | 0 | 0.54519 | 0 | 4.3746 | 0 | 0.3675 | 0.6901 | 0 | 0 | 0 | 0 | 6.4287 | 0 | 0 | 0 | 0 | 0 | 0 | 0 | 0 | 0 | 0 | 0 | 0 | 0
8 | 8 | 15 | 3 | 1.7931 | 0 | 13.5789 | 0 | 0 | 0 | 0.0012057 | 0.6879 | 0 | 0 | 2.5392 | 0 | 18.6003 | 0 | 0 | 0 | 0 | 0 | 0 | 0 | 0 | 0 | 0 | 0 | 0 | 0 | 0.45131 | 0 | 0.54519 | 0 | 4.499 | 0 | 0.315 | 0.6901 | 0 | 0 | 0 | 0 | 6.5006 | 0 | 0 | 0 | 0 | 0 | 0 | 0 | 0 | 0 | 0 | 0 | 0 | 0
8 | 8 | 16 | 3 | 1.7931 | 0 | 13.5789 | 0 | 0 | 0 | 0.0012057 | 0.682 | 0 | 0 | 2.5392 | 0 | 18.5944 | 0 | 0 | 0 | 0 | 0 | 0 | 0 | 0 | 0 | 0 | 0 | 0 | 0 | 0.45131 | 0 | 0.54519 | 0 | 4.5294 | 0 | 0.315 | 0.6901 | 0 | 0 | 0 | 0 | 6.531 | 0 | 0 | 0 | 0 | 0 | 0 | 0 | 0 | 0 | 0 | 0 | 0 | 0
8 | 8 | 17 | 3 | 1.7931 | 0 | 13.5789 | 0 | 0 | 0 | 0.0012057 | 0.65001 | 0 | 0 | 3.9548 | 0 | 19.978 | 0 | 0 | 0 | 0 | 0 | 0 | 0 | 0 | 0 | 0 | 0 | 0 | 0 | 0.45131 | 0 | 0.54519 | 0 | 4.4343 | 0 | 0.525 | 0.6901 | 0 | 0 | 0 | 0 | 6.6459 | 0 | 0 | 0 | 0 | 0 | 0 | 0 | 0 | 0 | 0 | 0 | 0 | 0
8 | 8 | 18 | 3 | 1.7931 | 0 | 9.8682 | 0 | 0 | 0 | 0.0012057 | 0.56139 | 0 | 0 | 3.9548 | 0 | 16.1788 | 0 | 0 | 0 | 0 | 0 | 0 | 0 | 0 | 0 | 0 | 0 | 0 | 0 | 0.45131 | 0 | 0.54519 | 0 | 3.9396 | 0 | 0.525 | 0.6901 | 0 | 0 | 0 | 0 | 6.1512 | 0 | 0 | 0 | 0 | 0 | 0 | 0 | 0 | 0 | 0 | 0 | 0 | 0
8 | 8 | 19 | 3 | 1.7931 | 0 | 2.4469 | 0 | 0 | 0 | 0.0012057 | 0.38915 | 0 | 0 | 3.8754 | 0 | 8.5058 | 0 | 0 | 0 | 0 | 0 | 0 | 0 | 0 | 0 | 0 | 0 | 0 | 0 | 0.45131 | 0 | 0.88038 | 0 | 2.6143 | 0 | 0.42 | 0.6901 | 0 | 0 | 0 | 0 | 5.056 | 0 | 0 | 0 | 0 | 0 | 0 | 0 | 0 | 0 | 0 | 0 | 0 | 0
8 | 8 | 20 | 3 | 1.7931 | 0 | 2.4469 | 0 | 0 | 0 | 0.0012057 | 0.32773 | 0 | 0 | 2.9569 | 0 | 7.5258 | 0 | 0 | 0 | 0 | 0 | 0 | 0 | 0 | 0 | 0 | 0 | 0 | 0 | 0.45131 | 0 | 1.1038 | 0 | 2.0844 | 0 | 0.3675 | 0.6901 | 0 | 0 | 0 | 0 | 4.6972 | 0 | 0 | 0 | 0 | 0 | 0 | 0 | 0 | 0 | 0 | 0 | 0 | 0
8 | 8 | 21 | 3 | 1.7931 | 0 | 2.4469 | 0 | 0 | 0 | 0.0012057 | 0.28936 | 0 | 0 | 3.792 | 0 | 8.3226 | 0 | 0 | 0 | 0 | 0 | 0 | 0 | 0 | 0 | 0 | 0 | 0 | 0 | 0.45131 | 0 | 1.2156 | 0 | 1.7576 | 0 | 0.4725 | 0.6901 | 0 | 0 | 0 | 0 | 4.587 | 0 | 0 | 0 | 0 | 0 | 0 | 0 | 0 | 0 | 0 | 0 | 0 | 0
8 | 8 | 22 | 3 | 1.7931 | 0 | 2.4469 | 0 | 0 | 0 | 0.0012057 | 0.26061 | 0 | 0 | 2.5391 | 0 | 7.0409 | 0 | 0 | 0 | 0 | 0 | 0 | 0 | 0 | 0 | 0 | 0 | 0 | 0 | 0.45131 | 0 | 1.1038 | 0 | 1.5104 | 0 | 0.315 | 0.6901 | 0 | 0 | 0 | 0 | 4.0706 | 0 | 0 | 0 | 0 | 0 | 0 | 0 | 0 | 0 | 0 | 0 | 0 | 0
8 | 8 | 23 | 3 | 1.7931 | 0 | 2.4469 | 0 | 0 | 0 | 0.0012057 | 0.25294 | 0 | 0 | 0.45099 | 0 | 4.9451 | 0 | 0 | 0 | 0 | 0 | 0 | 0 | 0 | 0 | 0 | 0 | 0 | 0 | 0.45131 | 0 | 0.88038 | 0 | 1.4389 | 0 | 0.0525 | 0.6901 | 0 | 0 | 0 | 0 | 3.5132 | 0 | 0 | 0 | 0 | 0 | 0 | 0 | 0 | 0 | 0 | 0 | 0 | 0
8 | 8 | 24 | 3 | 1.7931 | 0 | 2.4469 | 0 | 0 | 0 | 0.0012057 | 0.24524 | 0 | 0 | 0.45104 | 0 | 4.9375 | 0 | 0 | 0 | 0 | 0 | 0 | 0 | 0 | 0 | 0 | 0 | 0 | 0 | 0.45131 | 0 | 0.54519 | 0 | 1.3812 | 0 | 0.0525 | 0.6901 | 0 | 0 | 0 | 0 | 3.1202 | 0 | 0 | 0 | 0 | 0 | 0 | 0 | 0 | 0 | 0 | 0 | 0 | 0
8 | 9 | 1 | 4 | 1.7931 | 0 | 2.4469 | 0 | 0 | 0 | 0.0012057 | 0.23655 | 0 | 0 | 0.45115 | 0 | 4.9289 | 0 | 0 | 0 | 0 | 0 | 0 | 0 | 0 | 0 | 0 | 0 | 0 | 0 | 0.45131 | 0 | 0.32173 | 0 | 1.3093 | 0 | 0.0525 | 0.6901 | 0 | 0 | 0 | 0 | 2.8249 | 0 | 0 | 0 | 0 | 0 | 0 | 0 | 0 | 0 | 0 | 0 | 0 | 0
8 | 9 | 2 | 4 | 1.7931 | 0 | 2.4469 | 0 | 0 | 0 | 0.0012057 | 0.23215 | 0 | 0 | 0.45127 | 0 | 4.9246 | 0 | 0 | 0 | 0 | 0 | 0 | 0 | 0 | 0 | 0 | 0 | 0 | 0 | 0.45131 | 0 | 0.32173 | 0 | 1.2661 | 0 | 0.0525 | 0.6901 | 0 | 0 | 0 | 0 | 2.7817 | 0 | 0 | 0 | 0 | 0 | 0 | 0 | 0 | 0 | 0 | 0 | 0 | 0
8 | 9 | 3 | 4 | 1.7931 | 0 | 2.4469 | 0 | 0 | 0 | 0.0012057 | 0.22639 | 0 | 0 | 0.45133 | 0 | 4.9189 | 0 | 0 | 0 | 0 | 0 | 0 | 0 | 0 | 0 | 0 | 0 | 0 | 0 | 0.45131 | 0 | 0.32173 | 0 | 1.2286 | 0 | 0.0525 | 0.6901 | 0 | 0 | 0 | 0 | 2.7443 | 0 | 0 | 0 | 0 | 0 | 0 | 0 | 0 | 0 | 0 | 0 | 0 | 0
8 | 9 | 4 | 4 | 1.7931 | 0 | 2.4469 | 0 | 0 | 0 | 0.0012057 | 0.2134 | 0 | 0 | 0.45136 | 0 | 4.906 | 0 | 0 | 0 | 0 | 0 | 0 | 0 | 0 | 0 | 0 | 0 | 0 | 0 | 0.45131 | 0 | 0.32173 | 0 | 1.1346 | 0 | 0.0525 | 0.6901 | 0 | 0 | 0 | 0 | 2.6502 | 0 | 0 | 0 | 0 | 0 | 0 | 0 | 0 | 0 | 0 | 0 | 0 | 0
8 | 9 | 5 | 4 | 1.7931 | 0 | 2.4469 | 0 | 0 | 0 | 0.0012057 | 0.20633 | 0 | 0 | 0.45139 | 0 | 4.8989 | 0 | 0 | 0 | 0 | 0 | 0 | 0 | 0 | 0 | 0 | 0 | 0 | 0 | 0.45131 | 0 | 0.32173 | 0 | 1.0906 | 0 | 0.0525 | 0.6901 | 0 | 0 | 0 | 0 | 2.6062 | 0 | 0 | 0 | 0 | 0 | 0 | 0 | 0 | 0 | 0 | 0 | 0 | 0
8 | 9 | 6 | 4 | 1.7931 | 0 | 2.4469 | 0 | 0 | 0 | 0.0012057 | 0.18971 | 0 | 0 | 2.5395 | 0 | 6.9704 | 0 | 0 | 0 | 0 | 0 | 0 | 0 | 0 | 0 | 0 | 0 | 0 | 0 | 0.45131 | 0 | 0.54519 | 0 | 0.95978 | 0 | 0.315 | 0.6901 | 0 | 0 | 0 | 0 | 2.9614 | 0 | 0 | 0 | 0 | 0 | 0 | 0 | 0 | 0 | 0 | 0 | 0 | 0
8 | 9 | 7 | 4 | 1.7931 | 0 | 2.4469 | 0 | 0 | 0 | 0.0012057 | 0.24195 | 0 | 0 | 3.9549 | 0 | 8.4381 | 0 | 0 | 0 | 0 | 0 | 0 | 0 | 0 | 0 | 0 | 0 | 0 | 0 | 0.45131 | 0 | 0.71279 | 0 | 1.2495 | 0 | 0.525 | 0.6901 | 0 | 0 | 0 | 0 | 3.6287 | 0 | 0 | 0 | 0 | 0 | 0 | 0 | 0 | 0 | 0 | 0 | 0 | 0
8 | 9 | 8 | 4 | 1.7931 | 0 | 13.5789 | 0 | 0 | 0 | 0.0012057 | 0.43865 | 0 | 0 | 3.6267 | 0 | 19.4385 | 0 | 0 | 0 | 0 | 0 | 0 | 0 | 0 | 0 | 0 | 0 | 0 | 0 | 0.45131 | 0 | 0.71279 | 0 | 2.4818 | 0 | 0.42 | 0.6901 | 0 | 0 | 0 | 0 | 4.756 | 0 | 0 | 0 | 0 | 0 | 0 | 0 | 0 | 0 | 0 | 0 | 0 | 0
8 | 9 | 9 | 4 | 1.7931 | 0 | 13.5789 | 0 | 0 | 0 | 0.0012057 | 0.51239 | 0 | 0 | 2.5393 | 0 | 18.4249 | 0 | 0 | 0 | 0 | 0 | 0 | 0 | 0 | 0 | 0 | 0 | 0 | 0 | 0.45131 | 0 | 0.71279 | 0 | 3.0503 | 0 | 0.315 | 0.6901 | 0 | 0 | 0 | 0 | 5.2195 | 0 | 0 | 0 | 0 | 0 | 0 | 0 | 0 | 0 | 0 | 0 | 0 | 0
8 | 9 | 10 | 4 | 1.7931 | 0 | 13.5789 | 0 | 0 | 0 | 0.0012057 | 0.54272 | 0 | 0 | 2.5393 | 0 | 18.4552 | 0 | 0 | 0 | 0 | 0 | 0 | 0 | 0 | 0 | 0 | 0 | 0 | 0 | 0.45131 | 0 | 0.71279 | 0 | 3.3026 | 0 | 0.315 | 0.6901 | 0 | 0 | 0 | 0 | 5.4718 | 0 | 0 | 0 | 0 | 0 | 0 | 0 | 0 | 0 | 0 | 0 | 0 | 0
8 | 9 | 11 | 4 | 1.7931 | 0 | 13.5789 | 0 | 0 | 0 | 0.0012057 | 0.61389 | 0 | 0 | 2.9569 | 0 | 18.944 | 0 | 0 | 0 | 0 | 0 | 0 | 0 | 0 | 0 | 0 | 0 | 0 | 0 | 0.45131 | 0 | 0.54519 | 0 | 3.9266 | 0 | 0.3675 | 0.6901 | 0 | 0 | 0 | 0 | 5.9807 | 0 | 0 | 0 | 0 | 0 | 0 | 0 | 0 | 0 | 0 | 0 | 0 | 0
8 | 9 | 12 | 4 | 1.7931 | 0 | 8.6313 | 0 | 0 | 0 | 0.0012057 | 0.60261 | 0 | 0 | 3.3745 | 0 | 14.4028 | 0 | 0 | 0 | 0 | 0 | 0 | 0 | 0 | 0 | 0 | 0 | 0 | 0 | 0.45131 | 0 | 0.54519 | 0 | 3.7805 | 0 | 0.42 | 0.6901 | 0 | 0 | 0 | 0 | 5.8872 | 0 | 0 | 0 | 0 | 0 | 0 | 0 | 0 | 0 | 0 | 0 | 0 | 0
8 | 9 | 13 | 4 | 1.7931 | 0 | 13.5789 | 0 | 0 | 0 | 0.0012057 | 0.67395 | 0 | 0 | 2.9569 | 0 | 19.0041 | 0 | 0 | 0 | 0 | 0 | 0 | 0 | 0 | 0 | 0 | 0 | 0 | 0 | 0.45131 | 0 | 0.54519 | 0 | 4.2051 | 0 | 0.3675 | 0.6901 | 0 | 0 | 0 | 0 | 6.2592 | 0 | 0 | 0 | 0 | 0 | 0 | 0 | 0 | 0 | 0 | 0 | 0 | 0
8 | 9 | 14 | 4 | 1.7931 | 0 | 13.5789 | 0 | 0 | 0 | 0.0012057 | 0.70019 | 0 | 0 | 2.9569 | 0 | 19.0303 | 0 | 0 | 0 | 0 | 0 | 0 | 0 | 0 | 0 | 0 | 0 | 0 | 0 | 0.45131 | 0 | 0.54519 | 0 | 4.5807 | 0 | 0.3675 | 0.6901 | 0 | 0 | 0 | 0 | 6.6348 | 0 | 0 | 0 | 0 | 0 | 0 | 0 | 0 | 0 | 0 | 0 | 0 | 0
8 | 9 | 15 | 4 | 1.7931 | 0 | 13.5789 | 0 | 0 | 0 | 0.0012057 | 0.72372 | 0 | 0 | 2.5393 | 0 | 18.6362 | 0 | 0 | 0 | 0 | 0 | 0 | 0 | 0 | 0 | 0 | 0 | 0 | 0 | 0.45131 | 0 | 0.54519 | 0 | 4.8554 | 0 | 0.315 | 0.6901 | 0 | 0 | 0 | 0 | 6.857 | 0 | 0 | 0 | 0 | 0 | 0 | 0 | 0 | 0 | 0 | 0 | 0 | 0
8 | 9 | 16 | 4 | 1.7931 | 0 | 13.5789 | 0 | 0 | 0 | 0.0012057 | 0.69655 | 0 | 0 | 2.5393 | 0 | 18.6091 | 0 | 0 | 0 | 0 | 0 | 0 | 0 | 0 | 0 | 0 | 0 | 0 | 0 | 0.45131 | 0 | 0.54519 | 0 | 4.6187 | 0 | 0.315 | 0.6901 | 0 | 0 | 0 | 0 | 6.6203 | 0 | 0 | 0 | 0 | 0 | 0 | 0 | 0 | 0 | 0 | 0 | 0 | 0
8 | 9 | 17 | 4 | 1.7931 | 0 | 13.5789 | 0 | 0 | 0 | 0.0012057 | 0.69075 | 0 | 0 | 3.9548 | 0 | 20.0188 | 0 | 0 | 0 | 0 | 0 | 0 | 0 | 0 | 0 | 0 | 0 | 0 | 0 | 0.45131 | 0 | 0.54519 | 0 | 4.844 | 0 | 0.525 | 0.6901 | 0 | 0 | 0 | 0 | 7.0556 | 0 | 0 | 0 | 0 | 0 | 0 | 0 | 0 | 0 | 0 | 0 | 0 | 0
8 | 9 | 18 | 4 | 1.7931 | 0 | 9.8682 | 0 | 0 | 0 | 0.0012057 | 0.58738 | 0 | 0 | 3.9549 | 0 | 16.2048 | 0 | 0 | 0 | 0 | 0 | 0 | 0 | 0 | 0 | 0 | 0 | 0 | 0 | 0.45131 | 0 | 0.54519 | 0 | 4.103 | 0 | 0.525 | 0.6901 | 0 | 0 | 0 | 0 | 6.3147 | 0 | 0 | 0 | 0 | 0 | 0 | 0 | 0 | 0 | 0 | 0 | 0 | 0
8 | 9 | 19 | 4 | 1.7931 | 0 | 2.4469 | 0 | 0 | 0 | 0.0012057 | 0.41399 | 0 | 0 | 3.8755 | 0 | 8.5307 | 0 | 0 | 0 | 0 | 0 | 0 | 0 | 0 | 0 | 0 | 0 | 0 | 0 | 0.45131 | 0 | 0.88038 | 0 | 2.815 | 0 | 0.42 | 0.6901 | 0 | 0 | 0 | 0 | 5.2568 | 0 | 0 | 0 | 0 | 0 | 0 | 0 | 0 | 0 | 0 | 0 | 0 | 0
8 | 9 | 20 | 4 | 1.7931 | 0 | 2.4469 | 0 | 0 | 0 | 0.0012057 | 0.3584 | 0 | 0 | 2.9569 | 0 | 7.5565 | 0 | 0 | 0 | 0 | 0 | 0 | 0 | 0 | 0 | 0 | 0 | 0 | 0 | 0.45131 | 0 | 1.1038 | 0 | 2.4054 | 0 | 0.3675 | 0.6901 | 0 | 0 | 0 | 0 | 5.0182 | 0 | 0 | 0 | 0 | 0 | 0 | 0 | 0 | 0 | 0 | 0 | 0 | 0
8 | 9 | 21 | 4 | 1.7931 | 0 | 2.4469 | 0 | 0 | 0 | 0.0012057 | 0.32017 | 0 | 0 | 3.7921 | 0 | 8.3535 | 0 | 0 | 0 | 0 | 0 | 0 | 0 | 0 | 0 | 0 | 0 | 0 | 0 | 0.45131 | 0 | 1.2156 | 0 | 2.041 | 0 | 0.4725 | 0.6901 | 0 | 0 | 0 | 0 | 4.8705 | 0 | 0 | 0 | 0 | 0 | 0 | 0 | 0 | 0 | 0 | 0 | 0 | 0
8 | 9 | 22 | 4 | 1.7931 | 0 | 2.4469 | 0 | 0 | 0 | 0.0012057 | 0.29569 | 0 | 0 | 2.5391 | 0 | 7.076 | 0 | 0 | 0 | 0 | 0 | 0 | 0 | 0 | 0 | 0 | 0 | 0 | 0 | 0.45131 | 0 | 1.1038 | 0 | 1.8241 | 0 | 0.315 | 0.6901 | 0 | 0 | 0 | 0 | 4.3844 | 0 | 0 | 0 | 0 | 0 | 0 | 0 | 0 | 0 | 0 | 0 | 0 | 0
8 | 9 | 23 | 4 | 1.7931 | 0 | 2.4469 | 0 | 0 | 0 | 0.0012057 | 0.28276 | 0 | 0 | 0.451 | 0 | 4.975 | 0 | 0 | 0 | 0 | 0 | 0 | 0 | 0 | 0 | 0 | 0 | 0 | 0 | 0.45131 | 0 | 0.88038 | 0 | 1.7302 | 0 | 0.0525 | 0.6901 | 0 | 0 | 0 | 0 | 3.8045 | 0 | 0 | 0 | 0 | 0 | 0 | 0 | 0 | 0 | 0 | 0 | 0 | 0
8 | 9 | 24 | 4 | 1.7931 | 0 | 2.4469 | 0 | 0 | 0 | 0.0012057 | 0.28344 | 0 | 0 | 0.45105 | 0 | 4.9757 | 0 | 0 | 0 | 0 | 0 | 0 | 0 | 0 | 0 | 0 | 0 | 0 | 0 | 0.45131 | 0 | 0.54519 | 0 | 1.7235 | 0 | 0.0525 | 0.6901 | 0 | 0 | 0 | 0 | 3.4626 | 0 | 0 | 0 | 0 | 0 | 0 | 0 | 0 | 0 | 0 | 0 | 0 | 0
8 | 10 | 1 | 5 | 1.7931 | 0 | 2.4469 | 0 | 0 | 0 | 0.0012057 | 0.27671 | 0 | 0 | 0.45115 | 0 | 4.9691 | 0 | 0 | 0 | 0 | 0 | 0 | 0 | 0 | 0 | 0 | 0 | 0 | 0 | 0.45131 | 0 | 0.32173 | 0 | 1.6502 | 0 | 0.0525 | 0.6901 | 0 | 0 | 0 | 0 | 3.1659 | 0 | 0 | 0 | 0 | 0 | 0 | 0 | 0 | 0 | 0 | 0 | 0 | 0
8 | 10 | 2 | 5 | 1.7931 | 0 | 2.4469 | 0 | 0 | 0 | 0.0012057 | 0.27249 | 0 | 0 | 0.45126 | 0 | 4.965 | 0 | 0 | 0 | 0 | 0 | 0 | 0 | 0 | 0 | 0 | 0 | 0 | 0 | 0.45131 | 0 | 0.32173 | 0 | 1.6059 | 0 | 0.0525 | 0.6901 | 0 | 0 | 0 | 0 | 3.1215 | 0 | 0 | 0 | 0 | 0 | 0 | 0 | 0 | 0 | 0 | 0 | 0 | 0
8 | 10 | 3 | 5 | 1.7931 | 0 | 2.4469 | 0 | 0 | 0 | 0.0012057 | 0.26625 | 0 | 0 | 0.45131 | 0 | 4.9588 | 0 | 0 | 0 | 0 | 0 | 0 | 0 | 0 | 0 | 0 | 0 | 0 | 0 | 0.45131 | 0 | 0.32173 | 0 | 1.5488 | 0 | 0.0525 | 0.6901 | 0 | 0 | 0 | 0 | 3.0644 | 0 | 0 | 0 | 0 | 0 | 0 | 0 | 0 | 0 | 0 | 0 | 0 | 0
8 | 10 | 4 | 5 | 1.7931 | 0 | 2.4469 | 0 | 0 | 0 | 0.0012057 | 0.2568 | 0 | 0 | 0.45134 | 0 | 4.9494 | 0 | 0 | 0 | 0 | 0 | 0 | 0 | 0 | 0 | 0 | 0 | 0 | 0 | 0.45131 | 0 | 0.32173 | 0 | 1.461 | 0 | 0.0525 | 0.6901 | 0 | 0 | 0 | 0 | 2.9766 | 0 | 0 | 0 | 0 | 0 | 0 | 0 | 0 | 0 | 0 | 0 | 0 | 0
8 | 10 | 5 | 5 | 1.7931 | 0 | 2.4469 | 0 | 0 | 0 | 0.0012057 | 0.24769 | 0 | 0 | 0.45135 | 0 | 4.9403 | 0 | 0 | 0 | 0 | 0 | 0 | 0 | 0 | 0 | 0 | 0 | 0 | 0 | 0.45131 | 0 | 0.32173 | 0 | 1.3818 | 0 | 0.0525 | 0.6901 | 0 | 0 | 0 | 0 | 2.8975 | 0 | 0 | 0 | 0 | 0 | 0 | 0 | 0 | 0 | 0 | 0 | 0 | 0
8 | 10 | 6 | 5 | 1.7931 | 0 | 2.4469 | 0 | 0 | 0 | 0.0012057 | 0.22743 | 0 | 0 | 2.5395 | 0 | 7.0081 | 0 | 0 | 0 | 0 | 0 | 0 | 0 | 0 | 0 | 0 | 0 | 0 | 0 | 0.45131 | 0 | 0.54519 | 0 | 1.224 | 0 | 0.315 | 0.6901 | 0 | 0 | 0 | 0 | 3.2256 | 0 | 0 | 0 | 0 | 0 | 0 | 0 | 0 | 0 | 0 | 0 | 0 | 0
8 | 10 | 7 | 5 | 1.7931 | 0 | 2.4469 | 0 | 0 | 0 | 0.0012057 | 0.24382 | 0 | 0 | 3.9549 | 0 | 8.4399 | 0 | 0 | 0 | 0 | 0 | 0 | 0 | 0 | 0 | 0 | 0 | 0 | 0 | 0.45131 | 0 | 0.71279 | 0 | 1.2901 | 0 | 0.525 | 0.6901 | 0 | 0 | 0 | 0 | 3.6693 | 0 | 0 | 0 | 0 | 0 | 0 | 0 | 0 | 0 | 0 | 0 | 0 | 0
8 | 10 | 8 | 5 | 1.7931 | 0 | 13.5789 | 0 | 0 | 0 | 0.0012057 | 0.418 | 0 | 0 | 3.6266 | 0 | 19.4178 | 0 | 0 | 0 | 0 | 0 | 0 | 0 | 0 | 0 | 0 | 0 | 0 | 0 | 0.45131 | 0 | 0.71279 | 0 | 2.4525 | 0 | 0.42 | 0.6901 | 0 | 0 | 0 | 0 | 4.7267 | 0 | 0 | 0 | 0 | 0 | 0 | 0 | 0 | 0 | 0 | 0 | 0 | 0
8 | 10 | 9 | 5 | 1.7931 | 0 | 13.5789 | 0 | 0 | 0 | 0.0012057 | 0.48902 | 0 | 0 | 2.5393 | 0 | 18.4015 | 0 | 0 | 0 | 0 | 0 | 0 | 0 | 0 | 0 | 0 | 0 | 0 | 0 | 0.45131 | 0 | 0.71279 | 0 | 3.1197 | 0 | 0.315 | 0.6901 | 0 | 0 | 0 | 0 | 5.2889 | 0 | 0 | 0 | 0 | 0 | 0 | 0 | 0 | 0 | 0 | 0 | 0 | 0
8 | 10 | 10 | 5 | 1.7931 | 0 | 13.5789 | 0 | 0 | 0 | 0.0012057 | 0.55932 | 0 | 0 | 2.5392 | 0 | 18.4718 | 0 | 0 | 0 | 0 | 0 | 0 | 0 | 0 | 0 | 0 | 0 | 0 | 0 | 0.45131 | 0 | 0.71279 | 0 | 3.6393 | 0 | 0.315 | 0.6901 | 0 | 0 | 0 | 0 | 5.8085 | 0 | 0 | 0 | 0 | 0 | 0 | 0 | 0 | 0 | 0 | 0 | 0 | 0
8 | 10 | 11 | 5 | 1.7931 | 0 | 13.5789 | 0 | 0 | 0 | 0.0012057 | 0.63297 | 0 | 0 | 2.9568 | 0 | 18.963 | 0 | 0 | 0 | 0 | 0 | 0 | 0 | 0 | 0 | 0 | 0 | 0 | 0 | 0.45131 | 0 | 0.54519 | 0 | 4.1551 | 0 | 0.3675 | 0.6901 | 0 | 0 | 0 | 0 | 6.2092 | 0 | 0 | 0 | 0 | 0 | 0 | 0 | 0 | 0 | 0 | 0 | 0 | 0
8 | 10 | 12 | 5 | 1.7931 | 0 | 8.6313 | 0 | 0 | 0 | 0.0012057 | 0.58779 | 0 | 0 | 3.3744 | 0 | 14.3879 | 0 | 0 | 0 | 0 | 0 | 0 | 0 | 0 | 0 | 0 | 0 | 0 | 0 | 0.45131 | 0 | 0.54519 | 0 | 3.859 | 0 | 0.42 | 0.6901 | 0 | 0 | 0 | 0 | 5.9656 | 0 | 0 | 0 | 0 | 0 | 0 | 0 | 0 | 0 | 0 | 0 | 0 | 0
8 | 10 | 13 | 5 | 1.7931 | 0 | 13.5789 | 0 | 0 | 0 | 0.0012057 | 0.68848 | 0 | 0 | 2.9568 | 0 | 19.0185 | 0 | 0 | 0 | 0 | 0 | 0 | 0 | 0 | 0 | 0 | 0 | 0 | 0 | 0.45131 | 0 | 0.54519 | 0 | 4.723 | 0 | 0.3675 | 0.6901 | 0 | 0 | 0 | 0 | 6.7771 | 0 | 0 | 0 | 0 | 0 | 0 | 0 | 0 | 0 | 0 | 0 | 0 | 0
8 | 10 | 14 | 5 | 1.7931 | 0 | 13.5789 | 0 | 0 | 0 | 0.0012057 | 0.73137 | 0 | 0 | 2.9568 | 0 | 19.0614 | 0 | 0 | 0 | 0 | 0 | 0 | 0 | 0 | 0 | 0 | 0 | 0 | 0 | 0.45131 | 0 | 0.54519 | 0 | 5.1738 | 0 | 0.3675 | 0.6901 | 0 | 0 | 0 | 0 | 7.2279 | 0 | 0 | 0 | 0 | 0 | 0 | 0 | 0 | 0 | 0 | 0 | 0 | 0
8 | 10 | 15 | 5 | 1.7931 | 0 | 13.5789 | 0 | 0 | 0 | 0.0012057 | 0.73657 | 0 | 0 | 2.5392 | 0 | 18.649 | 0 | 0 | 0 | 0 | 0 | 0 | 0 | 0 | 0 | 0 | 0 | 0 | 0 | 0.45131 | 0 | 0.54519 | 0 | 5.3033 | 0 | 0.315 | 0.6901 | 0 | 0 | 0 | 0 | 7.3049 | 0 | 0 | 0 | 0 | 0 | 0 | 0 | 0 | 0 | 0 | 0 | 0 | 0
8 | 10 | 16 | 5 | 1.7931 | 0 | 13.5789 | 0 | 0 | 0 | 0.0012057 | 0.74559 | 0 | 0 | 2.5392 | 0 | 18.658 | 0 | 0 | 0 | 0 | 0 | 0 | 0 | 0 | 0 | 0 | 0 | 0 | 0 | 0.45131 | 0 | 0.54519 | 0 | 5.5474 | 0 | 0.315 | 0.6901 | 0 | 0 | 0 | 0 | 7.549 | 0 | 0 | 0 | 0 | 0 | 0 | 0 | 0 | 0 | 0 | 0 | 0 | 0
8 | 10 | 17 | 5 | 1.7931 | 0 | 13.5789 | 0 | 0 | 0 | 0.0012057 | 0.70652 | 0 | 0 | 3.9548 | 0 | 20.0345 | 0 | 0 | 0 | 0 | 0 | 0 | 0 | 0 | 0 | 0 | 0 | 0 | 0 | 0.45131 | 0 | 0.54519 | 0 | 5.2292 | 0 | 0.525 | 0.6901 | 0 | 0 | 0 | 0 | 7.4408 | 0 | 0 | 0 | 0 | 0 | 0 | 0 | 0 | 0 | 0 | 0 | 0 | 0
8 | 10 | 18 | 5 | 1.7931 | 0 | 9.8682 | 0 | 0 | 0 | 0.0012057 | 0.58279 | 0 | 0 | 3.9548 | 0 | 16.2001 | 0 | 0 | 0 | 0 | 0 | 0 | 0 | 0 | 0 | 0 | 0 | 0 | 0 | 0.45131 | 0 | 0.54519 | 0 | 4.437 | 0 | 0.525 | 0.6901 | 0 | 0 | 0 | 0 | 6.6486 | 0 | 0 | 0 | 0 | 0 | 0 | 0 | 0 | 0 | 0 | 0 | 0 | 0
8 | 10 | 19 | 5 | 1.7931 | 0 | 2.4469 | 0 | 0 | 0 | 0.0012057 | 0.43666 | 0 | 0 | 3.8753 | 0 | 8.5532 | 0 | 0 | 0 | 0 | 0 | 0 | 0 | 0 | 0 | 0 | 0 | 0 | 0 | 0.45131 | 0 | 0.88038 | 0 | 3.2124 | 0 | 0.42 | 0.6901 | 0 | 0 | 0 | 0 | 5.6542 | 0 | 0 | 0 | 0 | 0 | 0 | 0 | 0 | 0 | 0 | 0 | 0 | 0
8 | 10 | 20 | 5 | 1.7931 | 0 | 2.4469 | 0 | 0 | 0 | 0.0012057 | 0.37765 | 0 | 0 | 2.9568 | 0 | 7.5757 | 0 | 0 | 0 | 0 | 0 | 0 | 0 | 0 | 0 | 0 | 0 | 0 | 0 | 0.45131 | 0 | 1.1038 | 0 | 2.7095 | 0 | 0.3675 | 0.6901 | 0 | 0 | 0 | 0 | 5.3223 | 0 | 0 | 0 | 0 | 0 | 0 | 0 | 0 | 0 | 0 | 0 | 0 | 0
8 | 10 | 21 | 5 | 1.7931 | 0 | 2.4469 | 0 | 0 | 0 | 0.0012057 | 0.35502 | 0 | 0 | 3.7919 | 0 | 8.3882 | 0 | 0 | 0 | 0 | 0 | 0 | 0 | 0 | 0 | 0 | 0 | 0 | 0 | 0.45131 | 0 | 1.2156 | 0 | 2.4417 | 0 | 0.4725 | 0.6901 | 0 | 0 | 0 | 0 | 5.2712 | 0 | 0 | 0 | 0 | 0 | 0 | 0 | 0 | 0 | 0 | 0 | 0 | 0
8 | 10 | 22 | 5 | 1.7931 | 0 | 2.4469 | 0 | 0 | 0 | 0.0012057 | 0.33714 | 0 | 0 | 2.539 | 0 | 7.1174 | 0 | 0 | 0 | 0 | 0 | 0 | 0 | 0 | 0 | 0 | 0 | 0 | 0 | 0.45131 | 0 | 1.1038 | 0 | 2.2347 | 0 | 0.315 | 0.6901 | 0 | 0 | 0 | 0 | 4.7949 | 0 | 0 | 0 | 0 | 0 | 0 | 0 | 0 | 0 | 0 | 0 | 0 | 0
8 | 10 | 23 | 5 | 1.7931 | 0 | 2.4469 | 0 | 0 | 0 | 0.0012057 | 0.30947 | 0 | 0 | 0.45086 | 0 | 5.0015 | 0 | 0 | 0 | 0 | 0 | 0 | 0 | 0 | 0 | 0 | 0 | 0 | 0 | 0.45131 | 0 | 0.88038 | 0 | 1.9644 | 0 | 0.0525 | 0.6901 | 0 | 0 | 0 | 0 | 4.0387 | 0 | 0 | 0 | 0 | 0 | 0 | 0 | 0 | 0 | 0 | 0 | 0 | 0
8 | 10 | 24 | 5 | 1.7931 | 0 | 2.4469 | 0 | 0 | 0 | 0.0012057 | 0.29342 | 0 | 0 | 0.45091 | 0 | 4.9856 | 0 | 0 | 0 | 0 | 0 | 0 | 0 | 0 | 0 | 0 | 0 | 0 | 0 | 0.45131 | 0 | 0.54519 | 0 | 1.8516 | 0 | 0.0525 | 0.6901 | 0 | 0 | 0 | 0 | 3.5907 | 0 | 0 | 0 | 0 | 0 | 0 | 0 | 0 | 0 | 0 | 0 | 0 | 0
8 | 11 | 1 | 6 | 1.7931 | 0 | 2.4469 | 0 | 0 | 0 | 0.0012057 | 0.28266 | 0 | 0 | 0.45102 | 0 | 4.9749 | 0 | 0 | 0 | 0 | 0 | 0 | 0 | 0 | 0 | 0 | 0 | 0 | 0 | 0.45131 | 0 | 0.32173 | 0 | 1.7502 | 0 | 0.0525 | 0.6901 | 0 | 0 | 0 | 0 | 3.2659 | 0 | 0 | 0 | 0 | 0 | 0 | 0 | 0 | 0 | 0 | 0 | 0 | 0
8 | 11 | 2 | 6 | 1.7931 | 0 | 2.4469 | 0 | 0 | 0 | 0.0012057 | 0.2821 | 0 | 0 | 0.45114 | 0 | 4.9745 | 0 | 0 | 0 | 0 | 0 | 0 | 0 | 0 | 0 | 0 | 0 | 0 | 0 | 0.45131 | 0 | 0.32173 | 0 | 1.738 | 0 | 0.0525 | 0.6901 | 0 | 0 | 0 | 0 | 3.2536 | 0 | 0 | 0 | 0 | 0 | 0 | 0 | 0 | 0 | 0 | 0 | 0 | 0
8 | 11 | 3 | 6 | 1.7931 | 0 | 2.4469 | 0 | 0 | 0 | 0.0012057 | 0.26022 | 0 | 0 | 0.45119 | 0 | 4.9526 | 0 | 0 | 0 | 0 | 0 | 0 | 0 | 0 | 0 | 0 | 0 | 0 | 0 | 0.45131 | 0 | 0.32173 | 0 | 1.5484 | 0 | 0.0525 | 0.6901 | 0 | 0 | 0 | 0 | 3.0641 | 0 | 0 | 0 | 0 | 0 | 0 | 0 | 0 | 0 | 0 | 0 | 0 | 0
8 | 11 | 4 | 6 | 1.7931 | 0 | 2.4469 | 0 | 0 | 0 | 0.0012057 | 0.26312 | 0 | 0 | 0.45123 | 0 | 4.9556 | 0 | 0 | 0 | 0 | 0 | 0 | 0 | 0 | 0 | 0 | 0 | 0 | 0 | 0.45131 | 0 | 0.32173 | 0 | 1.5724 | 0 | 0.0525 | 0.6901 | 0 | 0 | 0 | 0 | 3.0881 | 0 | 0 | 0 | 0 | 0 | 0 | 0 | 0 | 0 | 0 | 0 | 0 | 0
8 | 11 | 5 | 6 | 1.7931 | 0 | 2.4469 | 0 | 0 | 0 | 0.0012057 | 0.25113 | 0 | 0 | 0.45124 | 0 | 4.9436 | 0 | 0 | 0 | 0 | 0 | 0 | 0 | 0 | 0 | 0 | 0 | 0 | 0 | 0.45131 | 0 | 0.32173 | 0 | 1.4644 | 0 | 0.0525 | 0.6901 | 0 | 0 | 0 | 0 | 2.98 | 0 | 0 | 0 | 0 | 0 | 0 | 0 | 0 | 0 | 0 | 0 | 0 | 0
8 | 11 | 6 | 6 | 1.7931 | 0 | 2.4469 | 0 | 0 | 0 | 0.0012057 | 0.25118 | 0 | 0 | 2.5394 | 0 | 7.0318 | 0 | 0 | 0 | 0 | 0 | 0 | 0 | 0 | 0 | 0 | 0 | 0 | 0 | 0.45131 | 0 | 0.54519 | 0 | 1.4505 | 0 | 0.315 | 0.6901 | 0 | 0 | 0 | 0 | 3.4521 | 0 | 0 | 0 | 0 | 0 | 0 | 0 | 0 | 0 | 0 | 0 | 0 | 0
8 | 11 | 7 | 6 | 1.7931 | 0 | 2.4469 | 0 | 0 | 0 | 0.0012057 | 0.27338 | 0 | 0 | 3.9548 | 0 | 8.4695 | 0 | 0 | 0 | 0 | 0 | 0 | 0 | 0 | 0 | 0 | 0 | 0 | 0 | 0.45131 | 0 | 0.71279 | 0 | 1.5637 | 0 | 0.525 | 0.6901 | 0 | 0 | 0 | 0 | 3.9429 | 0 | 0 | 0 | 0 | 0 | 0 | 0 | 0 | 0 | 0 | 0 | 0 | 0
8 | 11 | 8 | 6 | 1.7931 | 0 | 13.5789 | 0 | 0 | 0 | 0.0012057 | 0.43999 | 0 | 0 | 3.6264 | 0 | 19.4396 | 0 | 0 | 0 | 0 | 0 | 0 | 0 | 0 | 0 | 0 | 0 | 0 | 0 | 0.45131 | 0 | 0.71279 | 0 | 2.752 | 0 | 0.42 | 0.6901 | 0 | 0 | 0 | 0 | 5.0262 | 0 | 0 | 0 | 0 | 0 | 0 | 0 | 0 | 0 | 0 | 0 | 0 | 0
8 | 11 | 9 | 6 | 1.7931 | 0 | 13.5789 | 0 | 0 | 0 | 0.0012057 | 0.52109 | 0 | 0 | 2.5392 | 0 | 18.4335 | 0 | 0 | 0 | 0 | 0 | 0 | 0 | 0 | 0 | 0 | 0 | 0 | 0 | 0.45131 | 0 | 0.71279 | 0 | 3.383 | 0 | 0.315 | 0.6901 | 0 | 0 | 0 | 0 | 5.5522 | 0 | 0 | 0 | 0 | 0 | 0 | 0 | 0 | 0 | 0 | 0 | 0 | 0
8 | 11 | 10 | 6 | 1.7931 | 0 | 13.5789 | 0 | 0 | 0 | 0.0012057 | 0.57322 | 0 | 0 | 2.5391 | 0 | 18.4856 | 0 | 0 | 0 | 0 | 0 | 0 | 0 | 0 | 0 | 0 | 0 | 0 | 0 | 0.45131 | 0 | 0.71279 | 0 | 3.7271 | 0 | 0.315 | 0.6901 | 0 | 0 | 0 | 0 | 5.8963 | 0 | 0 | 0 | 0 | 0 | 0 | 0 | 0 | 0 | 0 | 0 | 0 | 0
8 | 11 | 11 | 6 | 1.7931 | 0 | 13.5789 | 0 | 0 | 0 | 0.0012057 | 0.58239 | 0 | 0 | 2.9567 | 0 | 18.9123 | 0 | 0 | 0 | 0 | 0 | 0 | 0 | 0 | 0 | 0 | 0 | 0 | 0 | 0.45131 | 0 | 0.54519 | 0 | 3.8671 | 0 | 0.3675 | 0.6901 | 0 | 0 | 0 | 0 | 5.9212 | 0 | 0 | 0 | 0 | 0 | 0 | 0 | 0 | 0 | 0 | 0 | 0 | 0
8 | 11 | 12 | 6 | 1.7931 | 0 | 8.6313 | 0 | 0 | 0 | 0.0012057 | 0.56449 | 0 | 0 | 3.3744 | 0 | 14.3645 | 0 | 0 | 0 | 0 | 0 | 0 | 0 | 0 | 0 | 0 | 0 | 0 | 0 | 0.45131 | 0 | 0.54519 | 0 | 3.8141 | 0 | 0.42 | 0.6901 | 0 | 0 | 0 | 0 | 5.9207 | 0 | 0 | 0 | 0 | 0 | 0 | 0 | 0 | 0 | 0 | 0 | 0 | 0
8 | 11 | 13 | 6 | 1.7931 | 0 | 13.5789 | 0 | 0 | 0 | 0.0012057 | 0.59651 | 0 | 0 | 2.9567 | 0 | 18.9265 | 0 | 0 | 0 | 0 | 0 | 0 | 0 | 0 | 0 | 0 | 0 | 0 | 0 | 0.45131 | 0 | 0.54519 | 0 | 3.9682 | 0 | 0.3675 | 0.6901 | 0 | 0 | 0 | 0 | 6.0223 | 0 | 0 | 0 | 0 | 0 | 0 | 0 | 0 | 0 | 0 | 0 | 0 | 0
8 | 11 | 14 | 6 | 1.7931 | 0 | 13.5789 | 0 | 0 | 0 | 0.0012057 | 0.67451 | 0 | 0 | 2.9567 | 0 | 19.0045 | 0 | 0 | 0 | 0 | 0 | 0 | 0 | 0 | 0 | 0 | 0 | 0 | 0 | 0.45131 | 0 | 0.54519 | 0 | 4.7924 | 0 | 0.3675 | 0.6901 | 0 | 0 | 0 | 0 | 6.8465 | 0 | 0 | 0 | 0 | 0 | 0 | 0 | 0 | 0 | 0 | 0 | 0 | 0
8 | 11 | 15 | 6 | 1.7931 | 0 | 13.5789 | 0 | 0 | 0 | 0.0012057 | 0.76582 | 0 | 0 | 2.5391 | 0 | 18.6782 | 0 | 0 | 0 | 0 | 0 | 0 | 0 | 0 | 0 | 0 | 0 | 0 | 0 | 0.45131 | 0 | 0.54519 | 0 | 5.6119 | 0 | 0.315 | 0.6901 | 0 | 0 | 0 | 0 | 7.6135 | 0 | 0 | 0 | 0 | 0 | 0 | 0 | 0 | 0 | 0 | 0 | 0 | 0
8 | 11 | 16 | 6 | 1.7931 | 0 | 13.5789 | 0 | 0 | 0 | 0.0012057 | 0.78234 | 0 | 0 | 2.5391 | 0 | 18.6947 | 0 | 0 | 0 | 0 | 0 | 0 | 0 | 0 | 0 | 0 | 0 | 0 | 0 | 0.45131 | 0 | 0.54519 | 0 | 5.802 | 0 | 0.315 | 0.6901 | 0 | 0 | 0 | 0 | 7.8036 | 0 | 0 | 0 | 0 | 0 | 0 | 0 | 0 | 0 | 0 | 0 | 0 | 0
8 | 11 | 17 | 6 | 1.7931 | 0 | 13.5789 | 0 | 0 | 0 | 0.0012057 | 0.76605 | 0 | 0 | 3.9547 | 0 | 20.094 | 0 | 0 | 0 | 0 | 0 | 0 | 0 | 0 | 0 | 0 | 0 | 0 | 0 | 0.45131 | 0 | 0.54519 | 0 | 5.8058 | 0 | 0.525 | 0.6901 | 0 | 0 | 0 | 0 | 8.0174 | 0 | 0 | 0 | 0 | 0 | 0 | 0 | 0 | 0 | 0 | 0 | 0 | 0
8 | 11 | 18 | 6 | 1.7931 | 0 | 9.8682 | 0 | 0 | 0 | 0.0012057 | 0.66469 | 0 | 0 | 3.9547 | 0 | 16.282 | 0 | 0 | 0 | 0 | 0 | 0 | 0 | 0 | 0 | 0 | 0 | 0 | 0 | 0.45131 | 0 | 0.54519 | 0 | 4.9803 | 0 | 0.525 | 0.6901 | 0 | 0 | 0 | 0 | 7.1919 | 0 | 0 | 0 | 0 | 0 | 0 | 0 | 0 | 0 | 0 | 0 | 0 | 0
8 | 11 | 19 | 6 | 1.7931 | 0 | 2.4469 | 0 | 0 | 0 | 0.0012057 | 0.49214 | 0 | 0 | 3.875 | 0 | 8.6084 | 0 | 0 | 0 | 0 | 0 | 0 | 0 | 0 | 0 | 0 | 0 | 0 | 0 | 0.45131 | 0 | 0.88038 | 0 | 3.6164 | 0 | 0.42 | 0.6901 | 0 | 0 | 0 | 0 | 6.0582 | 0 | 0 | 0 | 0 | 0 | 0 | 0 | 0 | 0 | 0 | 0 | 0 | 0
8 | 11 | 20 | 6 | 1.7931 | 0 | 2.4469 | 0 | 0 | 0 | 0.0012057 | 0.38093 | 0 | 0 | 2.9566 | 0 | 7.5788 | 0 | 0 | 0 | 0 | 0 | 0 | 0 | 0 | 0 | 0 | 0 | 0 | 0 | 0.45131 | 0 | 1.1038 | 0 | 2.435 | 0 | 0.3675 | 0.6901 | 0 | 0 | 0 | 0 | 5.0478 | 0 | 0 | 0 | 0 | 0 | 0 | 0 | 0 | 0 | 0 | 0 | 0 | 0
8 | 11 | 21 | 6 | 1.7931 | 0 | 2.4469 | 0 | 0 | 0 | 0.0012057 | 0.33277 | 0 | 0 | 3.7918 | 0 | 8.3658 | 0 | 0 | 0 | 0 | 0 | 0 | 0 | 0 | 0 | 0 | 0 | 0 | 0 | 0.45131 | 0 | 1.2156 | 0 | 1.9638 | 0 | 0.4725 | 0.6901 | 0 | 0 | 0 | 0 | 4.7933 | 0 | 0 | 0 | 0 | 0 | 0 | 0 | 0 | 0 | 0 | 0 | 0 | 0
8 | 11 | 22 | 6 | 1.7931 | 0 | 2.4469 | 0 | 0 | 0 | 0.0012057 | 0.30912 | 0 | 0 | 2.5389 | 0 | 7.0892 | 0 | 0 | 0 | 0 | 0 | 0 | 0 | 0 | 0 | 0 | 0 | 0 | 0 | 0.45131 | 0 | 1.1038 | 0 | 1.7437 | 0 | 0.315 | 0.6901 | 0 | 0 | 0 | 0 | 4.3039 | 0 | 0 | 0 | 0 | 0 | 0 | 0 | 0 | 0 | 0 | 0 | 0 | 0
8 | 11 | 23 | 6 | 1.7931 | 0 | 2.4469 | 0 | 0 | 0 | 0.0012057 | 0.28146 | 0 | 0 | 0.45074 | 0 | 4.9734 | 0 | 0 | 0 | 0 | 0 | 0 | 0 | 0 | 0 | 0 | 0 | 0 | 0 | 0.45131 | 0 | 0.88038 | 0 | 1.5503 | 0 | 0.0525 | 0.6901 | 0 | 0 | 0 | 0 | 3.6246 | 0 | 0 | 0 | 0 | 0 | 0 | 0 | 0 | 0 | 0 | 0 | 0 | 0
8 | 11 | 24 | 6 | 1.7931 | 0 | 2.4469 | 0 | 0 | 0 | 0.0012057 | 0.29386 | 0 | 0 | 0.45081 | 0 | 4.9859 | 0 | 0 | 0 | 0 | 0 | 0 | 0 | 0 | 0 | 0 | 0 | 0 | 0 | 0.45131 | 0 | 0.54519 | 0 | 1.6118 | 0 | 0.0525 | 0.6901 | 0 | 0 | 0 | 0 | 3.3509 | 0 | 0 | 0 | 0 | 0 | 0 | 0 | 0 | 0 | 0 | 0 | 0 | 0
8 | 12 | 1 | 7 | 1.7931 | 0 | 2.4469 | 0 | 0 | 0 | 0.0012057 | 0.27888 | 0 | 0 | 0.45088 | 0 | 4.971 | 0 | 0 | 0 | 0 | 0 | 0 | 0 | 0 | 0 | 0 | 0 | 0 | 0 | 0.45131 | 0 | 0.32173 | 0 | 1.4638 | 0 | 0.0525 | 0.6901 | 0 | 0 | 0 | 0 | 2.9795 | 0 | 0 | 0 | 0 | 0 | 0 | 0 | 0 | 0 | 0 | 0 | 0 | 0
8 | 12 | 2 | 7 | 1.7931 | 0 | 2.4469 | 0 | 0 | 0 | 0.0012057 | 0.25364 | 0 | 0 | 0.45099 | 0 | 4.9459 | 0 | 0 | 0 | 0 | 0 | 0 | 0 | 0 | 0 | 0 | 0 | 0 | 0 | 0.45131 | 0 | 0.32173 | 0 | 1.3438 | 0 | 0.0525 | 0.6901 | 0 | 0 | 0 | 0 | 2.8595 | 0 | 0 | 0 | 0 | 0 | 0 | 0 | 0 | 0 | 0 | 0 | 0 | 0
8 | 12 | 3 | 7 | 1.7931 | 0 | 2.4469 | 0 | 0 | 0 | 0.0012057 | 0.23844 | 0 | 0 | 0.45107 | 0 | 4.9307 | 0 | 0 | 0 | 0 | 0 | 0 | 0 | 0 | 0 | 0 | 0 | 0 | 0 | 0.45131 | 0 | 0.32173 | 0 | 1.2733 | 0 | 0.0525 | 0.6901 | 0 | 0 | 0 | 0 | 2.789 | 0 | 0 | 0 | 0 | 0 | 0 | 0 | 0 | 0 | 0 | 0 | 0 | 0
8 | 12 | 4 | 7 | 1.7931 | 0 | 2.4469 | 0 | 0 | 0 | 0.0012057 | 0.22703 | 0 | 0 | 0.45113 | 0 | 4.9194 | 0 | 0 | 0 | 0 | 0 | 0 | 0 | 0 | 0 | 0 | 0 | 0 | 0 | 0.45131 | 0 | 0.32173 | 0 | 1.181 | 0 | 0.0525 | 0.6901 | 0 | 0 | 0 | 0 | 2.6966 | 0 | 0 | 0 | 0 | 0 | 0 | 0 | 0 | 0 | 0 | 0 | 0 | 0
8 | 12 | 5 | 7 | 1.7931 | 0 | 2.4469 | 0 | 0 | 0 | 0.0012057 | 0.20293 | 0 | 0 | 0.45115 | 0 | 4.8953 | 0 | 0 | 0 | 0 | 0 | 0 | 0 | 0 | 0 | 0 | 0 | 0 | 0 | 0.45131 | 0 | 0.32173 | 0 | 0.98312 | 0 | 0.0525 | 0.6901 | 0 | 0 | 0 | 0 | 2.4988 | 0 | 0 | 0 | 0 | 0 | 0 | 0 | 0 | 0 | 0 | 0 | 0 | 0
8 | 12 | 6 | 7 | 1.7931 | 0 | 2.4469 | 0 | 0 | 0 | 0.0012057 | 0.20669 | 0 | 0 | 2.5393 | 0 | 6.9872 | 0 | 0 | 0 | 0 | 0 | 0 | 0 | 0 | 0 | 0 | 0 | 0 | 0 | 0.45131 | 0 | 0.54519 | 0 | 0.98316 | 0 | 0.315 | 0.6901 | 0 | 0 | 0 | 0 | 2.9848 | 0 | 0 | 0 | 0 | 0 | 0 | 0 | 0 | 0 | 0 | 0 | 0 | 0
8 | 12 | 7 | 7 | 1.7931 | 0 | 2.4469 | 0 | 0 | 0 | 0.0012057 | 0.29196 | 0 | 0 | 3.9548 | 0 | 8.488 | 0 | 0 | 0 | 0 | 0 | 0 | 0 | 0 | 0 | 0 | 0 | 0 | 0 | 0.45131 | 0 | 0.71279 | 0 | 1.4764 | 0 | 0.525 | 0.6901 | 0 | 0 | 0 | 0 | 3.8556 | 0 | 0 | 0 | 0 | 0 | 0 | 0 | 0 | 0 | 0 | 0 | 0 | 0
8 | 12 | 8 | 7 | 1.7931 | 0 | 13.5789 | 0 | 0 | 0 | 0.0012057 | 0.48321 | 0 | 0 | 3.6263 | 0 | 19.4827 | 0 | 0 | 0 | 0 | 0 | 0 | 0 | 0 | 0 | 0 | 0 | 0 | 0 | 0.45131 | 0 | 0.71279 | 0 | 2.6937 | 0 | 0.42 | 0.6901 | 0 | 0 | 0 | 0 | 4.9679 | 0 | 0 | 0 | 0 | 0 | 0 | 0 | 0 | 0 | 0 | 0 | 0 | 0
8 | 12 | 9 | 7 | 1.7931 | 0 | 13.5789 | 0 | 0 | 0 | 0.0012057 | 0.51744 | 0 | 0 | 2.5391 | 0 | 18.4297 | 0 | 0 | 0 | 0 | 0 | 0 | 0 | 0 | 0 | 0 | 0 | 0 | 0 | 0.45131 | 0 | 0.71279 | 0 | 3.0299 | 0 | 0.315 | 0.6901 | 0 | 0 | 0 | 0 | 5.1991 | 0 | 0 | 0 | 0 | 0 | 0 | 0 | 0 | 0 | 0 | 0 | 0 | 0
8 | 12 | 10 | 7 | 1.7931 | 0 | 13.5789 | 0 | 0 | 0 | 0.0012057 | 0.55283 | 0 | 0 | 2.5391 | 0 | 18.4651 | 0 | 0 | 0 | 0 | 0 | 0 | 0 | 0 | 0 | 0 | 0 | 0 | 0 | 0.45131 | 0 | 0.71279 | 0 | 3.3377 | 0 | 0.315 | 0.6901 | 0 | 0 | 0 | 0 | 5.5069 | 0 | 0 | 0 | 0 | 0 | 0 | 0 | 0 | 0 | 0 | 0 | 0 | 0
8 | 12 | 11 | 7 | 1.7931 | 0 | 13.5789 | 0 | 0 | 0 | 0.0012057 | 0.62377 | 0 | 0 | 2.9566 | 0 | 18.9536 | 0 | 0 | 0 | 0 | 0 | 0 | 0 | 0 | 0 | 0 | 0 | 0 | 0 | 0.45131 | 0 | 0.54519 | 0 | 3.8291 | 0 | 0.3675 | 0.6901 | 0 | 0 | 0 | 0 | 5.8832 | 0 | 0 | 0 | 0 | 0 | 0 | 0 | 0 | 0 | 0 | 0 | 0 | 0
8 | 12 | 12 | 7 | 1.7931 | 0 | 8.6313 | 0 | 0 | 0 | 0.0012057 | 0.61135 | 0 | 0 | 3.3743 | 0 | 14.4113 | 0 | 0 | 0 | 0 | 0 | 0 | 0 | 0 | 0 | 0 | 0 | 0 | 0 | 0.45131 | 0 | 0.54519 | 0 | 3.8386 | 0 | 0.42 | 0.6901 | 0 | 0 | 0 | 0 | 5.9452 | 0 | 0 | 0 | 0 | 0 | 0 | 0 | 0 | 0 | 0 | 0 | 0 | 0
8 | 12 | 13 | 7 | 1.7931 | 0 | 13.5789 | 0 | 0 | 0 | 0.0012057 | 0.69913 | 0 | 0 | 2.9566 | 0 | 19.029 | 0 | 0 | 0 | 0 | 0 | 0 | 0 | 0 | 0 | 0 | 0 | 0 | 0 | 0.45131 | 0 | 0.54519 | 0 | 4.5214 | 0 | 0.3675 | 0.6901 | 0 | 0 | 0 | 0 | 6.5755 | 0 | 0 | 0 | 0 | 0 | 0 | 0 | 0 | 0 | 0 | 0 | 0 | 0
8 | 12 | 14 | 7 | 1.7931 | 0 | 13.5789 | 0 | 0 | 0 | 0.0012057 | 0.73666 | 0 | 0 | 2.9566 | 0 | 19.0665 | 0 | 0 | 0 | 0 | 0 | 0 | 0 | 0 | 0 | 0 | 0 | 0 | 0 | 0.45131 | 0 | 0.54519 | 0 | 4.856 | 0 | 0.3675 | 0.6901 | 0 | 0 | 0 | 0 | 6.9101 | 0 | 0 | 0 | 0 | 0 | 0 | 0 | 0 | 0 | 0 | 0 | 0 | 0
8 | 12 | 15 | 7 | 1.7931 | 0 | 13.5789 | 0 | 0 | 0 | 0.0012057 | 0.7515 | 0 | 0 | 2.539 | 0 | 18.6637 | 0 | 0 | 0 | 0 | 0 | 0 | 0 | 0 | 0 | 0 | 0 | 0 | 0 | 0.45131 | 0 | 0.54519 | 0 | 5.0133 | 0 | 0.315 | 0.6901 | 0 | 0 | 0 | 0 | 7.0149 | 0 | 0 | 0 | 0 | 0 | 0 | 0 | 0 | 0 | 0 | 0 | 0 | 0
8 | 12 | 16 | 7 | 1.7931 | 0 | 13.5789 | 0 | 0 | 0 | 0.0012057 | 0.73762 | 0 | 0 | 2.539 | 0 | 18.6498 | 0 | 0 | 0 | 0 | 0 | 0 | 0 | 0 | 0 | 0 | 0 | 0 | 0 | 0.45131 | 0 | 0.54519 | 0 | 5.0891 | 0 | 0.315 | 0.6901 | 0 | 0 | 0 | 0 | 7.0907 | 0 | 0 | 0 | 0 | 0 | 0 | 0 | 0 | 0 | 0 | 0 | 0 | 0
8 | 12 | 17 | 7 | 1.7931 | 0 | 13.5789 | 0 | 0 | 0 | 0.0012057 | 0.69943 | 0 | 0 | 3.9547 | 0 | 20.0273 | 0 | 0 | 0 | 0 | 0 | 0 | 0 | 0 | 0 | 0 | 0 | 0 | 0 | 0.45131 | 0 | 0.54519 | 0 | 4.7508 | 0 | 0.525 | 0.6901 | 0 | 0 | 0 | 0 | 6.9624 | 0 | 0 | 0 | 0 | 0 | 0 | 0 | 0 | 0 | 0 | 0 | 0 | 0
8 | 12 | 18 | 7 | 1.7931 | 0 | 9.8682 | 0 | 0 | 0 | 0.0012057 | 0.58794 | 0 | 0 | 3.9547 | 0 | 16.2052 | 0 | 0 | 0 | 0 | 0 | 0 | 0 | 0 | 0 | 0 | 0 | 0 | 0 | 0.45131 | 0 | 0.54519 | 0 | 3.9202 | 0 | 0.525 | 0.6901 | 0 | 0 | 0 | 0 | 6.1318 | 0 | 0 | 0 | 0 | 0 | 0 | 0 | 0 | 0 | 0 | 0 | 0 | 0
8 | 12 | 19 | 7 | 1.7931 | 0 | 2.4469 | 0 | 0 | 0 | 0.0012057 | 0.42528 | 0 | 0 | 3.8749 | 0 | 8.5414 | 0 | 0 | 0 | 0 | 0 | 0 | 0 | 0 | 0 | 0 | 0 | 0 | 0 | 0.45131 | 0 | 0.88038 | 0 | 2.6561 | 0 | 0.42 | 0.6901 | 0 | 0 | 0 | 0 | 5.0979 | 0 | 0 | 0 | 0 | 0 | 0 | 0 | 0 | 0 | 0 | 0 | 0 | 0
8 | 12 | 20 | 7 | 1.7931 | 0 | 2.4469 | 0 | 0 | 0 | 0.0012057 | 0.34662 | 0 | 0 | 2.9566 | 0 | 7.5444 | 0 | 0 | 0 | 0 | 0 | 0 | 0 | 0 | 0 | 0 | 0 | 0 | 0 | 0.45131 | 0 | 1.1038 | 0 | 2.0466 | 0 | 0.3675 | 0.6901 | 0 | 0 | 0 | 0 | 4.6594 | 0 | 0 | 0 | 0 | 0 | 0 | 0 | 0 | 0 | 0 | 0 | 0 | 0
8 | 12 | 21 | 7 | 1.7931 | 0 | 2.4469 | 0 | 0 | 0 | 0.0012057 | 0.30578 | 0 | 0 | 3.7917 | 0 | 8.3387 | 0 | 0 | 0 | 0 | 0 | 0 | 0 | 0 | 0 | 0 | 0 | 0 | 0 | 0.45131 | 0 | 1.2156 | 0 | 1.7434 | 0 | 0.4725 | 0.6901 | 0 | 0 | 0 | 0 | 4.5728 | 0 | 0 | 0 | 0 | 0 | 0 | 0 | 0 | 0 | 0 | 0 | 0 | 0
8 | 12 | 22 | 7 | 1.7931 | 0 | 2.4469 | 0 | 0 | 0 | 0.0012057 | 0.27569 | 0 | 0 | 2.5388 | 0 | 7.0557 | 0 | 0 | 0 | 0 | 0 | 0 | 0 | 0 | 0 | 0 | 0 | 0 | 0 | 0.45131 | 0 | 1.1038 | 0 | 1.5462 | 0 | 0.315 | 0.6901 | 0 | 0 | 0 | 0 | 4.1064 | 0 | 0 | 0 | 0 | 0 | 0 | 0 | 0 | 0 | 0 | 0 | 0 | 0
8 | 12 | 23 | 7 | 1.7931 | 0 | 2.4469 | 0 | 0 | 0 | 0.0012057 | 0.24886 | 0 | 0 | 0.45072 | 0 | 4.9408 | 0 | 0 | 0 | 0 | 0 | 0 | 0 | 0 | 0 | 0 | 0 | 0 | 0 | 0.45131 | 0 | 0.88038 | 0 | 1.3337 | 0 | 0.0525 | 0.6901 | 0 | 0 | 0 | 0 | 3.408 | 0 | 0 | 0 | 0 | 0 | 0 | 0 | 0 | 0 | 0 | 0 | 0 | 0
8 | 12 | 24 | 7 | 1.7931 | 0 | 2.4469 | 0 | 0 | 0 | 0.0012057 | 0.23563 | 0 | 0 | 0.4508 | 0 | 4.9276 | 0 | 0 | 0 | 0 | 0 | 0 | 0 | 0 | 0 | 0 | 0 | 0 | 0 | 0.45131 | 0 | 0.54519 | 0 | 1.2007 | 0 | 0.0525 | 0.6901 | 0 | 0 | 0 | 0 | 2.9398 | 0 | 0 | 0 | 0 | 0 | 0 | 0 | 0 | 0 | 0 | 0 | 0 | 0
8 | 13 | 1 | 1 | 1.7931 | 0 | 2.4469 | 0 | 0 | 0 | 0.0012057 | 0.22098 | 0 | 0 | 0.45092 | 0 | 4.9131 | 0 | 0 | 0 | 0 | 0 | 0 | 0 | 0 | 0 | 0 | 0 | 0 | 0 | 0.45131 | 0 | 0.32173 | 0 | 1.0817 | 0 | 0.0525 | 0.6901 | 0 | 0 | 0 | 0 | 2.5974 | 0 | 0 | 0 | 0 | 0 | 0 | 0 | 0 | 0 | 0 | 0 | 0 | 0
8 | 13 | 2 | 1 | 1.7931 | 0 | 2.4469 | 0 | 0 | 0 | 0.0012057 | 0.20337 | 0 | 0 | 0.45104 | 0 | 4.8956 | 0 | 0 | 0 | 0 | 0 | 0 | 0 | 0 | 0 | 0 | 0 | 0 | 0 | 0.45131 | 0 | 0.32173 | 0 | 0.95511 | 0 | 0.0525 | 0.6901 | 0 | 0 | 0 | 0 | 2.4708 | 0 | 0 | 0 | 0 | 0 | 0 | 0 | 0 | 0 | 0 | 0 | 0 | 0
8 | 13 | 3 | 1 | 1.7931 | 0 | 2.4469 | 0 | 0 | 0 | 0.0012057 | 0.19279 | 0 | 0 | 0.45112 | 0 | 4.8851 | 0 | 0 | 0 | 0 | 0 | 0 | 0 | 0 | 0 | 0 | 0 | 0 | 0 | 0.45131 | 0 | 0.32173 | 0 | 0.89038 | 0 | 0.0525 | 0.6901 | 0 | 0 | 0 | 0 | 2.406 | 0 | 0 | 0 | 0 | 0 | 0 | 0 | 0 | 0 | 0 | 0 | 0 | 0
8 | 13 | 4 | 1 | 1.7931 | 0 | 2.4469 | 0 | 0 | 0 | 0.0012057 | 0.16579 | 0 | 0 | 0.45117 | 0 | 4.8582 | 0 | 0 | 0 | 0 | 0 | 0 | 0 | 0 | 0 | 0 | 0 | 0 | 0 | 0.45131 | 0 | 0.32173 | 0 | 0.72986 | 0 | 0.0525 | 0.6901 | 0 | 0 | 0 | 0 | 2.2455 | 0 | 0 | 0 | 0 | 0 | 0 | 0 | 0 | 0 | 0 | 0 | 0 | 0
8 | 13 | 5 | 1 | 1.7931 | 0 | 2.4469 | 0 | 0 | 0 | 0.0012057 | 0.16567 | 0 | 0 | 0.45122 | 0 | 4.8581 | 0 | 0 | 0 | 0 | 0 | 0 | 0 | 0 | 0 | 0 | 0 | 0 | 0 | 0.45131 | 0 | 0.32173 | 0 | 0.72992 | 0 | 0.0525 | 0.6901 | 0 | 0 | 0 | 0 | 2.2456 | 0 | 0 | 0 | 0 | 0 | 0 | 0 | 0 | 0 | 0 | 0 | 0 | 0
8 | 13 | 6 | 1 | 1.7931 | 0 | 2.4469 | 0 | 0 | 0 | 0.0012057 | 0.14783 | 0 | 0 | 2.5393 | 0 | 6.9284 | 0 | 0 | 0 | 0 | 0 | 0 | 0 | 0 | 0 | 0 | 0 | 0 | 0 | 0.45131 | 0 | 0.54519 | 0 | 0.6066 | 0 | 0.315 | 0.6901 | 0 | 0 | 0 | 0 | 2.6082 | 0 | 0 | 0 | 0 | 0 | 0 | 0 | 0 | 0 | 0 | 0 | 0 | 0
8 | 13 | 7 | 1 | 1.7931 | 0 | 2.4469 | 0 | 0 | 0 | 0.0012057 | 0.13866 | 0 | 0 | 3.9548 | 0 | 8.3347 | 0 | 0 | 0 | 0 | 0 | 0 | 0 | 0 | 0 | 0 | 0 | 0 | 0 | 0.45131 | 0 | 0.71279 | 0 | 0.53617 | 0 | 0.525 | 0.6901 | 0 | 0 | 0 | 0 | 2.9154 | 0 | 0 | 0 | 0 | 0 | 0 | 0 | 0 | 0 | 0 | 0 | 0 | 0
8 | 13 | 8 | 1 | 1.7931 | 0 | 13.5789 | 0 | 0 | 0 | 0.0012057 | 0.27705 | 0 | 0 | 3.6264 | 0 | 19.2767 | 0 | 0 | 0 | 0 | 0 | 0 | 0 | 0 | 0 | 0 | 0 | 0 | 0 | 0.45131 | 0 | 0.71279 | 0 | 1.3105 | 0 | 0.42 | 0.6901 | 0 | 0 | 0 | 0 | 3.5847 | 0 | 0 | 0 | 0 | 0 | 0 | 0 | 0 | 0 | 0 | 0 | 0 | 0
8 | 13 | 9 | 1 | 1.7931 | 0 | 13.5789 | 0 | 0 | 0 | 0.0012057 | 0.35486 | 0 | 0 | 2.5392 | 0 | 18.2673 | 0 | 0 | 0 | 0 | 0 | 0 | 0 | 0 | 0 | 0 | 0 | 0 | 0 | 0.45131 | 0 | 0.71279 | 0 | 1.8265 | 0 | 0.315 | 0.6901 | 0 | 0 | 0 | 0 | 3.9958 | 0 | 0 | 0 | 0 | 0 | 0 | 0 | 0 | 0 | 0 | 0 | 0 | 0
8 | 13 | 10 | 1 | 1.7931 | 0 | 13.5789 | 0 | 0 | 0 | 0.0012057 | 0.4083 | 0 | 0 | 2.5392 | 0 | 18.3207 | 0 | 0 | 0 | 0 | 0 | 0 | 0 | 0 | 0 | 0 | 0 | 0 | 0 | 0.45131 | 0 | 0.71279 | 0 | 2.1466 | 0 | 0.315 | 0.6901 | 0 | 0 | 0 | 0 | 4.3158 | 0 | 0 | 0 | 0 | 0 | 0 | 0 | 0 | 0 | 0 | 0 | 0 | 0
8 | 13 | 11 | 1 | 1.7931 | 0 | 13.5789 | 0 | 0 | 0 | 0.0012057 | 0.47929 | 0 | 0 | 2.9568 | 0 | 18.8093 | 0 | 0 | 0 | 0 | 0 | 0 | 0 | 0 | 0 | 0 | 0 | 0 | 0 | 0.45131 | 0 | 0.54519 | 0 | 2.5559 | 0 | 0.3675 | 0.6901 | 0 | 0 | 0 | 0 | 4.61 | 0 | 0 | 0 | 0 | 0 | 0 | 0 | 0 | 0 | 0 | 0 | 0 | 0
8 | 13 | 12 | 1 | 1.7931 | 0 | 8.6313 | 0 | 0 | 0 | 0.0012057 | 0.46416 | 0 | 0 | 3.3744 | 0 | 14.2642 | 0 | 0 | 0 | 0 | 0 | 0 | 0 | 0 | 0 | 0 | 0 | 0 | 0 | 0.45131 | 0 | 0.54519 | 0 | 2.5031 | 0 | 0.42 | 0.6901 | 0 | 0 | 0 | 0 | 4.6097 | 0 | 0 | 0 | 0 | 0 | 0 | 0 | 0 | 0 | 0 | 0 | 0 | 0
8 | 13 | 13 | 1 | 1.7931 | 0 | 13.5789 | 0 | 0 | 0 | 0.0012057 | 0.52415 | 0 | 0 | 2.9568 | 0 | 18.8542 | 0 | 0 | 0 | 0 | 0 | 0 | 0 | 0 | 0 | 0 | 0 | 0 | 0 | 0.45131 | 0 | 0.54519 | 0 | 2.8803 | 0 | 0.3675 | 0.6901 | 0 | 0 | 0 | 0 | 4.9344 | 0 | 0 | 0 | 0 | 0 | 0 | 0 | 0 | 0 | 0 | 0 | 0 | 0
8 | 13 | 14 | 1 | 1.7931 | 0 | 13.5789 | 0 | 0 | 0 | 0.0012057 | 0.54575 | 0 | 0 | 2.9568 | 0 | 18.8758 | 0 | 0 | 0 | 0 | 0 | 0 | 0 | 0 | 0 | 0 | 0 | 0 | 0 | 0.45131 | 0 | 0.54519 | 0 | 3.0399 | 0 | 0.3675 | 0.6901 | 0 | 0 | 0 | 0 | 5.094 | 0 | 0 | 0 | 0 | 0 | 0 | 0 | 0 | 0 | 0 | 0 | 0 | 0
8 | 13 | 15 | 1 | 1.7931 | 0 | 13.5789 | 0 | 0 | 0 | 0.0012057 | 0.56233 | 0 | 0 | 2.5392 | 0 | 18.4747 | 0 | 0 | 0 | 0 | 0 | 0 | 0 | 0 | 0 | 0 | 0 | 0 | 0 | 0.45131 | 0 | 0.54519 | 0 | 3.1979 | 0 | 0.315 | 0.6901 | 0 | 0 | 0 | 0 | 5.1995 | 0 | 0 | 0 | 0 | 0 | 0 | 0 | 0 | 0 | 0 | 0 | 0 | 0
8 | 13 | 16 | 1 | 1.7931 | 0 | 13.5789 | 0 | 0 | 0 | 0.0012057 | 0.55093 | 0 | 0 | 2.5392 | 0 | 18.4633 | 0 | 0 | 0 | 0 | 0 | 0 | 0 | 0 | 0 | 0 | 0 | 0 | 0 | 0.45131 | 0 | 0.54519 | 0 | 3.1481 | 0 | 0.315 | 0.6901 | 0 | 0 | 0 | 0 | 5.1497 | 0 | 0 | 0 | 0 | 0 | 0 | 0 | 0 | 0 | 0 | 0 | 0 | 0
8 | 13 | 17 | 1 | 1.7931 | 0 | 13.5789 | 0 | 0 | 0 | 0.0012057 | 0.53238 | 0 | 0 | 3.9548 | 0 | 19.8604 | 0 | 0 | 0 | 0 | 0 | 0 | 0 | 0 | 0 | 0 | 0 | 0 | 0 | 0.45131 | 0 | 0.54519 | 0 | 3.2106 | 0 | 0.525 | 0.6901 | 0 | 0 | 0 | 0 | 5.4222 | 0 | 0 | 0 | 0 | 0 | 0 | 0 | 0 | 0 | 0 | 0 | 0 | 0
8 | 13 | 18 | 1 | 1.7931 | 0 | 9.8682 | 0 | 0 | 0 | 0.0012057 | 0.44309 | 0 | 0 | 3.9548 | 0 | 16.0605 | 0 | 0 | 0 | 0 | 0 | 0 | 0 | 0 | 0 | 0 | 0 | 0 | 0 | 0.45131 | 0 | 0.54519 | 0 | 2.7323 | 0 | 0.525 | 0.6901 | 0 | 0 | 0 | 0 | 4.9439 | 0 | 0 | 0 | 0 | 0 | 0 | 0 | 0 | 0 | 0 | 0 | 0 | 0
8 | 13 | 19 | 1 | 1.7931 | 0 | 2.4469 | 0 | 0 | 0 | 0.0012057 | 0.28652 | 0 | 0 | 3.8754 | 0 | 8.4032 | 0 | 0 | 0 | 0 | 0 | 0 | 0 | 0 | 0 | 0 | 0 | 0 | 0 | 0.45131 | 0 | 0.88038 | 0 | 1.6259 | 0 | 0.42 | 0.6901 | 0 | 0 | 0 | 0 | 4.0677 | 0 | 0 | 0 | 0 | 0 | 0 | 0 | 0 | 0 | 0 | 0 | 0 | 0
8 | 13 | 20 | 1 | 1.7931 | 0 | 2.4469 | 0 | 0 | 0 | 0.0012057 | 0.21037 | 0 | 0 | 2.9569 | 0 | 7.4085 | 0 | 0 | 0 | 0 | 0 | 0 | 0 | 0 | 0 | 0 | 0 | 0 | 0 | 0.45131 | 0 | 1.1038 | 0 | 1.0687 | 0 | 0.3675 | 0.6901 | 0 | 0 | 0 | 0 | 3.6814 | 0 | 0 | 0 | 0 | 0 | 0 | 0 | 0 | 0 | 0 | 0 | 0 | 0
8 | 13 | 21 | 1 | 1.7931 | 0 | 2.4469 | 0 | 0 | 0 | 0.0012057 | 0.1848 | 0 | 0 | 3.792 | 0 | 8.218 | 0 | 0 | 0 | 0 | 0 | 0 | 0 | 0 | 0 | 0 | 0 | 0 | 0 | 0.45131 | 0 | 1.2156 | 0 | 0.90865 | 0 | 0.4725 | 0.6901 | 0 | 0 | 0 | 0 | 3.7381 | 0 | 0 | 0 | 0 | 0 | 0 | 0 | 0 | 0 | 0 | 0 | 0 | 0
8 | 13 | 22 | 1 | 1.7931 | 0 | 2.4469 | 0 | 0 | 0 | 0.0012057 | 0.17031 | 0 | 0 | 2.5391 | 0 | 6.9506 | 0 | 0 | 0 | 0 | 0 | 0 | 0 | 0 | 0 | 0 | 0 | 0 | 0 | 0.45131 | 0 | 1.1038 | 0 | 0.80804 | 0 | 0.315 | 0.6901 | 0 | 0 | 0 | 0 | 3.3683 | 0 | 0 | 0 | 0 | 0 | 0 | 0 | 0 | 0 | 0 | 0 | 0 | 0
8 | 13 | 23 | 1 | 1.7931 | 0 | 2.4469 | 0 | 0 | 0 | 0.0012057 | 0.15842 | 0 | 0 | 0.45099 | 0 | 4.8506 | 0 | 0 | 0 | 0 | 0 | 0 | 0 | 0 | 0 | 0 | 0 | 0 | 0 | 0.45131 | 0 | 0.88038 | 0 | 0.73352 | 0 | 0.0525 | 0.6901 | 0 | 0 | 0 | 0 | 2.8078 | 0 | 0 | 0 | 0 | 0 | 0 | 0 | 0 | 0 | 0 | 0 | 0 | 0
8 | 13 | 24 | 1 | 1.7931 | 0 | 2.4469 | 0 | 0 | 0 | 0.0012057 | 0.15016 | 0 | 0 | 0.45106 | 0 | 4.8424 | 0 | 0 | 0 | 0 | 0 | 0 | 0 | 0 | 0 | 0 | 0 | 0 | 0 | 0.45131 | 0 | 0.54519 | 0 | 0.68493 | 0 | 0.0525 | 0.6901 | 0 | 0 | 0 | 0 | 2.424 | 0 | 0 | 0 | 0 | 0 | 0 | 0 | 0 | 0 | 0 | 0 | 0 | 0
8 | 14 | 1 | 2 | 1.7931 | 0 | 2.4469 | 0 | 0 | 0 | 0.0012057 | 0.14099 | 0 | 0 | 0.45119 | 0 | 4.8334 | 0 | 0 | 0 | 0 | 0 | 0 | 0 | 0 | 0 | 0 | 0 | 0 | 0 | 0.45131 | 0 | 0.32173 | 0 | 0.6216 | 0 | 0.0525 | 0.6901 | 0 | 0 | 0 | 0 | 2.1372 | 0 | 0 | 0 | 0 | 0 | 0 | 0 | 0 | 0 | 0 | 0 | 0 | 0
8 | 14 | 2 | 2 | 1.7931 | 0 | 2.4469 | 0 | 0 | 0 | 0.0012057 | 0.1367 | 0 | 0 | 0.45131 | 0 | 4.8292 | 0 | 0 | 0 | 0 | 0 | 0 | 0 | 0 | 0 | 0 | 0 | 0 | 0 | 0.45131 | 0 | 0.32173 | 0 | 0.58958 | 0 | 0.0525 | 0.6901 | 0 | 0 | 0 | 0 | 2.1052 | 0 | 0 | 0 | 0 | 0 | 0 | 0 | 0 | 0 | 0 | 0 | 0 | 0
8 | 14 | 3 | 2 | 1.7931 | 0 | 2.4469 | 0 | 0 | 0 | 0.0012057 | 0.13669 | 0 | 0 | 0.45138 | 0 | 4.8293 | 0 | 0 | 0 | 0 | 0 | 0 | 0 | 0 | 0 | 0 | 0 | 0 | 0 | 0.45131 | 0 | 0.32173 | 0 | 0.58342 | 0 | 0.0525 | 0.6901 | 0 | 0 | 0 | 0 | 2.0991 | 0 | 0 | 0 | 0 | 0 | 0 | 0 | 0 | 0 | 0 | 0 | 0 | 0
8 | 14 | 4 | 2 | 1.7931 | 0 | 2.4469 | 0 | 0 | 0 | 0.0012057 | 0.12443 | 0 | 0 | 0.45142 | 0 | 4.8171 | 0 | 0 | 0 | 0 | 0 | 0 | 0 | 0 | 0 | 0 | 0 | 0 | 0 | 0.45131 | 0 | 0.32173 | 0 | 0.49515 | 0 | 0.0525 | 0.6901 | 0 | 0 | 0 | 0 | 2.0108 | 0 | 0 | 0 | 0 | 0 | 0 | 0 | 0 | 0 | 0 | 0 | 0 | 0
8 | 14 | 5 | 2 | 1.7931 | 0 | 2.4469 | 0 | 0 | 0 | 0.0012057 | 0.11604 | 0 | 0 | 0.45145 | 0 | 4.8087 | 0 | 0 | 0 | 0 | 0 | 0 | 0 | 0 | 0 | 0 | 0 | 0 | 0 | 0.45131 | 0 | 0.32173 | 0 | 0.44226 | 0 | 0.0525 | 0.6901 | 0 | 0 | 0 | 0 | 1.9579 | 0 | 0 | 0 | 0 | 0 | 0 | 0 | 0 | 0 | 0 | 0 | 0 | 0
8 | 14 | 6 | 2 | 1.7931 | 0 | 2.4469 | 0 | 0 | 0 | 0.0012057 | 0.10113 | 0 | 0 | 2.5396 | 0 | 6.8819 | 0 | 0 | 0 | 0 | 0 | 0 | 0 | 0 | 0 | 0 | 0 | 0 | 0 | 0.45131 | 0 | 0.54519 | 0 | 0.35451 | 0 | 0.315 | 0.6901 | 0 | 0 | 0 | 0 | 2.3561 | 0 | 0 | 0 | 0 | 0 | 0 | 0 | 0 | 0 | 0 | 0 | 0 | 0
8 | 14 | 7 | 2 | 1.7931 | 0 | 2.4469 | 0 | 0 | 0 | 0.0012057 | 0.16139 | 0 | 0 | 3.955 | 0 | 8.3576 | 0 | 0 | 0 | 0 | 0 | 0 | 0 | 0 | 0 | 0 | 0 | 0 | 0 | 0.45131 | 0 | 0.71279 | 0 | 0.69461 | 0 | 0.525 | 0.6901 | 0 | 0 | 0 | 0 | 3.0738 | 0 | 0 | 0 | 0 | 0 | 0 | 0 | 0 | 0 | 0 | 0 | 0 | 0
8 | 14 | 8 | 2 | 1.7931 | 0 | 13.5789 | 0 | 0 | 0 | 0.0012057 | 0.3304 | 0 | 0 | 3.6268 | 0 | 19.3304 | 0 | 0 | 0 | 0 | 0 | 0 | 0 | 0 | 0 | 0 | 0 | 0 | 0 | 0.45131 | 0 | 0.71279 | 0 | 1.6936 | 0 | 0.42 | 0.6901 | 0 | 0 | 0 | 0 | 3.9678 | 0 | 0 | 0 | 0 | 0 | 0 | 0 | 0 | 0 | 0 | 0 | 0 | 0
8 | 14 | 9 | 2 | 1.7931 | 0 | 13.5789 | 0 | 0 | 0 | 0.0012057 | 0.3196 | 0 | 0 | 2.5394 | 0 | 18.2323 | 0 | 0 | 0 | 0 | 0 | 0 | 0 | 0 | 0 | 0 | 0 | 0 | 0 | 0.45131 | 0 | 0.71279 | 0 | 1.6857 | 0 | 0.315 | 0.6901 | 0 | 0 | 0 | 0 | 3.8549 | 0 | 0 | 0 | 0 | 0 | 0 | 0 | 0 | 0 | 0 | 0 | 0 | 0
8 | 14 | 10 | 2 | 1.7931 | 0 | 13.5789 | 0 | 0 | 0 | 0.0012057 | 0.36623 | 0 | 0 | 2.5394 | 0 | 18.2789 | 0 | 0 | 0 | 0 | 0 | 0 | 0 | 0 | 0 | 0 | 0 | 0 | 0 | 0.45131 | 0 | 0.71279 | 0 | 2.017 | 0 | 0.315 | 0.6901 | 0 | 0 | 0 | 0 | 4.1862 | 0 | 0 | 0 | 0 | 0 | 0 | 0 | 0 | 0 | 0 | 0 | 0 | 0
8 | 14 | 11 | 2 | 1.7931 | 0 | 13.5789 | 0 | 0 | 0 | 0.0012057 | 0.39743 | 0 | 0 | 2.9571 | 0 | 18.7277 | 0 | 0 | 0 | 0 | 0 | 0 | 0 | 0 | 0 | 0 | 0 | 0 | 0 | 0.45131 | 0 | 0.54519 | 0 | 2.1884 | 0 | 0.3675 | 0.6901 | 0 | 0 | 0 | 0 | 4.2425 | 0 | 0 | 0 | 0 | 0 | 0 | 0 | 0 | 0 | 0 | 0 | 0 | 0
8 | 14 | 12 | 2 | 1.7931 | 0 | 8.6313 | 0 | 0 | 0 | 0.0012057 | 0.35613 | 0 | 0 | 3.3747 | 0 | 14.1565 | 0 | 0 | 0 | 0 | 0 | 0 | 0 | 0 | 0 | 0 | 0 | 0 | 0 | 0.45131 | 0 | 0.54519 | 0 | 1.9561 | 0 | 0.42 | 0.6901 | 0 | 0 | 0 | 0 | 4.0627 | 0 | 0 | 0 | 0 | 0 | 0 | 0 | 0 | 0 | 0 | 0 | 0 | 0
8 | 14 | 13 | 2 | 1.7931 | 0 | 13.5789 | 0 | 0 | 0 | 0.0012057 | 0.42451 | 0 | 0 | 2.9571 | 0 | 18.7548 | 0 | 0 | 0 | 0 | 0 | 0 | 0 | 0 | 0 | 0 | 0 | 0 | 0 | 0.45131 | 0 | 0.54519 | 0 | 2.3756 | 0 | 0.3675 | 0.6901 | 0 | 0 | 0 | 0 | 4.4297 | 0 | 0 | 0 | 0 | 0 | 0 | 0 | 0 | 0 | 0 | 0 | 0 | 0
8 | 14 | 14 | 2 | 1.7931 | 0 | 13.5789 | 0 | 0 | 0 | 0.0012057 | 0.42089 | 0 | 0 | 2.9571 | 0 | 18.7513 | 0 | 0 | 0 | 0 | 0 | 0 | 0 | 0 | 0 | 0 | 0 | 0 | 0 | 0.45131 | 0 | 0.54519 | 0 | 2.3815 | 0 | 0.3675 | 0.6901 | 0 | 0 | 0 | 0 | 4.4356 | 0 | 0 | 0 | 0 | 0 | 0 | 0 | 0 | 0 | 0 | 0 | 0 | 0
8 | 14 | 15 | 2 | 1.7931 | 0 | 13.5789 | 0 | 0 | 0 | 0.0012057 | 0.3781 | 0 | 0 | 2.5396 | 0 | 18.2909 | 0 | 0 | 0 | 0 | 0 | 0 | 0 | 0 | 0 | 0 | 0 | 0 | 0 | 0.45131 | 0 | 0.54519 | 0 | 2.0959 | 0 | 0.315 | 0.6901 | 0 | 0 | 0 | 0 | 4.0975 | 0 | 0 | 0 | 0 | 0 | 0 | 0 | 0 | 0 | 0 | 0 | 0 | 0
8 | 14 | 16 | 2 | 1.7931 | 0 | 13.5789 | 0 | 0 | 0 | 0.0012057 | 0.40014 | 0 | 0 | 2.5396 | 0 | 18.3129 | 0 | 0 | 0 | 0 | 0 | 0 | 0 | 0 | 0 | 0 | 0 | 0 | 0 | 0.45131 | 0 | 0.54519 | 0 | 2.2442 | 0 | 0.315 | 0.6901 | 0 | 0 | 0 | 0 | 4.2458 | 0 | 0 | 0 | 0 | 0 | 0 | 0 | 0 | 0 | 0 | 0 | 0 | 0
8 | 14 | 17 | 2 | 1.7931 | 0 | 13.5789 | 0 | 0 | 0 | 0.0012057 | 0.42853 | 0 | 0 | 3.955 | 0 | 19.7567 | 0 | 0 | 0 | 0 | 0 | 0 | 0 | 0 | 0 | 0 | 0 | 0 | 0 | 0.45131 | 0 | 0.54519 | 0 | 2.5452 | 0 | 0.525 | 0.6901 | 0 | 0 | 0 | 0 | 4.7568 | 0 | 0 | 0 | 0 | 0 | 0 | 0 | 0 | 0 | 0 | 0 | 0 | 0
8 | 14 | 18 | 2 | 1.7931 | 0 | 9.8682 | 0 | 0 | 0 | 0.0012057 | 0.34959 | 0 | 0 | 3.955 | 0 | 15.9672 | 0 | 0 | 0 | 0 | 0 | 0 | 0 | 0 | 0 | 0 | 0 | 0 | 0 | 0.45131 | 0 | 0.54519 | 0 | 2.0354 | 0 | 0.525 | 0.6901 | 0 | 0 | 0 | 0 | 4.247 | 0 | 0 | 0 | 0 | 0 | 0 | 0 | 0 | 0 | 0 | 0 | 0 | 0
8 | 14 | 19 | 2 | 1.7931 | 0 | 2.4469 | 0 | 0 | 0 | 0.0012057 | 0.2036 | 0 | 0 | 3.8761 | 0 | 8.321 | 0 | 0 | 0 | 0 | 0 | 0 | 0 | 0 | 0 | 0 | 0 | 0 | 0 | 0.45131 | 0 | 0.88038 | 0 | 1.0357 | 0 | 0.42 | 0.6901 | 0 | 0 | 0 | 0 | 3.4775 | 0 | 0 | 0 | 0 | 0 | 0 | 0 | 0 | 0 | 0 | 0 | 0 | 0
8 | 14 | 20 | 2 | 1.7931 | 0 | 2.4469 | 0 | 0 | 0 | 0.0012057 | 0.15165 | 0 | 0 | 2.9572 | 0 | 7.3501 | 0 | 0 | 0 | 0 | 0 | 0 | 0 | 0 | 0 | 0 | 0 | 0 | 0 | 0.45131 | 0 | 1.1038 | 0 | 0.67631 | 0 | 0.3675 | 0.6901 | 0 | 0 | 0 | 0 | 3.2891 | 0 | 0 | 0 | 0 | 0 | 0 | 0 | 0 | 0 | 0 | 0 | 0 | 0
8 | 14 | 21 | 2 | 1.7931 | 0 | 2.4469 | 0 | 0 | 0 | 0.0012057 | 0.12933 | 0 | 0 | 3.7924 | 0 | 8.1629 | 0 | 0 | 0 | 0 | 0 | 0 | 0 | 0 | 0 | 0 | 0 | 0 | 0 | 0.45131 | 0 | 1.2156 | 0 | 0.53717 | 0 | 0.4725 | 0.6901 | 0 | 0 | 0 | 0 | 3.3666 | 0 | 0 | 0 | 0 | 0 | 0 | 0 | 0 | 0 | 0 | 0 | 0 | 0
8 | 14 | 22 | 2 | 1.7931 | 0 | 2.4469 | 0 | 0 | 0 | 0.0012057 | 0.1256 | 0 | 0 | 2.5394 | 0 | 6.9063 | 0 | 0 | 0 | 0 | 0 | 0 | 0 | 0 | 0 | 0 | 0 | 0 | 0 | 0.45131 | 0 | 1.1038 | 0 | 0.51252 | 0 | 0.315 | 0.6901 | 0 | 0 | 0 | 0 | 3.0728 | 0 | 0 | 0 | 0 | 0 | 0 | 0 | 0 | 0 | 0 | 0 | 0 | 0
8 | 14 | 23 | 2 | 1.7931 | 0 | 2.4469 | 0 | 0 | 0 | 0.0012057 | 0.12149 | 0 | 0 | 0.45134 | 0 | 4.8141 | 0 | 0 | 0 | 0 | 0 | 0 | 0 | 0 | 0 | 0 | 0 | 0 | 0 | 0.45131 | 0 | 0.88038 | 0 | 0.48124 | 0 | 0.0525 | 0.6901 | 0 | 0 | 0 | 0 | 2.5555 | 0 | 0 | 0 | 0 | 0 | 0 | 0 | 0 | 0 | 0 | 0 | 0 | 0
8 | 14 | 24 | 2 | 1.7931 | 0 | 2.4469 | 0 | 0 | 0 | 0.0012057 | 0.11876 | 0 | 0 | 0.45138 | 0 | 4.8114 | 0 | 0 | 0 | 0 | 0 | 0 | 0 | 0 | 0 | 0 | 0 | 0 | 0 | 0.45131 | 0 | 0.54519 | 0 | 0.46223 | 0 | 0.0525 | 0.6901 | 0 | 0 | 0 | 0 | 2.2013 | 0 | 0 | 0 | 0 | 0 | 0 | 0 | 0 | 0 | 0 | 0 | 0 | 0
8 | 15 | 1 | 3 | 1.7931 | 0 | 2.4469 | 0 | 0 | 0 | 0.0012057 | 0.1144 | 0 | 0 | 0.45149 | 0 | 4.8071 | 0 | 0 | 0 | 0 | 0 | 0 | 0 | 0 | 0 | 0 | 0 | 0 | 0 | 0.45131 | 0 | 0.32173 | 0 | 0.43443 | 0 | 0.0525 | 0.6901 | 0 | 0 | 0 | 0 | 1.9501 | 0 | 0 | 0 | 0 | 0 | 0 | 0 | 0 | 0 | 0 | 0 | 0 | 0
8 | 15 | 2 | 3 | 1.7931 | 0 | 2.4469 | 0 | 0 | 0 | 0.0012057 | 0.10737 | 0 | 0 | 0.45162 | 0 | 4.8002 | 0 | 0 | 0 | 0 | 0 | 0 | 0 | 0 | 0 | 0 | 0 | 0 | 0 | 0.45131 | 0 | 0.32173 | 0 | 0.39424 | 0 | 0.0525 | 0.6901 | 0 | 0 | 0 | 0 | 1.9099 | 0 | 0 | 0 | 0 | 0 | 0 | 0 | 0 | 0 | 0 | 0 | 0 | 0
8 | 15 | 3 | 3 | 1.7931 | 0 | 2.4469 | 0 | 0 | 0 | 0.0012057 | 0.10126 | 0 | 0 | 0.45169 | 0 | 4.7942 | 0 | 0 | 0 | 0 | 0 | 0 | 0 | 0 | 0 | 0 | 0 | 0 | 0 | 0.45131 | 0 | 0.32173 | 0 | 0.35738 | 0 | 0.0525 | 0.6901 | 0 | 0 | 0 | 0 | 1.873 | 0 | 0 | 0 | 0 | 0 | 0 | 0 | 0 | 0 | 0 | 0 | 0 | 0
8 | 15 | 4 | 3 | 1.7931 | 0 | 2.4469 | 0 | 0 | 0 | 0.0012057 | 0.10612 | 0 | 0 | 0.45174 | 0 | 4.7991 | 0 | 0 | 0 | 0 | 0 | 0 | 0 | 0 | 0 | 0 | 0 | 0 | 0 | 0.45131 | 0 | 0.32173 | 0 | 0.38754 | 0 | 0.0525 | 0.6901 | 0 | 0 | 0 | 0 | 1.9032 | 0 | 0 | 0 | 0 | 0 | 0 | 0 | 0 | 0 | 0 | 0 | 0 | 0
8 | 15 | 5 | 3 | 1.7931 | 0 | 2.4469 | 0 | 0 | 0 | 0.0012057 | 0.10629 | 0 | 0 | 0.45176 | 0 | 4.7993 | 0 | 0 | 0 | 0 | 0 | 0 | 0 | 0 | 0 | 0 | 0 | 0 | 0 | 0.45131 | 0 | 0.32173 | 0 | 0.38558 | 0 | 0.0525 | 0.6901 | 0 | 0 | 0 | 0 | 1.9012 | 0 | 0 | 0 | 0 | 0 | 0 | 0 | 0 | 0 | 0 | 0 | 0 | 0
8 | 15 | 6 | 3 | 1.7931 | 0 | 2.4469 | 0 | 0 | 0 | 0.0012057 | 0.083764 | 0 | 0 | 2.5399 | 0 | 6.8649 | 0 | 0 | 0 | 0 | 0 | 0 | 0 | 0 | 0 | 0 | 0 | 0 | 0 | 0.45131 | 0 | 0.54519 | 0 | 0.25148 | 0 | 0.315 | 0.6901 | 0 | 0 | 0 | 0 | 2.2531 | 0 | 0 | 0 | 0 | 0 | 0 | 0 | 0 | 0 | 0 | 0 | 0 | 0
8 | 15 | 7 | 3 | 1.7931 | 0 | 2.4469 | 0 | 0 | 0 | 0.0012057 | 0.075996 | 0 | 0 | 3.9551 | 0 | 8.2723 | 0 | 0 | 0 | 0 | 0 | 0 | 0 | 0 | 0 | 0 | 0 | 0 | 0 | 0.45131 | 0 | 0.71279 | 0 | 0.20014 | 0 | 0.525 | 0.6901 | 0 | 0 | 0 | 0 | 2.5793 | 0 | 0 | 0 | 0 | 0 | 0 | 0 | 0 | 0 | 0 | 0 | 0 | 0
8 | 15 | 8 | 3 | 1.7931 | 0 | 13.5789 | 0 | 0 | 0 | 0.0012057 | 0.25317 | 0 | 0 | 3.6273 | 0 | 19.2536 | 0 | 0 | 0 | 0 | 0 | 0 | 0 | 0 | 0 | 0 | 0 | 0 | 0 | 0.45131 | 0 | 0.71279 | 0 | 0.9175 | 0 | 0.42 | 0.6901 | 0 | 0 | 0 | 0 | 3.1917 | 0 | 0 | 0 | 0 | 0 | 0 | 0 | 0 | 0 | 0 | 0 | 0 | 0
8 | 15 | 9 | 3 | 1.7931 | 0 | 13.5789 | 0 | 0 | 0 | 0.0012057 | 0.32436 | 0 | 0 | 2.5398 | 0 | 18.2373 | 0 | 0 | 0 | 0 | 0 | 0 | 0 | 0 | 0 | 0 | 0 | 0 | 0 | 0.45131 | 0 | 0.71279 | 0 | 1.6609 | 0 | 0.315 | 0.6901 | 0 | 0 | 0 | 0 | 3.8301 | 0 | 0 | 0 | 0 | 0 | 0 | 0 | 0 | 0 | 0 | 0 | 0 | 0
8 | 15 | 10 | 3 | 1.7931 | 0 | 13.5789 | 0 | 0 | 0 | 0.0012057 | 0.38666 | 0 | 0 | 2.5398 | 0 | 18.2996 | 0 | 0 | 0 | 0 | 0 | 0 | 0 | 0 | 0 | 0 | 0 | 0 | 0 | 0.45131 | 0 | 0.71279 | 0 | 2.2151 | 0 | 0.315 | 0.6901 | 0 | 0 | 0 | 0 | 4.3843 | 0 | 0 | 0 | 0 | 0 | 0 | 0 | 0 | 0 | 0 | 0 | 0 | 0
8 | 15 | 11 | 3 | 1.7931 | 0 | 13.5789 | 0 | 0 | 0 | 0.0012057 | 0.46385 | 0 | 0 | 2.9574 | 0 | 18.7944 | 0 | 0 | 0 | 0 | 0 | 0 | 0 | 0 | 0 | 0 | 0 | 0 | 0 | 0.45131 | 0 | 0.54519 | 0 | 2.7729 | 0 | 0.3675 | 0.6901 | 0 | 0 | 0 | 0 | 4.827 | 0 | 0 | 0 | 0 | 0 | 0 | 0 | 0 | 0 | 0 | 0 | 0 | 0
8 | 15 | 12 | 3 | 1.7931 | 0 | 8.6313 | 0 | 0 | 0 | 0.0012057 | 0.47639 | 0 | 0 | 3.375 | 0 | 14.2771 | 0 | 0 | 0 | 0 | 0 | 0 | 0 | 0 | 0 | 0 | 0 | 0 | 0 | 0.45131 | 0 | 0.54519 | 0 | 2.9082 | 0 | 0.42 | 0.6901 | 0 | 0 | 0 | 0 | 5.0148 | 0 | 0 | 0 | 0 | 0 | 0 | 0 | 0 | 0 | 0 | 0 | 0 | 0
8 | 15 | 13 | 3 | 1.7931 | 0 | 13.5789 | 0 | 0 | 0 | 0.0012057 | 0.56066 | 0 | 0 | 2.9574 | 0 | 18.8913 | 0 | 0 | 0 | 0 | 0 | 0 | 0 | 0 | 0 | 0 | 0 | 0 | 0 | 0.45131 | 0 | 0.54519 | 0 | 3.5365 | 0 | 0.3675 | 0.6901 | 0 | 0 | 0 | 0 | 5.5906 | 0 | 0 | 0 | 0 | 0 | 0 | 0 | 0 | 0 | 0 | 0 | 0 | 0
8 | 15 | 14 | 3 | 1.7931 | 0 | 13.5789 | 0 | 0 | 0 | 0.0012057 | 0.60496 | 0 | 0 | 2.9574 | 0 | 18.9356 | 0 | 0 | 0 | 0 | 0 | 0 | 0 | 0 | 0 | 0 | 0 | 0 | 0 | 0.45131 | 0 | 0.54519 | 0 | 3.8476 | 0 | 0.3675 | 0.6901 | 0 | 0 | 0 | 0 | 5.9017 | 0 | 0 | 0 | 0 | 0 | 0 | 0 | 0 | 0 | 0 | 0 | 0 | 0
8 | 15 | 15 | 3 | 1.7931 | 0 | 13.5789 | 0 | 0 | 0 | 0.0012057 | 0.61051 | 0 | 0 | 2.5398 | 0 | 18.5236 | 0 | 0 | 0 | 0 | 0 | 0 | 0 | 0 | 0 | 0 | 0 | 0 | 0 | 0.45131 | 0 | 0.54519 | 0 | 3.7373 | 0 | 0.315 | 0.6901 | 0 | 0 | 0 | 0 | 5.7389 | 0 | 0 | 0 | 0 | 0 | 0 | 0 | 0 | 0 | 0 | 0 | 0 | 0
8 | 15 | 16 | 3 | 1.7931 | 0 | 13.5789 | 0 | 0 | 0 | 0.0012057 | 0.59604 | 0 | 0 | 2.5398 | 0 | 18.5091 | 0 | 0 | 0 | 0 | 0 | 0 | 0 | 0 | 0 | 0 | 0 | 0 | 0 | 0.45131 | 0 | 0.54519 | 0 | 3.7355 | 0 | 0.315 | 0.6901 | 0 | 0 | 0 | 0 | 5.7371 | 0 | 0 | 0 | 0 | 0 | 0 | 0 | 0 | 0 | 0 | 0 | 0 | 0
8 | 15 | 17 | 3 | 1.7931 | 0 | 13.5789 | 0 | 0 | 0 | 0.0012057 | 0.54464 | 0 | 0 | 3.9551 | 0 | 19.873 | 0 | 0 | 0 | 0 | 0 | 0 | 0 | 0 | 0 | 0 | 0 | 0 | 0 | 0.45131 | 0 | 0.54519 | 0 | 3.4922 | 0 | 0.525 | 0.6901 | 0 | 0 | 0 | 0 | 5.7039 | 0 | 0 | 0 | 0 | 0 | 0 | 0 | 0 | 0 | 0 | 0 | 0 | 0
8 | 15 | 18 | 3 | 1.7931 | 0 | 9.8682 | 0 | 0 | 0 | 0.0012057 | 0.44939 | 0 | 0 | 3.9551 | 0 | 16.0671 | 0 | 0 | 0 | 0 | 0 | 0 | 0 | 0 | 0 | 0 | 0 | 0 | 0 | 0.45131 | 0 | 0.54519 | 0 | 2.9009 | 0 | 0.525 | 0.6901 | 0 | 0 | 0 | 0 | 5.1125 | 0 | 0 | 0 | 0 | 0 | 0 | 0 | 0 | 0 | 0 | 0 | 0 | 0
8 | 15 | 19 | 3 | 1.7931 | 0 | 2.4469 | 0 | 0 | 0 | 0.0012057 | 0.27718 | 0 | 0 | 3.8766 | 0 | 8.395 | 0 | 0 | 0 | 0 | 0 | 0 | 0 | 0 | 0 | 0 | 0 | 0 | 0 | 0.45131 | 0 | 0.88038 | 0 | 1.6311 | 0 | 0.42 | 0.6901 | 0 | 0 | 0 | 0 | 4.0728 | 0 | 0 | 0 | 0 | 0 | 0 | 0 | 0 | 0 | 0 | 0 | 0 | 0
8 | 15 | 20 | 3 | 1.7931 | 0 | 2.4469 | 0 | 0 | 0 | 0.0012057 | 0.21382 | 0 | 0 | 2.9575 | 0 | 7.4125 | 0 | 0 | 0 | 0 | 0 | 0 | 0 | 0 | 0 | 0 | 0 | 0 | 0 | 0.45131 | 0 | 1.1038 | 0 | 1.1498 | 0 | 0.3675 | 0.6901 | 0 | 0 | 0 | 0 | 3.7626 | 0 | 0 | 0 | 0 | 0 | 0 | 0 | 0 | 0 | 0 | 0 | 0 | 0
8 | 15 | 21 | 3 | 1.7931 | 0 | 2.4469 | 0 | 0 | 0 | 0.0012057 | 0.18649 | 0 | 0 | 3.7927 | 0 | 8.2204 | 0 | 0 | 0 | 0 | 0 | 0 | 0 | 0 | 0 | 0 | 0 | 0 | 0 | 0.45131 | 0 | 1.2156 | 0 | 0.97422 | 0 | 0.4725 | 0.6901 | 0 | 0 | 0 | 0 | 3.8037 | 0 | 0 | 0 | 0 | 0 | 0 | 0 | 0 | 0 | 0 | 0 | 0 | 0
8 | 15 | 22 | 3 | 1.7931 | 0 | 2.4469 | 0 | 0 | 0 | 0.0012057 | 0.17994 | 0 | 0 | 2.5397 | 0 | 6.9609 | 0 | 0 | 0 | 0 | 0 | 0 | 0 | 0 | 0 | 0 | 0 | 0 | 0 | 0.45131 | 0 | 1.1038 | 0 | 0.94395 | 0 | 0.315 | 0.6901 | 0 | 0 | 0 | 0 | 3.5042 | 0 | 0 | 0 | 0 | 0 | 0 | 0 | 0 | 0 | 0 | 0 | 0 | 0
8 | 15 | 23 | 3 | 1.7931 | 0 | 2.4469 | 0 | 0 | 0 | 0.0012057 | 0.17964 | 0 | 0 | 0.4516 | 0 | 4.8725 | 0 | 0 | 0 | 0 | 0 | 0 | 0 | 0 | 0 | 0 | 0 | 0 | 0 | 0.45131 | 0 | 0.88038 | 0 | 0.9325 | 0 | 0.0525 | 0.6901 | 0 | 0 | 0 | 0 | 3.0068 | 0 | 0 | 0 | 0 | 0 | 0 | 0 | 0 | 0 | 0 | 0 | 0 | 0
8 | 15 | 24 | 3 | 1.7931 | 0 | 2.4469 | 0 | 0 | 0 | 0.0012057 | 0.17581 | 0 | 0 | 0.45165 | 0 | 4.8687 | 0 | 0 | 0 | 0 | 0 | 0 | 0 | 0 | 0 | 0 | 0 | 0 | 0 | 0.45131 | 0 | 0.54519 | 0 | 0.89428 | 0 | 0.0525 | 0.6901 | 0 | 0 | 0 | 0 | 2.6334 | 0 | 0 | 0 | 0 | 0 | 0 | 0 | 0 | 0 | 0 | 0 | 0 | 0
8 | 16 | 1 | 4 | 1.7931 | 0 | 2.4469 | 0 | 0 | 0 | 0.0012057 | 0.16447 | 0 | 0 | 0.45175 | 0 | 4.8575 | 0 | 0 | 0 | 0 | 0 | 0 | 0 | 0 | 0 | 0 | 0 | 0 | 0 | 0.45131 | 0 | 0.32173 | 0 | 0.81504 | 0 | 0.0525 | 0.6901 | 0 | 0 | 0 | 0 | 2.3307 | 0 | 0 | 0 | 0 | 0 | 0 | 0 | 0 | 0 | 0 | 0 | 0 | 0
8 | 16 | 2 | 4 | 1.7931 | 0 | 2.4469 | 0 | 0 | 0 | 0.0012057 | 0.16884 | 0 | 0 | 0.45188 | 0 | 4.8619 | 0 | 0 | 0 | 0 | 0 | 0 | 0 | 0 | 0 | 0 | 0 | 0 | 0 | 0.45131 | 0 | 0.32173 | 0 | 0.84118 | 0 | 0.0525 | 0.6901 | 0 | 0 | 0 | 0 | 2.3568 | 0 | 0 | 0 | 0 | 0 | 0 | 0 | 0 | 0 | 0 | 0 | 0 | 0
8 | 16 | 3 | 4 | 1.7931 | 0 | 2.4469 | 0 | 0 | 0 | 0.0012057 | 0.16176 | 0 | 0 | 0.45193 | 0 | 4.8549 | 0 | 0 | 0 | 0 | 0 | 0 | 0 | 0 | 0 | 0 | 0 | 0 | 0 | 0.45131 | 0 | 0.32173 | 0 | 0.78033 | 0 | 0.0525 | 0.6901 | 0 | 0 | 0 | 0 | 2.296 | 0 | 0 | 0 | 0 | 0 | 0 | 0 | 0 | 0 | 0 | 0 | 0 | 0
8 | 16 | 4 | 4 | 1.7931 | 0 | 2.4469 | 0 | 0 | 0 | 0.0012057 | 0.16006 | 0 | 0 | 0.45197 | 0 | 4.8533 | 0 | 0 | 0 | 0 | 0 | 0 | 0 | 0 | 0 | 0 | 0 | 0 | 0 | 0.45131 | 0 | 0.32173 | 0 | 0.77 | 0 | 0.0525 | 0.6901 | 0 | 0 | 0 | 0 | 2.2856 | 0 | 0 | 0 | 0 | 0 | 0 | 0 | 0 | 0 | 0 | 0 | 0 | 0
8 | 16 | 5 | 4 | 1.7931 | 0 | 2.4469 | 0 | 0 | 0 | 0.0012057 | 0.15928 | 0 | 0 | 0.45198 | 0 | 4.8525 | 0 | 0 | 0 | 0 | 0 | 0 | 0 | 0 | 0 | 0 | 0 | 0 | 0 | 0.45131 | 0 | 0.32173 | 0 | 0.75508 | 0 | 0.0525 | 0.6901 | 0 | 0 | 0 | 0 | 2.2707 | 0 | 0 | 0 | 0 | 0 | 0 | 0 | 0 | 0 | 0 | 0 | 0 | 0
8 | 16 | 6 | 4 | 1.7931 | 0 | 2.4469 | 0 | 0 | 0 | 0.0012057 | 0.13955 | 0 | 0 | 2.5401 | 0 | 6.9209 | 0 | 0 | 0 | 0 | 0 | 0 | 0 | 0 | 0 | 0 | 0 | 0 | 0 | 0.45131 | 0 | 0.54519 | 0 | 0.61622 | 0 | 0.315 | 0.6901 | 0 | 0 | 0 | 0 | 2.6178 | 0 | 0 | 0 | 0 | 0 | 0 | 0 | 0 | 0 | 0 | 0 | 0 | 0
8 | 16 | 7 | 4 | 1.7931 | 0 | 2.4469 | 0 | 0 | 0 | 0.0012057 | 0.16875 | 0 | 0 | 3.9552 | 0 | 8.3652 | 0 | 0 | 0 | 0 | 0 | 0 | 0 | 0 | 0 | 0 | 0 | 0 | 0 | 0.45131 | 0 | 0.71279 | 0 | 0.75903 | 0 | 0.525 | 0.6901 | 0 | 0 | 0 | 0 | 3.1382 | 0 | 0 | 0 | 0 | 0 | 0 | 0 | 0 | 0 | 0 | 0 | 0 | 0
8 | 16 | 8 | 4 | 1.7931 | 0 | 13.5789 | 0 | 0 | 0 | 0.0012057 | 0.35057 | 0 | 0 | 3.6275 | 0 | 19.3513 | 0 | 0 | 0 | 0 | 0 | 0 | 0 | 0 | 0 | 0 | 0 | 0 | 0 | 0.45131 | 0 | 0.71279 | 0 | 1.7615 | 0 | 0.42 | 0.6901 | 0 | 0 | 0 | 0 | 4.0357 | 0 | 0 | 0 | 0 | 0 | 0 | 0 | 0 | 0 | 0 | 0 | 0 | 0
8 | 16 | 9 | 4 | 1.7931 | 0 | 13.5789 | 0 | 0 | 0 | 0.0012057 | 0.43533 | 0 | 0 | 2.5399 | 0 | 18.3484 | 0 | 0 | 0 | 0 | 0 | 0 | 0 | 0 | 0 | 0 | 0 | 0 | 0 | 0.45131 | 0 | 0.71279 | 0 | 2.4488 | 0 | 0.315 | 0.6901 | 0 | 0 | 0 | 0 | 4.618 | 0 | 0 | 0 | 0 | 0 | 0 | 0 | 0 | 0 | 0 | 0 | 0 | 0
8 | 16 | 10 | 4 | 1.7931 | 0 | 13.5789 | 0 | 0 | 0 | 0.0012057 | 0.4816 | 0 | 0 | 2.5399 | 0 | 18.3947 | 0 | 0 | 0 | 0 | 0 | 0 | 0 | 0 | 0 | 0 | 0 | 0 | 0 | 0.45131 | 0 | 0.71279 | 0 | 2.8065 | 0 | 0.315 | 0.6901 | 0 | 0 | 0 | 0 | 4.9757 | 0 | 0 | 0 | 0 | 0 | 0 | 0 | 0 | 0 | 0 | 0 | 0 | 0
8 | 16 | 11 | 4 | 1.7931 | 0 | 13.5789 | 0 | 0 | 0 | 0.0012057 | 0.51353 | 0 | 0 | 2.9575 | 0 | 18.8442 | 0 | 0 | 0 | 0 | 0 | 0 | 0 | 0 | 0 | 0 | 0 | 0 | 0 | 0.45131 | 0 | 0.54519 | 0 | 3.1983 | 0 | 0.3675 | 0.6901 | 0 | 0 | 0 | 0 | 5.2524 | 0 | 0 | 0 | 0 | 0 | 0 | 0 | 0 | 0 | 0 | 0 | 0 | 0
8 | 16 | 12 | 4 | 1.7931 | 0 | 8.6313 | 0 | 0 | 0 | 0.0012057 | 0.52116 | 0 | 0 | 3.3751 | 0 | 14.3219 | 0 | 0 | 0 | 0 | 0 | 0 | 0 | 0 | 0 | 0 | 0 | 0 | 0 | 0.45131 | 0 | 0.54519 | 0 | 3.228 | 0 | 0.42 | 0.6901 | 0 | 0 | 0 | 0 | 5.3346 | 0 | 0 | 0 | 0 | 0 | 0 | 0 | 0 | 0 | 0 | 0 | 0 | 0
8 | 16 | 13 | 4 | 1.7931 | 0 | 13.5789 | 0 | 0 | 0 | 0.0012057 | 0.58069 | 0 | 0 | 2.9575 | 0 | 18.9114 | 0 | 0 | 0 | 0 | 0 | 0 | 0 | 0 | 0 | 0 | 0 | 0 | 0 | 0.45131 | 0 | 0.54519 | 0 | 3.7125 | 0 | 0.3675 | 0.6901 | 0 | 0 | 0 | 0 | 5.7666 | 0 | 0 | 0 | 0 | 0 | 0 | 0 | 0 | 0 | 0 | 0 | 0 | 0
8 | 16 | 14 | 4 | 1.7931 | 0 | 13.5789 | 0 | 0 | 0 | 0.0012057 | 0.59098 | 0 | 0 | 2.9575 | 0 | 18.9217 | 0 | 0 | 0 | 0 | 0 | 0 | 0 | 0 | 0 | 0 | 0 | 0 | 0 | 0.45131 | 0 | 0.54519 | 0 | 3.8873 | 0 | 0.3675 | 0.6901 | 0 | 0 | 0 | 0 | 5.9414 | 0 | 0 | 0 | 0 | 0 | 0 | 0 | 0 | 0 | 0 | 0 | 0 | 0
8 | 16 | 15 | 4 | 1.7931 | 0 | 13.5789 | 0 | 0 | 0 | 0.0012057 | 0.5754 | 0 | 0 | 2.5399 | 0 | 18.4885 | 0 | 0 | 0 | 0 | 0 | 0 | 0 | 0 | 0 | 0 | 0 | 0 | 0 | 0.45131 | 0 | 0.54519 | 0 | 3.7923 | 0 | 0.315 | 0.6901 | 0 | 0 | 0 | 0 | 5.7939 | 0 | 0 | 0 | 0 | 0 | 0 | 0 | 0 | 0 | 0 | 0 | 0 | 0
8 | 16 | 16 | 4 | 1.7931 | 0 | 13.5789 | 0 | 0 | 0 | 0.0012057 | 0.5715 | 0 | 0 | 2.5399 | 0 | 18.4846 | 0 | 0 | 0 | 0 | 0 | 0 | 0 | 0 | 0 | 0 | 0 | 0 | 0 | 0.45131 | 0 | 0.54519 | 0 | 3.8621 | 0 | 0.315 | 0.6901 | 0 | 0 | 0 | 0 | 5.8637 | 0 | 0 | 0 | 0 | 0 | 0 | 0 | 0 | 0 | 0 | 0 | 0 | 0
8 | 16 | 17 | 4 | 1.7931 | 0 | 13.5789 | 0 | 0 | 0 | 0.0012057 | 0.5644 | 0 | 0 | 3.9551 | 0 | 19.8927 | 0 | 0 | 0 | 0 | 0 | 0 | 0 | 0 | 0 | 0 | 0 | 0 | 0 | 0.45131 | 0 | 0.54519 | 0 | 3.9733 | 0 | 0.525 | 0.6901 | 0 | 0 | 0 | 0 | 6.1849 | 0 | 0 | 0 | 0 | 0 | 0 | 0 | 0 | 0 | 0 | 0 | 0 | 0
8 | 16 | 18 | 4 | 1.7931 | 0 | 9.8682 | 0 | 0 | 0 | 0.0012057 | 0.51669 | 0 | 0 | 3.9551 | 0 | 16.1344 | 0 | 0 | 0 | 0 | 0 | 0 | 0 | 0 | 0 | 0 | 0 | 0 | 0 | 0.45131 | 0 | 0.54519 | 0 | 3.62 | 0 | 0.525 | 0.6901 | 0 | 0 | 0 | 0 | 5.8316 | 0 | 0 | 0 | 0 | 0 | 0 | 0 | 0 | 0 | 0 | 0 | 0 | 0
8 | 16 | 19 | 4 | 1.7931 | 0 | 2.4469 | 0 | 0 | 0 | 0.0012057 | 0.35773 | 0 | 0 | 3.8767 | 0 | 8.4756 | 0 | 0 | 0 | 0 | 0 | 0 | 0 | 0 | 0 | 0 | 0 | 0 | 0 | 0.45131 | 0 | 0.88038 | 0 | 2.3646 | 0 | 0.42 | 0.6901 | 0 | 0 | 0 | 0 | 4.8064 | 0 | 0 | 0 | 0 | 0 | 0 | 0 | 0 | 0 | 0 | 0 | 0 | 0
8 | 16 | 20 | 4 | 1.7931 | 0 | 2.4469 | 0 | 0 | 0 | 0.0012057 | 0.30093 | 0 | 0 | 2.9575 | 0 | 7.4996 | 0 | 0 | 0 | 0 | 0 | 0 | 0 | 0 | 0 | 0 | 0 | 0 | 0 | 0.45131 | 0 | 1.1038 | 0 | 1.9061 | 0 | 0.3675 | 0.6901 | 0 | 0 | 0 | 0 | 4.5189 | 0 | 0 | 0 | 0 | 0 | 0 | 0 | 0 | 0 | 0 | 0 | 0 | 0
8 | 16 | 21 | 4 | 1.7931 | 0 | 2.4469 | 0 | 0 | 0 | 0.0012057 | 0.27855 | 0 | 0 | 3.7926 | 0 | 8.3124 | 0 | 0 | 0 | 0 | 0 | 0 | 0 | 0 | 0 | 0 | 0 | 0 | 0 | 0.45131 | 0 | 1.2156 | 0 | 1.693 | 0 | 0.4725 | 0.6901 | 0 | 0 | 0 | 0 | 4.5225 | 0 | 0 | 0 | 0 | 0 | 0 | 0 | 0 | 0 | 0 | 0 | 0 | 0
8 | 16 | 22 | 4 | 1.7931 | 0 | 2.4469 | 0 | 0 | 0 | 0.0012057 | 0.2636 | 0 | 0 | 2.5397 | 0 | 7.0445 | 0 | 0 | 0 | 0 | 0 | 0 | 0 | 0 | 0 | 0 | 0 | 0 | 0 | 0.45131 | 0 | 1.1038 | 0 | 1.5269 | 0 | 0.315 | 0.6901 | 0 | 0 | 0 | 0 | 4.0872 | 0 | 0 | 0 | 0 | 0 | 0 | 0 | 0 | 0 | 0 | 0 | 0 | 0
8 | 16 | 23 | 4 | 1.7931 | 0 | 2.4469 | 0 | 0 | 0 | 0.0012057 | 0.25207 | 0 | 0 | 0.45154 | 0 | 4.9448 | 0 | 0 | 0 | 0 | 0 | 0 | 0 | 0 | 0 | 0 | 0 | 0 | 0 | 0.45131 | 0 | 0.88038 | 0 | 1.4412 | 0 | 0.0525 | 0.6901 | 0 | 0 | 0 | 0 | 3.5155 | 0 | 0 | 0 | 0 | 0 | 0 | 0 | 0 | 0 | 0 | 0 | 0 | 0
8 | 16 | 24 | 4 | 1.7931 | 0 | 2.4469 | 0 | 0 | 0 | 0.0012057 | 0.24455 | 0 | 0 | 0.45158 | 0 | 4.9374 | 0 | 0 | 0 | 0 | 0 | 0 | 0 | 0 | 0 | 0 | 0 | 0 | 0 | 0.45131 | 0 | 0.54519 | 0 | 1.3984 | 0 | 0.0525 | 0.6901 | 0 | 0 | 0 | 0 | 3.1375 | 0 | 0 | 0 | 0 | 0 | 0 | 0 | 0 | 0 | 0 | 0 | 0 | 0
8 | 17 | 1 | 5 | 1.7931 | 0 | 2.4469 | 0 | 0 | 0 | 0.0012057 | 0.23822 | 0 | 0 | 0.45169 | 0 | 4.9311 | 0 | 0 | 0 | 0 | 0 | 0 | 0 | 0 | 0 | 0 | 0 | 0 | 0 | 0.45131 | 0 | 0.32173 | 0 | 1.3668 | 0 | 0.0525 | 0.6901 | 0 | 0 | 0 | 0 | 2.8824 | 0 | 0 | 0 | 0 | 0 | 0 | 0 | 0 | 0 | 0 | 0 | 0 | 0
8 | 17 | 2 | 5 | 1.7931 | 0 | 2.4469 | 0 | 0 | 0 | 0.0012057 | 0.23867 | 0 | 0 | 0.4518 | 0 | 4.9317 | 0 | 0 | 0 | 0 | 0 | 0 | 0 | 0 | 0 | 0 | 0 | 0 | 0 | 0.45131 | 0 | 0.32173 | 0 | 1.3752 | 0 | 0.0525 | 0.6901 | 0 | 0 | 0 | 0 | 2.8908 | 0 | 0 | 0 | 0 | 0 | 0 | 0 | 0 | 0 | 0 | 0 | 0 | 0
8 | 17 | 3 | 5 | 1.7931 | 0 | 2.4469 | 0 | 0 | 0 | 0.0012057 | 0.23045 | 0 | 0 | 0.45185 | 0 | 4.9235 | 0 | 0 | 0 | 0 | 0 | 0 | 0 | 0 | 0 | 0 | 0 | 0 | 0 | 0.45131 | 0 | 0.32173 | 0 | 1.2986 | 0 | 0.0525 | 0.6901 | 0 | 0 | 0 | 0 | 2.8142 | 0 | 0 | 0 | 0 | 0 | 0 | 0 | 0 | 0 | 0 | 0 | 0 | 0
8 | 17 | 4 | 5 | 1.7931 | 0 | 2.4469 | 0 | 0 | 0 | 0.0012057 | 0.2199 | 0 | 0 | 0.45188 | 0 | 4.913 | 0 | 0 | 0 | 0 | 0 | 0 | 0 | 0 | 0 | 0 | 0 | 0 | 0 | 0.45131 | 0 | 0.32173 | 0 | 1.2395 | 0 | 0.0525 | 0.6901 | 0 | 0 | 0 | 0 | 2.7551 | 0 | 0 | 0 | 0 | 0 | 0 | 0 | 0 | 0 | 0 | 0 | 0 | 0
8 | 17 | 5 | 5 | 1.7931 | 0 | 2.4469 | 0 | 0 | 0 | 0.0012057 | 0.21567 | 0 | 0 | 0.4519 | 0 | 4.9088 | 0 | 0 | 0 | 0 | 0 | 0 | 0 | 0 | 0 | 0 | 0 | 0 | 0 | 0.45131 | 0 | 0.32173 | 0 | 1.2296 | 0 | 0.0525 | 0.6901 | 0 | 0 | 0 | 0 | 2.7453 | 0 | 0 | 0 | 0 | 0 | 0 | 0 | 0 | 0 | 0 | 0 | 0 | 0
8 | 17 | 6 | 5 | 1.7931 | 0 | 2.4469 | 0 | 0 | 0 | 0.0012057 | 0.19978 | 0 | 0 | 2.54 | 0 | 6.981 | 0 | 0 | 0 | 0 | 0 | 0 | 0 | 0 | 0 | 0 | 0 | 0 | 0 | 0.45131 | 0 | 0.54519 | 0 | 1.1056 | 0 | 0.315 | 0.6901 | 0 | 0 | 0 | 0 | 3.1072 | 0 | 0 | 0 | 0 | 0 | 0 | 0 | 0 | 0 | 0 | 0 | 0 | 0
8 | 17 | 7 | 5 | 1.7931 | 0 | 2.4469 | 0 | 0 | 0 | 0.0012057 | 0.1959 | 0 | 0 | 3.9552 | 0 | 8.3923 | 0 | 0 | 0 | 0 | 0 | 0 | 0 | 0 | 0 | 0 | 0 | 0 | 0 | 0.45131 | 0 | 0.71279 | 0 | 1.0869 | 0 | 0.525 | 0.6901 | 0 | 0 | 0 | 0 | 3.4661 | 0 | 0 | 0 | 0 | 0 | 0 | 0 | 0 | 0 | 0 | 0 | 0 | 0
8 | 17 | 8 | 5 | 1.7931 | 0 | 13.5789 | 0 | 0 | 0 | 0.0012057 | 0.35308 | 0 | 0 | 3.6274 | 0 | 19.3537 | 0 | 0 | 0 | 0 | 0 | 0 | 0 | 0 | 0 | 0 | 0 | 0 | 0 | 0.45131 | 0 | 0.71279 | 0 | 2.1622 | 0 | 0.42 | 0.6901 | 0 | 0 | 0 | 0 | 4.4364 | 0 | 0 | 0 | 0 | 0 | 0 | 0 | 0 | 0 | 0 | 0 | 0 | 0
8 | 17 | 9 | 5 | 1.7931 | 0 | 13.5789 | 0 | 0 | 0 | 0.0012057 | 0.40444 | 0 | 0 | 2.5398 | 0 | 18.3175 | 0 | 0 | 0 | 0 | 0 | 0 | 0 | 0 | 0 | 0 | 0 | 0 | 0 | 0.45131 | 0 | 0.71279 | 0 | 2.5881 | 0 | 0.315 | 0.6901 | 0 | 0 | 0 | 0 | 4.7573 | 0 | 0 | 0 | 0 | 0 | 0 | 0 | 0 | 0 | 0 | 0 | 0 | 0
8 | 17 | 10 | 5 | 1.7931 | 0 | 13.5789 | 0 | 0 | 0 | 0.0012057 | 0.45547 | 0 | 0 | 2.5398 | 0 | 18.3685 | 0 | 0 | 0 | 0 | 0 | 0 | 0 | 0 | 0 | 0 | 0 | 0 | 0 | 0.45131 | 0 | 0.71279 | 0 | 3.0228 | 0 | 0.315 | 0.6901 | 0 | 0 | 0 | 0 | 5.192 | 0 | 0 | 0 | 0 | 0 | 0 | 0 | 0 | 0 | 0 | 0 | 0 | 0
8 | 17 | 11 | 5 | 1.7931 | 0 | 13.5789 | 0 | 0 | 0 | 0.0012057 | 0.5059 | 0 | 0 | 2.9574 | 0 | 18.8365 | 0 | 0 | 0 | 0 | 0 | 0 | 0 | 0 | 0 | 0 | 0 | 0 | 0 | 0.45131 | 0 | 0.54519 | 0 | 3.4351 | 0 | 0.3675 | 0.6901 | 0 | 0 | 0 | 0 | 5.4892 | 0 | 0 | 0 | 0 | 0 | 0 | 0 | 0 | 0 | 0 | 0 | 0 | 0
8 | 17 | 12 | 5 | 1.7931 | 0 | 8.6313 | 0 | 0 | 0 | 0.0012057 | 0.47113 | 0 | 0 | 3.375 | 0 | 14.2718 | 0 | 0 | 0 | 0 | 0 | 0 | 0 | 0 | 0 | 0 | 0 | 0 | 0 | 0.45131 | 0 | 0.54519 | 0 | 3.1217 | 0 | 0.42 | 0.6901 | 0 | 0 | 0 | 0 | 5.2283 | 0 | 0 | 0 | 0 | 0 | 0 | 0 | 0 | 0 | 0 | 0 | 0 | 0
8 | 17 | 13 | 5 | 1.7931 | 0 | 13.5789 | 0 | 0 | 0 | 0.0012057 | 0.46386 | 0 | 0 | 2.9574 | 0 | 18.7945 | 0 | 0 | 0 | 0 | 0 | 0 | 0 | 0 | 0 | 0 | 0 | 0 | 0 | 0.45131 | 0 | 0.54519 | 0 | 2.9893 | 0 | 0.3675 | 0.6901 | 0 | 0 | 0 | 0 | 5.0434 | 0 | 0 | 0 | 0 | 0 | 0 | 0 | 0 | 0 | 0 | 0 | 0 | 0
8 | 17 | 14 | 5 | 1.7931 | 0 | 13.5789 | 0 | 0 | 0 | 0.0012057 | 0.4497 | 0 | 0 | 2.9575 | 0 | 18.7804 | 0 | 0 | 0 | 0 | 0 | 0 | 0 | 0 | 0 | 0 | 0 | 0 | 0 | 0.45131 | 0 | 0.54519 | 0 | 2.6736 | 0 | 0.3675 | 0.6901 | 0 | 0 | 0 | 0 | 4.7277 | 0 | 0 | 0 | 0 | 0 | 0 | 0 | 0 | 0 | 0 | 0 | 0 | 0
8 | 17 | 15 | 5 | 1.7931 | 0 | 13.5789 | 0 | 0 | 0 | 0.0012057 | 0.39659 | 0 | 0 | 2.5398 | 0 | 18.3096 | 0 | 0 | 0 | 0 | 0 | 0 | 0 | 0 | 0 | 0 | 0 | 0 | 0 | 0.45131 | 0 | 0.54519 | 0 | 2.271 | 0 | 0.315 | 0.6901 | 0 | 0 | 0 | 0 | 4.2726 | 0 | 0 | 0 | 0 | 0 | 0 | 0 | 0 | 0 | 0 | 0 | 0 | 0
8 | 17 | 16 | 5 | 1.7931 | 0 | 13.5789 | 0 | 0 | 0 | 0.0012057 | 0.38002 | 0 | 0 | 2.5398 | 0 | 18.2931 | 0 | 0 | 0 | 0 | 0 | 0 | 0 | 0 | 0 | 0 | 0 | 0 | 0 | 0.45131 | 0 | 0.54519 | 0 | 2.3044 | 0 | 0.315 | 0.6901 | 0 | 0 | 0 | 0 | 4.306 | 0 | 0 | 0 | 0 | 0 | 0 | 0 | 0 | 0 | 0 | 0 | 0 | 0
8 | 17 | 17 | 5 | 1.7931 | 0 | 13.5789 | 0 | 0 | 0 | 0.0012057 | 0.39366 | 0 | 0 | 3.9551 | 0 | 19.722 | 0 | 0 | 0 | 0 | 0 | 0 | 0 | 0 | 0 | 0 | 0 | 0 | 0 | 0.45131 | 0 | 0.54519 | 0 | 2.5196 | 0 | 0.525 | 0.6901 | 0 | 0 | 0 | 0 | 4.7312 | 0 | 0 | 0 | 0 | 0 | 0 | 0 | 0 | 0 | 0 | 0 | 0 | 0
8 | 17 | 18 | 5 | 1.7931 | 0 | 9.8682 | 0 | 0 | 0 | 0.0012057 | 0.35004 | 0 | 0 | 3.9551 | 0 | 15.9677 | 0 | 0 | 0 | 0 | 0 | 0 | 0 | 0 | 0 | 0 | 0 | 0 | 0 | 0.45131 | 0 | 0.54519 | 0 | 2.2631 | 0 | 0.525 | 0.6901 | 0 | 0 | 0 | 0 | 4.4747 | 0 | 0 | 0 | 0 | 0 | 0 | 0 | 0 | 0 | 0 | 0 | 0 | 0
8 | 17 | 19 | 5 | 1.7931 | 0 | 2.4469 | 0 | 0 | 0 | 0.0012057 | 0.24781 | 0 | 0 | 3.8766 | 0 | 8.3656 | 0 | 0 | 0 | 0 | 0 | 0 | 0 | 0 | 0 | 0 | 0 | 0 | 0 | 0.45131 | 0 | 0.88038 | 0 | 1.4973 | 0 | 0.42 | 0.6901 | 0 | 0 | 0 | 0 | 3.9391 | 0 | 0 | 0 | 0 | 0 | 0 | 0 | 0 | 0 | 0 | 0 | 0 | 0
8 | 17 | 20 | 5 | 1.7931 | 0 | 2.4469 | 0 | 0 | 0 | 0.0012057 | 0.21225 | 0 | 0 | 2.9574 | 0 | 7.4109 | 0 | 0 | 0 | 0 | 0 | 0 | 0 | 0 | 0 | 0 | 0 | 0 | 0 | 0.45131 | 0 | 1.1038 | 0 | 1.1972 | 0 | 0.3675 | 0.6901 | 0 | 0 | 0 | 0 | 3.81 | 0 | 0 | 0 | 0 | 0 | 0 | 0 | 0 | 0 | 0 | 0 | 0 | 0
8 | 17 | 21 | 5 | 1.7931 | 0 | 2.4469 | 0 | 0 | 0 | 0.0012057 | 0.19381 | 0 | 0 | 3.7925 | 0 | 8.2276 | 0 | 0 | 0 | 0 | 0 | 0 | 0 | 0 | 0 | 0 | 0 | 0 | 0 | 0.45131 | 0 | 1.2156 | 0 | 1.0453 | 0 | 0.4725 | 0.6901 | 0 | 0 | 0 | 0 | 3.8748 | 0 | 0 | 0 | 0 | 0 | 0 | 0 | 0 | 0 | 0 | 0 | 0 | 0
8 | 17 | 22 | 5 | 1.7931 | 0 | 2.4469 | 0 | 0 | 0 | 0.0012057 | 0.18818 | 0 | 0 | 2.5396 | 0 | 6.969 | 0 | 0 | 0 | 0 | 0 | 0 | 0 | 0 | 0 | 0 | 0 | 0 | 0 | 0.45131 | 0 | 1.1038 | 0 | 1.0038 | 0 | 0.315 | 0.6901 | 0 | 0 | 0 | 0 | 3.5641 | 0 | 0 | 0 | 0 | 0 | 0 | 0 | 0 | 0 | 0 | 0 | 0 | 0
8 | 17 | 23 | 5 | 1.7931 | 0 | 2.4469 | 0 | 0 | 0 | 0.0012057 | 0.18725 | 0 | 0 | 0.45146 | 0 | 4.8799 | 0 | 0 | 0 | 0 | 0 | 0 | 0 | 0 | 0 | 0 | 0 | 0 | 0 | 0.45131 | 0 | 0.88038 | 0 | 0.96884 | 0 | 0.0525 | 0.6901 | 0 | 0 | 0 | 0 | 3.0431 | 0 | 0 | 0 | 0 | 0 | 0 | 0 | 0 | 0 | 0 | 0 | 0 | 0
8 | 17 | 24 | 5 | 1.7931 | 0 | 2.4469 | 0 | 0 | 0 | 0.0012057 | 0.15876 | 0 | 0 | 0.45149 | 0 | 4.8515 | 0 | 0 | 0 | 0 | 0 | 0 | 0 | 0 | 0 | 0 | 0 | 0 | 0 | 0.45131 | 0 | 0.54519 | 0 | 0.78669 | 0 | 0.0525 | 0.6901 | 0 | 0 | 0 | 0 | 2.5258 | 0 | 0 | 0 | 0 | 0 | 0 | 0 | 0 | 0 | 0 | 0 | 0 | 0
8 | 18 | 1 | 6 | 1.7931 | 0 | 2.4469 | 0 | 0 | 0 | 0.0012057 | 0.16507 | 0 | 0 | 0.45162 | 0 | 4.8579 | 0 | 0 | 0 | 0 | 0 | 0 | 0 | 0 | 0 | 0 | 0 | 0 | 0 | 0.45131 | 0 | 0.32173 | 0 | 0.85599 | 0 | 0.0525 | 0.6901 | 0 | 0 | 0 | 0 | 2.3716 | 0 | 0 | 0 | 0 | 0 | 0 | 0 | 0 | 0 | 0 | 0 | 0 | 0
8 | 18 | 2 | 6 | 1.7931 | 0 | 2.4469 | 0 | 0 | 0 | 0.0012057 | 0.16495 | 0 | 0 | 0.45173 | 0 | 4.8579 | 0 | 0 | 0 | 0 | 0 | 0 | 0 | 0 | 0 | 0 | 0 | 0 | 0 | 0.45131 | 0 | 0.32173 | 0 | 0.82612 | 0 | 0.0525 | 0.6901 | 0 | 0 | 0 | 0 | 2.3418 | 0 | 0 | 0 | 0 | 0 | 0 | 0 | 0 | 0 | 0 | 0 | 0 | 0
8 | 18 | 3 | 6 | 1.7931 | 0 | 2.4469 | 0 | 0 | 0 | 0.0012057 | 0.17644 | 0 | 0 | 0.45179 | 0 | 4.8694 | 0 | 0 | 0 | 0 | 0 | 0 | 0 | 0 | 0 | 0 | 0 | 0 | 0 | 0.45131 | 0 | 0.32173 | 0 | 0.86439 | 0 | 0.0525 | 0.6901 | 0 | 0 | 0 | 0 | 2.38 | 0 | 0 | 0 | 0 | 0 | 0 | 0 | 0 | 0 | 0 | 0 | 0 | 0
8 | 18 | 4 | 6 | 1.7931 | 0 | 2.4469 | 0 | 0 | 0 | 0.0012057 | 0.13857 | 0 | 0 | 0.4518 | 0 | 4.8316 | 0 | 0 | 0 | 0 | 0 | 0 | 0 | 0 | 0 | 0 | 0 | 0 | 0 | 0.45131 | 0 | 0.32173 | 0 | 0.61341 | 0 | 0.0525 | 0.6901 | 0 | 0 | 0 | 0 | 2.1291 | 0 | 0 | 0 | 0 | 0 | 0 | 0 | 0 | 0 | 0 | 0 | 0 | 0
8 | 18 | 5 | 6 | 1.7931 | 0 | 2.4469 | 0 | 0 | 0 | 0.0012057 | 0.11987 | 0 | 0 | 0.45185 | 0 | 4.8129 | 0 | 0 | 0 | 0 | 0 | 0 | 0 | 0 | 0 | 0 | 0 | 0 | 0 | 0.45131 | 0 | 0.32173 | 0 | 0.51834 | 0 | 0.0525 | 0.6901 | 0 | 0 | 0 | 0 | 2.034 | 0 | 0 | 0 | 0 | 0 | 0 | 0 | 0 | 0 | 0 | 0 | 0 | 0
8 | 18 | 6 | 6 | 1.7931 | 0 | 2.4469 | 0 | 0 | 0 | 0.0012057 | 0.12765 | 0 | 0 | 2.54 | 0 | 6.9089 | 0 | 0 | 0 | 0 | 0 | 0 | 0 | 0 | 0 | 0 | 0 | 0 | 0 | 0.45131 | 0 | 0.54519 | 0 | 0.5582 | 0 | 0.315 | 0.6901 | 0 | 0 | 0 | 0 | 2.5598 | 0 | 0 | 0 | 0 | 0 | 0 | 0 | 0 | 0 | 0 | 0 | 0 | 0
8 | 18 | 7 | 6 | 1.7931 | 0 | 2.4469 | 0 | 0 | 0 | 0.0012057 | 0.21731 | 0 | 0 | 3.9552 | 0 | 8.4137 | 0 | 0 | 0 | 0 | 0 | 0 | 0 | 0 | 0 | 0 | 0 | 0 | 0 | 0.45131 | 0 | 0.71279 | 0 | 1.1084 | 0 | 0.525 | 0.6901 | 0 | 0 | 0 | 0 | 3.4876 | 0 | 0 | 0 | 0 | 0 | 0 | 0 | 0 | 0 | 0 | 0 | 0 | 0
8 | 18 | 8 | 6 | 1.7931 | 0 | 13.5789 | 0 | 0 | 0 | 0.0012057 | 0.40832 | 0 | 0 | 3.6274 | 0 | 19.4089 | 0 | 0 | 0 | 0 | 0 | 0 | 0 | 0 | 0 | 0 | 0 | 0 | 0 | 0.45131 | 0 | 0.71279 | 0 | 2.4664 | 0 | 0.42 | 0.6901 | 0 | 0 | 0 | 0 | 4.7406 | 0 | 0 | 0 | 0 | 0 | 0 | 0 | 0 | 0 | 0 | 0 | 0 | 0
8 | 18 | 9 | 6 | 1.7931 | 0 | 13.5789 | 0 | 0 | 0 | 0.0012057 | 0.45834 | 0 | 0 | 2.5399 | 0 | 18.3714 | 0 | 0 | 0 | 0 | 0 | 0 | 0 | 0 | 0 | 0 | 0 | 0 | 0 | 0.45131 | 0 | 0.71279 | 0 | 2.9177 | 0 | 0.315 | 0.6901 | 0 | 0 | 0 | 0 | 5.0869 | 0 | 0 | 0 | 0 | 0 | 0 | 0 | 0 | 0 | 0 | 0 | 0 | 0
8 | 18 | 10 | 6 | 1.7931 | 0 | 13.5789 | 0 | 0 | 0 | 0.0012057 | 0.48182 | 0 | 0 | 2.5398 | 0 | 18.3949 | 0 | 0 | 0 | 0 | 0 | 0 | 0 | 0 | 0 | 0 | 0 | 0 | 0 | 0.45131 | 0 | 0.71279 | 0 | 3.1393 | 0 | 0.315 | 0.6901 | 0 | 0 | 0 | 0 | 5.3085 | 0 | 0 | 0 | 0 | 0 | 0 | 0 | 0 | 0 | 0 | 0 | 0 | 0
8 | 18 | 11 | 6 | 1.7931 | 0 | 13.5789 | 0 | 0 | 0 | 0.0012057 | 0.56985 | 0 | 0 | 2.9575 | 0 | 18.9005 | 0 | 0 | 0 | 0 | 0 | 0 | 0 | 0 | 0 | 0 | 0 | 0 | 0 | 0.45131 | 0 | 0.54519 | 0 | 3.7993 | 0 | 0.3675 | 0.6901 | 0 | 0 | 0 | 0 | 5.8534 | 0 | 0 | 0 | 0 | 0 | 0 | 0 | 0 | 0 | 0 | 0 | 0 | 0
8 | 18 | 12 | 6 | 1.7931 | 0 | 8.6313 | 0 | 0 | 0 | 0.0012057 | 0.58774 | 0 | 0 | 3.3751 | 0 | 14.3885 | 0 | 0 | 0 | 0 | 0 | 0 | 0 | 0 | 0 | 0 | 0 | 0 | 0 | 0.45131 | 0 | 0.54519 | 0 | 3.9983 | 0 | 0.42 | 0.6901 | 0 | 0 | 0 | 0 | 6.1049 | 0 | 0 | 0 | 0 | 0 | 0 | 0 | 0 | 0 | 0 | 0 | 0 | 0
8 | 18 | 13 | 6 | 1.7931 | 0 | 13.5789 | 0 | 0 | 0 | 0.0012057 | 0.67922 | 0 | 0 | 2.9575 | 0 | 19.0099 | 0 | 0 | 0 | 0 | 0 | 0 | 0 | 0 | 0 | 0 | 0 | 0 | 0 | 0.45131 | 0 | 0.54519 | 0 | 4.7074 | 0 | 0.3675 | 0.6901 | 0 | 0 | 0 | 0 | 6.7615 | 0 | 0 | 0 | 0 | 0 | 0 | 0 | 0 | 0 | 0 | 0 | 0 | 0
8 | 18 | 14 | 6 | 1.7931 | 0 | 13.5789 | 0 | 0 | 0 | 0.0012057 | 0.66322 | 0 | 0 | 2.9575 | 0 | 18.9939 | 0 | 0 | 0 | 0 | 0 | 0 | 0 | 0 | 0 | 0 | 0 | 0 | 0 | 0.45131 | 0 | 0.54519 | 0 | 4.6479 | 0 | 0.3675 | 0.6901 | 0 | 0 | 0 | 0 | 6.702 | 0 | 0 | 0 | 0 | 0 | 0 | 0 | 0 | 0 | 0 | 0 | 0 | 0
8 | 18 | 15 | 6 | 1.7931 | 0 | 13.5789 | 0 | 0 | 0 | 0.0012057 | 0.67875 | 0 | 0 | 2.5399 | 0 | 18.5918 | 0 | 0 | 0 | 0 | 0 | 0 | 0 | 0 | 0 | 0 | 0 | 0 | 0 | 0.45131 | 0 | 0.54519 | 0 | 4.9708 | 0 | 0.315 | 0.6901 | 0 | 0 | 0 | 0 | 6.9724 | 0 | 0 | 0 | 0 | 0 | 0 | 0 | 0 | 0 | 0 | 0 | 0 | 0
8 | 18 | 16 | 6 | 1.7931 | 0 | 13.5789 | 0 | 0 | 0 | 0.0012057 | 0.59149 | 0 | 0 | 2.5399 | 0 | 18.5046 | 0 | 0 | 0 | 0 | 0 | 0 | 0 | 0 | 0 | 0 | 0 | 0 | 0 | 0.45131 | 0 | 0.54519 | 0 | 4.2453 | 0 | 0.315 | 0.6901 | 0 | 0 | 0 | 0 | 6.2469 | 0 | 0 | 0 | 0 | 0 | 0 | 0 | 0 | 0 | 0 | 0 | 0 | 0
8 | 18 | 17 | 6 | 1.7931 | 0 | 13.5789 | 0 | 0 | 0 | 0.0012057 | 0.52569 | 0 | 0 | 3.9551 | 0 | 19.854 | 0 | 0 | 0 | 0 | 0 | 0 | 0 | 0 | 0 | 0 | 0 | 0 | 0 | 0.45131 | 0 | 0.54519 | 0 | 3.7362 | 0 | 0.525 | 0.6901 | 0 | 0 | 0 | 0 | 5.9478 | 0 | 0 | 0 | 0 | 0 | 0 | 0 | 0 | 0 | 0 | 0 | 0 | 0
8 | 18 | 18 | 6 | 1.7931 | 0 | 9.8682 | 0 | 0 | 0 | 0.0012057 | 0.43205 | 0 | 0 | 3.9552 | 0 | 16.0498 | 0 | 0 | 0 | 0 | 0 | 0 | 0 | 0 | 0 | 0 | 0 | 0 | 0 | 0.45131 | 0 | 0.54519 | 0 | 2.8509 | 0 | 0.525 | 0.6901 | 0 | 0 | 0 | 0 | 5.0625 | 0 | 0 | 0 | 0 | 0 | 0 | 0 | 0 | 0 | 0 | 0 | 0 | 0
8 | 18 | 19 | 6 | 1.7931 | 0 | 2.4469 | 0 | 0 | 0 | 0.0012057 | 0.28726 | 0 | 0 | 3.8767 | 0 | 8.4052 | 0 | 0 | 0 | 0 | 0 | 0 | 0 | 0 | 0 | 0 | 0 | 0 | 0 | 0.45131 | 0 | 0.88038 | 0 | 1.776 | 0 | 0.42 | 0.6901 | 0 | 0 | 0 | 0 | 4.2178 | 0 | 0 | 0 | 0 | 0 | 0 | 0 | 0 | 0 | 0 | 0 | 0 | 0
8 | 18 | 20 | 6 | 1.7931 | 0 | 2.4469 | 0 | 0 | 0 | 0.0012057 | 0.24026 | 0 | 0 | 2.9575 | 0 | 7.439 | 0 | 0 | 0 | 0 | 0 | 0 | 0 | 0 | 0 | 0 | 0 | 0 | 0 | 0.45131 | 0 | 1.1038 | 0 | 1.3864 | 0 | 0.3675 | 0.6901 | 0 | 0 | 0 | 0 | 3.9991 | 0 | 0 | 0 | 0 | 0 | 0 | 0 | 0 | 0 | 0 | 0 | 0 | 0
8 | 18 | 21 | 6 | 1.7931 | 0 | 2.4469 | 0 | 0 | 0 | 0.0012057 | 0.20948 | 0 | 0 | 3.7927 | 0 | 8.2434 | 0 | 0 | 0 | 0 | 0 | 0 | 0 | 0 | 0 | 0 | 0 | 0 | 0 | 0.45131 | 0 | 1.2156 | 0 | 1.1398 | 0 | 0.4725 | 0.6901 | 0 | 0 | 0 | 0 | 3.9693 | 0 | 0 | 0 | 0 | 0 | 0 | 0 | 0 | 0 | 0 | 0 | 0 | 0
8 | 18 | 22 | 6 | 1.7931 | 0 | 2.4469 | 0 | 0 | 0 | 0.0012057 | 0.19435 | 0 | 0 | 2.5398 | 0 | 6.9753 | 0 | 0 | 0 | 0 | 0 | 0 | 0 | 0 | 0 | 0 | 0 | 0 | 0 | 0.45131 | 0 | 1.1038 | 0 | 1.0493 | 0 | 0.315 | 0.6901 | 0 | 0 | 0 | 0 | 3.6095 | 0 | 0 | 0 | 0 | 0 | 0 | 0 | 0 | 0 | 0 | 0 | 0 | 0
8 | 18 | 23 | 6 | 1.7931 | 0 | 2.4469 | 0 | 0 | 0 | 0.0012057 | 0.14839 | 0 | 0 | 0.45168 | 0 | 4.8413 | 0 | 0 | 0 | 0 | 0 | 0 | 0 | 0 | 0 | 0 | 0 | 0 | 0 | 0.45131 | 0 | 0.88038 | 0 | 0.68808 | 0 | 0.0525 | 0.6901 | 0 | 0 | 0 | 0 | 2.7624 | 0 | 0 | 0 | 0 | 0 | 0 | 0 | 0 | 0 | 0 | 0 | 0 | 0
8 | 18 | 24 | 6 | 1.7931 | 0 | 2.4469 | 0 | 0 | 0 | 0.0012057 | 0.12625 | 0 | 0 | 0.45178 | 0 | 4.8193 | 0 | 0 | 0 | 0 | 0 | 0 | 0 | 0 | 0 | 0 | 0 | 0 | 0 | 0.45131 | 0 | 0.54519 | 0 | 0.50855 | 0 | 0.0525 | 0.6901 | 0 | 0 | 0 | 0 | 2.2477 | 0 | 0 | 0 | 0 | 0 | 0 | 0 | 0 | 0 | 0 | 0 | 0 | 0
8 | 19 | 1 | 7 | 1.7931 | 0 | 2.4469 | 0 | 0 | 0 | 0.0012057 | 0.11414 | 0 | 0 | 0.45193 | 0 | 4.8073 | 0 | 0 | 0 | 0 | 0 | 0 | 0 | 0 | 0 | 0 | 0 | 0 | 0 | 0.45131 | 0 | 0.32173 | 0 | 0.41547 | 0 | 0.0525 | 0.6901 | 0 | 0 | 0 | 0 | 1.9311 | 0 | 0 | 0 | 0 | 0 | 0 | 0 | 0 | 0 | 0 | 0 | 0 | 0
8 | 19 | 2 | 7 | 1.7931 | 0 | 2.4469 | 0 | 0 | 0 | 0.0012057 | 0.073612 | 0 | 0 | 0.45207 | 0 | 4.7669 | 0 | 0 | 0 | 0 | 0 | 0 | 0 | 0 | 0 | 0 | 0 | 0 | 0 | 0.45131 | 0 | 0.32173 | 0 | 0.18918 | 0 | 0.0525 | 0.6901 | 0 | 0 | 0 | 0 | 1.7048 | 0 | 0 | 0 | 0 | 0 | 0 | 0 | 0 | 0 | 0 | 0 | 0 | 0
8 | 19 | 3 | 7 | 1.7931 | 0 | 2.4469 | 0 | 0 | 0 | 0.0012057 | 0.065465 | 0 | 0 | 0.45221 | 0 | 4.7589 | 0 | 0 | 0 | 0 | 0 | 0 | 0 | 0 | 0 | 0 | 0 | 0 | 0 | 0.45131 | 0 | 0.32173 | 0 | 0.13271 | 0 | 0.0525 | 0.6901 | 0 | 0 | 0 | 0 | 1.6484 | 0 | 0 | 0 | 0 | 0 | 0 | 0 | 0 | 0 | 0 | 0 | 0 | 0
8 | 19 | 4 | 7 | 1.7931 | 0 | 2.4469 | 0 | 0 | 0 | 0.0012057 | 0.058406 | 0 | 0 | 0.45228 | 0 | 4.7519 | 0 | 0 | 0 | 0 | 0 | 0 | 0 | 0 | 0 | 0 | 0 | 0 | 0 | 0.45131 | 0 | 0.32173 | 0 | 0.091233 | 0 | 0.0525 | 0.6901 | 0 | 0 | 0 | 0 | 1.6069 | 0 | 0 | 0 | 0 | 0 | 0 | 0 | 0 | 0 | 0 | 0 | 0 | 0
8 | 19 | 5 | 7 | 1.7931 | 0 | 2.4469 | 0 | 0 | 0 | 0.0012057 | 0.052581 | 0 | 0 | 0.45232 | 0 | 4.7461 | 0 | 0 | 0 | 0 | 0 | 0 | 0 | 0 | 0 | 0 | 0 | 0 | 0 | 0.45131 | 0 | 0.32173 | 0 | 0.060408 | 0 | 0.0525 | 0.6901 | 0 | 0 | 0 | 0 | 1.576 | 0 | 0 | 0 | 0 | 0 | 0 | 0 | 0 | 0 | 0 | 0 | 0 | 0
8 | 19 | 6 | 7 | 1.7931 | 0 | 2.4469 | 0 | 0 | 0 | 0.0012057 | 0.045064 | 0 | 0 | 2.5404 | 0 | 6.8267 | 0 | 0 | 0 | 0 | 0 | 0 | 0 | 0 | 0 | 0 | 0 | 0 | 0 | 0.45131 | 0 | 0.54519 | 0 | 0.024393 | 0 | 0.315 | 0.6901 | 0 | 0 | 0 | 0 | 2.026 | 0 | 0 | 0 | 0 | 0 | 0 | 0 | 0 | 0 | 0 | 0 | 0 | 0
8 | 19 | 7 | 7 | 1.7931 | 0 | 2.4469 | 0 | 0 | 0 | 0.0012057 | 0.079362 | 0 | 0 | 3.9554 | 0 | 8.276 | 0 | 0 | 0 | 0 | 0 | 0 | 0 | 0 | 0 | 0 | 0 | 0 | 0 | 0.45131 | 0 | 0.71279 | 0 | 0.12322 | 0 | 0.525 | 0.6901 | 0 | 0 | 0 | 0 | 2.5024 | 0 | 0 | 0 | 0 | 0 | 0 | 0 | 0 | 0 | 0 | 0 | 0 | 0
8 | 19 | 8 | 7 | 1.7931 | 0 | 13.5789 | 0 | 0 | 0 | 0.0012057 | 0.20382 | 0 | 0 | 3.6281 | 0 | 19.2052 | 0 | 0 | 0 | 0 | 0 | 0 | 0 | 0 | 0 | 0 | 0 | 0 | 0 | 0.45131 | 0 | 0.71279 | 0 | 0.66801 | 0 | 0.42 | 0.6901 | 0 | 0 | 0 | 0 | 2.9422 | 0 | 0 | 0 | 0 | 0 | 0 | 0 | 0 | 0 | 0 | 0 | 0 | 0
8 | 19 | 9 | 7 | 1.7931 | 0 | 13.5789 | 0 | 0 | 0 | 0.0012057 | 0.25646 | 0 | 0 | 2.5404 | 0 | 18.1701 | 0 | 0 | 0 | 0 | 0 | 0 | 0 | 0 | 0 | 0 | 0 | 0 | 0 | 0.45131 | 0 | 0.71279 | 0 | 1.0863 | 0 | 0.315 | 0.6901 | 0 | 0 | 0 | 0 | 3.2555 | 0 | 0 | 0 | 0 | 0 | 0 | 0 | 0 | 0 | 0 | 0 | 0 | 0
8 | 19 | 10 | 7 | 1.7931 | 0 | 13.5789 | 0 | 0 | 0 | 0.0012057 | 0.28786 | 0 | 0 | 2.5404 | 0 | 18.2014 | 0 | 0 | 0 | 0 | 0 | 0 | 0 | 0 | 0 | 0 | 0 | 0 | 0 | 0.45131 | 0 | 0.71279 | 0 | 1.2593 | 0 | 0.315 | 0.6901 | 0 | 0 | 0 | 0 | 3.4285 | 0 | 0 | 0 | 0 | 0 | 0 | 0 | 0 | 0 | 0 | 0 | 0 | 0
8 | 19 | 11 | 7 | 1.7931 | 0 | 13.5789 | 0 | 0 | 0 | 0.0012057 | 0.36423 | 0 | 0 | 2.9579 | 0 | 18.6954 | 0 | 0 | 0 | 0 | 0 | 0 | 0 | 0 | 0 | 0 | 0 | 0 | 0 | 0.45131 | 0 | 0.54519 | 0 | 1.5874 | 0 | 0.3675 | 0.6901 | 0 | 0 | 0 | 0 | 3.6415 | 0 | 0 | 0 | 0 | 0 | 0 | 0 | 0 | 0 | 0 | 0 | 0 | 0
8 | 19 | 12 | 7 | 1.7931 | 0 | 8.6313 | 0 | 0 | 0 | 0.0012057 | 0.38193 | 0 | 0 | 3.3756 | 0 | 14.1832 | 0 | 0 | 0 | 0 | 0 | 0 | 0 | 0 | 0 | 0 | 0 | 0 | 0 | 0.45131 | 0 | 0.54519 | 0 | 1.8121 | 0 | 0.42 | 0.6901 | 0 | 0 | 0 | 0 | 3.9187 | 0 | 0 | 0 | 0 | 0 | 0 | 0 | 0 | 0 | 0 | 0 | 0 | 0
8 | 19 | 13 | 7 | 1.7931 | 0 | 13.5789 | 0 | 0 | 0 | 0.0012057 | 0.46288 | 0 | 0 | 2.9579 | 0 | 18.794 | 0 | 0 | 0 | 0 | 0 | 0 | 0 | 0 | 0 | 0 | 0 | 0 | 0 | 0.45131 | 0 | 0.54519 | 0 | 2.2023 | 0 | 0.3675 | 0.6901 | 0 | 0 | 0 | 0 | 4.2564 | 0 | 0 | 0 | 0 | 0 | 0 | 0 | 0 | 0 | 0 | 0 | 0 | 0
8 | 19 | 14 | 7 | 1.7931 | 0 | 13.5789 | 0 | 0 | 0 | 0.0012057 | 0.49545 | 0 | 0 | 2.9579 | 0 | 18.8266 | 0 | 0 | 0 | 0 | 0 | 0 | 0 | 0 | 0 | 0 | 0 | 0 | 0 | 0.45131 | 0 | 0.54519 | 0 | 2.5076 | 0 | 0.3675 | 0.6901 | 0 | 0 | 0 | 0 | 4.5617 | 0 | 0 | 0 | 0 | 0 | 0 | 0 | 0 | 0 | 0 | 0 | 0 | 0
8 | 19 | 15 | 7 | 1.7931 | 0 | 13.5789 | 0 | 0 | 0 | 0.0012057 | 0.52715 | 0 | 0 | 2.5403 | 0 | 18.4407 | 0 | 0 | 0 | 0 | 0 | 0 | 0 | 0 | 0 | 0 | 0 | 0 | 0 | 0.45131 | 0 | 0.54519 | 0 | 2.6949 | 0 | 0.315 | 0.6901 | 0 | 0 | 0 | 0 | 4.6965 | 0 | 0 | 0 | 0 | 0 | 0 | 0 | 0 | 0 | 0 | 0 | 0 | 0
8 | 19 | 16 | 7 | 1.7931 | 0 | 13.5789 | 0 | 0 | 0 | 0.0012057 | 0.50053 | 0 | 0 | 2.5403 | 0 | 18.4141 | 0 | 0 | 0 | 0 | 0 | 0 | 0 | 0 | 0 | 0 | 0 | 0 | 0 | 0.45131 | 0 | 0.54519 | 0 | 2.5873 | 0 | 0.315 | 0.6901 | 0 | 0 | 0 | 0 | 4.5889 | 0 | 0 | 0 | 0 | 0 | 0 | 0 | 0 | 0 | 0 | 0 | 0 | 0
8 | 19 | 17 | 7 | 1.7931 | 0 | 13.5789 | 0 | 0 | 0 | 0.0012057 | 0.45401 | 0 | 0 | 3.9554 | 0 | 19.7826 | 0 | 0 | 0 | 0 | 0 | 0 | 0 | 0 | 0 | 0 | 0 | 0 | 0 | 0.45131 | 0 | 0.54519 | 0 | 2.3176 | 0 | 0.525 | 0.6901 | 0 | 0 | 0 | 0 | 4.5292 | 0 | 0 | 0 | 0 | 0 | 0 | 0 | 0 | 0 | 0 | 0 | 0 | 0
8 | 19 | 18 | 7 | 1.7931 | 0 | 9.8682 | 0 | 0 | 0 | 0.0012057 | 0.34699 | 0 | 0 | 3.9554 | 0 | 15.9649 | 0 | 0 | 0 | 0 | 0 | 0 | 0 | 0 | 0 | 0 | 0 | 0 | 0 | 0.45131 | 0 | 0.54519 | 0 | 1.7093 | 0 | 0.525 | 0.6901 | 0 | 0 | 0 | 0 | 3.9209 | 0 | 0 | 0 | 0 | 0 | 0 | 0 | 0 | 0 | 0 | 0 | 0 | 0
8 | 19 | 19 | 7 | 1.7931 | 0 | 2.4469 | 0 | 0 | 0 | 0.0012057 | 0.17897 | 0 | 0 | 3.8777 | 0 | 8.2978 | 0 | 0 | 0 | 0 | 0 | 0 | 0 | 0 | 0 | 0 | 0 | 0 | 0 | 0.45131 | 0 | 0.88038 | 0 | 0.74406 | 0 | 0.42 | 0.6901 | 0 | 0 | 0 | 0 | 3.1858 | 0 | 0 | 0 | 0 | 0 | 0 | 0 | 0 | 0 | 0 | 0 | 0 | 0
8 | 19 | 20 | 7 | 1.7931 | 0 | 2.4469 | 0 | 0 | 0 | 0.0012057 | 0.11301 | 0 | 0 | 2.958 | 0 | 7.3122 | 0 | 0 | 0 | 0 | 0 | 0 | 0 | 0 | 0 | 0 | 0 | 0 | 0 | 0.45131 | 0 | 1.1038 | 0 | 0.37138 | 0 | 0.3675 | 0.6901 | 0 | 0 | 0 | 0 | 2.9841 | 0 | 0 | 0 | 0 | 0 | 0 | 0 | 0 | 0 | 0 | 0 | 0 | 0
8 | 19 | 21 | 7 | 1.7931 | 0 | 2.4469 | 0 | 0 | 0 | 0.0012057 | 0.092913 | 0 | 0 | 3.7931 | 0 | 8.1273 | 0 | 0 | 0 | 0 | 0 | 0 | 0 | 0 | 0 | 0 | 0 | 0 | 0 | 0.45131 | 0 | 1.2156 | 0 | 0.27147 | 0 | 0.4725 | 0.6901 | 0 | 0 | 0 | 0 | 3.101 | 0 | 0 | 0 | 0 | 0 | 0 | 0 | 0 | 0 | 0 | 0 | 0 | 0
8 | 19 | 22 | 7 | 1.7931 | 0 | 2.4469 | 0 | 0 | 0 | 0.0012057 | 0.083516 | 0 | 0 | 2.5402 | 0 | 6.865 | 0 | 0 | 0 | 0 | 0 | 0 | 0 | 0 | 0 | 0 | 0 | 0 | 0 | 0.45131 | 0 | 1.1038 | 0 | 0.21967 | 0 | 0.315 | 0.6901 | 0 | 0 | 0 | 0 | 2.7799 | 0 | 0 | 0 | 0 | 0 | 0 | 0 | 0 | 0 | 0 | 0 | 0 | 0
8 | 19 | 23 | 7 | 1.7931 | 0 | 2.4469 | 0 | 0 | 0 | 0.0012057 | 0.075114 | 0 | 0 | 0.4521 | 0 | 4.7684 | 0 | 0 | 0 | 0 | 0 | 0 | 0 | 0 | 0 | 0 | 0 | 0 | 0 | 0.45131 | 0 | 0.88038 | 0 | 0.17693 | 0 | 0.0525 | 0.6901 | 0 | 0 | 0 | 0 | 2.2512 | 0 | 0 | 0 | 0 | 0 | 0 | 0 | 0 | 0 | 0 | 0 | 0 | 0
8 | 19 | 24 | 7 | 1.7931 | 0 | 2.4469 | 0 | 0 | 0 | 0.0012057 | 0.062191 | 0 | 0 | 0.45215 | 0 | 4.7556 | 0 | 0 | 0 | 0 | 0 | 0 | 0 | 0 | 0 | 0 | 0 | 0 | 0 | 0.45131 | 0 | 0.54519 | 0 | 0.10912 | 0 | 0.0525 | 0.6901 | 0 | 0 | 0 | 0 | 1.8482 | 0 | 0 | 0 | 0 | 0 | 0 | 0 | 0 | 0 | 0 | 0 | 0 | 0
8 | 20 | 1 | 1 | 1.7931 | 0 | 2.4469 | 0 | 0 | 0 | 0.0012057 | 0.052022 | 0 | 0 | 0.45229 | 0 | 4.7455 | 0 | 0 | 0 | 0 | 0 | 0 | 0 | 0 | 0 | 0 | 0 | 0 | 0 | 0.45131 | 0 | 0.32173 | 0 | 0.058963 | 0 | 0.0525 | 0.6901 | 0 | 0 | 0 | 0 | 1.5746 | 0 | 0 | 0 | 0 | 0 | 0 | 0 | 0 | 0 | 0 | 0 | 0 | 0
8 | 20 | 2 | 1 | 1.7931 | 0 | 2.4469 | 0 | 0 | 0 | 0.0012057 | 0.047108 | 0 | 0 | 0.45244 | 0 | 4.7408 | 0 | 0 | 0 | 0 | 0 | 0 | 0 | 0 | 0 | 0 | 0 | 0 | 0 | 0.45131 | 0 | 0.32173 | 0 | 0.036177 | 0 | 0.0525 | 0.6901 | 0 | 0 | 0 | 0 | 1.5518 | 0 | 0 | 0 | 0 | 0 | 0 | 0 | 0 | 0 | 0 | 0 | 0 | 0
8 | 20 | 3 | 1 | 1.7931 | 0 | 2.4469 | 0 | 0 | 0 | 0.0012057 | 0.041924 | 0 | 0 | 0.45254 | 0 | 4.7357 | 0 | 0 | 0 | 0 | 0 | 0 | 0 | 0 | 0 | 0 | 0 | 0 | 0 | 0.45131 | 0 | 0.32173 | 0 | 0.0091526 | 0 | 0.0525 | 0.6901 | 0 | 0 | 0 | 0 | 1.5248 | 0 | 0 | 0 | 0 | 0 | 0 | 0 | 0 | 0 | 0 | 0 | 0 | 0
8 | 20 | 4 | 1 | 1.7931 | 0 | 2.4469 | 0 | 0 | 0 | 0.0012057 | 0.04 | 0 | 0 | 0.4526 | 0 | 4.7338 | 0 | 0 | 0 | 0 | 0 | 0 | 0 | 0 | 0 | 0 | 0 | 0 | 0 | 0.45131 | 0 | 0.32173 | 0 | 0 | 0 | 0.0525 | 0.6901 | 0 | 0 | 0 | 0 | 1.5156 | 0 | 0 | 0 | 0 | 0 | 0 | 0 | 0 | 0 | 0 | 0 | 0 | 0
8 | 20 | 5 | 1 | 1.7931 | 0 | 2.4469 | 0 | 0 | 0 | 0.0012057 | 0.04 | 0 | 0 | 0.45267 | 0 | 4.7339 | 0 | 0 | 0 | 0 | 0 | 0 | 0 | 0 | 0 | 0 | 0 | 0 | 0 | 0.45131 | 0 | 0.32173 | 0 | 0 | 0 | 0.0525 | 0.6901 | 0 | 0 | 0 | 0 | 1.5156 | 0 | 0 | 0 | 0 | 0 | 0 | 0 | 0 | 0 | 0 | 0 | 0 | 0
8 | 20 | 6 | 1 | 1.7931 | 0 | 2.4469 | 0 | 0 | 0 | 0.0012057 | 0.04 | 0 | 0 | 2.5408 | 0 | 6.822 | 0 | 0 | 0 | 0 | 0 | 0 | 0 | 0 | 0 | 0 | 0 | 0 | 0 | 0.45131 | 0 | 0.54519 | 0 | 0 | 0 | 0.315 | 0.6901 | 0 | 0 | 0 | 0 | 2.0016 | 0 | 0 | 0 | 0 | 0 | 0 | 0 | 0 | 0 | 0 | 0 | 0 | 0
8 | 20 | 7 | 1 | 1.7931 | 0 | 2.4469 | 0 | 0 | 0 | 0.0012057 | 0.042744 | 0 | 0 | 3.9556 | 0 | 8.2396 | 0 | 0 | 0 | 0 | 0 | 0 | 0 | 0 | 0 | 0 | 0 | 0 | 0 | 0.45131 | 0 | 0.71279 | 0 | 0 | 0 | 0.525 | 0.6901 | 0 | 0 | 0 | 0 | 2.3792 | 0 | 0 | 0 | 0 | 0 | 0 | 0 | 0 | 0 | 0 | 0 | 0 | 0
8 | 20 | 8 | 1 | 1.7931 | 0 | 13.5789 | 0 | 0 | 0 | 0.0012057 | 0.2356 | 0 | 0 | 3.6287 | 0 | 19.2375 | 0 | 0 | 0 | 0 | 0 | 0 | 0 | 0 | 0 | 0 | 0 | 0 | 0 | 0.45131 | 0 | 0.71279 | 0 | 0.28091 | 0 | 0.42 | 0.6901 | 0 | 0 | 0 | 0 | 2.5551 | 0 | 0 | 0 | 0 | 0 | 0 | 0 | 0 | 0 | 0 | 0 | 0 | 0
8 | 20 | 9 | 1 | 1.7931 | 0 | 13.5789 | 0 | 0 | 0 | 0.0012057 | 0.24334 | 0 | 0 | 2.5407 | 0 | 18.1573 | 0 | 0 | 0 | 0 | 0 | 0 | 0 | 0 | 0 | 0 | 0 | 0 | 0 | 0.45131 | 0 | 0.71279 | 0 | 1.0297 | 0 | 0.315 | 0.6901 | 0 | 0 | 0 | 0 | 3.1989 | 0 | 0 | 0 | 0 | 0 | 0 | 0 | 0 | 0 | 0 | 0 | 0 | 0
8 | 20 | 10 | 1 | 1.7931 | 0 | 13.5789 | 0 | 0 | 0 | 0.0012057 | 0.27509 | 0 | 0 | 2.5407 | 0 | 18.189 | 0 | 0 | 0 | 0 | 0 | 0 | 0 | 0 | 0 | 0 | 0 | 0 | 0 | 0.45131 | 0 | 0.71279 | 0 | 1.2921 | 0 | 0.315 | 0.6901 | 0 | 0 | 0 | 0 | 3.4613 | 0 | 0 | 0 | 0 | 0 | 0 | 0 | 0 | 0 | 0 | 0 | 0 | 0
8 | 20 | 11 | 1 | 1.7931 | 0 | 13.5789 | 0 | 0 | 0 | 0.0012057 | 0.35286 | 0 | 0 | 2.9583 | 0 | 18.6843 | 0 | 0 | 0 | 0 | 0 | 0 | 0 | 0 | 0 | 0 | 0 | 0 | 0 | 0.45131 | 0 | 0.54519 | 0 | 1.6188 | 0 | 0.3675 | 0.6901 | 0 | 0 | 0 | 0 | 3.6729 | 0 | 0 | 0 | 0 | 0 | 0 | 0 | 0 | 0 | 0 | 0 | 0 | 0
8 | 20 | 12 | 1 | 1.7931 | 0 | 8.6313 | 0 | 0 | 0 | 0.0012057 | 0.35609 | 0 | 0 | 3.3759 | 0 | 14.1577 | 0 | 0 | 0 | 0 | 0 | 0 | 0 | 0 | 0 | 0 | 0 | 0 | 0 | 0.45131 | 0 | 0.54519 | 0 | 1.6975 | 0 | 0.42 | 0.6901 | 0 | 0 | 0 | 0 | 3.8041 | 0 | 0 | 0 | 0 | 0 | 0 | 0 | 0 | 0 | 0 | 0 | 0 | 0
8 | 20 | 13 | 1 | 1.7931 | 0 | 13.5789 | 0 | 0 | 0 | 0.0012057 | 0.44635 | 0 | 0 | 2.9583 | 0 | 18.7779 | 0 | 0 | 0 | 0 | 0 | 0 | 0 | 0 | 0 | 0 | 0 | 0 | 0 | 0.45131 | 0 | 0.54519 | 0 | 2.1934 | 0 | 0.3675 | 0.6901 | 0 | 0 | 0 | 0 | 4.2475 | 0 | 0 | 0 | 0 | 0 | 0 | 0 | 0 | 0 | 0 | 0 | 0 | 0
8 | 20 | 14 | 1 | 1.7931 | 0 | 13.5789 | 0 | 0 | 0 | 0.0012057 | 0.48936 | 0 | 0 | 2.9584 | 0 | 18.8209 | 0 | 0 | 0 | 0 | 0 | 0 | 0 | 0 | 0 | 0 | 0 | 0 | 0 | 0.45131 | 0 | 0.54519 | 0 | 2.5801 | 0 | 0.3675 | 0.6901 | 0 | 0 | 0 | 0 | 4.6342 | 0 | 0 | 0 | 0 | 0 | 0 | 0 | 0 | 0 | 0 | 0 | 0 | 0
8 | 20 | 15 | 1 | 1.7931 | 0 | 13.5789 | 0 | 0 | 0 | 0.0012057 | 0.50911 | 0 | 0 | 2.5408 | 0 | 18.4231 | 0 | 0 | 0 | 0 | 0 | 0 | 0 | 0 | 0 | 0 | 0 | 0 | 0 | 0.45131 | 0 | 0.54519 | 0 | 2.6851 | 0 | 0.315 | 0.6901 | 0 | 0 | 0 | 0 | 4.6867 | 0 | 0 | 0 | 0 | 0 | 0 | 0 | 0 | 0 | 0 | 0 | 0 | 0
8 | 20 | 16 | 1 | 1.7931 | 0 | 13.5789 | 0 | 0 | 0 | 0.0012057 | 0.49507 | 0 | 0 | 2.5408 | 0 | 18.4091 | 0 | 0 | 0 | 0 | 0 | 0 | 0 | 0 | 0 | 0 | 0 | 0 | 0 | 0.45131 | 0 | 0.54519 | 0 | 2.6682 | 0 | 0.315 | 0.6901 | 0 | 0 | 0 | 0 | 4.6698 | 0 | 0 | 0 | 0 | 0 | 0 | 0 | 0 | 0 | 0 | 0 | 0 | 0
8 | 20 | 17 | 1 | 1.7931 | 0 | 13.5789 | 0 | 0 | 0 | 0.0012057 | 0.48054 | 0 | 0 | 3.9556 | 0 | 19.8093 | 0 | 0 | 0 | 0 | 0 | 0 | 0 | 0 | 0 | 0 | 0 | 0 | 0 | 0.45131 | 0 | 0.54519 | 0 | 2.7311 | 0 | 0.525 | 0.6901 | 0 | 0 | 0 | 0 | 4.9427 | 0 | 0 | 0 | 0 | 0 | 0 | 0 | 0 | 0 | 0 | 0 | 0 | 0
8 | 20 | 18 | 1 | 1.7931 | 0 | 9.8682 | 0 | 0 | 0 | 0.0012057 | 0.36872 | 0 | 0 | 3.9556 | 0 | 15.9869 | 0 | 0 | 0 | 0 | 0 | 0 | 0 | 0 | 0 | 0 | 0 | 0 | 0 | 0.45131 | 0 | 0.54519 | 0 | 2.0602 | 0 | 0.525 | 0.6901 | 0 | 0 | 0 | 0 | 4.2718 | 0 | 0 | 0 | 0 | 0 | 0 | 0 | 0 | 0 | 0 | 0 | 0 | 0
8 | 20 | 19 | 1 | 1.7931 | 0 | 2.4469 | 0 | 0 | 0 | 0.0012057 | 0.20239 | 0 | 0 | 3.8785 | 0 | 8.3221 | 0 | 0 | 0 | 0 | 0 | 0 | 0 | 0 | 0 | 0 | 0 | 0 | 0 | 0.45131 | 0 | 0.88038 | 0 | 0.99986 | 0 | 0.42 | 0.6901 | 0 | 0 | 0 | 0 | 3.4417 | 0 | 0 | 0 | 0 | 0 | 0 | 0 | 0 | 0 | 0 | 0 | 0 | 0
8 | 20 | 20 | 1 | 1.7931 | 0 | 2.4469 | 0 | 0 | 0 | 0.0012057 | 0.12691 | 0 | 0 | 2.9584 | 0 | 7.3266 | 0 | 0 | 0 | 0 | 0 | 0 | 0 | 0 | 0 | 0 | 0 | 0 | 0 | 0.45131 | 0 | 1.1038 | 0 | 0.50191 | 0 | 0.3675 | 0.6901 | 0 | 0 | 0 | 0 | 3.1147 | 0 | 0 | 0 | 0 | 0 | 0 | 0 | 0 | 0 | 0 | 0 | 0 | 0
8 | 20 | 21 | 1 | 1.7931 | 0 | 2.4469 | 0 | 0 | 0 | 0.0012057 | 0.091687 | 0 | 0 | 3.7936 | 0 | 8.1265 | 0 | 0 | 0 | 0 | 0 | 0 | 0 | 0 | 0 | 0 | 0 | 0 | 0 | 0.45131 | 0 | 1.2156 | 0 | 0.29463 | 0 | 0.4725 | 0.6901 | 0 | 0 | 0 | 0 | 3.1241 | 0 | 0 | 0 | 0 | 0 | 0 | 0 | 0 | 0 | 0 | 0 | 0 | 0
8 | 20 | 22 | 1 | 1.7931 | 0 | 2.4469 | 0 | 0 | 0 | 0.0012057 | 0.07957 | 0 | 0 | 2.5407 | 0 | 6.8615 | 0 | 0 | 0 | 0 | 0 | 0 | 0 | 0 | 0 | 0 | 0 | 0 | 0 | 0.45131 | 0 | 1.1038 | 0 | 0.2244 | 0 | 0.315 | 0.6901 | 0 | 0 | 0 | 0 | 2.7847 | 0 | 0 | 0 | 0 | 0 | 0 | 0 | 0 | 0 | 0 | 0 | 0 | 0
8 | 20 | 23 | 1 | 1.7931 | 0 | 2.4469 | 0 | 0 | 0 | 0.0012057 | 0.070665 | 0 | 0 | 0.4526 | 0 | 4.7645 | 0 | 0 | 0 | 0 | 0 | 0 | 0 | 0 | 0 | 0 | 0 | 0 | 0 | 0.45131 | 0 | 0.88038 | 0 | 0.17051 | 0 | 0.0525 | 0.6901 | 0 | 0 | 0 | 0 | 2.2448 | 0 | 0 | 0 | 0 | 0 | 0 | 0 | 0 | 0 | 0 | 0 | 0 | 0
8 | 20 | 24 | 1 | 1.7931 | 0 | 2.4469 | 0 | 0 | 0 | 0.0012057 | 0.073273 | 0 | 0 | 0.45267 | 0 | 4.7672 | 0 | 0 | 0 | 0 | 0 | 0 | 0 | 0 | 0 | 0 | 0 | 0 | 0 | 0.45131 | 0 | 0.54519 | 0 | 0.18541 | 0 | 0.0525 | 0.6901 | 0 | 0 | 0 | 0 | 1.9245 | 0 | 0 | 0 | 0 | 0 | 0 | 0 | 0 | 0 | 0 | 0 | 0 | 0
8 | 21 | 1 | 2 | 1.7931 | 0 | 2.4469 | 0 | 0 | 0 | 0.0012057 | 0.075094 | 0 | 0 | 0.45279 | 0 | 4.7691 | 0 | 0 | 0 | 0 | 0 | 0 | 0 | 0 | 0 | 0 | 0 | 0 | 0 | 0.45131 | 0 | 0.32173 | 0 | 0.18594 | 0 | 0.0525 | 0.6901 | 0 | 0 | 0 | 0 | 1.7016 | 0 | 0 | 0 | 0 | 0 | 0 | 0 | 0 | 0 | 0 | 0 | 0 | 0
8 | 21 | 2 | 2 | 1.7931 | 0 | 2.4469 | 0 | 0 | 0 | 0.0012057 | 0.07289 | 0 | 0 | 0.4529 | 0 | 4.767 | 0 | 0 | 0 | 0 | 0 | 0 | 0 | 0 | 0 | 0 | 0 | 0 | 0 | 0.45131 | 0 | 0.32173 | 0 | 0.17708 | 0 | 0.0525 | 0.6901 | 0 | 0 | 0 | 0 | 1.6927 | 0 | 0 | 0 | 0 | 0 | 0 | 0 | 0 | 0 | 0 | 0 | 0 | 0
8 | 21 | 3 | 2 | 1.7931 | 0 | 2.4469 | 0 | 0 | 0 | 0.0012057 | 0.076613 | 0 | 0 | 0.45296 | 0 | 4.7708 | 0 | 0 | 0 | 0 | 0 | 0 | 0 | 0 | 0 | 0 | 0 | 0 | 0 | 0.45131 | 0 | 0.32173 | 0 | 0.19893 | 0 | 0.0525 | 0.6901 | 0 | 0 | 0 | 0 | 1.7146 | 0 | 0 | 0 | 0 | 0 | 0 | 0 | 0 | 0 | 0 | 0 | 0 | 0
8 | 21 | 4 | 2 | 1.7931 | 0 | 2.4469 | 0 | 0 | 0 | 0.0012057 | 0.065719 | 0 | 0 | 0.45298 | 0 | 4.7599 | 0 | 0 | 0 | 0 | 0 | 0 | 0 | 0 | 0 | 0 | 0 | 0 | 0 | 0.45131 | 0 | 0.32173 | 0 | 0.13466 | 0 | 0.0525 | 0.6901 | 0 | 0 | 0 | 0 | 1.6503 | 0 | 0 | 0 | 0 | 0 | 0 | 0 | 0 | 0 | 0 | 0 | 0 | 0
8 | 21 | 5 | 2 | 1.7931 | 0 | 2.4469 | 0 | 0 | 0 | 0.0012057 | 0.060696 | 0 | 0 | 0.45301 | 0 | 4.7549 | 0 | 0 | 0 | 0 | 0 | 0 | 0 | 0 | 0 | 0 | 0 | 0 | 0 | 0.45131 | 0 | 0.32173 | 0 | 0.10956 | 0 | 0.0525 | 0.6901 | 0 | 0 | 0 | 0 | 1.6252 | 0 | 0 | 0 | 0 | 0 | 0 | 0 | 0 | 0 | 0 | 0 | 0 | 0
8 | 21 | 6 | 2 | 1.7931 | 0 | 2.4469 | 0 | 0 | 0 | 0.0012057 | 0.048499 | 0 | 0 | 2.5411 | 0 | 6.8309 | 0 | 0 | 0 | 0 | 0 | 0 | 0 | 0 | 0 | 0 | 0 | 0 | 0 | 0.45131 | 0 | 0.54519 | 0 | 0.043202 | 0 | 0.315 | 0.6901 | 0 | 0 | 0 | 0 | 2.0448 | 0 | 0 | 0 | 0 | 0 | 0 | 0 | 0 | 0 | 0 | 0 | 0 | 0
8 | 21 | 7 | 2 | 1.7931 | 0 | 2.4469 | 0 | 0 | 0 | 0.0012057 | 0.13154 | 0 | 0 | 3.9557 | 0 | 8.3285 | 0 | 0 | 0 | 0 | 0 | 0 | 0 | 0 | 0 | 0 | 0 | 0 | 0 | 0.45131 | 0 | 0.71279 | 0 | 0.17155 | 0 | 0.525 | 0.6901 | 0 | 0 | 0 | 0 | 2.5507 | 0 | 0 | 0 | 0 | 0 | 0 | 0 | 0 | 0 | 0 | 0 | 0 | 0
8 | 21 | 8 | 2 | 1.7931 | 0 | 13.5789 | 0 | 0 | 0 | 0.0012057 | 0.27224 | 0 | 0 | 3.6291 | 0 | 19.2746 | 0 | 0 | 0 | 0 | 0 | 0 | 0 | 0 | 0 | 0 | 0 | 0 | 0 | 0.45131 | 0 | 0.71279 | 0 | 1.0335 | 0 | 0.42 | 0.6901 | 0 | 0 | 0 | 0 | 3.3077 | 0 | 0 | 0 | 0 | 0 | 0 | 0 | 0 | 0 | 0 | 0 | 0 | 0
8 | 21 | 9 | 2 | 1.7931 | 0 | 13.5789 | 0 | 0 | 0 | 0.0012057 | 0.3016 | 0 | 0 | 2.541 | 0 | 18.2158 | 0 | 0 | 0 | 0 | 0 | 0 | 0 | 0 | 0 | 0 | 0 | 0 | 0 | 0.45131 | 0 | 0.71279 | 0 | 1.4038 | 0 | 0.315 | 0.6901 | 0 | 0 | 0 | 0 | 3.573 | 0 | 0 | 0 | 0 | 0 | 0 | 0 | 0 | 0 | 0 | 0 | 0 | 0
8 | 21 | 10 | 2 | 1.7931 | 0 | 13.5789 | 0 | 0 | 0 | 0.0012057 | 0.3527 | 0 | 0 | 2.541 | 0 | 18.2669 | 0 | 0 | 0 | 0 | 0 | 0 | 0 | 0 | 0 | 0 | 0 | 0 | 0 | 0.45131 | 0 | 0.71279 | 0 | 1.7952 | 0 | 0.315 | 0.6901 | 0 | 0 | 0 | 0 | 3.9644 | 0 | 0 | 0 | 0 | 0 | 0 | 0 | 0 | 0 | 0 | 0 | 0 | 0
8 | 21 | 11 | 2 | 1.7931 | 0 | 13.5789 | 0 | 0 | 0 | 0.0012057 | 0.39198 | 0 | 0 | 2.9586 | 0 | 18.7238 | 0 | 0 | 0 | 0 | 0 | 0 | 0 | 0 | 0 | 0 | 0 | 0 | 0 | 0.45131 | 0 | 0.54519 | 0 | 2.0668 | 0 | 0.3675 | 0.6901 | 0 | 0 | 0 | 0 | 4.1209 | 0 | 0 | 0 | 0 | 0 | 0 | 0 | 0 | 0 | 0 | 0 | 0 | 0
8 | 21 | 12 | 2 | 1.7931 | 0 | 8.6313 | 0 | 0 | 0 | 0.0012057 | 0.42657 | 0 | 0 | 3.3762 | 0 | 14.2284 | 0 | 0 | 0 | 0 | 0 | 0 | 0 | 0 | 0 | 0 | 0 | 0 | 0 | 0.45131 | 0 | 0.54519 | 0 | 2.3112 | 0 | 0.42 | 0.6901 | 0 | 0 | 0 | 0 | 4.4178 | 0 | 0 | 0 | 0 | 0 | 0 | 0 | 0 | 0 | 0 | 0 | 0 | 0
8 | 21 | 13 | 2 | 1.7931 | 0 | 13.5789 | 0 | 0 | 0 | 0.0012057 | 0.53055 | 0 | 0 | 2.9586 | 0 | 18.8624 | 0 | 0 | 0 | 0 | 0 | 0 | 0 | 0 | 0 | 0 | 0 | 0 | 0 | 0.45131 | 0 | 0.54519 | 0 | 2.9811 | 0 | 0.3675 | 0.6901 | 0 | 0 | 0 | 0 | 5.0352 | 0 | 0 | 0 | 0 | 0 | 0 | 0 | 0 | 0 | 0 | 0 | 0 | 0
8 | 21 | 14 | 2 | 1.7931 | 0 | 13.5789 | 0 | 0 | 0 | 0.0012057 | 0.59272 | 0 | 0 | 2.9586 | 0 | 18.9245 | 0 | 0 | 0 | 0 | 0 | 0 | 0 | 0 | 0 | 0 | 0 | 0 | 0 | 0.45131 | 0 | 0.54519 | 0 | 3.6905 | 0 | 0.3675 | 0.6901 | 0 | 0 | 0 | 0 | 5.7446 | 0 | 0 | 0 | 0 | 0 | 0 | 0 | 0 | 0 | 0 | 0 | 0 | 0
8 | 21 | 15 | 2 | 1.7931 | 0 | 13.5789 | 0 | 0 | 0 | 0.0012057 | 0.59253 | 0 | 0 | 2.541 | 0 | 18.5067 | 0 | 0 | 0 | 0 | 0 | 0 | 0 | 0 | 0 | 0 | 0 | 0 | 0 | 0.45131 | 0 | 0.54519 | 0 | 3.5616 | 0 | 0.315 | 0.6901 | 0 | 0 | 0 | 0 | 5.5632 | 0 | 0 | 0 | 0 | 0 | 0 | 0 | 0 | 0 | 0 | 0 | 0 | 0
8 | 21 | 16 | 2 | 1.7931 | 0 | 13.5789 | 0 | 0 | 0 | 0.0012057 | 0.56298 | 0 | 0 | 2.541 | 0 | 18.4772 | 0 | 0 | 0 | 0 | 0 | 0 | 0 | 0 | 0 | 0 | 0 | 0 | 0 | 0.45131 | 0 | 0.54519 | 0 | 3.5165 | 0 | 0.315 | 0.6901 | 0 | 0 | 0 | 0 | 5.5181 | 0 | 0 | 0 | 0 | 0 | 0 | 0 | 0 | 0 | 0 | 0 | 0 | 0
8 | 21 | 17 | 2 | 1.7931 | 0 | 13.5789 | 0 | 0 | 0 | 0.0012057 | 0.53884 | 0 | 0 | 3.9557 | 0 | 19.8677 | 0 | 0 | 0 | 0 | 0 | 0 | 0 | 0 | 0 | 0 | 0 | 0 | 0 | 0.45131 | 0 | 0.54519 | 0 | 3.4082 | 0 | 0.525 | 0.6901 | 0 | 0 | 0 | 0 | 5.6198 | 0 | 0 | 0 | 0 | 0 | 0 | 0 | 0 | 0 | 0 | 0 | 0 | 0
8 | 21 | 18 | 2 | 1.7931 | 0 | 9.8682 | 0 | 0 | 0 | 0.0012057 | 0.44242 | 0 | 0 | 3.9557 | 0 | 16.0607 | 0 | 0 | 0 | 0 | 0 | 0 | 0 | 0 | 0 | 0 | 0 | 0 | 0 | 0.45131 | 0 | 0.54519 | 0 | 2.9004 | 0 | 0.525 | 0.6901 | 0 | 0 | 0 | 0 | 5.112 | 0 | 0 | 0 | 0 | 0 | 0 | 0 | 0 | 0 | 0 | 0 | 0 | 0
8 | 21 | 19 | 2 | 1.7931 | 0 | 2.4469 | 0 | 0 | 0 | 0.0012057 | 0.28527 | 0 | 0 | 3.8788 | 0 | 8.4053 | 0 | 0 | 0 | 0 | 0 | 0 | 0 | 0 | 0 | 0 | 0 | 0 | 0 | 0.45131 | 0 | 0.88038 | 0 | 1.7384 | 0 | 0.42 | 0.6901 | 0 | 0 | 0 | 0 | 4.1802 | 0 | 0 | 0 | 0 | 0 | 0 | 0 | 0 | 0 | 0 | 0 | 0 | 0
8 | 21 | 20 | 2 | 1.7931 | 0 | 2.4469 | 0 | 0 | 0 | 0.0012057 | 0.23091 | 0 | 0 | 2.9585 | 0 | 7.4306 | 0 | 0 | 0 | 0 | 0 | 0 | 0 | 0 | 0 | 0 | 0 | 0 | 0 | 0.45131 | 0 | 1.1038 | 0 | 1.3025 | 0 | 0.3675 | 0.6901 | 0 | 0 | 0 | 0 | 3.9153 | 0 | 0 | 0 | 0 | 0 | 0 | 0 | 0 | 0 | 0 | 0 | 0 | 0
8 | 21 | 21 | 2 | 1.7931 | 0 | 2.4469 | 0 | 0 | 0 | 0.0012057 | 0.20383 | 0 | 0 | 3.7937 | 0 | 8.2387 | 0 | 0 | 0 | 0 | 0 | 0 | 0 | 0 | 0 | 0 | 0 | 0 | 0 | 0.45131 | 0 | 1.2156 | 0 | 1.0836 | 0 | 0.4725 | 0.6901 | 0 | 0 | 0 | 0 | 3.9131 | 0 | 0 | 0 | 0 | 0 | 0 | 0 | 0 | 0 | 0 | 0 | 0 | 0
8 | 21 | 22 | 2 | 1.7931 | 0 | 2.4469 | 0 | 0 | 0 | 0.0012057 | 0.17838 | 0 | 0 | 2.5407 | 0 | 6.9603 | 0 | 0 | 0 | 0 | 0 | 0 | 0 | 0 | 0 | 0 | 0 | 0 | 0 | 0.45131 | 0 | 1.1038 | 0 | 0.8947 | 0 | 0.315 | 0.6901 | 0 | 0 | 0 | 0 | 3.455 | 0 | 0 | 0 | 0 | 0 | 0 | 0 | 0 | 0 | 0 | 0 | 0 | 0
8 | 21 | 23 | 2 | 1.7931 | 0 | 2.4469 | 0 | 0 | 0 | 0.0012057 | 0.173 | 0 | 0 | 0.45261 | 0 | 4.8668 | 0 | 0 | 0 | 0 | 0 | 0 | 0 | 0 | 0 | 0 | 0 | 0 | 0 | 0.45131 | 0 | 0.88038 | 0 | 0.867 | 0 | 0.0525 | 0.6901 | 0 | 0 | 0 | 0 | 2.9413 | 0 | 0 | 0 | 0 | 0 | 0 | 0 | 0 | 0 | 0 | 0 | 0 | 0
8 | 21 | 24 | 2 | 1.7931 | 0 | 2.4469 | 0 | 0 | 0 | 0.0012057 | 0.15511 | 0 | 0 | 0.45266 | 0 | 4.849 | 0 | 0 | 0 | 0 | 0 | 0 | 0 | 0 | 0 | 0 | 0 | 0 | 0 | 0.45131 | 0 | 0.54519 | 0 | 0.73027 | 0 | 0.0525 | 0.6901 | 0 | 0 | 0 | 0 | 2.4694 | 0 | 0 | 0 | 0 | 0 | 0 | 0 | 0 | 0 | 0 | 0 | 0 | 0
8 | 22 | 1 | 3 | 1.7931 | 0 | 2.4469 | 0 | 0 | 0 | 0.0012057 | 0.15538 | 0 | 0 | 0.45277 | 0 | 4.8494 | 0 | 0 | 0 | 0 | 0 | 0 | 0 | 0 | 0 | 0 | 0 | 0 | 0 | 0.45131 | 0 | 0.32173 | 0 | 0.73291 | 0 | 0.0525 | 0.6901 | 0 | 0 | 0 | 0 | 2.2486 | 0 | 0 | 0 | 0 | 0 | 0 | 0 | 0 | 0 | 0 | 0 | 0 | 0
8 | 22 | 2 | 3 | 1.7931 | 0 | 2.4469 | 0 | 0 | 0 | 0.0012057 | 0.15058 | 0 | 0 | 0.45288 | 0 | 4.8447 | 0 | 0 | 0 | 0 | 0 | 0 | 0 | 0 | 0 | 0 | 0 | 0 | 0 | 0.45131 | 0 | 0.32173 | 0 | 0.67181 | 0 | 0.0525 | 0.6901 | 0 | 0 | 0 | 0 | 2.1875 | 0 | 0 | 0 | 0 | 0 | 0 | 0 | 0 | 0 | 0 | 0 | 0 | 0
8 | 22 | 3 | 3 | 1.7931 | 0 | 2.4469 | 0 | 0 | 0 | 0.0012057 | 0.13988 | 0 | 0 | 0.45294 | 0 | 4.834 | 0 | 0 | 0 | 0 | 0 | 0 | 0 | 0 | 0 | 0 | 0 | 0 | 0 | 0.45131 | 0 | 0.32173 | 0 | 0.59562 | 0 | 0.0525 | 0.6901 | 0 | 0 | 0 | 0 | 2.1113 | 0 | 0 | 0 | 0 | 0 | 0 | 0 | 0 | 0 | 0 | 0 | 0 | 0
8 | 22 | 4 | 3 | 1.7931 | 0 | 2.4469 | 0 | 0 | 0 | 0.0012057 | 0.13094 | 0 | 0 | 0.45297 | 0 | 4.8251 | 0 | 0 | 0 | 0 | 0 | 0 | 0 | 0 | 0 | 0 | 0 | 0 | 0 | 0.45131 | 0 | 0.32173 | 0 | 0.54414 | 0 | 0.0525 | 0.6901 | 0 | 0 | 0 | 0 | 2.0598 | 0 | 0 | 0 | 0 | 0 | 0 | 0 | 0 | 0 | 0 | 0 | 0 | 0
8 | 22 | 5 | 3 | 1.7931 | 0 | 2.4469 | 0 | 0 | 0 | 0.0012057 | 0.12392 | 0 | 0 | 0.45299 | 0 | 4.8181 | 0 | 0 | 0 | 0 | 0 | 0 | 0 | 0 | 0 | 0 | 0 | 0 | 0 | 0.45131 | 0 | 0.32173 | 0 | 0.49419 | 0 | 0.0525 | 0.6901 | 0 | 0 | 0 | 0 | 2.0098 | 0 | 0 | 0 | 0 | 0 | 0 | 0 | 0 | 0 | 0 | 0 | 0 | 0
8 | 22 | 6 | 3 | 1.7931 | 0 | 2.4469 | 0 | 0 | 0 | 0.0012057 | 0.11359 | 0 | 0 | 2.5411 | 0 | 6.8959 | 0 | 0 | 0 | 0 | 0 | 0 | 0 | 0 | 0 | 0 | 0 | 0 | 0 | 0.45131 | 0 | 0.54519 | 0 | 0.42474 | 0 | 0.315 | 0.6901 | 0 | 0 | 0 | 0 | 2.4263 | 0 | 0 | 0 | 0 | 0 | 0 | 0 | 0 | 0 | 0 | 0 | 0 | 0
8 | 22 | 7 | 3 | 1.7931 | 0 | 2.4469 | 0 | 0 | 0 | 0.0012057 | 0.15448 | 0 | 0 | 3.9557 | 0 | 8.3514 | 0 | 0 | 0 | 0 | 0 | 0 | 0 | 0 | 0 | 0 | 0 | 0 | 0 | 0.45131 | 0 | 0.71279 | 0 | 0.61734 | 0 | 0.525 | 0.6901 | 0 | 0 | 0 | 0 | 2.9965 | 0 | 0 | 0 | 0 | 0 | 0 | 0 | 0 | 0 | 0 | 0 | 0 | 0
8 | 22 | 8 | 3 | 1.7931 | 0 | 13.5789 | 0 | 0 | 0 | 0.0012057 | 0.32853 | 0 | 0 | 3.629 | 0 | 19.3307 | 0 | 0 | 0 | 0 | 0 | 0 | 0 | 0 | 0 | 0 | 0 | 0 | 0 | 0.45131 | 0 | 0.71279 | 0 | 1.5315 | 0 | 0.42 | 0.6901 | 0 | 0 | 0 | 0 | 3.8057 | 0 | 0 | 0 | 0 | 0 | 0 | 0 | 0 | 0 | 0 | 0 | 0 | 0
8 | 22 | 9 | 3 | 1.7931 | 0 | 13.5789 | 0 | 0 | 0 | 0.0012057 | 0.3738 | 0 | 0 | 2.5409 | 0 | 18.2879 | 0 | 0 | 0 | 0 | 0 | 0 | 0 | 0 | 0 | 0 | 0 | 0 | 0 | 0.45131 | 0 | 0.71279 | 0 | 1.9588 | 0 | 0.315 | 0.6901 | 0 | 0 | 0 | 0 | 4.128 | 0 | 0 | 0 | 0 | 0 | 0 | 0 | 0 | 0 | 0 | 0 | 0 | 0
8 | 22 | 10 | 3 | 1.7931 | 0 | 13.5789 | 0 | 0 | 0 | 0.0012057 | 0.40454 | 0 | 0 | 2.5409 | 0 | 18.3186 | 0 | 0 | 0 | 0 | 0 | 0 | 0 | 0 | 0 | 0 | 0 | 0 | 0 | 0.45131 | 0 | 0.71279 | 0 | 2.1776 | 0 | 0.315 | 0.6901 | 0 | 0 | 0 | 0 | 4.3468 | 0 | 0 | 0 | 0 | 0 | 0 | 0 | 0 | 0 | 0 | 0 | 0 | 0
8 | 22 | 11 | 3 | 1.7931 | 0 | 13.5789 | 0 | 0 | 0 | 0.0012057 | 0.48447 | 0 | 0 | 2.9585 | 0 | 18.8162 | 0 | 0 | 0 | 0 | 0 | 0 | 0 | 0 | 0 | 0 | 0 | 0 | 0 | 0.45131 | 0 | 0.54519 | 0 | 2.6376 | 0 | 0.3675 | 0.6901 | 0 | 0 | 0 | 0 | 4.6917 | 0 | 0 | 0 | 0 | 0 | 0 | 0 | 0 | 0 | 0 | 0 | 0 | 0
8 | 22 | 12 | 3 | 1.7931 | 0 | 8.6313 | 0 | 0 | 0 | 0.0012057 | 0.49607 | 0 | 0 | 3.3761 | 0 | 14.2978 | 0 | 0 | 0 | 0 | 0 | 0 | 0 | 0 | 0 | 0 | 0 | 0 | 0 | 0.45131 | 0 | 0.54519 | 0 | 2.6434 | 0 | 0.42 | 0.6901 | 0 | 0 | 0 | 0 | 4.75 | 0 | 0 | 0 | 0 | 0 | 0 | 0 | 0 | 0 | 0 | 0 | 0 | 0
8 | 22 | 13 | 3 | 1.7931 | 0 | 13.5789 | 0 | 0 | 0 | 0.0012057 | 0.50691 | 0 | 0 | 2.9585 | 0 | 18.8386 | 0 | 0 | 0 | 0 | 0 | 0 | 0 | 0 | 0 | 0 | 0 | 0 | 0 | 0.45131 | 0 | 0.54519 | 0 | 2.8033 | 0 | 0.3675 | 0.6901 | 0 | 0 | 0 | 0 | 4.8574 | 0 | 0 | 0 | 0 | 0 | 0 | 0 | 0 | 0 | 0 | 0 | 0 | 0
8 | 22 | 14 | 3 | 1.7931 | 0 | 13.5789 | 0 | 0 | 0 | 0.0012057 | 0.58137 | 0 | 0 | 2.9585 | 0 | 18.913 | 0 | 0 | 0 | 0 | 0 | 0 | 0 | 0 | 0 | 0 | 0 | 0 | 0 | 0.45131 | 0 | 0.54519 | 0 | 3.5868 | 0 | 0.3675 | 0.6901 | 0 | 0 | 0 | 0 | 5.6409 | 0 | 0 | 0 | 0 | 0 | 0 | 0 | 0 | 0 | 0 | 0 | 0 | 0
8 | 22 | 15 | 3 | 1.7931 | 0 | 13.5789 | 0 | 0 | 0 | 0.0012057 | 0.60652 | 0 | 0 | 2.5408 | 0 | 18.5206 | 0 | 0 | 0 | 0 | 0 | 0 | 0 | 0 | 0 | 0 | 0 | 0 | 0 | 0.45131 | 0 | 0.54519 | 0 | 3.7074 | 0 | 0.315 | 0.6901 | 0 | 0 | 0 | 0 | 5.709 | 0 | 0 | 0 | 0 | 0 | 0 | 0 | 0 | 0 | 0 | 0 | 0 | 0
8 | 22 | 16 | 3 | 1.7931 | 0 | 13.5789 | 0 | 0 | 0 | 0.0012057 | 0.58311 | 0 | 0 | 2.5408 | 0 | 18.4971 | 0 | 0 | 0 | 0 | 0 | 0 | 0 | 0 | 0 | 0 | 0 | 0 | 0 | 0.45131 | 0 | 0.54519 | 0 | 3.4527 | 0 | 0.315 | 0.6901 | 0 | 0 | 0 | 0 | 5.4543 | 0 | 0 | 0 | 0 | 0 | 0 | 0 | 0 | 0 | 0 | 0 | 0 | 0
8 | 22 | 17 | 3 | 1.7931 | 0 | 13.5789 | 0 | 0 | 0 | 0.0012057 | 0.58535 | 0 | 0 | 3.9556 | 0 | 19.9142 | 0 | 0 | 0 | 0 | 0 | 0 | 0 | 0 | 0 | 0 | 0 | 0 | 0 | 0.45131 | 0 | 0.54519 | 0 | 3.5702 | 0 | 0.525 | 0.6901 | 0 | 0 | 0 | 0 | 5.7818 | 0 | 0 | 0 | 0 | 0 | 0 | 0 | 0 | 0 | 0 | 0 | 0 | 0
8 | 22 | 18 | 3 | 1.7931 | 0 | 9.8682 | 0 | 0 | 0 | 0.0012057 | 0.4789 | 0 | 0 | 3.9556 | 0 | 16.097 | 0 | 0 | 0 | 0 | 0 | 0 | 0 | 0 | 0 | 0 | 0 | 0 | 0 | 0.45131 | 0 | 0.54519 | 0 | 2.8317 | 0 | 0.525 | 0.6901 | 0 | 0 | 0 | 0 | 5.0433 | 0 | 0 | 0 | 0 | 0 | 0 | 0 | 0 | 0 | 0 | 0 | 0 | 0
8 | 22 | 19 | 3 | 1.7931 | 0 | 2.4469 | 0 | 0 | 0 | 0.0012057 | 0.31138 | 0 | 0 | 3.8785 | 0 | 8.4311 | 0 | 0 | 0 | 0 | 0 | 0 | 0 | 0 | 0 | 0 | 0 | 0 | 0 | 0.45131 | 0 | 0.88038 | 0 | 1.7788 | 0 | 0.42 | 0.6901 | 0 | 0 | 0 | 0 | 4.2206 | 0 | 0 | 0 | 0 | 0 | 0 | 0 | 0 | 0 | 0 | 0 | 0 | 0
8 | 22 | 20 | 3 | 1.7931 | 0 | 2.4469 | 0 | 0 | 0 | 0.0012057 | 0.24541 | 0 | 0 | 2.9583 | 0 | 7.445 | 0 | 0 | 0 | 0 | 0 | 0 | 0 | 0 | 0 | 0 | 0 | 0 | 0 | 0.45131 | 0 | 1.1038 | 0 | 1.2997 | 0 | 0.3675 | 0.6901 | 0 | 0 | 0 | 0 | 3.9125 | 0 | 0 | 0 | 0 | 0 | 0 | 0 | 0 | 0 | 0 | 0 | 0 | 0
8 | 22 | 21 | 3 | 1.7931 | 0 | 2.4469 | 0 | 0 | 0 | 0.0012057 | 0.21455 | 0 | 0 | 3.7935 | 0 | 8.2493 | 0 | 0 | 0 | 0 | 0 | 0 | 0 | 0 | 0 | 0 | 0 | 0 | 0 | 0.45131 | 0 | 1.2156 | 0 | 1.0774 | 0 | 0.4725 | 0.6901 | 0 | 0 | 0 | 0 | 3.9068 | 0 | 0 | 0 | 0 | 0 | 0 | 0 | 0 | 0 | 0 | 0 | 0 | 0
8 | 22 | 22 | 3 | 1.7931 | 0 | 2.4469 | 0 | 0 | 0 | 0.0012057 | 0.18842 | 0 | 0 | 2.5406 | 0 | 6.9702 | 0 | 0 | 0 | 0 | 0 | 0 | 0 | 0 | 0 | 0 | 0 | 0 | 0 | 0.45131 | 0 | 1.1038 | 0 | 0.92894 | 0 | 0.315 | 0.6901 | 0 | 0 | 0 | 0 | 3.4892 | 0 | 0 | 0 | 0 | 0 | 0 | 0 | 0 | 0 | 0 | 0 | 0 | 0
8 | 22 | 23 | 3 | 1.7931 | 0 | 2.4469 | 0 | 0 | 0 | 0.0012057 | 0.18848 | 0 | 0 | 0.45244 | 0 | 4.8822 | 0 | 0 | 0 | 0 | 0 | 0 | 0 | 0 | 0 | 0 | 0 | 0 | 0 | 0.45131 | 0 | 0.88038 | 0 | 0.93897 | 0 | 0.0525 | 0.6901 | 0 | 0 | 0 | 0 | 3.0133 | 0 | 0 | 0 | 0 | 0 | 0 | 0 | 0 | 0 | 0 | 0 | 0 | 0
8 | 22 | 24 | 3 | 1.7931 | 0 | 2.4469 | 0 | 0 | 0 | 0.0012057 | 0.18637 | 0 | 0 | 0.45248 | 0 | 4.8801 | 0 | 0 | 0 | 0 | 0 | 0 | 0 | 0 | 0 | 0 | 0 | 0 | 0 | 0.45131 | 0 | 0.54519 | 0 | 0.9115 | 0 | 0.0525 | 0.6901 | 0 | 0 | 0 | 0 | 2.6506 | 0 | 0 | 0 | 0 | 0 | 0 | 0 | 0 | 0 | 0 | 0 | 0 | 0
8 | 23 | 1 | 4 | 1.7931 | 0 | 2.4469 | 0 | 0 | 0 | 0.0012057 | 0.17372 | 0 | 0 | 0.45258 | 0 | 4.8675 | 0 | 0 | 0 | 0 | 0 | 0 | 0 | 0 | 0 | 0 | 0 | 0 | 0 | 0.45131 | 0 | 0.32173 | 0 | 0.83475 | 0 | 0.0525 | 0.6901 | 0 | 0 | 0 | 0 | 2.3504 | 0 | 0 | 0 | 0 | 0 | 0 | 0 | 0 | 0 | 0 | 0 | 0 | 0
8 | 23 | 2 | 4 | 1.7931 | 0 | 2.4469 | 0 | 0 | 0 | 0.0012057 | 0.17755 | 0 | 0 | 0.45269 | 0 | 4.8715 | 0 | 0 | 0 | 0 | 0 | 0 | 0 | 0 | 0 | 0 | 0 | 0 | 0 | 0.45131 | 0 | 0.32173 | 0 | 0.85816 | 0 | 0.0525 | 0.6901 | 0 | 0 | 0 | 0 | 2.3738 | 0 | 0 | 0 | 0 | 0 | 0 | 0 | 0 | 0 | 0 | 0 | 0 | 0
8 | 23 | 3 | 4 | 1.7931 | 0 | 2.4469 | 0 | 0 | 0 | 0.0012057 | 0.18042 | 0 | 0 | 0.45273 | 0 | 4.8744 | 0 | 0 | 0 | 0 | 0 | 0 | 0 | 0 | 0 | 0 | 0 | 0 | 0 | 0.45131 | 0 | 0.32173 | 0 | 0.86638 | 0 | 0.0525 | 0.6901 | 0 | 0 | 0 | 0 | 2.382 | 0 | 0 | 0 | 0 | 0 | 0 | 0 | 0 | 0 | 0 | 0 | 0 | 0
8 | 23 | 4 | 4 | 1.7931 | 0 | 2.4469 | 0 | 0 | 0 | 0.0012057 | 0.16837 | 0 | 0 | 0.45275 | 0 | 4.8623 | 0 | 0 | 0 | 0 | 0 | 0 | 0 | 0 | 0 | 0 | 0 | 0 | 0 | 0.45131 | 0 | 0.32173 | 0 | 0.80053 | 0 | 0.0525 | 0.6901 | 0 | 0 | 0 | 0 | 2.3162 | 0 | 0 | 0 | 0 | 0 | 0 | 0 | 0 | 0 | 0 | 0 | 0 | 0
8 | 23 | 5 | 4 | 1.7931 | 0 | 2.4469 | 0 | 0 | 0 | 0.0012057 | 0.16828 | 0 | 0 | 0.45276 | 0 | 4.8623 | 0 | 0 | 0 | 0 | 0 | 0 | 0 | 0 | 0 | 0 | 0 | 0 | 0 | 0.45131 | 0 | 0.32173 | 0 | 0.80712 | 0 | 0.0525 | 0.6901 | 0 | 0 | 0 | 0 | 2.3228 | 0 | 0 | 0 | 0 | 0 | 0 | 0 | 0 | 0 | 0 | 0 | 0 | 0
8 | 23 | 6 | 4 | 1.7931 | 0 | 2.4469 | 0 | 0 | 0 | 0.0012057 | 0.14446 | 0 | 0 | 2.5409 | 0 | 6.9265 | 0 | 0 | 0 | 0 | 0 | 0 | 0 | 0 | 0 | 0 | 0 | 0 | 0 | 0.45131 | 0 | 0.54519 | 0 | 0.64077 | 0 | 0.315 | 0.6901 | 0 | 0 | 0 | 0 | 2.6424 | 0 | 0 | 0 | 0 | 0 | 0 | 0 | 0 | 0 | 0 | 0 | 0 | 0
8 | 23 | 7 | 4 | 1.7931 | 0 | 2.4469 | 0 | 0 | 0 | 0.0012057 | 0.1639 | 0 | 0 | 3.9556 | 0 | 8.3607 | 0 | 0 | 0 | 0 | 0 | 0 | 0 | 0 | 0 | 0 | 0 | 0 | 0 | 0.45131 | 0 | 0.71279 | 0 | 0.72907 | 0 | 0.525 | 0.6901 | 0 | 0 | 0 | 0 | 3.1083 | 0 | 0 | 0 | 0 | 0 | 0 | 0 | 0 | 0 | 0 | 0 | 0 | 0
8 | 23 | 8 | 4 | 1.7931 | 0 | 13.5789 | 0 | 0 | 0 | 0.0012057 | 0.297 | 0 | 0 | 3.6286 | 0 | 19.2989 | 0 | 0 | 0 | 0 | 0 | 0 | 0 | 0 | 0 | 0 | 0 | 0 | 0 | 0.45131 | 0 | 0.71279 | 0 | 1.5314 | 0 | 0.42 | 0.6901 | 0 | 0 | 0 | 0 | 3.8056 | 0 | 0 | 0 | 0 | 0 | 0 | 0 | 0 | 0 | 0 | 0 | 0 | 0
8 | 23 | 9 | 4 | 1.7931 | 0 | 13.5789 | 0 | 0 | 0 | 0.0012057 | 0.38446 | 0 | 0 | 2.5407 | 0 | 18.2983 | 0 | 0 | 0 | 0 | 0 | 0 | 0 | 0 | 0 | 0 | 0 | 0 | 0 | 0.45131 | 0 | 0.71279 | 0 | 2.25 | 0 | 0.315 | 0.6901 | 0 | 0 | 0 | 0 | 4.4192 | 0 | 0 | 0 | 0 | 0 | 0 | 0 | 0 | 0 | 0 | 0 | 0 | 0
8 | 23 | 10 | 4 | 1.7931 | 0 | 13.5789 | 0 | 0 | 0 | 0.0012057 | 0.45046 | 0 | 0 | 2.5406 | 0 | 18.3643 | 0 | 0 | 0 | 0 | 0 | 0 | 0 | 0 | 0 | 0 | 0 | 0 | 0 | 0.45131 | 0 | 0.71279 | 0 | 2.8115 | 0 | 0.315 | 0.6901 | 0 | 0 | 0 | 0 | 4.9807 | 0 | 0 | 0 | 0 | 0 | 0 | 0 | 0 | 0 | 0 | 0 | 0 | 0
8 | 23 | 11 | 4 | 1.7931 | 0 | 13.5789 | 0 | 0 | 0 | 0.0012057 | 0.50279 | 0 | 0 | 2.9582 | 0 | 18.8342 | 0 | 0 | 0 | 0 | 0 | 0 | 0 | 0 | 0 | 0 | 0 | 0 | 0 | 0.45131 | 0 | 0.54519 | 0 | 3.2687 | 0 | 0.3675 | 0.6901 | 0 | 0 | 0 | 0 | 5.3228 | 0 | 0 | 0 | 0 | 0 | 0 | 0 | 0 | 0 | 0 | 0 | 0 | 0
8 | 23 | 12 | 4 | 1.7931 | 0 | 8.6313 | 0 | 0 | 0 | 0.0012057 | 0.47053 | 0 | 0 | 3.3758 | 0 | 14.272 | 0 | 0 | 0 | 0 | 0 | 0 | 0 | 0 | 0 | 0 | 0 | 0 | 0 | 0.45131 | 0 | 0.54519 | 0 | 3.045 | 0 | 0.42 | 0.6901 | 0 | 0 | 0 | 0 | 5.1516 | 0 | 0 | 0 | 0 | 0 | 0 | 0 | 0 | 0 | 0 | 0 | 0 | 0
8 | 23 | 13 | 4 | 1.7931 | 0 | 13.5789 | 0 | 0 | 0 | 0.0012057 | 0.57105 | 0 | 0 | 2.9582 | 0 | 18.9025 | 0 | 0 | 0 | 0 | 0 | 0 | 0 | 0 | 0 | 0 | 0 | 0 | 0 | 0.45131 | 0 | 0.54519 | 0 | 3.7339 | 0 | 0.3675 | 0.6901 | 0 | 0 | 0 | 0 | 5.788 | 0 | 0 | 0 | 0 | 0 | 0 | 0 | 0 | 0 | 0 | 0 | 0 | 0
8 | 23 | 14 | 4 | 1.7931 | 0 | 13.5789 | 0 | 0 | 0 | 0.0012057 | 0.60527 | 0 | 0 | 2.9582 | 0 | 18.9367 | 0 | 0 | 0 | 0 | 0 | 0 | 0 | 0 | 0 | 0 | 0 | 0 | 0 | 0.45131 | 0 | 0.54519 | 0 | 3.9636 | 0 | 0.3675 | 0.6901 | 0 | 0 | 0 | 0 | 6.0177 | 0 | 0 | 0 | 0 | 0 | 0 | 0 | 0 | 0 | 0 | 0 | 0 | 0
8 | 23 | 15 | 4 | 1.7931 | 0 | 13.5789 | 0 | 0 | 0 | 0.0012057 | 0.64368 | 0 | 0 | 2.5406 | 0 | 18.5575 | 0 | 0 | 0 | 0 | 0 | 0 | 0 | 0 | 0 | 0 | 0 | 0 | 0 | 0.45131 | 0 | 0.54519 | 0 | 4.2893 | 0 | 0.315 | 0.6901 | 0 | 0 | 0 | 0 | 6.2909 | 0 | 0 | 0 | 0 | 0 | 0 | 0 | 0 | 0 | 0 | 0 | 0 | 0
8 | 23 | 16 | 4 | 1.7931 | 0 | 13.5789 | 0 | 0 | 0 | 0.0012057 | 0.65956 | 0 | 0 | 2.5406 | 0 | 18.5733 | 0 | 0 | 0 | 0 | 0 | 0 | 0 | 0 | 0 | 0 | 0 | 0 | 0 | 0.45131 | 0 | 0.54519 | 0 | 4.7785 | 0 | 0.315 | 0.6901 | 0 | 0 | 0 | 0 | 6.7801 | 0 | 0 | 0 | 0 | 0 | 0 | 0 | 0 | 0 | 0 | 0 | 0 | 0
8 | 23 | 17 | 4 | 1.7931 | 0 | 13.5789 | 0 | 0 | 0 | 0.0012057 | 0.66214 | 0 | 0 | 3.9555 | 0 | 19.9908 | 0 | 0 | 0 | 0 | 0 | 0 | 0 | 0 | 0 | 0 | 0 | 0 | 0 | 0.45131 | 0 | 0.54519 | 0 | 5.0667 | 0 | 0.525 | 0.6901 | 0 | 0 | 0 | 0 | 7.2783 | 0 | 0 | 0 | 0 | 0 | 0 | 0 | 0 | 0 | 0 | 0 | 0 | 0
8 | 23 | 18 | 4 | 1.7931 | 0 | 9.8682 | 0 | 0 | 0 | 0.0012057 | 0.56481 | 0 | 0 | 3.9554 | 0 | 16.1828 | 0 | 0 | 0 | 0 | 0 | 0 | 0 | 0 | 0 | 0 | 0 | 0 | 0 | 0.45131 | 0 | 0.54519 | 0 | 4.344 | 0 | 0.525 | 0.6901 | 0 | 0 | 0 | 0 | 6.5556 | 0 | 0 | 0 | 0 | 0 | 0 | 0 | 0 | 0 | 0 | 0 | 0 | 0
8 | 23 | 19 | 4 | 1.7931 | 0 | 2.4469 | 0 | 0 | 0 | 0.0012057 | 0.38645 | 0 | 0 | 3.8779 | 0 | 8.5056 | 0 | 0 | 0 | 0 | 0 | 0 | 0 | 0 | 0 | 0 | 0 | 0 | 0 | 0.45131 | 0 | 0.88038 | 0 | 2.7965 | 0 | 0.42 | 0.6901 | 0 | 0 | 0 | 0 | 5.2382 | 0 | 0 | 0 | 0 | 0 | 0 | 0 | 0 | 0 | 0 | 0 | 0 | 0
8 | 23 | 20 | 4 | 1.7931 | 0 | 2.4469 | 0 | 0 | 0 | 0.0012057 | 0.32868 | 0 | 0 | 2.9581 | 0 | 7.528 | 0 | 0 | 0 | 0 | 0 | 0 | 0 | 0 | 0 | 0 | 0 | 0 | 0 | 0.45131 | 0 | 1.1038 | 0 | 2.2673 | 0 | 0.3675 | 0.6901 | 0 | 0 | 0 | 0 | 4.8801 | 0 | 0 | 0 | 0 | 0 | 0 | 0 | 0 | 0 | 0 | 0 | 0 | 0
8 | 23 | 21 | 4 | 1.7931 | 0 | 2.4469 | 0 | 0 | 0 | 0.0012057 | 0.30889 | 0 | 0 | 3.7932 | 0 | 8.3433 | 0 | 0 | 0 | 0 | 0 | 0 | 0 | 0 | 0 | 0 | 0 | 0 | 0 | 0.45131 | 0 | 1.2156 | 0 | 2.1236 | 0 | 0.4725 | 0.6901 | 0 | 0 | 0 | 0 | 4.9531 | 0 | 0 | 0 | 0 | 0 | 0 | 0 | 0 | 0 | 0 | 0 | 0 | 0
8 | 23 | 22 | 4 | 1.7931 | 0 | 2.4469 | 0 | 0 | 0 | 0.0012057 | 0.30301 | 0 | 0 | 2.5402 | 0 | 7.0845 | 0 | 0 | 0 | 0 | 0 | 0 | 0 | 0 | 0 | 0 | 0 | 0 | 0 | 0.45131 | 0 | 1.1038 | 0 | 2.0578 | 0 | 0.315 | 0.6901 | 0 | 0 | 0 | 0 | 4.6181 | 0 | 0 | 0 | 0 | 0 | 0 | 0 | 0 | 0 | 0 | 0 | 0 | 0
8 | 23 | 23 | 4 | 1.7931 | 0 | 2.4469 | 0 | 0 | 0 | 0.0012057 | 0.28998 | 0 | 0 | 0.4521 | 0 | 4.9833 | 0 | 0 | 0 | 0 | 0 | 0 | 0 | 0 | 0 | 0 | 0 | 0 | 0 | 0.45131 | 0 | 0.88038 | 0 | 1.9186 | 0 | 0.0525 | 0.6901 | 0 | 0 | 0 | 0 | 3.9929 | 0 | 0 | 0 | 0 | 0 | 0 | 0 | 0 | 0 | 0 | 0 | 0 | 0
8 | 23 | 24 | 4 | 1.7931 | 0 | 2.4469 | 0 | 0 | 0 | 0.0012057 | 0.2885 | 0 | 0 | 0.45213 | 0 | 4.9818 | 0 | 0 | 0 | 0 | 0 | 0 | 0 | 0 | 0 | 0 | 0 | 0 | 0 | 0.45131 | 0 | 0.54519 | 0 | 1.9007 | 0 | 0.0525 | 0.6901 | 0 | 0 | 0 | 0 | 3.6398 | 0 | 0 | 0 | 0 | 0 | 0 | 0 | 0 | 0 | 0 | 0 | 0 | 0
8 | 24 | 1 | 5 | 1.7931 | 0 | 2.4469 | 0 | 0 | 0 | 0.0012057 | 0.27713 | 0 | 0 | 0.45223 | 0 | 4.9706 | 0 | 0 | 0 | 0 | 0 | 0 | 0 | 0 | 0 | 0 | 0 | 0 | 0 | 0.45131 | 0 | 0.32173 | 0 | 1.7829 | 0 | 0.0525 | 0.6901 | 0 | 0 | 0 | 0 | 3.2985 | 0 | 0 | 0 | 0 | 0 | 0 | 0 | 0 | 0 | 0 | 0 | 0 | 0
8 | 24 | 2 | 5 | 1.7931 | 0 | 2.4469 | 0 | 0 | 0 | 0.0012057 | 0.2635 | 0 | 0 | 0.45233 | 0 | 4.9571 | 0 | 0 | 0 | 0 | 0 | 0 | 0 | 0 | 0 | 0 | 0 | 0 | 0 | 0.45131 | 0 | 0.32173 | 0 | 1.6988 | 0 | 0.0525 | 0.6901 | 0 | 0 | 0 | 0 | 3.2144 | 0 | 0 | 0 | 0 | 0 | 0 | 0 | 0 | 0 | 0 | 0 | 0 | 0
8 | 24 | 3 | 5 | 1.7931 | 0 | 2.4469 | 0 | 0 | 0 | 0.0012057 | 0.25781 | 0 | 0 | 0.45237 | 0 | 4.9514 | 0 | 0 | 0 | 0 | 0 | 0 | 0 | 0 | 0 | 0 | 0 | 0 | 0 | 0.45131 | 0 | 0.32173 | 0 | 1.6496 | 0 | 0.0525 | 0.6901 | 0 | 0 | 0 | 0 | 3.1653 | 0 | 0 | 0 | 0 | 0 | 0 | 0 | 0 | 0 | 0 | 0 | 0 | 0
8 | 24 | 4 | 5 | 1.7931 | 0 | 2.4469 | 0 | 0 | 0 | 0.0012057 | 0.25271 | 0 | 0 | 0.4524 | 0 | 4.9463 | 0 | 0 | 0 | 0 | 0 | 0 | 0 | 0 | 0 | 0 | 0 | 0 | 0 | 0.45131 | 0 | 0.32173 | 0 | 1.6002 | 0 | 0.0525 | 0.6901 | 0 | 0 | 0 | 0 | 3.1159 | 0 | 0 | 0 | 0 | 0 | 0 | 0 | 0 | 0 | 0 | 0 | 0 | 0
8 | 24 | 5 | 5 | 1.7931 | 0 | 2.4469 | 0 | 0 | 0 | 0.0012057 | 0.23985 | 0 | 0 | 0.4524 | 0 | 4.9335 | 0 | 0 | 0 | 0 | 0 | 0 | 0 | 0 | 0 | 0 | 0 | 0 | 0 | 0.45131 | 0 | 0.32173 | 0 | 1.4989 | 0 | 0.0525 | 0.6901 | 0 | 0 | 0 | 0 | 3.0146 | 0 | 0 | 0 | 0 | 0 | 0 | 0 | 0 | 0 | 0 | 0 | 0 | 0
8 | 24 | 6 | 5 | 1.7931 | 0 | 2.4469 | 0 | 0 | 0 | 0.0012057 | 0.23113 | 0 | 0 | 2.5405 | 0 | 7.0129 | 0 | 0 | 0 | 0 | 0 | 0 | 0 | 0 | 0 | 0 | 0 | 0 | 0 | 0.45131 | 0 | 0.54519 | 0 | 1.3871 | 0 | 0.315 | 0.6901 | 0 | 0 | 0 | 0 | 3.3887 | 0 | 0 | 0 | 0 | 0 | 0 | 0 | 0 | 0 | 0 | 0 | 0 | 0
8 | 24 | 7 | 5 | 1.7931 | 0 | 2.4469 | 0 | 0 | 0 | 0.0012057 | 0.26455 | 0 | 0 | 3.9554 | 0 | 8.4612 | 0 | 0 | 0 | 0 | 0 | 0 | 0 | 0 | 0 | 0 | 0 | 0 | 0 | 0.45131 | 0 | 0.71279 | 0 | 1.5756 | 0 | 0.525 | 0.6901 | 0 | 0 | 0 | 0 | 3.9548 | 0 | 0 | 0 | 0 | 0 | 0 | 0 | 0 | 0 | 0 | 0 | 0 | 0
8 | 24 | 8 | 5 | 1.7931 | 0 | 13.5789 | 0 | 0 | 0 | 0.0012057 | 0.43416 | 0 | 0 | 3.6281 | 0 | 19.4355 | 0 | 0 | 0 | 0 | 0 | 0 | 0 | 0 | 0 | 0 | 0 | 0 | 0 | 0.45131 | 0 | 0.71279 | 0 | 2.8307 | 0 | 0.42 | 0.6901 | 0 | 0 | 0 | 0 | 5.1049 | 0 | 0 | 0 | 0 | 0 | 0 | 0 | 0 | 0 | 0 | 0 | 0 | 0
8 | 24 | 9 | 5 | 1.7931 | 0 | 13.5789 | 0 | 0 | 0 | 0.0012057 | 0.51779 | 0 | 0 | 2.5403 | 0 | 18.4313 | 0 | 0 | 0 | 0 | 0 | 0 | 0 | 0 | 0 | 0 | 0 | 0 | 0 | 0.45131 | 0 | 0.71279 | 0 | 3.5147 | 0 | 0.315 | 0.6901 | 0 | 0 | 0 | 0 | 5.6839 | 0 | 0 | 0 | 0 | 0 | 0 | 0 | 0 | 0 | 0 | 0 | 0 | 0
8 | 24 | 10 | 5 | 1.7931 | 0 | 13.5789 | 0 | 0 | 0 | 0.0012057 | 0.58108 | 0 | 0 | 2.5402 | 0 | 18.4945 | 0 | 0 | 0 | 0 | 0 | 0 | 0 | 0 | 0 | 0 | 0 | 0 | 0 | 0.45131 | 0 | 0.71279 | 0 | 4.0877 | 0 | 0.315 | 0.6901 | 0 | 0 | 0 | 0 | 6.2569 | 0 | 0 | 0 | 0 | 0 | 0 | 0 | 0 | 0 | 0 | 0 | 0 | 0
8 | 24 | 11 | 5 | 1.7931 | 0 | 13.5789 | 0 | 0 | 0 | 0.0012057 | 0.67501 | 0 | 0 | 2.9578 | 0 | 19.006 | 0 | 0 | 0 | 0 | 0 | 0 | 0 | 0 | 0 | 0 | 0 | 0 | 0 | 0.45131 | 0 | 0.54519 | 0 | 4.8415 | 0 | 0.3675 | 0.6901 | 0 | 0 | 0 | 0 | 6.8956 | 0 | 0 | 0 | 0 | 0 | 0 | 0 | 0 | 0 | 0 | 0 | 0 | 0
8 | 24 | 12 | 5 | 1.7931 | 0 | 8.6313 | 0 | 0 | 0 | 0.0012057 | 0.70709 | 0 | 0 | 3.3754 | 0 | 14.5081 | 0 | 0 | 0 | 0 | 0 | 0 | 0 | 0 | 0 | 0 | 0 | 0 | 0 | 0.45131 | 0 | 0.54519 | 0 | 5.2044 | 0 | 0.42 | 0.6901 | 0 | 0 | 0 | 0 | 7.311 | 0 | 0 | 0 | 0 | 0 | 0 | 0 | 0 | 0 | 0 | 0 | 0 | 0
8 | 24 | 13 | 5 | 1.7931 | 0 | 13.5789 | 0 | 0 | 0 | 0.0012057 | 0.80789 | 0 | 0 | 2.9577 | 0 | 19.1388 | 0 | 0 | 0 | 0 | 0 | 0 | 0 | 0 | 0 | 0 | 0 | 0 | 0 | 0.45131 | 0 | 0.54519 | 0 | 6.1525 | 0 | 0.3675 | 0.6901 | 0 | 0 | 0 | 0 | 8.2066 | 0 | 0 | 0 | 0 | 0 | 0 | 0 | 0 | 0 | 0 | 0 | 0 | 0
8 | 24 | 14 | 5 | 1.7931 | 0 | 13.5789 | 0 | 0 | 0 | 0.0012057 | 0.83563 | 0 | 0 | 2.9576 | 0 | 19.1665 | 0 | 0 | 0 | 0 | 0 | 0 | 0 | 0 | 0 | 0 | 0 | 0 | 0 | 0.45131 | 0 | 0.54519 | 0 | 6.4609 | 0 | 0.3675 | 0.6901 | 0 | 0 | 0 | 0 | 8.515 | 0 | 0 | 0 | 0 | 0 | 0 | 0 | 0 | 0 | 0 | 0 | 0 | 0
8 | 24 | 15 | 5 | 1.7931 | 0 | 13.5789 | 0 | 0 | 0 | 0.0012057 | 0.73521 | 0 | 0 | 2.54 | 0 | 18.6484 | 0 | 0 | 0 | 0 | 0 | 0 | 0 | 0 | 0 | 0 | 0 | 0 | 0 | 0.45131 | 0 | 0.54519 | 0 | 5.5246 | 0 | 0.315 | 0.6901 | 0 | 0 | 0 | 0 | 7.5262 | 0 | 0 | 0 | 0 | 0 | 0 | 0 | 0 | 0 | 0 | 0 | 0 | 0
8 | 24 | 16 | 5 | 1.7931 | 0 | 13.5789 | 0 | 0 | 0 | 0.0012057 | 0.76672 | 0 | 0 | 2.5399 | 0 | 18.6799 | 0 | 0 | 0 | 0 | 0 | 0 | 0 | 0 | 0 | 0 | 0 | 0 | 0 | 0.45131 | 0 | 0.54519 | 0 | 5.8582 | 0 | 0.315 | 0.6901 | 0 | 0 | 0 | 0 | 7.8598 | 0 | 0 | 0 | 0 | 0 | 0 | 0 | 0 | 0 | 0 | 0 | 0 | 0
8 | 24 | 17 | 5 | 1.7931 | 0 | 13.5789 | 0 | 0 | 0 | 0.0012057 | 0.76819 | 0 | 0 | 3.9552 | 0 | 20.0965 | 0 | 0 | 0 | 0 | 0 | 0 | 0 | 0 | 0 | 0 | 0 | 0 | 0 | 0.45131 | 0 | 0.54519 | 0 | 6.0314 | 0 | 0.525 | 0.6901 | 0 | 0 | 0 | 0 | 8.243 | 0 | 0 | 0 | 0 | 0 | 0 | 0 | 0 | 0 | 0 | 0 | 0 | 0
8 | 24 | 18 | 5 | 1.7931 | 0 | 9.8682 | 0 | 0 | 0 | 0.0012057 | 0.67658 | 0 | 0 | 3.9552 | 0 | 16.2943 | 0 | 0 | 0 | 0 | 0 | 0 | 0 | 0 | 0 | 0 | 0 | 0 | 0 | 0.45131 | 0 | 0.54519 | 0 | 5.2966 | 0 | 0.525 | 0.6901 | 0 | 0 | 0 | 0 | 7.5082 | 0 | 0 | 0 | 0 | 0 | 0 | 0 | 0 | 0 | 0 | 0 | 0 | 0
8 | 24 | 19 | 5 | 1.7931 | 0 | 2.4469 | 0 | 0 | 0 | 0.0012057 | 0.51631 | 0 | 0 | 3.8767 | 0 | 8.6342 | 0 | 0 | 0 | 0 | 0 | 0 | 0 | 0 | 0 | 0 | 0 | 0 | 0 | 0.45131 | 0 | 0.88038 | 0 | 3.9174 | 0 | 0.42 | 0.6901 | 0 | 0 | 0 | 0 | 6.3592 | 0 | 0 | 0 | 0 | 0 | 0 | 0 | 0 | 0 | 0 | 0 | 0 | 0
8 | 24 | 20 | 5 | 1.7931 | 0 | 2.4469 | 0 | 0 | 0 | 0.0012057 | 0.46213 | 0 | 0 | 2.9575 | 0 | 7.6608 | 0 | 0 | 0 | 0 | 0 | 0 | 0 | 0 | 0 | 0 | 0 | 0 | 0 | 0.45131 | 0 | 1.1038 | 0 | 3.3934 | 0 | 0.3675 | 0.6901 | 0 | 0 | 0 | 0 | 6.0062 | 0 | 0 | 0 | 0 | 0 | 0 | 0 | 0 | 0 | 0 | 0 | 0 | 0
8 | 24 | 21 | 5 | 1.7931 | 0 | 2.4469 | 0 | 0 | 0 | 0.0012057 | 0.43815 | 0 | 0 | 3.7926 | 0 | 8.472 | 0 | 0 | 0 | 0 | 0 | 0 | 0 | 0 | 0 | 0 | 0 | 0 | 0 | 0.45131 | 0 | 1.2156 | 0 | 3.1768 | 0 | 0.4725 | 0.6901 | 0 | 0 | 0 | 0 | 6.0063 | 0 | 0 | 0 | 0 | 0 | 0 | 0 | 0 | 0 | 0 | 0 | 0 | 0
8 | 24 | 22 | 5 | 1.7931 | 0 | 2.4469 | 0 | 0 | 0 | 0.0012057 | 0.4221 | 0 | 0 | 2.5396 | 0 | 7.2029 | 0 | 0 | 0 | 0 | 0 | 0 | 0 | 0 | 0 | 0 | 0 | 0 | 0 | 0.45131 | 0 | 1.1038 | 0 | 3.0009 | 0 | 0.315 | 0.6901 | 0 | 0 | 0 | 0 | 5.5612 | 0 | 0 | 0 | 0 | 0 | 0 | 0 | 0 | 0 | 0 | 0 | 0 | 0
8 | 24 | 23 | 5 | 1.7931 | 0 | 2.4469 | 0 | 0 | 0 | 0.0012057 | 0.40691 | 0 | 0 | 0.45149 | 0 | 5.0996 | 0 | 0 | 0 | 0 | 0 | 0 | 0 | 0 | 0 | 0 | 0 | 0 | 0 | 0.45131 | 0 | 0.88038 | 0 | 2.8431 | 0 | 0.0525 | 0.6901 | 0 | 0 | 0 | 0 | 4.9174 | 0 | 0 | 0 | 0 | 0 | 0 | 0 | 0 | 0 | 0 | 0 | 0 | 0
8 | 24 | 24 | 5 | 1.7931 | 0 | 2.4469 | 0 | 0 | 0 | 0.0012057 | 0.39959 | 0 | 0 | 0.45152 | 0 | 5.0923 | 0 | 0 | 0 | 0 | 0 | 0 | 0 | 0 | 0 | 0 | 0 | 0 | 0 | 0.45131 | 0 | 0.54519 | 0 | 2.7726 | 0 | 0.0525 | 0.6901 | 0 | 0 | 0 | 0 | 4.5117 | 0 | 0 | 0 | 0 | 0 | 0 | 0 | 0 | 0 | 0 | 0 | 0 | 0
8 | 25 | 1 | 6 | 1.7931 | 0 | 2.4469 | 0 | 0 | 0 | 0.0012057 | 0.39542 | 0 | 0 | 0.45162 | 0 | 5.0883 | 0 | 0 | 0 | 0 | 0 | 0 | 0 | 0 | 0 | 0 | 0 | 0 | 0 | 0.45131 | 0 | 0.32173 | 0 | 2.6952 | 0 | 0.0525 | 0.6901 | 0 | 0 | 0 | 0 | 4.2109 | 0 | 0 | 0 | 0 | 0 | 0 | 0 | 0 | 0 | 0 | 0 | 0 | 0
8 | 25 | 2 | 6 | 1.7931 | 0 | 2.4469 | 0 | 0 | 0 | 0.0012057 | 0.38815 | 0 | 0 | 0.45172 | 0 | 5.0811 | 0 | 0 | 0 | 0 | 0 | 0 | 0 | 0 | 0 | 0 | 0 | 0 | 0 | 0.45131 | 0 | 0.32173 | 0 | 2.5734 | 0 | 0.0525 | 0.6901 | 0 | 0 | 0 | 0 | 4.0891 | 0 | 0 | 0 | 0 | 0 | 0 | 0 | 0 | 0 | 0 | 0 | 0 | 0
8 | 25 | 3 | 6 | 1.7931 | 0 | 2.4469 | 0 | 0 | 0 | 0.0012057 | 0.37693 | 0 | 0 | 0.45176 | 0 | 5.0699 | 0 | 0 | 0 | 0 | 0 | 0 | 0 | 0 | 0 | 0 | 0 | 0 | 0 | 0.45131 | 0 | 0.32173 | 0 | 2.4254 | 0 | 0.0525 | 0.6901 | 0 | 0 | 0 | 0 | 3.9411 | 0 | 0 | 0 | 0 | 0 | 0 | 0 | 0 | 0 | 0 | 0 | 0 | 0
8 | 25 | 4 | 6 | 1.7931 | 0 | 2.4469 | 0 | 0 | 0 | 0.0012057 | 0.36394 | 0 | 0 | 0.45178 | 0 | 5.0569 | 0 | 0 | 0 | 0 | 0 | 0 | 0 | 0 | 0 | 0 | 0 | 0 | 0 | 0.45131 | 0 | 0.32173 | 0 | 2.2585 | 0 | 0.0525 | 0.6901 | 0 | 0 | 0 | 0 | 3.7741 | 0 | 0 | 0 | 0 | 0 | 0 | 0 | 0 | 0 | 0 | 0 | 0 | 0
8 | 25 | 5 | 6 | 1.7931 | 0 | 2.4469 | 0 | 0 | 0 | 0.0012057 | 0.35082 | 0 | 0 | 0.45178 | 0 | 5.0438 | 0 | 0 | 0 | 0 | 0 | 0 | 0 | 0 | 0 | 0 | 0 | 0 | 0 | 0.45131 | 0 | 0.32173 | 0 | 2.1067 | 0 | 0.0525 | 0.6901 | 0 | 0 | 0 | 0 | 3.6224 | 0 | 0 | 0 | 0 | 0 | 0 | 0 | 0 | 0 | 0 | 0 | 0 | 0
8 | 25 | 6 | 6 | 1.7931 | 0 | 2.4469 | 0 | 0 | 0 | 0.0012057 | 0.35568 | 0 | 0 | 2.5399 | 0 | 7.1368 | 0 | 0 | 0 | 0 | 0 | 0 | 0 | 0 | 0 | 0 | 0 | 0 | 0 | 0.45131 | 0 | 0.54519 | 0 | 2.1264 | 0 | 0.315 | 0.6901 | 0 | 0 | 0 | 0 | 4.128 | 0 | 0 | 0 | 0 | 0 | 0 | 0 | 0 | 0 | 0 | 0 | 0 | 0
8 | 25 | 7 | 6 | 1.7931 | 0 | 2.4469 | 0 | 0 | 0 | 0.0012057 | 0.41415 | 0 | 0 | 3.9551 | 0 | 8.6105 | 0 | 0 | 0 | 0 | 0 | 0 | 0 | 0 | 0 | 0 | 0 | 0 | 0 | 0.45131 | 0 | 0.71279 | 0 | 2.5471 | 0 | 0.525 | 0.6901 | 0 | 0 | 0 | 0 | 4.9263 | 0 | 0 | 0 | 0 | 0 | 0 | 0 | 0 | 0 | 0 | 0 | 0 | 0
8 | 25 | 8 | 6 | 1.7931 | 0 | 13.5789 | 0 | 0 | 0 | 0.0012057 | 0.60943 | 0 | 0 | 3.6272 | 0 | 19.6098 | 0 | 0 | 0 | 0 | 0 | 0 | 0 | 0 | 0 | 0 | 0 | 0 | 0 | 0.45131 | 0 | 0.71279 | 0 | 3.9954 | 0 | 0.42 | 0.6901 | 0 | 0 | 0 | 0 | 6.2696 | 0 | 0 | 0 | 0 | 0 | 0 | 0 | 0 | 0 | 0 | 0 | 0 | 0
8 | 25 | 9 | 6 | 1.7931 | 0 | 13.5789 | 0 | 0 | 0 | 0.0012057 | 0.67039 | 0 | 0 | 2.5396 | 0 | 18.5833 | 0 | 0 | 0 | 0 | 0 | 0 | 0 | 0 | 0 | 0 | 0 | 0 | 0 | 0.45131 | 0 | 0.71279 | 0 | 4.6167 | 0 | 0.315 | 0.6901 | 0 | 0 | 0 | 0 | 6.7859 | 0 | 0 | 0 | 0 | 0 | 0 | 0 | 0 | 0 | 0 | 0 | 0 | 0
8 | 25 | 10 | 6 | 1.7931 | 0 | 13.5789 | 0 | 0 | 0 | 0.0012057 | 0.71405 | 0 | 0 | 2.5396 | 0 | 18.6268 | 0 | 0 | 0 | 0 | 0 | 0 | 0 | 0 | 0 | 0 | 0 | 0 | 0 | 0.45131 | 0 | 0.71279 | 0 | 5.0544 | 0 | 0.315 | 0.6901 | 0 | 0 | 0 | 0 | 7.2236 | 0 | 0 | 0 | 0 | 0 | 0 | 0 | 0 | 0 | 0 | 0 | 0 | 0
8 | 25 | 11 | 6 | 1.7931 | 0 | 13.5789 | 0 | 0 | 0 | 0.0012057 | 0.81226 | 0 | 0 | 2.9571 | 0 | 19.1426 | 0 | 0 | 0 | 0 | 0 | 0 | 0 | 0 | 0 | 0 | 0 | 0 | 0 | 0.45131 | 0 | 0.54519 | 0 | 5.9272 | 0 | 0.3675 | 0.6901 | 0 | 0 | 0 | 0 | 7.9813 | 0 | 0 | 0 | 0 | 0 | 0 | 0 | 0 | 0 | 0 | 0 | 0 | 0
8 | 25 | 12 | 6 | 1.7931 | 0 | 8.6313 | 0 | 0 | 0 | 0.0012057 | 0.83428 | 0 | 0 | 3.3747 | 0 | 14.6346 | 0 | 0 | 0 | 0 | 0 | 0 | 0 | 0 | 0 | 0 | 0 | 0 | 0 | 0.45131 | 0 | 0.54519 | 0 | 6.1078 | 0 | 0.42 | 0.6901 | 0 | 0 | 0 | 0 | 8.2144 | 0 | 0 | 0 | 0 | 0 | 0 | 0 | 0 | 0 | 0 | 0 | 0 | 0
8 | 25 | 13 | 6 | 1.7931 | 0 | 13.5789 | 0 | 0 | 0 | 0.0012057 | 0.88256 | 0 | 0 | 2.957 | 0 | 19.2128 | 0 | 0 | 0 | 0 | 0 | 0 | 0 | 0 | 0 | 0 | 0 | 0 | 0 | 0.45131 | 0 | 0.54519 | 0 | 6.7384 | 0 | 0.3675 | 0.6901 | 0 | 0 | 0 | 0 | 8.7925 | 0 | 0 | 0 | 0 | 0 | 0 | 0 | 0 | 0 | 0 | 0 | 0 | 0
8 | 25 | 14 | 6 | 1.7931 | 0 | 13.5789 | 0 | 0 | 0 | 0.0012057 | 0.82644 | 0 | 0 | 2.9569 | 0 | 19.1566 | 0 | 0 | 0 | 0 | 0 | 0 | 0 | 0 | 0 | 0 | 0 | 0 | 0 | 0.45131 | 0 | 0.54519 | 0 | 6.2588 | 0 | 0.3675 | 0.6901 | 0 | 0 | 0 | 0 | 8.3129 | 0 | 0 | 0 | 0 | 0 | 0 | 0 | 0 | 0 | 0 | 0 | 0 | 0
8 | 25 | 15 | 6 | 1.7931 | 0 | 13.5789 | 0 | 0 | 0 | 0.0012057 | 0.82028 | 0 | 0 | 2.5393 | 0 | 18.7328 | 0 | 0 | 0 | 0 | 0 | 0 | 0 | 0 | 0 | 0 | 0 | 0 | 0 | 0.45131 | 0 | 0.54519 | 0 | 6.226 | 0 | 0.315 | 0.6901 | 0 | 0 | 0 | 0 | 8.2276 | 0 | 0 | 0 | 0 | 0 | 0 | 0 | 0 | 0 | 0 | 0 | 0 | 0
8 | 25 | 16 | 6 | 1.7931 | 0 | 13.5789 | 0 | 0 | 0 | 0.0012057 | 0.74982 | 0 | 0 | 2.5394 | 0 | 18.6624 | 0 | 0 | 0 | 0 | 0 | 0 | 0 | 0 | 0 | 0 | 0 | 0 | 0 | 0.45131 | 0 | 0.54519 | 0 | 5.5926 | 0 | 0.315 | 0.6901 | 0 | 0 | 0 | 0 | 7.5942 | 0 | 0 | 0 | 0 | 0 | 0 | 0 | 0 | 0 | 0 | 0 | 0 | 0
8 | 25 | 17 | 6 | 1.7931 | 0 | 13.5789 | 0 | 0 | 0 | 0.0012057 | 0.72908 | 0 | 0 | 3.9548 | 0 | 20.0571 | 0 | 0 | 0 | 0 | 0 | 0 | 0 | 0 | 0 | 0 | 0 | 0 | 0 | 0.45131 | 0 | 0.54519 | 0 | 5.4471 | 0 | 0.525 | 0.6901 | 0 | 0 | 0 | 0 | 7.6587 | 0 | 0 | 0 | 0 | 0 | 0 | 0 | 0 | 0 | 0 | 0 | 0 | 0
8 | 25 | 18 | 6 | 1.7931 | 0 | 9.8682 | 0 | 0 | 0 | 0.0012057 | 0.68087 | 0 | 0 | 3.9549 | 0 | 16.2983 | 0 | 0 | 0 | 0 | 0 | 0 | 0 | 0 | 0 | 0 | 0 | 0 | 0 | 0.45131 | 0 | 0.54519 | 0 | 5.004 | 0 | 0.525 | 0.6901 | 0 | 0 | 0 | 0 | 7.2156 | 0 | 0 | 0 | 0 | 0 | 0 | 0 | 0 | 0 | 0 | 0 | 0 | 0
8 | 25 | 19 | 6 | 1.7931 | 0 | 2.4469 | 0 | 0 | 0 | 0.0012057 | 0.53137 | 0 | 0 | 3.8756 | 0 | 8.6481 | 0 | 0 | 0 | 0 | 0 | 0 | 0 | 0 | 0 | 0 | 0 | 0 | 0 | 0.45131 | 0 | 0.88038 | 0 | 3.7936 | 0 | 0.42 | 0.6901 | 0 | 0 | 0 | 0 | 6.2354 | 0 | 0 | 0 | 0 | 0 | 0 | 0 | 0 | 0 | 0 | 0 | 0 | 0
8 | 25 | 20 | 6 | 1.7931 | 0 | 2.4469 | 0 | 0 | 0 | 0.0012057 | 0.4786 | 0 | 0 | 2.9569 | 0 | 7.6767 | 0 | 0 | 0 | 0 | 0 | 0 | 0 | 0 | 0 | 0 | 0 | 0 | 0 | 0.45131 | 0 | 1.1038 | 0 | 3.2872 | 0 | 0.3675 | 0.6901 | 0 | 0 | 0 | 0 | 5.8999 | 0 | 0 | 0 | 0 | 0 | 0 | 0 | 0 | 0 | 0 | 0 | 0 | 0
8 | 25 | 21 | 6 | 1.7931 | 0 | 2.4469 | 0 | 0 | 0 | 0.0012057 | 0.44722 | 0 | 0 | 3.792 | 0 | 8.4805 | 0 | 0 | 0 | 0 | 0 | 0 | 0 | 0 | 0 | 0 | 0 | 0 | 0 | 0.45131 | 0 | 1.2156 | 0 | 2.9949 | 0 | 0.4725 | 0.6901 | 0 | 0 | 0 | 0 | 5.8244 | 0 | 0 | 0 | 0 | 0 | 0 | 0 | 0 | 0 | 0 | 0 | 0 | 0
8 | 25 | 22 | 6 | 1.7931 | 0 | 2.4469 | 0 | 0 | 0 | 0.0012057 | 0.44085 | 0 | 0 | 2.5391 | 0 | 7.2211 | 0 | 0 | 0 | 0 | 0 | 0 | 0 | 0 | 0 | 0 | 0 | 0 | 0 | 0.45131 | 0 | 1.1038 | 0 | 2.9289 | 0 | 0.315 | 0.6901 | 0 | 0 | 0 | 0 | 5.4892 | 0 | 0 | 0 | 0 | 0 | 0 | 0 | 0 | 0 | 0 | 0 | 0 | 0
8 | 25 | 23 | 6 | 1.7931 | 0 | 2.4469 | 0 | 0 | 0 | 0.0012057 | 0.42672 | 0 | 0 | 0.45092 | 0 | 5.1189 | 0 | 0 | 0 | 0 | 0 | 0 | 0 | 0 | 0 | 0 | 0 | 0 | 0 | 0.45131 | 0 | 0.88038 | 0 | 2.7988 | 0 | 0.0525 | 0.6901 | 0 | 0 | 0 | 0 | 4.8731 | 0 | 0 | 0 | 0 | 0 | 0 | 0 | 0 | 0 | 0 | 0 | 0 | 0
8 | 25 | 24 | 6 | 1.7931 | 0 | 2.4469 | 0 | 0 | 0 | 0.0012057 | 0.41947 | 0 | 0 | 0.45095 | 0 | 5.1116 | 0 | 0 | 0 | 0 | 0 | 0 | 0 | 0 | 0 | 0 | 0 | 0 | 0 | 0.45131 | 0 | 0.54519 | 0 | 2.7633 | 0 | 0.0525 | 0.6901 | 0 | 0 | 0 | 0 | 4.5024 | 0 | 0 | 0 | 0 | 0 | 0 | 0 | 0 | 0 | 0 | 0 | 0 | 0
8 | 26 | 1 | 7 | 1.7931 | 0 | 2.4469 | 0 | 0 | 0 | 0.0012057 | 0.4083 | 0 | 0 | 0.45104 | 0 | 5.1006 | 0 | 0 | 0 | 0 | 0 | 0 | 0 | 0 | 0 | 0 | 0 | 0 | 0 | 0.45131 | 0 | 0.32173 | 0 | 2.5539 | 0 | 0.0525 | 0.6901 | 0 | 0 | 0 | 0 | 4.0696 | 0 | 0 | 0 | 0 | 0 | 0 | 0 | 0 | 0 | 0 | 0 | 0 | 0
8 | 26 | 2 | 7 | 1.7931 | 0 | 2.4469 | 0 | 0 | 0 | 0.0012057 | 0.36142 | 0 | 0 | 0.45114 | 0 | 5.0538 | 0 | 0 | 0 | 0 | 0 | 0 | 0 | 0 | 0 | 0 | 0 | 0 | 0 | 0.45131 | 0 | 0.32173 | 0 | 2.1717 | 0 | 0.0525 | 0.6901 | 0 | 0 | 0 | 0 | 3.6874 | 0 | 0 | 0 | 0 | 0 | 0 | 0 | 0 | 0 | 0 | 0 | 0 | 0
8 | 26 | 3 | 7 | 1.7931 | 0 | 2.4469 | 0 | 0 | 0 | 0.0012057 | 0.34839 | 0 | 0 | 0.45121 | 0 | 5.0408 | 0 | 0 | 0 | 0 | 0 | 0 | 0 | 0 | 0 | 0 | 0 | 0 | 0 | 0.45131 | 0 | 0.32173 | 0 | 2.108 | 0 | 0.0525 | 0.6901 | 0 | 0 | 0 | 0 | 3.6237 | 0 | 0 | 0 | 0 | 0 | 0 | 0 | 0 | 0 | 0 | 0 | 0 | 0
8 | 26 | 4 | 7 | 1.7931 | 0 | 2.4469 | 0 | 0 | 0 | 0.0012057 | 0.34493 | 0 | 0 | 0.45125 | 0 | 5.0374 | 0 | 0 | 0 | 0 | 0 | 0 | 0 | 0 | 0 | 0 | 0 | 0 | 0 | 0.45131 | 0 | 0.32173 | 0 | 1.9821 | 0 | 0.0525 | 0.6901 | 0 | 0 | 0 | 0 | 3.4977 | 0 | 0 | 0 | 0 | 0 | 0 | 0 | 0 | 0 | 0 | 0 | 0 | 0
8 | 26 | 5 | 7 | 1.7931 | 0 | 2.4469 | 0 | 0 | 0 | 0.0012057 | 0.3236 | 0 | 0 | 0.45124 | 0 | 5.0161 | 0 | 0 | 0 | 0 | 0 | 0 | 0 | 0 | 0 | 0 | 0 | 0 | 0 | 0.45131 | 0 | 0.32173 | 0 | 1.791 | 0 | 0.0525 | 0.6901 | 0 | 0 | 0 | 0 | 3.3066 | 0 | 0 | 0 | 0 | 0 | 0 | 0 | 0 | 0 | 0 | 0 | 0 | 0
8 | 26 | 6 | 7 | 1.7931 | 0 | 2.4469 | 0 | 0 | 0 | 0.0012057 | 0.32338 | 0 | 0 | 2.5394 | 0 | 7.104 | 0 | 0 | 0 | 0 | 0 | 0 | 0 | 0 | 0 | 0 | 0 | 0 | 0 | 0.45131 | 0 | 0.54519 | 0 | 1.8149 | 0 | 0.315 | 0.6901 | 0 | 0 | 0 | 0 | 3.8165 | 0 | 0 | 0 | 0 | 0 | 0 | 0 | 0 | 0 | 0 | 0 | 0 | 0
8 | 26 | 7 | 7 | 1.7931 | 0 | 2.4469 | 0 | 0 | 0 | 0.0012057 | 0.33691 | 0 | 0 | 3.9548 | 0 | 8.533 | 0 | 0 | 0 | 0 | 0 | 0 | 0 | 0 | 0 | 0 | 0 | 0 | 0 | 0.45131 | 0 | 0.71279 | 0 | 1.9887 | 0 | 0.525 | 0.6901 | 0 | 0 | 0 | 0 | 4.3679 | 0 | 0 | 0 | 0 | 0 | 0 | 0 | 0 | 0 | 0 | 0 | 0 | 0
8 | 26 | 8 | 7 | 1.7931 | 0 | 13.5789 | 0 | 0 | 0 | 0.0012057 | 0.51131 | 0 | 0 | 3.6264 | 0 | 19.5109 | 0 | 0 | 0 | 0 | 0 | 0 | 0 | 0 | 0 | 0 | 0 | 0 | 0 | 0.45131 | 0 | 0.71279 | 0 | 3.1317 | 0 | 0.42 | 0.6901 | 0 | 0 | 0 | 0 | 5.4059 | 0 | 0 | 0 | 0 | 0 | 0 | 0 | 0 | 0 | 0 | 0 | 0 | 0
8 | 26 | 9 | 7 | 1.7931 | 0 | 13.5789 | 0 | 0 | 0 | 0.0012057 | 0.57344 | 0 | 0 | 2.5391 | 0 | 18.4858 | 0 | 0 | 0 | 0 | 0 | 0 | 0 | 0 | 0 | 0 | 0 | 0 | 0 | 0.45131 | 0 | 0.71279 | 0 | 3.6434 | 0 | 0.315 | 0.6901 | 0 | 0 | 0 | 0 | 5.8126 | 0 | 0 | 0 | 0 | 0 | 0 | 0 | 0 | 0 | 0 | 0 | 0 | 0
8 | 26 | 10 | 7 | 1.7931 | 0 | 13.5789 | 0 | 0 | 0 | 0.0012057 | 0.64683 | 0 | 0 | 2.5391 | 0 | 18.5591 | 0 | 0 | 0 | 0 | 0 | 0 | 0 | 0 | 0 | 0 | 0 | 0 | 0 | 0.45131 | 0 | 0.71279 | 0 | 4.4869 | 0 | 0.315 | 0.6901 | 0 | 0 | 0 | 0 | 6.6561 | 0 | 0 | 0 | 0 | 0 | 0 | 0 | 0 | 0 | 0 | 0 | 0 | 0
8 | 26 | 11 | 7 | 1.7931 | 0 | 13.5789 | 0 | 0 | 0 | 0.0012057 | 0.74649 | 0 | 0 | 2.9566 | 0 | 19.0763 | 0 | 0 | 0 | 0 | 0 | 0 | 0 | 0 | 0 | 0 | 0 | 0 | 0 | 0.45131 | 0 | 0.54519 | 0 | 5.4282 | 0 | 0.3675 | 0.6901 | 0 | 0 | 0 | 0 | 7.4823 | 0 | 0 | 0 | 0 | 0 | 0 | 0 | 0 | 0 | 0 | 0 | 0 | 0
8 | 26 | 12 | 7 | 1.7931 | 0 | 8.6313 | 0 | 0 | 0 | 0.0012057 | 0.78577 | 0 | 0 | 3.3743 | 0 | 14.5857 | 0 | 0 | 0 | 0 | 0 | 0 | 0 | 0 | 0 | 0 | 0 | 0 | 0 | 0.45131 | 0 | 0.54519 | 0 | 5.9506 | 0 | 0.42 | 0.6901 | 0 | 0 | 0 | 0 | 8.0572 | 0 | 0 | 0 | 0 | 0 | 0 | 0 | 0 | 0 | 0 | 0 | 0 | 0
8 | 26 | 13 | 7 | 1.7931 | 0 | 13.5789 | 0 | 0 | 0 | 0.0012057 | 0.82146 | 0 | 0 | 2.9566 | 0 | 19.1513 | 0 | 0 | 0 | 0 | 0 | 0 | 0 | 0 | 0 | 0 | 0 | 0 | 0 | 0.45131 | 0 | 0.54519 | 0 | 6.3974 | 0 | 0.3675 | 0.6901 | 0 | 0 | 0 | 0 | 8.4515 | 0 | 0 | 0 | 0 | 0 | 0 | 0 | 0 | 0 | 0 | 0 | 0 | 0
8 | 26 | 14 | 7 | 1.7931 | 0 | 13.5789 | 0 | 0 | 0 | 0.0012057 | 0.78265 | 0 | 0 | 2.9566 | 0 | 19.1124 | 0 | 0 | 0 | 0 | 0 | 0 | 0 | 0 | 0 | 0 | 0 | 0 | 0 | 0.45131 | 0 | 0.54519 | 0 | 6.1286 | 0 | 0.3675 | 0.6901 | 0 | 0 | 0 | 0 | 8.1827 | 0 | 0 | 0 | 0 | 0 | 0 | 0 | 0 | 0 | 0 | 0 | 0 | 0
8 | 26 | 15 | 7 | 1.7931 | 0 | 13.5789 | 0 | 0 | 0 | 0.0012057 | 0.80321 | 0 | 0 | 2.539 | 0 | 18.7154 | 0 | 0 | 0 | 0 | 0 | 0 | 0 | 0 | 0 | 0 | 0 | 0 | 0 | 0.45131 | 0 | 0.54519 | 0 | 6.529 | 0 | 0.315 | 0.6901 | 0 | 0 | 0 | 0 | 8.5306 | 0 | 0 | 0 | 0 | 0 | 0 | 0 | 0 | 0 | 0 | 0 | 0 | 0
8 | 26 | 16 | 7 | 1.7931 | 0 | 13.5789 | 0 | 0 | 0 | 0.0012057 | 0.7949 | 0 | 0 | 2.539 | 0 | 18.7071 | 0 | 0 | 0 | 0 | 0 | 0 | 0 | 0 | 0 | 0 | 0 | 0 | 0 | 0.45131 | 0 | 0.54519 | 0 | 6.5108 | 0 | 0.315 | 0.6901 | 0 | 0 | 0 | 0 | 8.5124 | 0 | 0 | 0 | 0 | 0 | 0 | 0 | 0 | 0 | 0 | 0 | 0 | 0
8 | 26 | 17 | 7 | 1.7931 | 0 | 13.5789 | 0 | 0 | 0 | 0.0012057 | 0.72193 | 0 | 0 | 3.9547 | 0 | 20.0498 | 0 | 0 | 0 | 0 | 0 | 0 | 0 | 0 | 0 | 0 | 0 | 0 | 0 | 0.45131 | 0 | 0.54519 | 0 | 5.9361 | 0 | 0.525 | 0.6901 | 0 | 0 | 0 | 0 | 8.1477 | 0 | 0 | 0 | 0 | 0 | 0 | 0 | 0 | 0 | 0 | 0 | 0 | 0
8 | 26 | 18 | 7 | 1.7931 | 0 | 9.8682 | 0 | 0 | 0 | 0.0012057 | 0.56391 | 0 | 0 | 3.9547 | 0 | 16.1811 | 0 | 0 | 0 | 0 | 0 | 0 | 0 | 0 | 0 | 0 | 0 | 0 | 0 | 0.45131 | 0 | 0.54519 | 0 | 4.0949 | 0 | 0.525 | 0.6901 | 0 | 0 | 0 | 0 | 6.3065 | 0 | 0 | 0 | 0 | 0 | 0 | 0 | 0 | 0 | 0 | 0 | 0 | 0
8 | 26 | 19 | 7 | 1.7931 | 0 | 2.4469 | 0 | 0 | 0 | 0.0012057 | 0.449 | 0 | 0 | 3.8749 | 0 | 8.5651 | 0 | 0 | 0 | 0 | 0 | 0 | 0 | 0 | 0 | 0 | 0 | 0 | 0 | 0.45131 | 0 | 0.88038 | 0 | 3.1894 | 0 | 0.42 | 0.6901 | 0 | 0 | 0 | 0 | 5.6312 | 0 | 0 | 0 | 0 | 0 | 0 | 0 | 0 | 0 | 0 | 0 | 0 | 0
8 | 26 | 20 | 7 | 1.7931 | 0 | 2.4469 | 0 | 0 | 0 | 0.0012057 | 0.41461 | 0 | 0 | 2.9566 | 0 | 7.6124 | 0 | 0 | 0 | 0 | 0 | 0 | 0 | 0 | 0 | 0 | 0 | 0 | 0 | 0.45131 | 0 | 1.1038 | 0 | 2.8226 | 0 | 0.3675 | 0.6901 | 0 | 0 | 0 | 0 | 5.4354 | 0 | 0 | 0 | 0 | 0 | 0 | 0 | 0 | 0 | 0 | 0 | 0 | 0
8 | 26 | 21 | 7 | 1.7931 | 0 | 2.4469 | 0 | 0 | 0 | 0.0012057 | 0.39101 | 0 | 0 | 3.7917 | 0 | 8.4239 | 0 | 0 | 0 | 0 | 0 | 0 | 0 | 0 | 0 | 0 | 0 | 0 | 0 | 0.45131 | 0 | 1.2156 | 0 | 2.5965 | 0 | 0.4725 | 0.6901 | 0 | 0 | 0 | 0 | 5.426 | 0 | 0 | 0 | 0 | 0 | 0 | 0 | 0 | 0 | 0 | 0 | 0 | 0
8 | 26 | 22 | 7 | 1.7931 | 0 | 2.4469 | 0 | 0 | 0 | 0.0012057 | 0.38409 | 0 | 0 | 2.5388 | 0 | 7.1641 | 0 | 0 | 0 | 0 | 0 | 0 | 0 | 0 | 0 | 0 | 0 | 0 | 0 | 0.45131 | 0 | 1.1038 | 0 | 2.5593 | 0 | 0.315 | 0.6901 | 0 | 0 | 0 | 0 | 5.1196 | 0 | 0 | 0 | 0 | 0 | 0 | 0 | 0 | 0 | 0 | 0 | 0 | 0
8 | 26 | 23 | 7 | 1.7931 | 0 | 2.4469 | 0 | 0 | 0 | 0.0012057 | 0.37688 | 0 | 0 | 0.45062 | 0 | 5.0687 | 0 | 0 | 0 | 0 | 0 | 0 | 0 | 0 | 0 | 0 | 0 | 0 | 0 | 0.45131 | 0 | 0.88038 | 0 | 2.5757 | 0 | 0.0525 | 0.6901 | 0 | 0 | 0 | 0 | 4.65 | 0 | 0 | 0 | 0 | 0 | 0 | 0 | 0 | 0 | 0 | 0 | 0 | 0
8 | 26 | 24 | 7 | 1.7931 | 0 | 2.4469 | 0 | 0 | 0 | 0.0012057 | 0.36837 | 0 | 0 | 0.45066 | 0 | 5.0602 | 0 | 0 | 0 | 0 | 0 | 0 | 0 | 0 | 0 | 0 | 0 | 0 | 0 | 0.45131 | 0 | 0.54519 | 0 | 2.4405 | 0 | 0.0525 | 0.6901 | 0 | 0 | 0 | 0 | 4.1796 | 0 | 0 | 0 | 0 | 0 | 0 | 0 | 0 | 0 | 0 | 0 | 0 | 0
8 | 27 | 1 | 1 | 1.7931 | 0 | 2.4469 | 0 | 0 | 0 | 0.0012057 | 0.35984 | 0 | 0 | 0.45076 | 0 | 5.0518 | 0 | 0 | 0 | 0 | 0 | 0 | 0 | 0 | 0 | 0 | 0 | 0 | 0 | 0.45131 | 0 | 0.32173 | 0 | 2.3712 | 0 | 0.0525 | 0.6901 | 0 | 0 | 0 | 0 | 3.8868 | 0 | 0 | 0 | 0 | 0 | 0 | 0 | 0 | 0 | 0 | 0 | 0 | 0
8 | 27 | 2 | 1 | 1.7931 | 0 | 2.4469 | 0 | 0 | 0 | 0.0012057 | 0.33622 | 0 | 0 | 0.45087 | 0 | 5.0283 | 0 | 0 | 0 | 0 | 0 | 0 | 0 | 0 | 0 | 0 | 0 | 0 | 0 | 0.45131 | 0 | 0.32173 | 0 | 2.1393 | 0 | 0.0525 | 0.6901 | 0 | 0 | 0 | 0 | 3.6549 | 0 | 0 | 0 | 0 | 0 | 0 | 0 | 0 | 0 | 0 | 0 | 0 | 0
8 | 27 | 3 | 1 | 1.7931 | 0 | 2.4469 | 0 | 0 | 0 | 0.0012057 | 0.32237 | 0 | 0 | 0.45094 | 0 | 5.0145 | 0 | 0 | 0 | 0 | 0 | 0 | 0 | 0 | 0 | 0 | 0 | 0 | 0 | 0.45131 | 0 | 0.32173 | 0 | 1.896 | 0 | 0.0525 | 0.6901 | 0 | 0 | 0 | 0 | 3.4116 | 0 | 0 | 0 | 0 | 0 | 0 | 0 | 0 | 0 | 0 | 0 | 0 | 0
8 | 27 | 4 | 1 | 1.7931 | 0 | 2.4469 | 0 | 0 | 0 | 0.0012057 | 0.30538 | 0 | 0 | 0.45098 | 0 | 4.9976 | 0 | 0 | 0 | 0 | 0 | 0 | 0 | 0 | 0 | 0 | 0 | 0 | 0 | 0.45131 | 0 | 0.32173 | 0 | 1.6884 | 0 | 0.0525 | 0.6901 | 0 | 0 | 0 | 0 | 3.204 | 0 | 0 | 0 | 0 | 0 | 0 | 0 | 0 | 0 | 0 | 0 | 0 | 0
8 | 27 | 5 | 1 | 1.7931 | 0 | 2.4469 | 0 | 0 | 0 | 0.0012057 | 0.29064 | 0 | 0 | 0.451 | 0 | 4.9829 | 0 | 0 | 0 | 0 | 0 | 0 | 0 | 0 | 0 | 0 | 0 | 0 | 0 | 0.45131 | 0 | 0.32173 | 0 | 1.5482 | 0 | 0.0525 | 0.6901 | 0 | 0 | 0 | 0 | 3.0638 | 0 | 0 | 0 | 0 | 0 | 0 | 0 | 0 | 0 | 0 | 0 | 0 | 0
8 | 27 | 6 | 1 | 1.7931 | 0 | 2.4469 | 0 | 0 | 0 | 0.0012057 | 0.26686 | 0 | 0 | 2.5391 | 0 | 7.0472 | 0 | 0 | 0 | 0 | 0 | 0 | 0 | 0 | 0 | 0 | 0 | 0 | 0 | 0.45131 | 0 | 0.54519 | 0 | 1.3451 | 0 | 0.315 | 0.6901 | 0 | 0 | 0 | 0 | 3.3467 | 0 | 0 | 0 | 0 | 0 | 0 | 0 | 0 | 0 | 0 | 0 | 0 | 0
8 | 27 | 7 | 1 | 1.7931 | 0 | 2.4469 | 0 | 0 | 0 | 0.0012057 | 0.28206 | 0 | 0 | 3.9547 | 0 | 8.478 | 0 | 0 | 0 | 0 | 0 | 0 | 0 | 0 | 0 | 0 | 0 | 0 | 0 | 0.45131 | 0 | 0.71279 | 0 | 1.3845 | 0 | 0.525 | 0.6901 | 0 | 0 | 0 | 0 | 3.7637 | 0 | 0 | 0 | 0 | 0 | 0 | 0 | 0 | 0 | 0 | 0 | 0 | 0
8 | 27 | 8 | 1 | 1.7931 | 0 | 13.5789 | 0 | 0 | 0 | 0.0012057 | 0.40072 | 0 | 0 | 3.6261 | 0 | 19.4 | 0 | 0 | 0 | 0 | 0 | 0 | 0 | 0 | 0 | 0 | 0 | 0 | 0 | 0.45131 | 0 | 0.71279 | 0 | 2.0645 | 0 | 0.42 | 0.6901 | 0 | 0 | 0 | 0 | 4.3387 | 0 | 0 | 0 | 0 | 0 | 0 | 0 | 0 | 0 | 0 | 0 | 0 | 0
8 | 27 | 9 | 1 | 1.7931 | 0 | 13.5789 | 0 | 0 | 0 | 0.0012057 | 0.44546 | 0 | 0 | 2.539 | 0 | 18.3577 | 0 | 0 | 0 | 0 | 0 | 0 | 0 | 0 | 0 | 0 | 0 | 0 | 0 | 0.45131 | 0 | 0.71279 | 0 | 2.4632 | 0 | 0.315 | 0.6901 | 0 | 0 | 0 | 0 | 4.6324 | 0 | 0 | 0 | 0 | 0 | 0 | 0 | 0 | 0 | 0 | 0 | 0 | 0
8 | 27 | 10 | 1 | 1.7931 | 0 | 13.5789 | 0 | 0 | 0 | 0.0012057 | 0.46176 | 0 | 0 | 2.539 | 0 | 18.3739 | 0 | 0 | 0 | 0 | 0 | 0 | 0 | 0 | 0 | 0 | 0 | 0 | 0 | 0.45131 | 0 | 0.71279 | 0 | 2.6358 | 0 | 0.315 | 0.6901 | 0 | 0 | 0 | 0 | 4.805 | 0 | 0 | 0 | 0 | 0 | 0 | 0 | 0 | 0 | 0 | 0 | 0 | 0
8 | 27 | 11 | 1 | 1.7931 | 0 | 13.5789 | 0 | 0 | 0 | 0.0012057 | 0.47395 | 0 | 0 | 2.9566 | 0 | 18.8037 | 0 | 0 | 0 | 0 | 0 | 0 | 0 | 0 | 0 | 0 | 0 | 0 | 0 | 0.45131 | 0 | 0.54519 | 0 | 2.7973 | 0 | 0.3675 | 0.6901 | 0 | 0 | 0 | 0 | 4.8514 | 0 | 0 | 0 | 0 | 0 | 0 | 0 | 0 | 0 | 0 | 0 | 0 | 0
8 | 27 | 12 | 1 | 1.7931 | 0 | 8.6313 | 0 | 0 | 0 | 0.0012057 | 0.54713 | 0 | 0 | 3.3742 | 0 | 14.347 | 0 | 0 | 0 | 0 | 0 | 0 | 0 | 0 | 0 | 0 | 0 | 0 | 0 | 0.45131 | 0 | 0.54519 | 0 | 3.3479 | 0 | 0.42 | 0.6901 | 0 | 0 | 0 | 0 | 5.4545 | 0 | 0 | 0 | 0 | 0 | 0 | 0 | 0 | 0 | 0 | 0 | 0 | 0
8 | 27 | 13 | 1 | 1.7931 | 0 | 13.5789 | 0 | 0 | 0 | 0.0012057 | 0.66493 | 0 | 0 | 2.9566 | 0 | 18.9947 | 0 | 0 | 0 | 0 | 0 | 0 | 0 | 0 | 0 | 0 | 0 | 0 | 0 | 0.45131 | 0 | 0.54519 | 0 | 4.1486 | 0 | 0.3675 | 0.6901 | 0 | 0 | 0 | 0 | 6.2027 | 0 | 0 | 0 | 0 | 0 | 0 | 0 | 0 | 0 | 0 | 0 | 0 | 0
8 | 27 | 14 | 1 | 1.7931 | 0 | 13.5789 | 0 | 0 | 0 | 0.0012057 | 0.72157 | 0 | 0 | 2.9566 | 0 | 19.0514 | 0 | 0 | 0 | 0 | 0 | 0 | 0 | 0 | 0 | 0 | 0 | 0 | 0 | 0.45131 | 0 | 0.54519 | 0 | 4.5679 | 0 | 0.3675 | 0.6901 | 0 | 0 | 0 | 0 | 6.622 | 0 | 0 | 0 | 0 | 0 | 0 | 0 | 0 | 0 | 0 | 0 | 0 | 0
8 | 27 | 15 | 1 | 1.7931 | 0 | 13.5789 | 0 | 0 | 0 | 0.0012057 | 0.72449 | 0 | 0 | 2.539 | 0 | 18.6367 | 0 | 0 | 0 | 0 | 0 | 0 | 0 | 0 | 0 | 0 | 0 | 0 | 0 | 0.45131 | 0 | 0.54519 | 0 | 4.5569 | 0 | 0.315 | 0.6901 | 0 | 0 | 0 | 0 | 6.5585 | 0 | 0 | 0 | 0 | 0 | 0 | 0 | 0 | 0 | 0 | 0 | 0 | 0
8 | 27 | 16 | 1 | 1.7931 | 0 | 13.5789 | 0 | 0 | 0 | 0.0012057 | 0.71708 | 0 | 0 | 2.5389 | 0 | 18.6292 | 0 | 0 | 0 | 0 | 0 | 0 | 0 | 0 | 0 | 0 | 0 | 0 | 0 | 0.45131 | 0 | 0.54519 | 0 | 4.5471 | 0 | 0.315 | 0.6901 | 0 | 0 | 0 | 0 | 6.5487 | 0 | 0 | 0 | 0 | 0 | 0 | 0 | 0 | 0 | 0 | 0 | 0 | 0
8 | 27 | 17 | 1 | 1.7931 | 0 | 13.5789 | 0 | 0 | 0 | 0.0012057 | 0.69242 | 0 | 0 | 3.9547 | 0 | 20.0203 | 0 | 0 | 0 | 0 | 0 | 0 | 0 | 0 | 0 | 0 | 0 | 0 | 0 | 0.45131 | 0 | 0.54519 | 0 | 4.6186 | 0 | 0.525 | 0.6901 | 0 | 0 | 0 | 0 | 6.8302 | 0 | 0 | 0 | 0 | 0 | 0 | 0 | 0 | 0 | 0 | 0 | 0 | 0
8 | 27 | 18 | 1 | 1.7931 | 0 | 9.8682 | 0 | 0 | 0 | 0.0012057 | 0.59751 | 0 | 0 | 3.9547 | 0 | 16.2147 | 0 | 0 | 0 | 0 | 0 | 0 | 0 | 0 | 0 | 0 | 0 | 0 | 0 | 0.45131 | 0 | 0.54519 | 0 | 4.0993 | 0 | 0.525 | 0.6901 | 0 | 0 | 0 | 0 | 6.3109 | 0 | 0 | 0 | 0 | 0 | 0 | 0 | 0 | 0 | 0 | 0 | 0 | 0
8 | 27 | 19 | 1 | 1.7931 | 0 | 2.4469 | 0 | 0 | 0 | 0.0012057 | 0.41558 | 0 | 0 | 3.8748 | 0 | 8.5316 | 0 | 0 | 0 | 0 | 0 | 0 | 0 | 0 | 0 | 0 | 0 | 0 | 0 | 0.45131 | 0 | 0.88038 | 0 | 2.7374 | 0 | 0.42 | 0.6901 | 0 | 0 | 0 | 0 | 5.1792 | 0 | 0 | 0 | 0 | 0 | 0 | 0 | 0 | 0 | 0 | 0 | 0 | 0
8 | 27 | 20 | 1 | 1.7931 | 0 | 2.4469 | 0 | 0 | 0 | 0.0012057 | 0.35891 | 0 | 0 | 2.9565 | 0 | 7.5567 | 0 | 0 | 0 | 0 | 0 | 0 | 0 | 0 | 0 | 0 | 0 | 0 | 0 | 0.45131 | 0 | 1.1038 | 0 | 2.29 | 0 | 0.3675 | 0.6901 | 0 | 0 | 0 | 0 | 4.9028 | 0 | 0 | 0 | 0 | 0 | 0 | 0 | 0 | 0 | 0 | 0 | 0 | 0
8 | 27 | 21 | 1 | 1.7931 | 0 | 2.4469 | 0 | 0 | 0 | 0.0012057 | 0.32211 | 0 | 0 | 3.7917 | 0 | 8.355 | 0 | 0 | 0 | 0 | 0 | 0 | 0 | 0 | 0 | 0 | 0 | 0 | 0 | 0.45131 | 0 | 1.2156 | 0 | 1.9494 | 0 | 0.4725 | 0.6901 | 0 | 0 | 0 | 0 | 4.7789 | 0 | 0 | 0 | 0 | 0 | 0 | 0 | 0 | 0 | 0 | 0 | 0 | 0
8 | 27 | 22 | 1 | 1.7931 | 0 | 2.4469 | 0 | 0 | 0 | 0.0012057 | 0.30042 | 0 | 0 | 2.5387 | 0 | 7.0804 | 0 | 0 | 0 | 0 | 0 | 0 | 0 | 0 | 0 | 0 | 0 | 0 | 0 | 0.45131 | 0 | 1.1038 | 0 | 1.7773 | 0 | 0.315 | 0.6901 | 0 | 0 | 0 | 0 | 4.3376 | 0 | 0 | 0 | 0 | 0 | 0 | 0 | 0 | 0 | 0 | 0 | 0 | 0
8 | 27 | 23 | 1 | 1.7931 | 0 | 2.4469 | 0 | 0 | 0 | 0.0012057 | 0.2925 | 0 | 0 | 0.45062 | 0 | 4.9843 | 0 | 0 | 0 | 0 | 0 | 0 | 0 | 0 | 0 | 0 | 0 | 0 | 0 | 0.45131 | 0 | 0.88038 | 0 | 1.712 | 0 | 0.0525 | 0.6901 | 0 | 0 | 0 | 0 | 3.7863 | 0 | 0 | 0 | 0 | 0 | 0 | 0 | 0 | 0 | 0 | 0 | 0 | 0
8 | 27 | 24 | 1 | 1.7931 | 0 | 2.4469 | 0 | 0 | 0 | 0.0012057 | 0.27708 | 0 | 0 | 0.45067 | 0 | 4.969 | 0 | 0 | 0 | 0 | 0 | 0 | 0 | 0 | 0 | 0 | 0 | 0 | 0 | 0.45131 | 0 | 0.54519 | 0 | 1.5918 | 0 | 0.0525 | 0.6901 | 0 | 0 | 0 | 0 | 3.3309 | 0 | 0 | 0 | 0 | 0 | 0 | 0 | 0 | 0 | 0 | 0 | 0 | 0
8 | 28 | 1 | 2 | 1.7931 | 0 | 2.4469 | 0 | 0 | 0 | 0.0012057 | 0.27074 | 0 | 0 | 0.45078 | 0 | 4.9627 | 0 | 0 | 0 | 0 | 0 | 0 | 0 | 0 | 0 | 0 | 0 | 0 | 0 | 0.45131 | 0 | 0.32173 | 0 | 1.5204 | 0 | 0.0525 | 0.6901 | 0 | 0 | 0 | 0 | 3.036 | 0 | 0 | 0 | 0 | 0 | 0 | 0 | 0 | 0 | 0 | 0 | 0 | 0
8 | 28 | 2 | 2 | 1.7931 | 0 | 2.4469 | 0 | 0 | 0 | 0.0012057 | 0.25647 | 0 | 0 | 0.4509 | 0 | 4.9486 | 0 | 0 | 0 | 0 | 0 | 0 | 0 | 0 | 0 | 0 | 0 | 0 | 0 | 0.45131 | 0 | 0.32173 | 0 | 1.4112 | 0 | 0.0525 | 0.6901 | 0 | 0 | 0 | 0 | 2.9268 | 0 | 0 | 0 | 0 | 0 | 0 | 0 | 0 | 0 | 0 | 0 | 0 | 0
8 | 28 | 3 | 2 | 1.7931 | 0 | 2.4469 | 0 | 0 | 0 | 0.0012057 | 0.24113 | 0 | 0 | 0.45097 | 0 | 4.9333 | 0 | 0 | 0 | 0 | 0 | 0 | 0 | 0 | 0 | 0 | 0 | 0 | 0 | 0.45131 | 0 | 0.32173 | 0 | 1.3451 | 0 | 0.0525 | 0.6901 | 0 | 0 | 0 | 0 | 2.8607 | 0 | 0 | 0 | 0 | 0 | 0 | 0 | 0 | 0 | 0 | 0 | 0 | 0
8 | 28 | 4 | 2 | 1.7931 | 0 | 2.4469 | 0 | 0 | 0 | 0.0012057 | 0.23479 | 0 | 0 | 0.45102 | 0 | 4.927 | 0 | 0 | 0 | 0 | 0 | 0 | 0 | 0 | 0 | 0 | 0 | 0 | 0 | 0.45131 | 0 | 0.32173 | 0 | 1.3302 | 0 | 0.0525 | 0.6901 | 0 | 0 | 0 | 0 | 2.8458 | 0 | 0 | 0 | 0 | 0 | 0 | 0 | 0 | 0 | 0 | 0 | 0 | 0
8 | 28 | 5 | 2 | 1.7931 | 0 | 2.4469 | 0 | 0 | 0 | 0.0012057 | 0.21954 | 0 | 0 | 0.45105 | 0 | 4.9118 | 0 | 0 | 0 | 0 | 0 | 0 | 0 | 0 | 0 | 0 | 0 | 0 | 0 | 0.45131 | 0 | 0.32173 | 0 | 1.2267 | 0 | 0.0525 | 0.6901 | 0 | 0 | 0 | 0 | 2.7423 | 0 | 0 | 0 | 0 | 0 | 0 | 0 | 0 | 0 | 0 | 0 | 0 | 0
8 | 28 | 6 | 2 | 1.7931 | 0 | 2.4469 | 0 | 0 | 0 | 0.0012057 | 0.20412 | 0 | 0 | 2.5392 | 0 | 6.9845 | 0 | 0 | 0 | 0 | 0 | 0 | 0 | 0 | 0 | 0 | 0 | 0 | 0 | 0.45131 | 0 | 0.54519 | 0 | 1.1127 | 0 | 0.315 | 0.6901 | 0 | 0 | 0 | 0 | 3.1143 | 0 | 0 | 0 | 0 | 0 | 0 | 0 | 0 | 0 | 0 | 0 | 0 | 0
8 | 28 | 7 | 2 | 1.7931 | 0 | 2.4469 | 0 | 0 | 0 | 0.0012057 | 0.22081 | 0 | 0 | 3.9548 | 0 | 8.4168 | 0 | 0 | 0 | 0 | 0 | 0 | 0 | 0 | 0 | 0 | 0 | 0 | 0 | 0.45131 | 0 | 0.71279 | 0 | 1.2063 | 0 | 0.525 | 0.6901 | 0 | 0 | 0 | 0 | 3.5855 | 0 | 0 | 0 | 0 | 0 | 0 | 0 | 0 | 0 | 0 | 0 | 0 | 0
8 | 28 | 8 | 2 | 1.7931 | 0 | 13.5789 | 0 | 0 | 0 | 0.0012057 | 0.39012 | 0 | 0 | 3.6262 | 0 | 19.3895 | 0 | 0 | 0 | 0 | 0 | 0 | 0 | 0 | 0 | 0 | 0 | 0 | 0 | 0.45131 | 0 | 0.71279 | 0 | 2.3617 | 0 | 0.42 | 0.6901 | 0 | 0 | 0 | 0 | 4.636 | 0 | 0 | 0 | 0 | 0 | 0 | 0 | 0 | 0 | 0 | 0 | 0 | 0
8 | 28 | 9 | 2 | 1.7931 | 0 | 13.5789 | 0 | 0 | 0 | 0.0012057 | 0.45691 | 0 | 0 | 2.5391 | 0 | 18.3692 | 0 | 0 | 0 | 0 | 0 | 0 | 0 | 0 | 0 | 0 | 0 | 0 | 0 | 0.45131 | 0 | 0.71279 | 0 | 2.9099 | 0 | 0.315 | 0.6901 | 0 | 0 | 0 | 0 | 5.0791 | 0 | 0 | 0 | 0 | 0 | 0 | 0 | 0 | 0 | 0 | 0 | 0 | 0
8 | 28 | 10 | 2 | 1.7931 | 0 | 13.5789 | 0 | 0 | 0 | 0.0012057 | 0.49978 | 0 | 0 | 2.539 | 0 | 18.412 | 0 | 0 | 0 | 0 | 0 | 0 | 0 | 0 | 0 | 0 | 0 | 0 | 0 | 0.45131 | 0 | 0.71279 | 0 | 3.2634 | 0 | 0.315 | 0.6901 | 0 | 0 | 0 | 0 | 5.4326 | 0 | 0 | 0 | 0 | 0 | 0 | 0 | 0 | 0 | 0 | 0 | 0 | 0
8 | 28 | 11 | 2 | 1.7931 | 0 | 13.5789 | 0 | 0 | 0 | 0.0012057 | 0.51888 | 0 | 0 | 2.9566 | 0 | 18.8487 | 0 | 0 | 0 | 0 | 0 | 0 | 0 | 0 | 0 | 0 | 0 | 0 | 0 | 0.45131 | 0 | 0.54519 | 0 | 3.4151 | 0 | 0.3675 | 0.6901 | 0 | 0 | 0 | 0 | 5.4692 | 0 | 0 | 0 | 0 | 0 | 0 | 0 | 0 | 0 | 0 | 0 | 0 | 0
8 | 28 | 12 | 2 | 1.7931 | 0 | 8.6313 | 0 | 0 | 0 | 0.0012057 | 0.56825 | 0 | 0 | 3.3743 | 0 | 14.3682 | 0 | 0 | 0 | 0 | 0 | 0 | 0 | 0 | 0 | 0 | 0 | 0 | 0 | 0.45131 | 0 | 0.54519 | 0 | 3.7618 | 0 | 0.42 | 0.6901 | 0 | 0 | 0 | 0 | 5.8684 | 0 | 0 | 0 | 0 | 0 | 0 | 0 | 0 | 0 | 0 | 0 | 0 | 0
8 | 28 | 13 | 2 | 1.7931 | 0 | 13.5789 | 0 | 0 | 0 | 0.0012057 | 0.66122 | 0 | 0 | 2.9567 | 0 | 18.9911 | 0 | 0 | 0 | 0 | 0 | 0 | 0 | 0 | 0 | 0 | 0 | 0 | 0 | 0.45131 | 0 | 0.54519 | 0 | 4.4462 | 0 | 0.3675 | 0.6901 | 0 | 0 | 0 | 0 | 6.5003 | 0 | 0 | 0 | 0 | 0 | 0 | 0 | 0 | 0 | 0 | 0 | 0 | 0
8 | 28 | 14 | 2 | 1.7931 | 0 | 13.5789 | 0 | 0 | 0 | 0.0012057 | 0.69028 | 0 | 0 | 2.9566 | 0 | 19.0201 | 0 | 0 | 0 | 0 | 0 | 0 | 0 | 0 | 0 | 0 | 0 | 0 | 0 | 0.45131 | 0 | 0.54519 | 0 | 4.6246 | 0 | 0.3675 | 0.6901 | 0 | 0 | 0 | 0 | 6.6788 | 0 | 0 | 0 | 0 | 0 | 0 | 0 | 0 | 0 | 0 | 0 | 0 | 0
8 | 28 | 15 | 2 | 1.7931 | 0 | 13.5789 | 0 | 0 | 0 | 0.0012057 | 0.57815 | 0 | 0 | 2.539 | 0 | 18.4904 | 0 | 0 | 0 | 0 | 0 | 0 | 0 | 0 | 0 | 0 | 0 | 0 | 0 | 0.45131 | 0 | 0.54519 | 0 | 3.7451 | 0 | 0.315 | 0.6901 | 0 | 0 | 0 | 0 | 5.7467 | 0 | 0 | 0 | 0 | 0 | 0 | 0 | 0 | 0 | 0 | 0 | 0 | 0
8 | 28 | 16 | 2 | 1.7931 | 0 | 13.5789 | 0 | 0 | 0 | 0.0012057 | 0.53012 | 0 | 0 | 2.5391 | 0 | 18.4424 | 0 | 0 | 0 | 0 | 0 | 0 | 0 | 0 | 0 | 0 | 0 | 0 | 0 | 0.45131 | 0 | 0.54519 | 0 | 3.4727 | 0 | 0.315 | 0.6901 | 0 | 0 | 0 | 0 | 5.4743 | 0 | 0 | 0 | 0 | 0 | 0 | 0 | 0 | 0 | 0 | 0 | 0 | 0
8 | 28 | 17 | 2 | 1.7931 | 0 | 13.5789 | 0 | 0 | 0 | 0.0012057 | 0.49708 | 0 | 0 | 3.9547 | 0 | 19.825 | 0 | 0 | 0 | 0 | 0 | 0 | 0 | 0 | 0 | 0 | 0 | 0 | 0 | 0.45131 | 0 | 0.54519 | 0 | 3.335 | 0 | 0.525 | 0.6901 | 0 | 0 | 0 | 0 | 5.5466 | 0 | 0 | 0 | 0 | 0 | 0 | 0 | 0 | 0 | 0 | 0 | 0 | 0
8 | 28 | 18 | 2 | 1.7931 | 0 | 9.8682 | 0 | 0 | 0 | 0.0012057 | 0.41975 | 0 | 0 | 3.9547 | 0 | 16.037 | 0 | 0 | 0 | 0 | 0 | 0 | 0 | 0 | 0 | 0 | 0 | 0 | 0 | 0.45131 | 0 | 0.54519 | 0 | 2.8082 | 0 | 0.525 | 0.6901 | 0 | 0 | 0 | 0 | 5.0198 | 0 | 0 | 0 | 0 | 0 | 0 | 0 | 0 | 0 | 0 | 0 | 0 | 0
8 | 28 | 19 | 2 | 1.7931 | 0 | 2.4469 | 0 | 0 | 0 | 0.0012057 | 0.28542 | 0 | 0 | 3.8751 | 0 | 8.4017 | 0 | 0 | 0 | 0 | 0 | 0 | 0 | 0 | 0 | 0 | 0 | 0 | 0 | 0.45131 | 0 | 0.88038 | 0 | 1.8025 | 0 | 0.42 | 0.6901 | 0 | 0 | 0 | 0 | 4.2443 | 0 | 0 | 0 | 0 | 0 | 0 | 0 | 0 | 0 | 0 | 0 | 0 | 0
8 | 28 | 20 | 2 | 1.7931 | 0 | 2.4469 | 0 | 0 | 0 | 0.0012057 | 0.24335 | 0 | 0 | 2.9567 | 0 | 7.4413 | 0 | 0 | 0 | 0 | 0 | 0 | 0 | 0 | 0 | 0 | 0 | 0 | 0 | 0.45131 | 0 | 1.1038 | 0 | 1.4441 | 0 | 0.3675 | 0.6901 | 0 | 0 | 0 | 0 | 4.0568 | 0 | 0 | 0 | 0 | 0 | 0 | 0 | 0 | 0 | 0 | 0 | 0 | 0
8 | 28 | 21 | 2 | 1.7931 | 0 | 2.4469 | 0 | 0 | 0 | 0.0012057 | 0.22436 | 0 | 0 | 3.7919 | 0 | 8.2575 | 0 | 0 | 0 | 0 | 0 | 0 | 0 | 0 | 0 | 0 | 0 | 0 | 0 | 0.45131 | 0 | 1.2156 | 0 | 1.281 | 0 | 0.4725 | 0.6901 | 0 | 0 | 0 | 0 | 4.1105 | 0 | 0 | 0 | 0 | 0 | 0 | 0 | 0 | 0 | 0 | 0 | 0 | 0
8 | 28 | 22 | 2 | 1.7931 | 0 | 2.4469 | 0 | 0 | 0 | 0.0012057 | 0.21063 | 0 | 0 | 2.5389 | 0 | 6.9908 | 0 | 0 | 0 | 0 | 0 | 0 | 0 | 0 | 0 | 0 | 0 | 0 | 0 | 0.45131 | 0 | 1.1038 | 0 | 1.1717 | 0 | 0.315 | 0.6901 | 0 | 0 | 0 | 0 | 3.7319 | 0 | 0 | 0 | 0 | 0 | 0 | 0 | 0 | 0 | 0 | 0 | 0 | 0
8 | 28 | 23 | 2 | 1.7931 | 0 | 2.4469 | 0 | 0 | 0 | 0.0012057 | 0.20756 | 0 | 0 | 0.45082 | 0 | 4.8996 | 0 | 0 | 0 | 0 | 0 | 0 | 0 | 0 | 0 | 0 | 0 | 0 | 0 | 0.45131 | 0 | 0.88038 | 0 | 1.1365 | 0 | 0.0525 | 0.6901 | 0 | 0 | 0 | 0 | 3.2108 | 0 | 0 | 0 | 0 | 0 | 0 | 0 | 0 | 0 | 0 | 0 | 0 | 0
8 | 28 | 24 | 2 | 1.7931 | 0 | 2.4469 | 0 | 0 | 0 | 0.0012057 | 0.21108 | 0 | 0 | 0.45087 | 0 | 4.9032 | 0 | 0 | 0 | 0 | 0 | 0 | 0 | 0 | 0 | 0 | 0 | 0 | 0 | 0.45131 | 0 | 0.54519 | 0 | 1.1323 | 0 | 0.0525 | 0.6901 | 0 | 0 | 0 | 0 | 2.8714 | 0 | 0 | 0 | 0 | 0 | 0 | 0 | 0 | 0 | 0 | 0 | 0 | 0
8 | 29 | 1 | 3 | 1.7931 | 0 | 2.4469 | 0 | 0 | 0 | 0.0012057 | 0.19797 | 0 | 0 | 0.45097 | 0 | 4.8902 | 0 | 0 | 0 | 0 | 0 | 0 | 0 | 0 | 0 | 0 | 0 | 0 | 0 | 0.45131 | 0 | 0.32173 | 0 | 1.0138 | 0 | 0.0525 | 0.6901 | 0 | 0 | 0 | 0 | 2.5295 | 0 | 0 | 0 | 0 | 0 | 0 | 0 | 0 | 0 | 0 | 0 | 0 | 0
8 | 29 | 2 | 3 | 1.7931 | 0 | 2.4469 | 0 | 0 | 0 | 0.0012057 | 0.19107 | 0 | 0 | 0.4511 | 0 | 4.8834 | 0 | 0 | 0 | 0 | 0 | 0 | 0 | 0 | 0 | 0 | 0 | 0 | 0 | 0.45131 | 0 | 0.32173 | 0 | 0.96948 | 0 | 0.0525 | 0.6901 | 0 | 0 | 0 | 0 | 2.4851 | 0 | 0 | 0 | 0 | 0 | 0 | 0 | 0 | 0 | 0 | 0 | 0 | 0
8 | 29 | 3 | 3 | 1.7931 | 0 | 2.4469 | 0 | 0 | 0 | 0.0012057 | 0.17888 | 0 | 0 | 0.45117 | 0 | 4.8713 | 0 | 0 | 0 | 0 | 0 | 0 | 0 | 0 | 0 | 0 | 0 | 0 | 0 | 0.45131 | 0 | 0.32173 | 0 | 0.87896 | 0 | 0.0525 | 0.6901 | 0 | 0 | 0 | 0 | 2.3946 | 0 | 0 | 0 | 0 | 0 | 0 | 0 | 0 | 0 | 0 | 0 | 0 | 0
8 | 29 | 4 | 3 | 1.7931 | 0 | 2.4469 | 0 | 0 | 0 | 0.0012057 | 0.17 | 0 | 0 | 0.45122 | 0 | 4.8624 | 0 | 0 | 0 | 0 | 0 | 0 | 0 | 0 | 0 | 0 | 0 | 0 | 0 | 0.45131 | 0 | 0.32173 | 0 | 0.81062 | 0 | 0.0525 | 0.6901 | 0 | 0 | 0 | 0 | 2.3263 | 0 | 0 | 0 | 0 | 0 | 0 | 0 | 0 | 0 | 0 | 0 | 0 | 0
8 | 29 | 5 | 3 | 1.7931 | 0 | 2.4469 | 0 | 0 | 0 | 0.0012057 | 0.16571 | 0 | 0 | 0.45125 | 0 | 4.8582 | 0 | 0 | 0 | 0 | 0 | 0 | 0 | 0 | 0 | 0 | 0 | 0 | 0 | 0.45131 | 0 | 0.32173 | 0 | 0.78287 | 0 | 0.0525 | 0.6901 | 0 | 0 | 0 | 0 | 2.2985 | 0 | 0 | 0 | 0 | 0 | 0 | 0 | 0 | 0 | 0 | 0 | 0 | 0
8 | 29 | 6 | 3 | 1.7931 | 0 | 2.4469 | 0 | 0 | 0 | 0.0012057 | 0.16562 | 0 | 0 | 2.5394 | 0 | 6.9462 | 0 | 0 | 0 | 0 | 0 | 0 | 0 | 0 | 0 | 0 | 0 | 0 | 0 | 0.45131 | 0 | 0.54519 | 0 | 0.76059 | 0 | 0.315 | 0.6901 | 0 | 0 | 0 | 0 | 2.7622 | 0 | 0 | 0 | 0 | 0 | 0 | 0 | 0 | 0 | 0 | 0 | 0 | 0
8 | 29 | 7 | 3 | 1.7931 | 0 | 2.4469 | 0 | 0 | 0 | 0.0012057 | 0.21701 | 0 | 0 | 3.9549 | 0 | 8.4131 | 0 | 0 | 0 | 0 | 0 | 0 | 0 | 0 | 0 | 0 | 0 | 0 | 0 | 0.45131 | 0 | 0.71279 | 0 | 1.0262 | 0 | 0.525 | 0.6901 | 0 | 0 | 0 | 0 | 3.4054 | 0 | 0 | 0 | 0 | 0 | 0 | 0 | 0 | 0 | 0 | 0 | 0 | 0
8 | 29 | 8 | 3 | 1.7931 | 0 | 13.5789 | 0 | 0 | 0 | 0.0012057 | 0.39135 | 0 | 0 | 3.6265 | 0 | 19.391 | 0 | 0 | 0 | 0 | 0 | 0 | 0 | 0 | 0 | 0 | 0 | 0 | 0 | 0.45131 | 0 | 0.71279 | 0 | 2.0855 | 0 | 0.42 | 0.6901 | 0 | 0 | 0 | 0 | 4.3597 | 0 | 0 | 0 | 0 | 0 | 0 | 0 | 0 | 0 | 0 | 0 | 0 | 0
8 | 29 | 9 | 3 | 1.7931 | 0 | 13.5789 | 0 | 0 | 0 | 0.0012057 | 0.44445 | 0 | 0 | 2.5392 | 0 | 18.3569 | 0 | 0 | 0 | 0 | 0 | 0 | 0 | 0 | 0 | 0 | 0 | 0 | 0 | 0.45131 | 0 | 0.71279 | 0 | 2.5486 | 0 | 0.315 | 0.6901 | 0 | 0 | 0 | 0 | 4.7179 | 0 | 0 | 0 | 0 | 0 | 0 | 0 | 0 | 0 | 0 | 0 | 0 | 0
8 | 29 | 10 | 3 | 1.7931 | 0 | 13.5789 | 0 | 0 | 0 | 0.0012057 | 0.48308 | 0 | 0 | 2.5392 | 0 | 18.3955 | 0 | 0 | 0 | 0 | 0 | 0 | 0 | 0 | 0 | 0 | 0 | 0 | 0 | 0.45131 | 0 | 0.71279 | 0 | 2.8899 | 0 | 0.315 | 0.6901 | 0 | 0 | 0 | 0 | 5.0591 | 0 | 0 | 0 | 0 | 0 | 0 | 0 | 0 | 0 | 0 | 0 | 0 | 0
8 | 29 | 11 | 3 | 1.7931 | 0 | 13.5789 | 0 | 0 | 0 | 0.0012057 | 0.58051 | 0 | 0 | 2.9568 | 0 | 18.9105 | 0 | 0 | 0 | 0 | 0 | 0 | 0 | 0 | 0 | 0 | 0 | 0 | 0 | 0.45131 | 0 | 0.54519 | 0 | 3.7518 | 0 | 0.3675 | 0.6901 | 0 | 0 | 0 | 0 | 5.8059 | 0 | 0 | 0 | 0 | 0 | 0 | 0 | 0 | 0 | 0 | 0 | 0 | 0
8 | 29 | 12 | 3 | 1.7931 | 0 | 8.6313 | 0 | 0 | 0 | 0.0012057 | 0.57784 | 0 | 0 | 3.3745 | 0 | 14.378 | 0 | 0 | 0 | 0 | 0 | 0 | 0 | 0 | 0 | 0 | 0 | 0 | 0 | 0.45131 | 0 | 0.54519 | 0 | 3.8283 | 0 | 0.42 | 0.6901 | 0 | 0 | 0 | 0 | 5.9348 | 0 | 0 | 0 | 0 | 0 | 0 | 0 | 0 | 0 | 0 | 0 | 0 | 0
8 | 29 | 13 | 3 | 1.7931 | 0 | 13.5789 | 0 | 0 | 0 | 0.0012057 | 0.61064 | 0 | 0 | 2.9569 | 0 | 18.9407 | 0 | 0 | 0 | 0 | 0 | 0 | 0 | 0 | 0 | 0 | 0 | 0 | 0 | 0.45131 | 0 | 0.54519 | 0 | 4.2449 | 0 | 0.3675 | 0.6901 | 0 | 0 | 0 | 0 | 6.299 | 0 | 0 | 0 | 0 | 0 | 0 | 0 | 0 | 0 | 0 | 0 | 0 | 0
8 | 29 | 14 | 3 | 1.7931 | 0 | 13.5789 | 0 | 0 | 0 | 0.0012057 | 0.65981 | 0 | 0 | 2.9569 | 0 | 18.9899 | 0 | 0 | 0 | 0 | 0 | 0 | 0 | 0 | 0 | 0 | 0 | 0 | 0 | 0.45131 | 0 | 0.54519 | 0 | 4.6843 | 0 | 0.3675 | 0.6901 | 0 | 0 | 0 | 0 | 6.7384 | 0 | 0 | 0 | 0 | 0 | 0 | 0 | 0 | 0 | 0 | 0 | 0 | 0
8 | 29 | 15 | 3 | 1.7931 | 0 | 13.5789 | 0 | 0 | 0 | 0.0012057 | 0.6247 | 0 | 0 | 2.5392 | 0 | 18.5371 | 0 | 0 | 0 | 0 | 0 | 0 | 0 | 0 | 0 | 0 | 0 | 0 | 0 | 0.45131 | 0 | 0.54519 | 0 | 4.3126 | 0 | 0.315 | 0.6901 | 0 | 0 | 0 | 0 | 6.3142 | 0 | 0 | 0 | 0 | 0 | 0 | 0 | 0 | 0 | 0 | 0 | 0 | 0
8 | 29 | 16 | 3 | 1.7931 | 0 | 13.5789 | 0 | 0 | 0 | 0.0012057 | 0.62027 | 0 | 0 | 2.5393 | 0 | 18.5328 | 0 | 0 | 0 | 0 | 0 | 0 | 0 | 0 | 0 | 0 | 0 | 0 | 0 | 0.45131 | 0 | 0.54519 | 0 | 4.3088 | 0 | 0.315 | 0.6901 | 0 | 0 | 0 | 0 | 6.3105 | 0 | 0 | 0 | 0 | 0 | 0 | 0 | 0 | 0 | 0 | 0 | 0 | 0
8 | 29 | 17 | 3 | 1.7931 | 0 | 13.5789 | 0 | 0 | 0 | 0.0012057 | 0.60335 | 0 | 0 | 3.9548 | 0 | 19.9314 | 0 | 0 | 0 | 0 | 0 | 0 | 0 | 0 | 0 | 0 | 0 | 0 | 0 | 0.45131 | 0 | 0.54519 | 0 | 4.3848 | 0 | 0.525 | 0.6901 | 0 | 0 | 0 | 0 | 6.5964 | 0 | 0 | 0 | 0 | 0 | 0 | 0 | 0 | 0 | 0 | 0 | 0 | 0
8 | 29 | 18 | 3 | 1.7931 | 0 | 9.8682 | 0 | 0 | 0 | 0.0012057 | 0.52155 | 0 | 0 | 3.9548 | 0 | 16.1389 | 0 | 0 | 0 | 0 | 0 | 0 | 0 | 0 | 0 | 0 | 0 | 0 | 0 | 0.45131 | 0 | 0.54519 | 0 | 3.8326 | 0 | 0.525 | 0.6901 | 0 | 0 | 0 | 0 | 6.0442 | 0 | 0 | 0 | 0 | 0 | 0 | 0 | 0 | 0 | 0 | 0 | 0 | 0
8 | 29 | 19 | 3 | 1.7931 | 0 | 2.4469 | 0 | 0 | 0 | 0.0012057 | 0.37398 | 0 | 0 | 3.8754 | 0 | 8.4906 | 0 | 0 | 0 | 0 | 0 | 0 | 0 | 0 | 0 | 0 | 0 | 0 | 0 | 0.45131 | 0 | 0.88038 | 0 | 2.5564 | 0 | 0.42 | 0.6901 | 0 | 0 | 0 | 0 | 4.9981 | 0 | 0 | 0 | 0 | 0 | 0 | 0 | 0 | 0 | 0 | 0 | 0 | 0
8 | 29 | 20 | 3 | 1.7931 | 0 | 2.4469 | 0 | 0 | 0 | 0.0012057 | 0.32235 | 0 | 0 | 2.9569 | 0 | 7.5204 | 0 | 0 | 0 | 0 | 0 | 0 | 0 | 0 | 0 | 0 | 0 | 0 | 0 | 0.45131 | 0 | 1.1038 | 0 | 2.0585 | 0 | 0.3675 | 0.6901 | 0 | 0 | 0 | 0 | 4.6712 | 0 | 0 | 0 | 0 | 0 | 0 | 0 | 0 | 0 | 0 | 0 | 0 | 0
8 | 29 | 21 | 3 | 1.7931 | 0 | 2.4469 | 0 | 0 | 0 | 0.0012057 | 0.29955 | 0 | 0 | 3.792 | 0 | 8.3328 | 0 | 0 | 0 | 0 | 0 | 0 | 0 | 0 | 0 | 0 | 0 | 0 | 0 | 0.45131 | 0 | 1.2156 | 0 | 1.8295 | 0 | 0.4725 | 0.6901 | 0 | 0 | 0 | 0 | 4.659 | 0 | 0 | 0 | 0 | 0 | 0 | 0 | 0 | 0 | 0 | 0 | 0 | 0
8 | 29 | 22 | 3 | 1.7931 | 0 | 2.4469 | 0 | 0 | 0 | 0.0012057 | 0.28474 | 0 | 0 | 2.5391 | 0 | 7.0651 | 0 | 0 | 0 | 0 | 0 | 0 | 0 | 0 | 0 | 0 | 0 | 0 | 0 | 0.45131 | 0 | 1.1038 | 0 | 1.687 | 0 | 0.315 | 0.6901 | 0 | 0 | 0 | 0 | 4.2473 | 0 | 0 | 0 | 0 | 0 | 0 | 0 | 0 | 0 | 0 | 0 | 0 | 0
8 | 29 | 23 | 3 | 1.7931 | 0 | 2.4469 | 0 | 0 | 0 | 0.0012057 | 0.27635 | 0 | 0 | 0.45099 | 0 | 4.9686 | 0 | 0 | 0 | 0 | 0 | 0 | 0 | 0 | 0 | 0 | 0 | 0 | 0 | 0.45131 | 0 | 0.88038 | 0 | 1.63 | 0 | 0.0525 | 0.6901 | 0 | 0 | 0 | 0 | 3.7043 | 0 | 0 | 0 | 0 | 0 | 0 | 0 | 0 | 0 | 0 | 0 | 0 | 0
8 | 29 | 24 | 3 | 1.7931 | 0 | 2.4469 | 0 | 0 | 0 | 0.0012057 | 0.27348 | 0 | 0 | 0.45104 | 0 | 4.9657 | 0 | 0 | 0 | 0 | 0 | 0 | 0 | 0 | 0 | 0 | 0 | 0 | 0 | 0.45131 | 0 | 0.54519 | 0 | 1.5856 | 0 | 0.0525 | 0.6901 | 0 | 0 | 0 | 0 | 3.3247 | 0 | 0 | 0 | 0 | 0 | 0 | 0 | 0 | 0 | 0 | 0 | 0 | 0
8 | 30 | 1 | 4 | 1.7931 | 0 | 2.4469 | 0 | 0 | 0 | 0.0012057 | 0.26173 | 0 | 0 | 0.45116 | 0 | 4.9541 | 0 | 0 | 0 | 0 | 0 | 0 | 0 | 0 | 0 | 0 | 0 | 0 | 0 | 0.45131 | 0 | 0.32173 | 0 | 1.4628 | 0 | 0.0525 | 0.6901 | 0 | 0 | 0 | 0 | 2.9784 | 0 | 0 | 0 | 0 | 0 | 0 | 0 | 0 | 0 | 0 | 0 | 0 | 0
8 | 30 | 2 | 4 | 1.7931 | 0 | 2.4469 | 0 | 0 | 0 | 0.0012057 | 0.25599 | 0 | 0 | 0.45128 | 0 | 4.9485 | 0 | 0 | 0 | 0 | 0 | 0 | 0 | 0 | 0 | 0 | 0 | 0 | 0 | 0.45131 | 0 | 0.32173 | 0 | 1.4237 | 0 | 0.0525 | 0.6901 | 0 | 0 | 0 | 0 | 2.9394 | 0 | 0 | 0 | 0 | 0 | 0 | 0 | 0 | 0 | 0 | 0 | 0 | 0
8 | 30 | 3 | 4 | 1.7931 | 0 | 2.4469 | 0 | 0 | 0 | 0.0012057 | 0.24865 | 0 | 0 | 0.45134 | 0 | 4.9412 | 0 | 0 | 0 | 0 | 0 | 0 | 0 | 0 | 0 | 0 | 0 | 0 | 0 | 0.45131 | 0 | 0.32173 | 0 | 1.3573 | 0 | 0.0525 | 0.6901 | 0 | 0 | 0 | 0 | 2.8729 | 0 | 0 | 0 | 0 | 0 | 0 | 0 | 0 | 0 | 0 | 0 | 0 | 0
8 | 30 | 4 | 4 | 1.7931 | 0 | 2.4469 | 0 | 0 | 0 | 0.0012057 | 0.24086 | 0 | 0 | 0.45138 | 0 | 4.9335 | 0 | 0 | 0 | 0 | 0 | 0 | 0 | 0 | 0 | 0 | 0 | 0 | 0 | 0.45131 | 0 | 0.32173 | 0 | 1.3023 | 0 | 0.0525 | 0.6901 | 0 | 0 | 0 | 0 | 2.8179 | 0 | 0 | 0 | 0 | 0 | 0 | 0 | 0 | 0 | 0 | 0 | 0 | 0
8 | 30 | 5 | 4 | 1.7931 | 0 | 2.4469 | 0 | 0 | 0 | 0.0012057 | 0.22359 | 0 | 0 | 0.4514 | 0 | 4.9162 | 0 | 0 | 0 | 0 | 0 | 0 | 0 | 0 | 0 | 0 | 0 | 0 | 0 | 0.45131 | 0 | 0.32173 | 0 | 1.1848 | 0 | 0.0525 | 0.6901 | 0 | 0 | 0 | 0 | 2.7004 | 0 | 0 | 0 | 0 | 0 | 0 | 0 | 0 | 0 | 0 | 0 | 0 | 0
8 | 30 | 6 | 4 | 1.7931 | 0 | 2.4469 | 0 | 0 | 0 | 0.0012057 | 0.21584 | 0 | 0 | 2.5395 | 0 | 6.9966 | 0 | 0 | 0 | 0 | 0 | 0 | 0 | 0 | 0 | 0 | 0 | 0 | 0 | 0.45131 | 0 | 0.54519 | 0 | 1.1128 | 0 | 0.315 | 0.6901 | 0 | 0 | 0 | 0 | 3.1144 | 0 | 0 | 0 | 0 | 0 | 0 | 0 | 0 | 0 | 0 | 0 | 0 | 0
8 | 30 | 7 | 4 | 1.7931 | 0 | 2.4469 | 0 | 0 | 0 | 0.0012057 | 0.26579 | 0 | 0 | 3.9549 | 0 | 8.4619 | 0 | 0 | 0 | 0 | 0 | 0 | 0 | 0 | 0 | 0 | 0 | 0 | 0 | 0.45131 | 0 | 0.71279 | 0 | 1.3542 | 0 | 0.525 | 0.6901 | 0 | 0 | 0 | 0 | 3.7334 | 0 | 0 | 0 | 0 | 0 | 0 | 0 | 0 | 0 | 0 | 0 | 0 | 0
8 | 30 | 8 | 4 | 1.7931 | 0 | 13.5789 | 0 | 0 | 0 | 0.0012057 | 0.44993 | 0 | 0 | 3.6267 | 0 | 19.4498 | 0 | 0 | 0 | 0 | 0 | 0 | 0 | 0 | 0 | 0 | 0 | 0 | 0 | 0.45131 | 0 | 0.71279 | 0 | 2.4936 | 0 | 0.42 | 0.6901 | 0 | 0 | 0 | 0 | 4.7678 | 0 | 0 | 0 | 0 | 0 | 0 | 0 | 0 | 0 | 0 | 0 | 0 | 0
8 | 30 | 9 | 4 | 1.7931 | 0 | 13.5789 | 0 | 0 | 0 | 0.0012057 | 0.49335 | 0 | 0 | 2.5394 | 0 | 18.4059 | 0 | 0 | 0 | 0 | 0 | 0 | 0 | 0 | 0 | 0 | 0 | 0 | 0 | 0.45131 | 0 | 0.71279 | 0 | 2.9112 | 0 | 0.315 | 0.6901 | 0 | 0 | 0 | 0 | 5.0804 | 0 | 0 | 0 | 0 | 0 | 0 | 0 | 0 | 0 | 0 | 0 | 0 | 0
8 | 30 | 10 | 4 | 1.7931 | 0 | 13.5789 | 0 | 0 | 0 | 0.0012057 | 0.53299 | 0 | 0 | 2.5393 | 0 | 18.4455 | 0 | 0 | 0 | 0 | 0 | 0 | 0 | 0 | 0 | 0 | 0 | 0 | 0 | 0.45131 | 0 | 0.71279 | 0 | 3.2733 | 0 | 0.315 | 0.6901 | 0 | 0 | 0 | 0 | 5.4425 | 0 | 0 | 0 | 0 | 0 | 0 | 0 | 0 | 0 | 0 | 0 | 0 | 0
8 | 30 | 11 | 4 | 1.7931 | 0 | 13.5789 | 0 | 0 | 0 | 0.0012057 | 0.62509 | 0 | 0 | 2.9569 | 0 | 18.9552 | 0 | 0 | 0 | 0 | 0 | 0 | 0 | 0 | 0 | 0 | 0 | 0 | 0 | 0.45131 | 0 | 0.54519 | 0 | 4.0127 | 0 | 0.3675 | 0.6901 | 0 | 0 | 0 | 0 | 6.0668 | 0 | 0 | 0 | 0 | 0 | 0 | 0 | 0 | 0 | 0 | 0 | 0 | 0
8 | 30 | 12 | 4 | 1.7931 | 0 | 8.6313 | 0 | 0 | 0 | 0.0012057 | 0.65456 | 0 | 0 | 3.3746 | 0 | 14.4548 | 0 | 0 | 0 | 0 | 0 | 0 | 0 | 0 | 0 | 0 | 0 | 0 | 0 | 0.45131 | 0 | 0.54519 | 0 | 4.2503 | 0 | 0.42 | 0.6901 | 0 | 0 | 0 | 0 | 6.3569 | 0 | 0 | 0 | 0 | 0 | 0 | 0 | 0 | 0 | 0 | 0 | 0 | 0
8 | 30 | 13 | 4 | 1.7931 | 0 | 13.5789 | 0 | 0 | 0 | 0.0012057 | 0.72746 | 0 | 0 | 2.9569 | 0 | 19.0576 | 0 | 0 | 0 | 0 | 0 | 0 | 0 | 0 | 0 | 0 | 0 | 0 | 0 | 0.45131 | 0 | 0.54519 | 0 | 4.6793 | 0 | 0.3675 | 0.6901 | 0 | 0 | 0 | 0 | 6.7334 | 0 | 0 | 0 | 0 | 0 | 0 | 0 | 0 | 0 | 0 | 0 | 0 | 0
8 | 30 | 14 | 4 | 1.7931 | 0 | 13.5789 | 0 | 0 | 0 | 0.0012057 | 0.68039 | 0 | 0 | 2.9569 | 0 | 19.0105 | 0 | 0 | 0 | 0 | 0 | 0 | 0 | 0 | 0 | 0 | 0 | 0 | 0 | 0.45131 | 0 | 0.54519 | 0 | 4.4702 | 0 | 0.3675 | 0.6901 | 0 | 0 | 0 | 0 | 6.5243 | 0 | 0 | 0 | 0 | 0 | 0 | 0 | 0 | 0 | 0 | 0 | 0 | 0
8 | 30 | 15 | 4 | 1.7931 | 0 | 13.5789 | 0 | 0 | 0 | 0.0012057 | 0.66122 | 0 | 0 | 2.5393 | 0 | 18.5737 | 0 | 0 | 0 | 0 | 0 | 0 | 0 | 0 | 0 | 0 | 0 | 0 | 0 | 0.45131 | 0 | 0.54519 | 0 | 4.4203 | 0 | 0.315 | 0.6901 | 0 | 0 | 0 | 0 | 6.4219 | 0 | 0 | 0 | 0 | 0 | 0 | 0 | 0 | 0 | 0 | 0 | 0 | 0
8 | 30 | 16 | 4 | 1.7931 | 0 | 13.5789 | 0 | 0 | 0 | 0.0012057 | 0.70103 | 0 | 0 | 2.5393 | 0 | 18.6136 | 0 | 0 | 0 | 0 | 0 | 0 | 0 | 0 | 0 | 0 | 0 | 0 | 0 | 0.45131 | 0 | 0.54519 | 0 | 4.6122 | 0 | 0.315 | 0.6901 | 0 | 0 | 0 | 0 | 6.6138 | 0 | 0 | 0 | 0 | 0 | 0 | 0 | 0 | 0 | 0 | 0 | 0 | 0
8 | 30 | 17 | 4 | 1.7931 | 0 | 13.5789 | 0 | 0 | 0 | 0.0012057 | 0.67819 | 0 | 0 | 3.9548 | 0 | 20.0063 | 0 | 0 | 0 | 0 | 0 | 0 | 0 | 0 | 0 | 0 | 0 | 0 | 0 | 0.45131 | 0 | 0.54519 | 0 | 4.5948 | 0 | 0.525 | 0.6901 | 0 | 0 | 0 | 0 | 6.8064 | 0 | 0 | 0 | 0 | 0 | 0 | 0 | 0 | 0 | 0 | 0 | 0 | 0
8 | 30 | 18 | 4 | 1.7931 | 0 | 9.8682 | 0 | 0 | 0 | 0.0012057 | 0.57252 | 0 | 0 | 3.9548 | 0 | 16.1899 | 0 | 0 | 0 | 0 | 0 | 0 | 0 | 0 | 0 | 0 | 0 | 0 | 0 | 0.45131 | 0 | 0.54519 | 0 | 3.9786 | 0 | 0.525 | 0.6901 | 0 | 0 | 0 | 0 | 6.1902 | 0 | 0 | 0 | 0 | 0 | 0 | 0 | 0 | 0 | 0 | 0 | 0 | 0
8 | 30 | 19 | 4 | 1.7931 | 0 | 2.4469 | 0 | 0 | 0 | 0.0012057 | 0.43411 | 0 | 0 | 3.8755 | 0 | 8.5509 | 0 | 0 | 0 | 0 | 0 | 0 | 0 | 0 | 0 | 0 | 0 | 0 | 0 | 0.45131 | 0 | 0.88038 | 0 | 2.8837 | 0 | 0.42 | 0.6901 | 0 | 0 | 0 | 0 | 5.3255 | 0 | 0 | 0 | 0 | 0 | 0 | 0 | 0 | 0 | 0 | 0 | 0 | 0
8 | 30 | 20 | 4 | 1.7931 | 0 | 2.4469 | 0 | 0 | 0 | 0.0012057 | 0.39227 | 0 | 0 | 2.9569 | 0 | 7.5904 | 0 | 0 | 0 | 0 | 0 | 0 | 0 | 0 | 0 | 0 | 0 | 0 | 0 | 0.45131 | 0 | 1.1038 | 0 | 2.4139 | 0 | 0.3675 | 0.6901 | 0 | 0 | 0 | 0 | 5.0267 | 0 | 0 | 0 | 0 | 0 | 0 | 0 | 0 | 0 | 0 | 0 | 0 | 0
8 | 30 | 21 | 4 | 1.7931 | 0 | 2.4469 | 0 | 0 | 0 | 0.0012057 | 0.36724 | 0 | 0 | 3.792 | 0 | 8.4005 | 0 | 0 | 0 | 0 | 0 | 0 | 0 | 0 | 0 | 0 | 0 | 0 | 0 | 0.45131 | 0 | 1.2156 | 0 | 2.1567 | 0 | 0.4725 | 0.6901 | 0 | 0 | 0 | 0 | 4.9862 | 0 | 0 | 0 | 0 | 0 | 0 | 0 | 0 | 0 | 0 | 0 | 0 | 0
8 | 30 | 22 | 4 | 1.7931 | 0 | 2.4469 | 0 | 0 | 0 | 0.0012057 | 0.35582 | 0 | 0 | 2.5391 | 0 | 7.1361 | 0 | 0 | 0 | 0 | 0 | 0 | 0 | 0 | 0 | 0 | 0 | 0 | 0 | 0.45131 | 0 | 1.1038 | 0 | 2.0898 | 0 | 0.315 | 0.6901 | 0 | 0 | 0 | 0 | 4.65 | 0 | 0 | 0 | 0 | 0 | 0 | 0 | 0 | 0 | 0 | 0 | 0 | 0
8 | 30 | 23 | 4 | 1.7931 | 0 | 2.4469 | 0 | 0 | 0 | 0.0012057 | 0.34658 | 0 | 0 | 0.45094 | 0 | 5.0388 | 0 | 0 | 0 | 0 | 0 | 0 | 0 | 0 | 0 | 0 | 0 | 0 | 0 | 0.45131 | 0 | 0.88038 | 0 | 2.046 | 0 | 0.0525 | 0.6901 | 0 | 0 | 0 | 0 | 4.1203 | 0 | 0 | 0 | 0 | 0 | 0 | 0 | 0 | 0 | 0 | 0 | 0 | 0
8 | 30 | 24 | 4 | 1.7931 | 0 | 2.4469 | 0 | 0 | 0 | 0.0012057 | 0.33984 | 0 | 0 | 0.45099 | 0 | 5.032 | 0 | 0 | 0 | 0 | 0 | 0 | 0 | 0 | 0 | 0 | 0 | 0 | 0 | 0.45131 | 0 | 0.54519 | 0 | 2.0076 | 0 | 0.0525 | 0.6901 | 0 | 0 | 0 | 0 | 3.7467 | 0 | 0 | 0 | 0 | 0 | 0 | 0 | 0 | 0 | 0 | 0 | 0 | 0
8 | 31 | 1 | 5 | 1.7931 | 0 | 2.4469 | 0 | 0 | 0 | 0.0012057 | 0.33139 | 0 | 0 | 0.45109 | 0 | 5.0237 | 0 | 0 | 0 | 0 | 0 | 0 | 0 | 0 | 0 | 0 | 0 | 0 | 0 | 0.45131 | 0 | 0.32173 | 0 | 1.9419 | 0 | 0.0525 | 0.6901 | 0 | 0 | 0 | 0 | 3.4576 | 0 | 0 | 0 | 0 | 0 | 0 | 0 | 0 | 0 | 0 | 0 | 0 | 0
8 | 31 | 2 | 5 | 1.7931 | 0 | 2.4469 | 0 | 0 | 0 | 0.0012057 | 0.31791 | 0 | 0 | 0.45121 | 0 | 5.0103 | 0 | 0 | 0 | 0 | 0 | 0 | 0 | 0 | 0 | 0 | 0 | 0 | 0 | 0.45131 | 0 | 0.32173 | 0 | 1.8217 | 0 | 0.0525 | 0.6901 | 0 | 0 | 0 | 0 | 3.3373 | 0 | 0 | 0 | 0 | 0 | 0 | 0 | 0 | 0 | 0 | 0 | 0 | 0
8 | 31 | 3 | 5 | 1.7931 | 0 | 2.4469 | 0 | 0 | 0 | 0.0012057 | 0.30104 | 0 | 0 | 0.45127 | 0 | 4.9935 | 0 | 0 | 0 | 0 | 0 | 0 | 0 | 0 | 0 | 0 | 0 | 0 | 0 | 0.45131 | 0 | 0.32173 | 0 | 1.6891 | 0 | 0.0525 | 0.6901 | 0 | 0 | 0 | 0 | 3.2047 | 0 | 0 | 0 | 0 | 0 | 0 | 0 | 0 | 0 | 0 | 0 | 0 | 0
8 | 31 | 4 | 5 | 1.7931 | 0 | 2.4469 | 0 | 0 | 0 | 0.0012057 | 0.27999 | 0 | 0 | 0.45131 | 0 | 4.9725 | 0 | 0 | 0 | 0 | 0 | 0 | 0 | 0 | 0 | 0 | 0 | 0 | 0 | 0.45131 | 0 | 0.32173 | 0 | 1.531 | 0 | 0.0525 | 0.6901 | 0 | 0 | 0 | 0 | 3.0466 | 0 | 0 | 0 | 0 | 0 | 0 | 0 | 0 | 0 | 0 | 0 | 0 | 0
8 | 31 | 5 | 5 | 1.7931 | 0 | 2.4469 | 0 | 0 | 0 | 0.0012057 | 0.2726 | 0 | 0 | 0.45134 | 0 | 4.9652 | 0 | 0 | 0 | 0 | 0 | 0 | 0 | 0 | 0 | 0 | 0 | 0 | 0 | 0.45131 | 0 | 0.32173 | 0 | 1.4838 | 0 | 0.0525 | 0.6901 | 0 | 0 | 0 | 0 | 2.9995 | 0 | 0 | 0 | 0 | 0 | 0 | 0 | 0 | 0 | 0 | 0 | 0 | 0
8 | 31 | 6 | 5 | 1.7931 | 0 | 2.4469 | 0 | 0 | 0 | 0.0012057 | 0.26021 | 0 | 0 | 2.5395 | 0 | 7.0409 | 0 | 0 | 0 | 0 | 0 | 0 | 0 | 0 | 0 | 0 | 0 | 0 | 0 | 0.45131 | 0 | 0.54519 | 0 | 1.3725 | 0 | 0.315 | 0.6901 | 0 | 0 | 0 | 0 | 3.3742 | 0 | 0 | 0 | 0 | 0 | 0 | 0 | 0 | 0 | 0 | 0 | 0 | 0
8 | 31 | 7 | 5 | 1.7931 | 0 | 2.4469 | 0 | 0 | 0 | 0.0012057 | 0.27427 | 0 | 0 | 3.9549 | 0 | 8.4704 | 0 | 0 | 0 | 0 | 0 | 0 | 0 | 0 | 0 | 0 | 0 | 0 | 0 | 0.45131 | 0 | 0.71279 | 0 | 1.3991 | 0 | 0.525 | 0.6901 | 0 | 0 | 0 | 0 | 3.7783 | 0 | 0 | 0 | 0 | 0 | 0 | 0 | 0 | 0 | 0 | 0 | 0 | 0
8 | 31 | 8 | 5 | 1.7931 | 0 | 13.5789 | 0 | 0 | 0 | 0.0012057 | 0.44006 | 0 | 0 | 3.6266 | 0 | 19.4399 | 0 | 0 | 0 | 0 | 0 | 0 | 0 | 0 | 0 | 0 | 0 | 0 | 0 | 0.45131 | 0 | 0.71279 | 0 | 2.3863 | 0 | 0.42 | 0.6901 | 0 | 0 | 0 | 0 | 4.6605 | 0 | 0 | 0 | 0 | 0 | 0 | 0 | 0 | 0 | 0 | 0 | 0 | 0
8 | 31 | 9 | 5 | 1.7931 | 0 | 13.5789 | 0 | 0 | 0 | 0.0012057 | 0.47228 | 0 | 0 | 2.5393 | 0 | 18.3848 | 0 | 0 | 0 | 0 | 0 | 0 | 0 | 0 | 0 | 0 | 0 | 0 | 0 | 0.45131 | 0 | 0.71279 | 0 | 2.5717 | 0 | 0.315 | 0.6901 | 0 | 0 | 0 | 0 | 4.7409 | 0 | 0 | 0 | 0 | 0 | 0 | 0 | 0 | 0 | 0 | 0 | 0 | 0
8 | 31 | 10 | 5 | 1.7931 | 0 | 13.5789 | 0 | 0 | 0 | 0.0012057 | 0.5142 | 0 | 0 | 2.5393 | 0 | 18.4267 | 0 | 0 | 0 | 0 | 0 | 0 | 0 | 0 | 0 | 0 | 0 | 0 | 0 | 0.45131 | 0 | 0.71279 | 0 | 2.9017 | 0 | 0.315 | 0.6901 | 0 | 0 | 0 | 0 | 5.0709 | 0 | 0 | 0 | 0 | 0 | 0 | 0 | 0 | 0 | 0 | 0 | 0 | 0
8 | 31 | 11 | 5 | 1.7931 | 0 | 13.5789 | 0 | 0 | 0 | 0.0012057 | 0.59237 | 0 | 0 | 2.9569 | 0 | 18.9225 | 0 | 0 | 0 | 0 | 0 | 0 | 0 | 0 | 0 | 0 | 0 | 0 | 0 | 0.45131 | 0 | 0.54519 | 0 | 3.3966 | 0 | 0.3675 | 0.6901 | 0 | 0 | 0 | 0 | 5.4507 | 0 | 0 | 0 | 0 | 0 | 0 | 0 | 0 | 0 | 0 | 0 | 0 | 0
8 | 31 | 12 | 5 | 1.7931 | 0 | 8.6313 | 0 | 0 | 0 | 0.0012057 | 0.61462 | 0 | 0 | 3.3745 | 0 | 14.4148 | 0 | 0 | 0 | 0 | 0 | 0 | 0 | 0 | 0 | 0 | 0 | 0 | 0 | 0.45131 | 0 | 0.54519 | 0 | 3.5352 | 0 | 0.42 | 0.6901 | 0 | 0 | 0 | 0 | 5.6418 | 0 | 0 | 0 | 0 | 0 | 0 | 0 | 0 | 0 | 0 | 0 | 0 | 0
8 | 31 | 13 | 5 | 1.7931 | 0 | 13.5789 | 0 | 0 | 0 | 0.0012057 | 0.71034 | 0 | 0 | 2.9569 | 0 | 19.0405 | 0 | 0 | 0 | 0 | 0 | 0 | 0 | 0 | 0 | 0 | 0 | 0 | 0 | 0.45131 | 0 | 0.54519 | 0 | 4.1582 | 0 | 0.3675 | 0.6901 | 0 | 0 | 0 | 0 | 6.2123 | 0 | 0 | 0 | 0 | 0 | 0 | 0 | 0 | 0 | 0 | 0 | 0 | 0
8 | 31 | 14 | 5 | 1.7931 | 0 | 13.5789 | 0 | 0 | 0 | 0.0012057 | 0.73104 | 0 | 0 | 2.9569 | 0 | 19.0611 | 0 | 0 | 0 | 0 | 0 | 0 | 0 | 0 | 0 | 0 | 0 | 0 | 0 | 0.45131 | 0 | 0.54519 | 0 | 4.3913 | 0 | 0.3675 | 0.6901 | 0 | 0 | 0 | 0 | 6.4454 | 0 | 0 | 0 | 0 | 0 | 0 | 0 | 0 | 0 | 0 | 0 | 0 | 0
8 | 31 | 15 | 5 | 1.7931 | 0 | 13.5789 | 0 | 0 | 0 | 0.0012057 | 0.67519 | 0 | 0 | 2.5393 | 0 | 18.5877 | 0 | 0 | 0 | 0 | 0 | 0 | 0 | 0 | 0 | 0 | 0 | 0 | 0 | 0.45131 | 0 | 0.54519 | 0 | 4.0654 | 0 | 0.315 | 0.6901 | 0 | 0 | 0 | 0 | 6.067 | 0 | 0 | 0 | 0 | 0 | 0 | 0 | 0 | 0 | 0 | 0 | 0 | 0
8 | 31 | 16 | 5 | 1.7931 | 0 | 13.5789 | 0 | 0 | 0 | 0.0012057 | 0.61429 | 0 | 0 | 2.5393 | 0 | 18.5268 | 0 | 0 | 0 | 0 | 0 | 0 | 0 | 0 | 0 | 0 | 0 | 0 | 0 | 0.45131 | 0 | 0.54519 | 0 | 3.7438 | 0 | 0.315 | 0.6901 | 0 | 0 | 0 | 0 | 5.7454 | 0 | 0 | 0 | 0 | 0 | 0 | 0 | 0 | 0 | 0 | 0 | 0 | 0
8 | 31 | 17 | 5 | 1.7931 | 0 | 13.5789 | 0 | 0 | 0 | 0.0012057 | 0.59206 | 0 | 0 | 3.9548 | 0 | 19.9201 | 0 | 0 | 0 | 0 | 0 | 0 | 0 | 0 | 0 | 0 | 0 | 0 | 0 | 0.45131 | 0 | 0.54519 | 0 | 3.7458 | 0 | 0.525 | 0.6901 | 0 | 0 | 0 | 0 | 5.9574 | 0 | 0 | 0 | 0 | 0 | 0 | 0 | 0 | 0 | 0 | 0 | 0 | 0
8 | 31 | 18 | 5 | 1.7931 | 0 | 9.8682 | 0 | 0 | 0 | 0.0012057 | 0.52684 | 0 | 0 | 3.9548 | 0 | 16.1442 | 0 | 0 | 0 | 0 | 0 | 0 | 0 | 0 | 0 | 0 | 0 | 0 | 0 | 0.45131 | 0 | 0.54519 | 0 | 3.448 | 0 | 0.525 | 0.6901 | 0 | 0 | 0 | 0 | 5.6596 | 0 | 0 | 0 | 0 | 0 | 0 | 0 | 0 | 0 | 0 | 0 | 0 | 0
8 | 31 | 19 | 5 | 1.7931 | 0 | 2.4469 | 0 | 0 | 0 | 0.0012057 | 0.38904 | 0 | 0 | 3.8754 | 0 | 8.5057 | 0 | 0 | 0 | 0 | 0 | 0 | 0 | 0 | 0 | 0 | 0 | 0 | 0 | 0.45131 | 0 | 0.88038 | 0 | 2.3999 | 0 | 0.42 | 0.6901 | 0 | 0 | 0 | 0 | 4.8417 | 0 | 0 | 0 | 0 | 0 | 0 | 0 | 0 | 0 | 0 | 0 | 0 | 0
8 | 31 | 20 | 5 | 1.7931 | 0 | 2.4469 | 0 | 0 | 0 | 0.0012057 | 0.3201 | 0 | 0 | 2.9568 | 0 | 7.5181 | 0 | 0 | 0 | 0 | 0 | 0 | 0 | 0 | 0 | 0 | 0 | 0 | 0 | 0.45131 | 0 | 1.1038 | 0 | 1.7873 | 0 | 0.3675 | 0.6901 | 0 | 0 | 0 | 0 | 4.4 | 0 | 0 | 0 | 0 | 0 | 0 | 0 | 0 | 0 | 0 | 0 | 0 | 0
8 | 31 | 21 | 5 | 1.7931 | 0 | 2.4469 | 0 | 0 | 0 | 0.0012057 | 0.30395 | 0 | 0 | 3.792 | 0 | 8.3371 | 0 | 0 | 0 | 0 | 0 | 0 | 0 | 0 | 0 | 0 | 0 | 0 | 0 | 0.45131 | 0 | 1.2156 | 0 | 1.6887 | 0 | 0.4725 | 0.6901 | 0 | 0 | 0 | 0 | 4.5182 | 0 | 0 | 0 | 0 | 0 | 0 | 0 | 0 | 0 | 0 | 0 | 0 | 0
8 | 31 | 22 | 5 | 1.7931 | 0 | 2.4469 | 0 | 0 | 0 | 0.0012057 | 0.28684 | 0 | 0 | 2.539 | 0 | 7.0671 | 0 | 0 | 0 | 0 | 0 | 0 | 0 | 0 | 0 | 0 | 0 | 0 | 0 | 0.45131 | 0 | 1.1038 | 0 | 1.5633 | 0 | 0.315 | 0.6901 | 0 | 0 | 0 | 0 | 4.1235 | 0 | 0 | 0 | 0 | 0 | 0 | 0 | 0 | 0 | 0 | 0 | 0 | 0
8 | 31 | 23 | 5 | 1.7931 | 0 | 2.4469 | 0 | 0 | 0 | 0.0012057 | 0.27786 | 0 | 0 | 0.4509 | 0 | 4.97 | 0 | 0 | 0 | 0 | 0 | 0 | 0 | 0 | 0 | 0 | 0 | 0 | 0 | 0.45131 | 0 | 0.88038 | 0 | 1.5194 | 0 | 0.0525 | 0.6901 | 0 | 0 | 0 | 0 | 3.5937 | 0 | 0 | 0 | 0 | 0 | 0 | 0 | 0 | 0 | 0 | 0 | 0 | 0
8 | 31 | 24 | 5 | 1.7931 | 0 | 2.4469 | 0 | 0 | 0 | 0.0012057 | 0.26219 | 0 | 0 | 0.45094 | 0 | 4.9544 | 0 | 0 | 0 | 0 | 0 | 0 | 0 | 0 | 0 | 0 | 0 | 0 | 0 | 0.45131 | 0 | 0.54519 | 0 | 1.4108 | 0 | 0.0525 | 0.6901 | 0 | 0 | 0 | 0 | 3.1499 | 0 | 0 | 0 | 0 | 0 | 0 | 0 | 0 | 0 | 0 | 0 | 0 | 0
9 | 1 | 1 | 6 | 1.7931 | 0 | 2.4469 | 0 | 0 | 0 | 0.0012057 | 0.25326 | 0 | 0 | 0.44842 | 0 | 4.9429 | 0 | 0 | 0 | 0 | 0 | 0 | 0 | 0 | 0 | 0 | 0 | 0 | 0 | 0.45131 | 0 | 0.32173 | 0 | 1.3711 | 0 | 0.0525 | 0.6901 | 0 | 0 | 0 | 0 | 2.8867 | 0 | 0 | 0 | 0 | 0 | 0 | 0 | 0 | 0 | 0 | 0 | 0 | 0
9 | 1 | 2 | 6 | 1.7931 | 0 | 2.4469 | 0 | 0 | 0 | 0.0012057 | 0.24362 | 0 | 0 | 0.44854 | 0 | 4.9334 | 0 | 0 | 0 | 0 | 0 | 0 | 0 | 0 | 0 | 0 | 0 | 0 | 0 | 0.45131 | 0 | 0.32173 | 0 | 1.3264 | 0 | 0.0525 | 0.6901 | 0 | 0 | 0 | 0 | 2.842 | 0 | 0 | 0 | 0 | 0 | 0 | 0 | 0 | 0 | 0 | 0 | 0 | 0
9 | 1 | 3 | 6 | 1.7931 | 0 | 2.4469 | 0 | 0 | 0 | 0.0012057 | 0.2357 | 0 | 0 | 0.44861 | 0 | 4.9255 | 0 | 0 | 0 | 0 | 0 | 0 | 0 | 0 | 0 | 0 | 0 | 0 | 0 | 0.45131 | 0 | 0.32173 | 0 | 1.2836 | 0 | 0.0525 | 0.6901 | 0 | 0 | 0 | 0 | 2.7992 | 0 | 0 | 0 | 0 | 0 | 0 | 0 | 0 | 0 | 0 | 0 | 0 | 0
9 | 1 | 4 | 6 | 1.7931 | 0 | 2.4469 | 0 | 0 | 0 | 0.0012057 | 0.22517 | 0 | 0 | 0.44865 | 0 | 4.915 | 0 | 0 | 0 | 0 | 0 | 0 | 0 | 0 | 0 | 0 | 0 | 0 | 0 | 0.45131 | 0 | 0.32173 | 0 | 1.2329 | 0 | 0.0525 | 0.6901 | 0 | 0 | 0 | 0 | 2.7486 | 0 | 0 | 0 | 0 | 0 | 0 | 0 | 0 | 0 | 0 | 0 | 0 | 0
9 | 1 | 5 | 6 | 1.7931 | 0 | 2.4469 | 0 | 0 | 0 | 0.0012057 | 0.21315 | 0 | 0 | 0.44867 | 0 | 4.9031 | 0 | 0 | 0 | 0 | 0 | 0 | 0 | 0 | 0 | 0 | 0 | 0 | 0 | 0.45131 | 0 | 0.32173 | 0 | 1.1601 | 0 | 0.0525 | 0.6901 | 0 | 0 | 0 | 0 | 2.6757 | 0 | 0 | 0 | 0 | 0 | 0 | 0 | 0 | 0 | 0 | 0 | 0 | 0
9 | 1 | 6 | 6 | 1.7931 | 0 | 2.4469 | 0 | 0 | 0 | 0.0012057 | 0.19476 | 0 | 0 | 2.5236 | 0 | 6.9596 | 0 | 0 | 0 | 0 | 0 | 0 | 0 | 0 | 0 | 0 | 0 | 0 | 0 | 0.45131 | 0 | 0.54519 | 0 | 1.0112 | 0 | 0.315 | 0.6901 | 0 | 0 | 0 | 0 | 3.0128 | 0 | 0 | 0 | 0 | 0 | 0 | 0 | 0 | 0 | 0 | 0 | 0 | 0
9 | 1 | 7 | 6 | 1.7931 | 0 | 2.4469 | 0 | 0 | 0 | 0.0012057 | 0.20075 | 0 | 0 | 3.9549 | 0 | 8.3969 | 0 | 0 | 0 | 0 | 0 | 0 | 0 | 0 | 0 | 0 | 0 | 0 | 0 | 0.45131 | 0 | 0.71279 | 0 | 1.0203 | 0 | 0.525 | 0.6901 | 0 | 0 | 0 | 0 | 3.3995 | 0 | 0 | 0 | 0 | 0 | 0 | 0 | 0 | 0 | 0 | 0 | 0 | 0
9 | 1 | 8 | 6 | 1.7931 | 0 | 13.5789 | 0 | 0 | 0 | 0.0012057 | 0.34626 | 0 | 0 | 3.5795 | 0 | 19.2989 | 0 | 0 | 0 | 0 | 0 | 0 | 0 | 0 | 0 | 0 | 0 | 0 | 0 | 0.45131 | 0 | 0.71279 | 0 | 1.9896 | 0 | 0.42 | 0.6901 | 0 | 0 | 0 | 0 | 4.2638 | 0 | 0 | 0 | 0 | 0 | 0 | 0 | 0 | 0 | 0 | 0 | 0 | 0
9 | 1 | 9 | 6 | 1.7931 | 0 | 13.5789 | 0 | 0 | 0 | 0.0012057 | 0.40854 | 0 | 0 | 2.5235 | 0 | 18.3053 | 0 | 0 | 0 | 0 | 0 | 0 | 0 | 0 | 0 | 0 | 0 | 0 | 0 | 0.45131 | 0 | 0.71279 | 0 | 2.3969 | 0 | 0.315 | 0.6901 | 0 | 0 | 0 | 0 | 4.5661 | 0 | 0 | 0 | 0 | 0 | 0 | 0 | 0 | 0 | 0 | 0 | 0 | 0
9 | 1 | 10 | 6 | 1.7931 | 0 | 13.5789 | 0 | 0 | 0 | 0.0012057 | 0.44357 | 0 | 0 | 2.5235 | 0 | 18.3403 | 0 | 0 | 0 | 0 | 0 | 0 | 0 | 0 | 0 | 0 | 0 | 0 | 0 | 0.45131 | 0 | 0.71279 | 0 | 2.572 | 0 | 0.315 | 0.6901 | 0 | 0 | 0 | 0 | 4.7412 | 0 | 0 | 0 | 0 | 0 | 0 | 0 | 0 | 0 | 0 | 0 | 0 | 0
9 | 1 | 11 | 6 | 1.7931 | 0 | 13.5789 | 0 | 0 | 0 | 0.0012057 | 0.50652 | 0 | 0 | 2.9385 | 0 | 18.8182 | 0 | 0 | 0 | 0 | 0 | 0 | 0 | 0 | 0 | 0 | 0 | 0 | 0 | 0.45131 | 0 | 0.54519 | 0 | 2.9882 | 0 | 0.3675 | 0.6901 | 0 | 0 | 0 | 0 | 5.0423 | 0 | 0 | 0 | 0 | 0 | 0 | 0 | 0 | 0 | 0 | 0 | 0 | 0
9 | 1 | 12 | 6 | 1.7931 | 0 | 8.6313 | 0 | 0 | 0 | 0.0012057 | 0.5216 | 0 | 0 | 3.3535 | 0 | 14.3008 | 0 | 0 | 0 | 0 | 0 | 0 | 0 | 0 | 0 | 0 | 0 | 0 | 0 | 0.45131 | 0 | 0.54519 | 0 | 3.11 | 0 | 0.42 | 0.6901 | 0 | 0 | 0 | 0 | 5.2166 | 0 | 0 | 0 | 0 | 0 | 0 | 0 | 0 | 0 | 0 | 0 | 0 | 0
9 | 1 | 13 | 6 | 1.7931 | 0 | 13.5789 | 0 | 0 | 0 | 0.0012057 | 0.59551 | 0 | 0 | 2.9385 | 0 | 18.9072 | 0 | 0 | 0 | 0 | 0 | 0 | 0 | 0 | 0 | 0 | 0 | 0 | 0 | 0.45131 | 0 | 0.54519 | 0 | 3.4969 | 0 | 0.3675 | 0.6901 | 0 | 0 | 0 | 0 | 5.551 | 0 | 0 | 0 | 0 | 0 | 0 | 0 | 0 | 0 | 0 | 0 | 0 | 0
9 | 1 | 14 | 6 | 1.7931 | 0 | 13.5789 | 0 | 0 | 0 | 0.0012057 | 0.64565 | 0 | 0 | 2.9385 | 0 | 18.9574 | 0 | 0 | 0 | 0 | 0 | 0 | 0 | 0 | 0 | 0 | 0 | 0 | 0 | 0.45131 | 0 | 0.54519 | 0 | 3.8205 | 0 | 0.3675 | 0.6901 | 0 | 0 | 0 | 0 | 5.8746 | 0 | 0 | 0 | 0 | 0 | 0 | 0 | 0 | 0 | 0 | 0 | 0 | 0
9 | 1 | 15 | 6 | 1.7931 | 0 | 13.5789 | 0 | 0 | 0 | 0.0012057 | 0.69029 | 0 | 0 | 2.5235 | 0 | 18.587 | 0 | 0 | 0 | 0 | 0 | 0 | 0 | 0 | 0 | 0 | 0 | 0 | 0 | 0.45131 | 0 | 0.54519 | 0 | 4.2449 | 0 | 0.315 | 0.6901 | 0 | 0 | 0 | 0 | 6.2465 | 0 | 0 | 0 | 0 | 0 | 0 | 0 | 0 | 0 | 0 | 0 | 0 | 0
9 | 1 | 16 | 6 | 1.7931 | 0 | 13.5789 | 0 | 0 | 0 | 0.0012057 | 0.68156 | 0 | 0 | 2.5235 | 0 | 18.5783 | 0 | 0 | 0 | 0 | 0 | 0 | 0 | 0 | 0 | 0 | 0 | 0 | 0 | 0.45131 | 0 | 0.54519 | 0 | 4.0949 | 0 | 0.315 | 0.6901 | 0 | 0 | 0 | 0 | 6.0965 | 0 | 0 | 0 | 0 | 0 | 0 | 0 | 0 | 0 | 0 | 0 | 0 | 0
9 | 1 | 17 | 6 | 1.7931 | 0 | 13.5789 | 0 | 0 | 0 | 0.0012057 | 0.63268 | 0 | 0 | 3.9549 | 0 | 19.9608 | 0 | 0 | 0 | 0 | 0 | 0 | 0 | 0 | 0 | 0 | 0 | 0 | 0 | 0.45131 | 0 | 0.54519 | 0 | 3.7834 | 0 | 0.525 | 0.6901 | 0 | 0 | 0 | 0 | 5.995 | 0 | 0 | 0 | 0 | 0 | 0 | 0 | 0 | 0 | 0 | 0 | 0 | 0
9 | 1 | 18 | 6 | 1.7931 | 0 | 9.8682 | 0 | 0 | 0 | 0.0012057 | 0.50521 | 0 | 0 | 3.9549 | 0 | 16.1226 | 0 | 0 | 0 | 0 | 0 | 0 | 0 | 0 | 0 | 0 | 0 | 0 | 0 | 0.45131 | 0 | 0.54519 | 0 | 2.9283 | 0 | 0.525 | 0.6901 | 0 | 0 | 0 | 0 | 5.1399 | 0 | 0 | 0 | 0 | 0 | 0 | 0 | 0 | 0 | 0 | 0 | 0 | 0
9 | 1 | 19 | 6 | 1.7931 | 0 | 2.4469 | 0 | 0 | 0 | 0.0012057 | 0.31696 | 0 | 0 | 3.8027 | 0 | 8.3609 | 0 | 0 | 0 | 0 | 0 | 0 | 0 | 0 | 0 | 0 | 0 | 0 | 0 | 0.45131 | 0 | 0.88038 | 0 | 1.6916 | 0 | 0.42 | 0.6901 | 0 | 0 | 0 | 0 | 4.1334 | 0 | 0 | 0 | 0 | 0 | 0 | 0 | 0 | 0 | 0 | 0 | 0 | 0
9 | 1 | 20 | 6 | 1.7931 | 0 | 2.4469 | 0 | 0 | 0 | 0.0012057 | 0.23231 | 0 | 0 | 2.9385 | 0 | 7.412 | 0 | 0 | 0 | 0 | 0 | 0 | 0 | 0 | 0 | 0 | 0 | 0 | 0 | 0.45131 | 0 | 1.1038 | 0 | 1.0773 | 0 | 0.3675 | 0.6901 | 0 | 0 | 0 | 0 | 3.6901 | 0 | 0 | 0 | 0 | 0 | 0 | 0 | 0 | 0 | 0 | 0 | 0 | 0
9 | 1 | 21 | 6 | 1.7931 | 0 | 2.4469 | 0 | 0 | 0 | 0.0012057 | 0.17995 | 0 | 0 | 3.7684 | 0 | 8.1896 | 0 | 0 | 0 | 0 | 0 | 0 | 0 | 0 | 0 | 0 | 0 | 0 | 0 | 0.45131 | 0 | 1.2156 | 0 | 0.73077 | 0 | 0.4725 | 0.6901 | 0 | 0 | 0 | 0 | 3.5602 | 0 | 0 | 0 | 0 | 0 | 0 | 0 | 0 | 0 | 0 | 0 | 0 | 0
9 | 1 | 22 | 6 | 1.7931 | 0 | 2.4469 | 0 | 0 | 0 | 0.0012057 | 0.15213 | 0 | 0 | 2.5234 | 0 | 6.9168 | 0 | 0 | 0 | 0 | 0 | 0 | 0 | 0 | 0 | 0 | 0 | 0 | 0 | 0.45131 | 0 | 1.1038 | 0 | 0.56659 | 0 | 0.315 | 0.6901 | 0 | 0 | 0 | 0 | 3.1268 | 0 | 0 | 0 | 0 | 0 | 0 | 0 | 0 | 0 | 0 | 0 | 0 | 0
9 | 1 | 23 | 6 | 1.7931 | 0 | 2.4469 | 0 | 0 | 0 | 0.0012057 | 0.12097 | 0 | 0 | 0.44855 | 0 | 4.8107 | 0 | 0 | 0 | 0 | 0 | 0 | 0 | 0 | 0 | 0 | 0 | 0 | 0 | 0.45131 | 0 | 0.88038 | 0 | 0.40063 | 0 | 0.0525 | 0.6901 | 0 | 0 | 0 | 0 | 2.4749 | 0 | 0 | 0 | 0 | 0 | 0 | 0 | 0 | 0 | 0 | 0 | 0 | 0
9 | 1 | 24 | 6 | 1.7931 | 0 | 2.4469 | 0 | 0 | 0 | 0.0012057 | 0.10297 | 0 | 0 | 0.44863 | 0 | 4.7928 | 0 | 0 | 0 | 0 | 0 | 0 | 0 | 0 | 0 | 0 | 0 | 0 | 0 | 0.45131 | 0 | 0.54519 | 0 | 0.33148 | 0 | 0.0525 | 0.6901 | 0 | 0 | 0 | 0 | 2.0706 | 0 | 0 | 0 | 0 | 0 | 0 | 0 | 0 | 0 | 0 | 0 | 0 | 0
9 | 2 | 1 | 7 | 1.7931 | 0 | 2.4469 | 0 | 0 | 0 | 0.0012057 | 0.088586 | 0 | 0 | 0.44877 | 0 | 4.7786 | 0 | 0 | 0 | 0 | 0 | 0 | 0 | 0 | 0 | 0 | 0 | 0 | 0 | 0.45131 | 0 | 0.32173 | 0 | 0.23523 | 0 | 0.0525 | 0.6901 | 0 | 0 | 0 | 0 | 1.7509 | 0 | 0 | 0 | 0 | 0 | 0 | 0 | 0 | 0 | 0 | 0 | 0 | 0
9 | 2 | 2 | 7 | 1.7931 | 0 | 2.4469 | 0 | 0 | 0 | 0.0012057 | 0.082264 | 0 | 0 | 0.4489 | 0 | 4.7724 | 0 | 0 | 0 | 0 | 0 | 0 | 0 | 0 | 0 | 0 | 0 | 0 | 0 | 0.45131 | 0 | 0.32173 | 0 | 0.19718 | 0 | 0.0525 | 0.6901 | 0 | 0 | 0 | 0 | 1.7128 | 0 | 0 | 0 | 0 | 0 | 0 | 0 | 0 | 0 | 0 | 0 | 0 | 0
9 | 2 | 3 | 7 | 1.7931 | 0 | 2.4469 | 0 | 0 | 0 | 0.0012057 | 0.073559 | 0 | 0 | 0.44896 | 0 | 4.7637 | 0 | 0 | 0 | 0 | 0 | 0 | 0 | 0 | 0 | 0 | 0 | 0 | 0 | 0.45131 | 0 | 0.32173 | 0 | 0.15417 | 0 | 0.0525 | 0.6901 | 0 | 0 | 0 | 0 | 1.6698 | 0 | 0 | 0 | 0 | 0 | 0 | 0 | 0 | 0 | 0 | 0 | 0 | 0
9 | 2 | 4 | 7 | 1.7931 | 0 | 2.4469 | 0 | 0 | 0 | 0.0012057 | 0.060648 | 0 | 0 | 0.44899 | 0 | 4.7509 | 0 | 0 | 0 | 0 | 0 | 0 | 0 | 0 | 0 | 0 | 0 | 0 | 0 | 0.45131 | 0 | 0.32173 | 0 | 0.09379 | 0 | 0.0525 | 0.6901 | 0 | 0 | 0 | 0 | 1.6094 | 0 | 0 | 0 | 0 | 0 | 0 | 0 | 0 | 0 | 0 | 0 | 0 | 0
9 | 2 | 5 | 7 | 1.7931 | 0 | 2.4469 | 0 | 0 | 0 | 0.0012057 | 0.045794 | 0 | 0 | 0.44903 | 0 | 4.736 | 0 | 0 | 0 | 0 | 0 | 0 | 0 | 0 | 0 | 0 | 0 | 0 | 0 | 0.45131 | 0 | 0.32173 | 0 | 0.026152 | 0 | 0.0525 | 0.6901 | 0 | 0 | 0 | 0 | 1.5418 | 0 | 0 | 0 | 0 | 0 | 0 | 0 | 0 | 0 | 0 | 0 | 0 | 0
9 | 2 | 6 | 7 | 1.7931 | 0 | 2.4469 | 0 | 0 | 0 | 0.0012057 | 0.041683 | 0 | 0 | 2.524 | 0 | 6.8069 | 0 | 0 | 0 | 0 | 0 | 0 | 0 | 0 | 0 | 0 | 0 | 0 | 0 | 0.45131 | 0 | 0.54519 | 0 | 0.0070138 | 0 | 0.315 | 0.6901 | 0 | 0 | 0 | 0 | 2.0086 | 0 | 0 | 0 | 0 | 0 | 0 | 0 | 0 | 0 | 0 | 0 | 0 | 0
9 | 2 | 7 | 7 | 1.7931 | 0 | 2.4469 | 0 | 0 | 0 | 0.0012057 | 0.077129 | 0 | 0 | 3.9551 | 0 | 8.2735 | 0 | 0 | 0 | 0 | 0 | 0 | 0 | 0 | 0 | 0 | 0 | 0 | 0 | 0.45131 | 0 | 0.71279 | 0 | 0.10544 | 0 | 0.525 | 0.6901 | 0 | 0 | 0 | 0 | 2.4846 | 0 | 0 | 0 | 0 | 0 | 0 | 0 | 0 | 0 | 0 | 0 | 0 | 0
9 | 2 | 8 | 7 | 1.7931 | 0 | 13.5789 | 0 | 0 | 0 | 0.0012057 | 0.2189 | 0 | 0 | 3.5801 | 0 | 19.1722 | 0 | 0 | 0 | 0 | 0 | 0 | 0 | 0 | 0 | 0 | 0 | 0 | 0 | 0.45131 | 0 | 0.71279 | 0 | 0.78081 | 0 | 0.42 | 0.6901 | 0 | 0 | 0 | 0 | 3.055 | 0 | 0 | 0 | 0 | 0 | 0 | 0 | 0 | 0 | 0 | 0 | 0 | 0
9 | 2 | 9 | 7 | 1.7931 | 0 | 13.5789 | 0 | 0 | 0 | 0.0012057 | 0.2586 | 0 | 0 | 2.524 | 0 | 18.1558 | 0 | 0 | 0 | 0 | 0 | 0 | 0 | 0 | 0 | 0 | 0 | 0 | 0 | 0.45131 | 0 | 0.71279 | 0 | 1.1606 | 0 | 0.315 | 0.6901 | 0 | 0 | 0 | 0 | 3.3298 | 0 | 0 | 0 | 0 | 0 | 0 | 0 | 0 | 0 | 0 | 0 | 0 | 0
9 | 2 | 10 | 7 | 1.7931 | 0 | 13.5789 | 0 | 0 | 0 | 0.0012057 | 0.33828 | 0 | 0 | 2.5239 | 0 | 18.2354 | 0 | 0 | 0 | 0 | 0 | 0 | 0 | 0 | 0 | 0 | 0 | 0 | 0 | 0.45131 | 0 | 0.71279 | 0 | 1.5279 | 0 | 0.315 | 0.6901 | 0 | 0 | 0 | 0 | 3.6971 | 0 | 0 | 0 | 0 | 0 | 0 | 0 | 0 | 0 | 0 | 0 | 0 | 0
9 | 2 | 11 | 7 | 1.7931 | 0 | 13.5789 | 0 | 0 | 0 | 0.0012057 | 0.40028 | 0 | 0 | 2.9389 | 0 | 18.7124 | 0 | 0 | 0 | 0 | 0 | 0 | 0 | 0 | 0 | 0 | 0 | 0 | 0 | 0.45131 | 0 | 0.54519 | 0 | 1.8316 | 0 | 0.3675 | 0.6901 | 0 | 0 | 0 | 0 | 3.8857 | 0 | 0 | 0 | 0 | 0 | 0 | 0 | 0 | 0 | 0 | 0 | 0 | 0
9 | 2 | 12 | 7 | 1.7931 | 0 | 8.6313 | 0 | 0 | 0 | 0.0012057 | 0.41735 | 0 | 0 | 3.3539 | 0 | 14.1969 | 0 | 0 | 0 | 0 | 0 | 0 | 0 | 0 | 0 | 0 | 0 | 0 | 0 | 0.45131 | 0 | 0.54519 | 0 | 1.9698 | 0 | 0.42 | 0.6901 | 0 | 0 | 0 | 0 | 4.0764 | 0 | 0 | 0 | 0 | 0 | 0 | 0 | 0 | 0 | 0 | 0 | 0 | 0
9 | 2 | 13 | 7 | 1.7931 | 0 | 13.5789 | 0 | 0 | 0 | 0.0012057 | 0.52458 | 0 | 0 | 2.9389 | 0 | 18.8367 | 0 | 0 | 0 | 0 | 0 | 0 | 0 | 0 | 0 | 0 | 0 | 0 | 0 | 0.45131 | 0 | 0.54519 | 0 | 2.4751 | 0 | 0.3675 | 0.6901 | 0 | 0 | 0 | 0 | 4.5292 | 0 | 0 | 0 | 0 | 0 | 0 | 0 | 0 | 0 | 0 | 0 | 0 | 0
9 | 2 | 14 | 7 | 1.7931 | 0 | 13.5789 | 0 | 0 | 0 | 0.0012057 | 0.54239 | 0 | 0 | 2.9389 | 0 | 18.8545 | 0 | 0 | 0 | 0 | 0 | 0 | 0 | 0 | 0 | 0 | 0 | 0 | 0 | 0.45131 | 0 | 0.54519 | 0 | 2.7796 | 0 | 0.3675 | 0.6901 | 0 | 0 | 0 | 0 | 4.8337 | 0 | 0 | 0 | 0 | 0 | 0 | 0 | 0 | 0 | 0 | 0 | 0 | 0
9 | 2 | 15 | 7 | 1.7931 | 0 | 13.5789 | 0 | 0 | 0 | 0.0012057 | 0.55925 | 0 | 0 | 2.524 | 0 | 18.4564 | 0 | 0 | 0 | 0 | 0 | 0 | 0 | 0 | 0 | 0 | 0 | 0 | 0 | 0.45131 | 0 | 0.54519 | 0 | 2.9044 | 0 | 0.315 | 0.6901 | 0 | 0 | 0 | 0 | 4.906 | 0 | 0 | 0 | 0 | 0 | 0 | 0 | 0 | 0 | 0 | 0 | 0 | 0
9 | 2 | 16 | 7 | 1.7931 | 0 | 13.5789 | 0 | 0 | 0 | 0.0012057 | 0.49226 | 0 | 0 | 2.524 | 0 | 18.3895 | 0 | 0 | 0 | 0 | 0 | 0 | 0 | 0 | 0 | 0 | 0 | 0 | 0 | 0.45131 | 0 | 0.54519 | 0 | 2.5936 | 0 | 0.315 | 0.6901 | 0 | 0 | 0 | 0 | 4.5952 | 0 | 0 | 0 | 0 | 0 | 0 | 0 | 0 | 0 | 0 | 0 | 0 | 0
9 | 2 | 17 | 7 | 1.7931 | 0 | 13.5789 | 0 | 0 | 0 | 0.0012057 | 0.48425 | 0 | 0 | 3.9551 | 0 | 19.8126 | 0 | 0 | 0 | 0 | 0 | 0 | 0 | 0 | 0 | 0 | 0 | 0 | 0 | 0.45131 | 0 | 0.54519 | 0 | 2.6008 | 0 | 0.525 | 0.6901 | 0 | 0 | 0 | 0 | 4.8124 | 0 | 0 | 0 | 0 | 0 | 0 | 0 | 0 | 0 | 0 | 0 | 0 | 0
9 | 2 | 18 | 7 | 1.7931 | 0 | 9.8682 | 0 | 0 | 0 | 0.0012057 | 0.34176 | 0 | 0 | 3.9551 | 0 | 15.9594 | 0 | 0 | 0 | 0 | 0 | 0 | 0 | 0 | 0 | 0 | 0 | 0 | 0 | 0.45131 | 0 | 0.54519 | 0 | 1.6816 | 0 | 0.525 | 0.6901 | 0 | 0 | 0 | 0 | 3.8932 | 0 | 0 | 0 | 0 | 0 | 0 | 0 | 0 | 0 | 0 | 0 | 0 | 0
9 | 2 | 19 | 7 | 1.7931 | 0 | 2.4469 | 0 | 0 | 0 | 0.0012057 | 0.15712 | 0 | 0 | 3.8037 | 0 | 8.202 | 0 | 0 | 0 | 0 | 0 | 0 | 0 | 0 | 0 | 0 | 0 | 0 | 0 | 0.45131 | 0 | 0.88038 | 0 | 0.62592 | 0 | 0.42 | 0.6901 | 0 | 0 | 0 | 0 | 3.0677 | 0 | 0 | 0 | 0 | 0 | 0 | 0 | 0 | 0 | 0 | 0 | 0 | 0
9 | 2 | 20 | 7 | 1.7931 | 0 | 2.4469 | 0 | 0 | 0 | 0.0012057 | 0.094807 | 0 | 0 | 2.939 | 0 | 7.2751 | 0 | 0 | 0 | 0 | 0 | 0 | 0 | 0 | 0 | 0 | 0 | 0 | 0 | 0.45131 | 0 | 1.1038 | 0 | 0.27869 | 0 | 0.3675 | 0.6901 | 0 | 0 | 0 | 0 | 2.8914 | 0 | 0 | 0 | 0 | 0 | 0 | 0 | 0 | 0 | 0 | 0 | 0 | 0
9 | 2 | 21 | 7 | 1.7931 | 0 | 2.4469 | 0 | 0 | 0 | 0.0012057 | 0.081405 | 0 | 0 | 3.7689 | 0 | 8.0916 | 0 | 0 | 0 | 0 | 0 | 0 | 0 | 0 | 0 | 0 | 0 | 0 | 0 | 0.45131 | 0 | 1.2156 | 0 | 0.21161 | 0 | 0.4725 | 0.6901 | 0 | 0 | 0 | 0 | 3.0411 | 0 | 0 | 0 | 0 | 0 | 0 | 0 | 0 | 0 | 0 | 0 | 0 | 0
9 | 2 | 22 | 7 | 1.7931 | 0 | 2.4469 | 0 | 0 | 0 | 0.0012057 | 0.07164 | 0 | 0 | 2.5239 | 0 | 6.8368 | 0 | 0 | 0 | 0 | 0 | 0 | 0 | 0 | 0 | 0 | 0 | 0 | 0 | 0.45131 | 0 | 1.1038 | 0 | 0.16085 | 0 | 0.315 | 0.6901 | 0 | 0 | 0 | 0 | 2.7211 | 0 | 0 | 0 | 0 | 0 | 0 | 0 | 0 | 0 | 0 | 0 | 0 | 0
9 | 2 | 23 | 7 | 1.7931 | 0 | 2.4469 | 0 | 0 | 0 | 0.0012057 | 0.064644 | 0 | 0 | 0.44901 | 0 | 4.7549 | 0 | 0 | 0 | 0 | 0 | 0 | 0 | 0 | 0 | 0 | 0 | 0 | 0 | 0.45131 | 0 | 0.88038 | 0 | 0.1264 | 0 | 0.0525 | 0.6901 | 0 | 0 | 0 | 0 | 2.2007 | 0 | 0 | 0 | 0 | 0 | 0 | 0 | 0 | 0 | 0 | 0 | 0 | 0
9 | 2 | 24 | 7 | 1.7931 | 0 | 2.4469 | 0 | 0 | 0 | 0.0012057 | 0.063856 | 0 | 0 | 0.44908 | 0 | 4.7542 | 0 | 0 | 0 | 0 | 0 | 0 | 0 | 0 | 0 | 0 | 0 | 0 | 0 | 0.45131 | 0 | 0.54519 | 0 | 0.12098 | 0 | 0.0525 | 0.6901 | 0 | 0 | 0 | 0 | 1.8601 | 0 | 0 | 0 | 0 | 0 | 0 | 0 | 0 | 0 | 0 | 0 | 0 | 0
9 | 3 | 1 | 8 | 1.7931 | 0 | 2.4469 | 0 | 0 | 0 | 0.0012057 | 0.074641 | 0 | 0 | 0.4492 | 0 | 4.7651 | 0 | 0 | 0 | 0 | 0 | 0 | 0 | 0 | 0 | 0 | 0 | 0 | 0 | 0.45131 | 0 | 0.32173 | 0 | 0.17032 | 0 | 0.0525 | 0.6901 | 0 | 0 | 0 | 0 | 1.686 | 0 | 0 | 0 | 0 | 0 | 0 | 0 | 0 | 0 | 0 | 0 | 0 | 0
9 | 3 | 2 | 8 | 1.7931 | 0 | 2.4469 | 0 | 0 | 0 | 0.0012057 | 0.068295 | 0 | 0 | 0.44929 | 0 | 4.7588 | 0 | 0 | 0 | 0 | 0 | 0 | 0 | 0 | 0 | 0 | 0 | 0 | 0 | 0.45131 | 0 | 0.32173 | 0 | 0.14238 | 0 | 0.0525 | 0.6901 | 0 | 0 | 0 | 0 | 1.658 | 0 | 0 | 0 | 0 | 0 | 0 | 0 | 0 | 0 | 0 | 0 | 0 | 0
9 | 3 | 3 | 8 | 1.7931 | 0 | 2.4469 | 0 | 0 | 0 | 0.0012057 | 0.063391 | 0 | 0 | 0.44935 | 0 | 4.754 | 0 | 0 | 0 | 0 | 0 | 0 | 0 | 0 | 0 | 0 | 0 | 0 | 0 | 0.45131 | 0 | 0.32173 | 0 | 0.11854 | 0 | 0.0525 | 0.6901 | 0 | 0 | 0 | 0 | 1.6342 | 0 | 0 | 0 | 0 | 0 | 0 | 0 | 0 | 0 | 0 | 0 | 0 | 0
9 | 3 | 4 | 8 | 1.7931 | 0 | 2.4469 | 0 | 0 | 0 | 0.0012057 | 0.058506 | 0 | 0 | 0.44939 | 0 | 4.7491 | 0 | 0 | 0 | 0 | 0 | 0 | 0 | 0 | 0 | 0 | 0 | 0 | 0 | 0.45131 | 0 | 0.32173 | 0 | 0.093696 | 0 | 0.0525 | 0.6901 | 0 | 0 | 0 | 0 | 1.6093 | 0 | 0 | 0 | 0 | 0 | 0 | 0 | 0 | 0 | 0 | 0 | 0 | 0
9 | 3 | 5 | 8 | 1.7931 | 0 | 2.4469 | 0 | 0 | 0 | 0.0012057 | 0.051403 | 0 | 0 | 0.44942 | 0 | 4.742 | 0 | 0 | 0 | 0 | 0 | 0 | 0 | 0 | 0 | 0 | 0 | 0 | 0 | 0.45131 | 0 | 0.32173 | 0 | 0.061794 | 0 | 0.0525 | 0.6901 | 0 | 0 | 0 | 0 | 1.5774 | 0 | 0 | 0 | 0 | 0 | 0 | 0 | 0 | 0 | 0 | 0 | 0 | 0
9 | 3 | 6 | 8 | 1.7931 | 0 | 2.4469 | 0 | 0 | 0 | 0.0012057 | 0.044501 | 0 | 0 | 2.5244 | 0 | 6.8101 | 0 | 0 | 0 | 0 | 0 | 0 | 0 | 0 | 0 | 0 | 0 | 0 | 0 | 0.45131 | 0 | 0.54519 | 0 | 0.023151 | 0 | 0.315 | 0.6901 | 0 | 0 | 0 | 0 | 2.0248 | 0 | 0 | 0 | 0 | 0 | 0 | 0 | 0 | 0 | 0 | 0 | 0 | 0
9 | 3 | 7 | 8 | 1.7931 | 0 | 2.4469 | 0 | 0 | 0 | 0.0012057 | 0.098817 | 0 | 0 | 3.9553 | 0 | 8.2953 | 0 | 0 | 0 | 0 | 0 | 0 | 0 | 0 | 0 | 0 | 0 | 0 | 0 | 0.45131 | 0 | 0.71279 | 0 | 0.065032 | 0 | 0.525 | 0.6901 | 0 | 0 | 0 | 0 | 2.4442 | 0 | 0 | 0 | 0 | 0 | 0 | 0 | 0 | 0 | 0 | 0 | 0 | 0
9 | 3 | 8 | 8 | 1.7931 | 0 | 13.5789 | 0 | 0 | 0 | 0.0012057 | 0.31371 | 0 | 0 | 3.5806 | 0 | 19.2676 | 0 | 0 | 0 | 0 | 0 | 0 | 0 | 0 | 0 | 0 | 0 | 0 | 0 | 0.45131 | 0 | 0.71279 | 0 | 0.95572 | 0 | 0.42 | 0.6901 | 0 | 0 | 0 | 0 | 3.2299 | 0 | 0 | 0 | 0 | 0 | 0 | 0 | 0 | 0 | 0 | 0 | 0 | 0
9 | 3 | 9 | 8 | 1.7931 | 0 | 13.5789 | 0 | 0 | 0 | 0.0012057 | 0.33979 | 0 | 0 | 2.5244 | 0 | 18.2373 | 0 | 0 | 0 | 0 | 0 | 0 | 0 | 0 | 0 | 0 | 0 | 0 | 0 | 0.45131 | 0 | 0.71279 | 0 | 1.5382 | 0 | 0.315 | 0.6901 | 0 | 0 | 0 | 0 | 3.7074 | 0 | 0 | 0 | 0 | 0 | 0 | 0 | 0 | 0 | 0 | 0 | 0 | 0
9 | 3 | 10 | 8 | 1.7931 | 0 | 13.5789 | 0 | 0 | 0 | 0.0012057 | 0.41718 | 0 | 0 | 2.5244 | 0 | 18.3147 | 0 | 0 | 0 | 0 | 0 | 0 | 0 | 0 | 0 | 0 | 0 | 0 | 0 | 0.45131 | 0 | 0.71279 | 0 | 2.2221 | 0 | 0.315 | 0.6901 | 0 | 0 | 0 | 0 | 4.3913 | 0 | 0 | 0 | 0 | 0 | 0 | 0 | 0 | 0 | 0 | 0 | 0 | 0
9 | 3 | 11 | 8 | 1.7931 | 0 | 13.5789 | 0 | 0 | 0 | 0.0012057 | 0.45184 | 0 | 0 | 2.9393 | 0 | 18.7644 | 0 | 0 | 0 | 0 | 0 | 0 | 0 | 0 | 0 | 0 | 0 | 0 | 0 | 0.45131 | 0 | 0.54519 | 0 | 2.3973 | 0 | 0.3675 | 0.6901 | 0 | 0 | 0 | 0 | 4.4514 | 0 | 0 | 0 | 0 | 0 | 0 | 0 | 0 | 0 | 0 | 0 | 0 | 0
9 | 3 | 12 | 8 | 1.7931 | 0 | 8.6313 | 0 | 0 | 0 | 0.0012057 | 0.4348 | 0 | 0 | 3.3543 | 0 | 14.2148 | 0 | 0 | 0 | 0 | 0 | 0 | 0 | 0 | 0 | 0 | 0 | 0 | 0 | 0.45131 | 0 | 0.54519 | 0 | 2.2718 | 0 | 0.42 | 0.6901 | 0 | 0 | 0 | 0 | 4.3784 | 0 | 0 | 0 | 0 | 0 | 0 | 0 | 0 | 0 | 0 | 0 | 0 | 0
9 | 3 | 13 | 8 | 1.7931 | 0 | 13.5789 | 0 | 0 | 0 | 0.0012057 | 0.52446 | 0 | 0 | 2.9394 | 0 | 18.8371 | 0 | 0 | 0 | 0 | 0 | 0 | 0 | 0 | 0 | 0 | 0 | 0 | 0 | 0.45131 | 0 | 0.54519 | 0 | 2.8329 | 0 | 0.3675 | 0.6901 | 0 | 0 | 0 | 0 | 4.887 | 0 | 0 | 0 | 0 | 0 | 0 | 0 | 0 | 0 | 0 | 0 | 0 | 0
9 | 3 | 14 | 8 | 1.7931 | 0 | 13.5789 | 0 | 0 | 0 | 0.0012057 | 0.57099 | 0 | 0 | 2.9394 | 0 | 18.8836 | 0 | 0 | 0 | 0 | 0 | 0 | 0 | 0 | 0 | 0 | 0 | 0 | 0 | 0.45131 | 0 | 0.54519 | 0 | 3.1857 | 0 | 0.3675 | 0.6901 | 0 | 0 | 0 | 0 | 5.2398 | 0 | 0 | 0 | 0 | 0 | 0 | 0 | 0 | 0 | 0 | 0 | 0 | 0
9 | 3 | 15 | 8 | 1.7931 | 0 | 13.5789 | 0 | 0 | 0 | 0.0012057 | 0.58296 | 0 | 0 | 2.5245 | 0 | 18.4807 | 0 | 0 | 0 | 0 | 0 | 0 | 0 | 0 | 0 | 0 | 0 | 0 | 0 | 0.45131 | 0 | 0.54519 | 0 | 3.3281 | 0 | 0.315 | 0.6901 | 0 | 0 | 0 | 0 | 5.3297 | 0 | 0 | 0 | 0 | 0 | 0 | 0 | 0 | 0 | 0 | 0 | 0 | 0
9 | 3 | 16 | 8 | 1.7931 | 0 | 13.5789 | 0 | 0 | 0 | 0.0012057 | 0.54347 | 0 | 0 | 2.5245 | 0 | 18.4412 | 0 | 0 | 0 | 0 | 0 | 0 | 0 | 0 | 0 | 0 | 0 | 0 | 0 | 0.45131 | 0 | 0.54519 | 0 | 3.0926 | 0 | 0.315 | 0.6901 | 0 | 0 | 0 | 0 | 5.0943 | 0 | 0 | 0 | 0 | 0 | 0 | 0 | 0 | 0 | 0 | 0 | 0 | 0
9 | 3 | 17 | 8 | 1.7931 | 0 | 13.5789 | 0 | 0 | 0 | 0.0012057 | 0.47856 | 0 | 0 | 3.9554 | 0 | 19.8071 | 0 | 0 | 0 | 0 | 0 | 0 | 0 | 0 | 0 | 0 | 0 | 0 | 0 | 0.45131 | 0 | 0.54519 | 0 | 2.6662 | 0 | 0.525 | 0.6901 | 0 | 0 | 0 | 0 | 4.8778 | 0 | 0 | 0 | 0 | 0 | 0 | 0 | 0 | 0 | 0 | 0 | 0 | 0
9 | 3 | 18 | 8 | 1.7931 | 0 | 9.8682 | 0 | 0 | 0 | 0.0012057 | 0.34115 | 0 | 0 | 3.9554 | 0 | 15.9591 | 0 | 0 | 0 | 0 | 0 | 0 | 0 | 0 | 0 | 0 | 0 | 0 | 0 | 0.45131 | 0 | 0.54519 | 0 | 1.7848 | 0 | 0.525 | 0.6901 | 0 | 0 | 0 | 0 | 3.9964 | 0 | 0 | 0 | 0 | 0 | 0 | 0 | 0 | 0 | 0 | 0 | 0 | 0
9 | 3 | 19 | 8 | 1.7931 | 0 | 2.4469 | 0 | 0 | 0 | 0.0012057 | 0.16716 | 0 | 0 | 3.8048 | 0 | 8.2132 | 0 | 0 | 0 | 0 | 0 | 0 | 0 | 0 | 0 | 0 | 0 | 0 | 0 | 0.45131 | 0 | 0.88038 | 0 | 0.73839 | 0 | 0.42 | 0.6901 | 0 | 0 | 0 | 0 | 3.1802 | 0 | 0 | 0 | 0 | 0 | 0 | 0 | 0 | 0 | 0 | 0 | 0 | 0
9 | 3 | 20 | 8 | 1.7931 | 0 | 2.4469 | 0 | 0 | 0 | 0.0012057 | 0.12094 | 0 | 0 | 2.9396 | 0 | 7.3018 | 0 | 0 | 0 | 0 | 0 | 0 | 0 | 0 | 0 | 0 | 0 | 0 | 0 | 0.45131 | 0 | 1.1038 | 0 | 0.46108 | 0 | 0.3675 | 0.6901 | 0 | 0 | 0 | 0 | 3.0738 | 0 | 0 | 0 | 0 | 0 | 0 | 0 | 0 | 0 | 0 | 0 | 0 | 0
9 | 3 | 21 | 8 | 1.7931 | 0 | 2.4469 | 0 | 0 | 0 | 0.0012057 | 0.090864 | 0 | 0 | 3.7695 | 0 | 8.1016 | 0 | 0 | 0 | 0 | 0 | 0 | 0 | 0 | 0 | 0 | 0 | 0 | 0 | 0.45131 | 0 | 1.2156 | 0 | 0.28922 | 0 | 0.4725 | 0.6901 | 0 | 0 | 0 | 0 | 3.1187 | 0 | 0 | 0 | 0 | 0 | 0 | 0 | 0 | 0 | 0 | 0 | 0 | 0
9 | 3 | 22 | 8 | 1.7931 | 0 | 2.4469 | 0 | 0 | 0 | 0.0012057 | 0.088626 | 0 | 0 | 2.5245 | 0 | 6.8543 | 0 | 0 | 0 | 0 | 0 | 0 | 0 | 0 | 0 | 0 | 0 | 0 | 0 | 0.45131 | 0 | 1.1038 | 0 | 0.281 | 0 | 0.315 | 0.6901 | 0 | 0 | 0 | 0 | 2.8413 | 0 | 0 | 0 | 0 | 0 | 0 | 0 | 0 | 0 | 0 | 0 | 0 | 0
9 | 3 | 23 | 8 | 1.7931 | 0 | 2.4469 | 0 | 0 | 0 | 0.0012057 | 0.089316 | 0 | 0 | 0.44954 | 0 | 4.7801 | 0 | 0 | 0 | 0 | 0 | 0 | 0 | 0 | 0 | 0 | 0 | 0 | 0 | 0.45131 | 0 | 0.88038 | 0 | 0.28033 | 0 | 0.0525 | 0.6901 | 0 | 0 | 0 | 0 | 2.3546 | 0 | 0 | 0 | 0 | 0 | 0 | 0 | 0 | 0 | 0 | 0 | 0 | 0
9 | 3 | 24 | 8 | 1.7931 | 0 | 2.4469 | 0 | 0 | 0 | 0.0012057 | 0.082487 | 0 | 0 | 0.44959 | 0 | 4.7733 | 0 | 0 | 0 | 0 | 0 | 0 | 0 | 0 | 0 | 0 | 0 | 0 | 0 | 0.45131 | 0 | 0.54519 | 0 | 0.23916 | 0 | 0.0525 | 0.6901 | 0 | 0 | 0 | 0 | 1.9783 | 0 | 0 | 0 | 0 | 0 | 0 | 0 | 0 | 0 | 0 | 0 | 0 | 0
9 | 4 | 1 | 2 | 1.7931 | 0 | 2.4469 | 0 | 0 | 0 | 0.0012057 | 0.074446 | 0 | 0 | 0.4497 | 0 | 4.7654 | 0 | 0 | 0 | 0 | 0 | 0 | 0 | 0 | 0 | 0 | 0 | 0 | 0 | 0.45131 | 0 | 0.32173 | 0 | 0.19332 | 0 | 0.0525 | 0.6901 | 0 | 0 | 0 | 0 | 1.709 | 0 | 0 | 0 | 0 | 0 | 0 | 0 | 0 | 0 | 0 | 0 | 0 | 0
9 | 4 | 2 | 2 | 1.7931 | 0 | 2.4469 | 0 | 0 | 0 | 0.0012057 | 0.072593 | 0 | 0 | 0.44983 | 0 | 4.7637 | 0 | 0 | 0 | 0 | 0 | 0 | 0 | 0 | 0 | 0 | 0 | 0 | 0 | 0.45131 | 0 | 0.32173 | 0 | 0.18312 | 0 | 0.0525 | 0.6901 | 0 | 0 | 0 | 0 | 1.6988 | 0 | 0 | 0 | 0 | 0 | 0 | 0 | 0 | 0 | 0 | 0 | 0 | 0
9 | 4 | 3 | 2 | 1.7931 | 0 | 2.4469 | 0 | 0 | 0 | 0.0012057 | 0.065421 | 0 | 0 | 0.4499 | 0 | 4.7565 | 0 | 0 | 0 | 0 | 0 | 0 | 0 | 0 | 0 | 0 | 0 | 0 | 0 | 0.45131 | 0 | 0.32173 | 0 | 0.14302 | 0 | 0.0525 | 0.6901 | 0 | 0 | 0 | 0 | 1.6587 | 0 | 0 | 0 | 0 | 0 | 0 | 0 | 0 | 0 | 0 | 0 | 0 | 0
9 | 4 | 4 | 2 | 1.7931 | 0 | 2.4469 | 0 | 0 | 0 | 0.0012057 | 0.061582 | 0 | 0 | 0.44995 | 0 | 4.7528 | 0 | 0 | 0 | 0 | 0 | 0 | 0 | 0 | 0 | 0 | 0 | 0 | 0 | 0.45131 | 0 | 0.32173 | 0 | 0.12291 | 0 | 0.0525 | 0.6901 | 0 | 0 | 0 | 0 | 1.6386 | 0 | 0 | 0 | 0 | 0 | 0 | 0 | 0 | 0 | 0 | 0 | 0 | 0
9 | 4 | 5 | 2 | 1.7931 | 0 | 2.4469 | 0 | 0 | 0 | 0.0012057 | 0.055671 | 0 | 0 | 0.44998 | 0 | 4.7469 | 0 | 0 | 0 | 0 | 0 | 0 | 0 | 0 | 0 | 0 | 0 | 0 | 0 | 0.45131 | 0 | 0.32173 | 0 | 0.08949 | 0 | 0.0525 | 0.6901 | 0 | 0 | 0 | 0 | 1.6051 | 0 | 0 | 0 | 0 | 0 | 0 | 0 | 0 | 0 | 0 | 0 | 0 | 0
9 | 4 | 6 | 2 | 1.7931 | 0 | 2.4469 | 0 | 0 | 0 | 0.0012057 | 0.051211 | 0 | 0 | 2.5249 | 0 | 6.8174 | 0 | 0 | 0 | 0 | 0 | 0 | 0 | 0 | 0 | 0 | 0 | 0 | 0 | 0.45131 | 0 | 0.54519 | 0 | 0.063872 | 0 | 0.315 | 0.6901 | 0 | 0 | 0 | 0 | 2.0655 | 0 | 0 | 0 | 0 | 0 | 0 | 0 | 0 | 0 | 0 | 0 | 0 | 0
9 | 4 | 7 | 2 | 1.7931 | 0 | 2.4469 | 0 | 0 | 0 | 0.0012057 | 0.071361 | 0 | 0 | 3.9556 | 0 | 8.2681 | 0 | 0 | 0 | 0 | 0 | 0 | 0 | 0 | 0 | 0 | 0 | 0 | 0 | 0.45131 | 0 | 0.71279 | 0 | 0.099313 | 0 | 0.525 | 0.6901 | 0 | 0 | 0 | 0 | 2.4785 | 0 | 0 | 0 | 0 | 0 | 0 | 0 | 0 | 0 | 0 | 0 | 0 | 0
9 | 4 | 8 | 2 | 1.7931 | 0 | 13.5789 | 0 | 0 | 0 | 0.0012057 | 0.31885 | 0 | 0 | 3.5814 | 0 | 19.2734 | 0 | 0 | 0 | 0 | 0 | 0 | 0 | 0 | 0 | 0 | 0 | 0 | 0 | 0.45131 | 0 | 0.71279 | 0 | 0.76344 | 0 | 0.42 | 0.6901 | 0 | 0 | 0 | 0 | 3.0376 | 0 | 0 | 0 | 0 | 0 | 0 | 0 | 0 | 0 | 0 | 0 | 0 | 0
9 | 4 | 9 | 2 | 1.7931 | 0 | 13.5789 | 0 | 0 | 0 | 0.0012057 | 0.36927 | 0 | 0 | 2.5248 | 0 | 18.2673 | 0 | 0 | 0 | 0 | 0 | 0 | 0 | 0 | 0 | 0 | 0 | 0 | 0 | 0.45131 | 0 | 0.71279 | 0 | 1.8607 | 0 | 0.315 | 0.6901 | 0 | 0 | 0 | 0 | 4.0299 | 0 | 0 | 0 | 0 | 0 | 0 | 0 | 0 | 0 | 0 | 0 | 0 | 0
9 | 4 | 10 | 2 | 1.7931 | 0 | 13.5789 | 0 | 0 | 0 | 0.0012057 | 0.35512 | 0 | 0 | 2.5248 | 0 | 18.2531 | 0 | 0 | 0 | 0 | 0 | 0 | 0 | 0 | 0 | 0 | 0 | 0 | 0 | 0.45131 | 0 | 0.71279 | 0 | 2.1152 | 0 | 0.315 | 0.6901 | 0 | 0 | 0 | 0 | 4.2844 | 0 | 0 | 0 | 0 | 0 | 0 | 0 | 0 | 0 | 0 | 0 | 0 | 0
9 | 4 | 11 | 2 | 1.7931 | 0 | 13.5789 | 0 | 0 | 0 | 0.0012057 | 0.43301 | 0 | 0 | 2.9397 | 0 | 18.7459 | 0 | 0 | 0 | 0 | 0 | 0 | 0 | 0 | 0 | 0 | 0 | 0 | 0 | 0.45131 | 0 | 0.54519 | 0 | 2.667 | 0 | 0.3675 | 0.6901 | 0 | 0 | 0 | 0 | 4.7211 | 0 | 0 | 0 | 0 | 0 | 0 | 0 | 0 | 0 | 0 | 0 | 0 | 0
9 | 4 | 12 | 2 | 1.7931 | 0 | 8.6313 | 0 | 0 | 0 | 0.0012057 | 0.29335 | 0 | 0 | 3.3547 | 0 | 14.0738 | 0 | 0 | 0 | 0 | 0 | 0 | 0 | 0 | 0 | 0 | 0 | 0 | 0 | 0.45131 | 0 | 0.54519 | 0 | 1.5958 | 0 | 0.42 | 0.6901 | 0 | 0 | 0 | 0 | 3.7024 | 0 | 0 | 0 | 0 | 0 | 0 | 0 | 0 | 0 | 0 | 0 | 0 | 0
9 | 4 | 13 | 2 | 1.7931 | 0 | 13.5789 | 0 | 0 | 0 | 0.0012057 | 0.31233 | 0 | 0 | 2.9398 | 0 | 18.6253 | 0 | 0 | 0 | 0 | 0 | 0 | 0 | 0 | 0 | 0 | 0 | 0 | 0 | 0.45131 | 0 | 0.54519 | 0 | 1.7361 | 0 | 0.3675 | 0.6901 | 0 | 0 | 0 | 0 | 3.7902 | 0 | 0 | 0 | 0 | 0 | 0 | 0 | 0 | 0 | 0 | 0 | 0 | 0
9 | 4 | 14 | 2 | 1.7931 | 0 | 13.5789 | 0 | 0 | 0 | 0.0012057 | 0.34494 | 0 | 0 | 2.9398 | 0 | 18.658 | 0 | 0 | 0 | 0 | 0 | 0 | 0 | 0 | 0 | 0 | 0 | 0 | 0 | 0.45131 | 0 | 0.54519 | 0 | 1.9805 | 0 | 0.3675 | 0.6901 | 0 | 0 | 0 | 0 | 4.0346 | 0 | 0 | 0 | 0 | 0 | 0 | 0 | 0 | 0 | 0 | 0 | 0 | 0
9 | 4 | 15 | 2 | 1.7931 | 0 | 13.5789 | 0 | 0 | 0 | 0.0012057 | 0.44846 | 0 | 0 | 2.5248 | 0 | 18.3465 | 0 | 0 | 0 | 0 | 0 | 0 | 0 | 0 | 0 | 0 | 0 | 0 | 0 | 0.45131 | 0 | 0.54519 | 0 | 2.7748 | 0 | 0.315 | 0.6901 | 0 | 0 | 0 | 0 | 4.7764 | 0 | 0 | 0 | 0 | 0 | 0 | 0 | 0 | 0 | 0 | 0 | 0 | 0
9 | 4 | 16 | 2 | 1.7931 | 0 | 13.5789 | 0 | 0 | 0 | 0.0012057 | 0.36846 | 0 | 0 | 2.5248 | 0 | 18.2665 | 0 | 0 | 0 | 0 | 0 | 0 | 0 | 0 | 0 | 0 | 0 | 0 | 0 | 0.45131 | 0 | 0.54519 | 0 | 2.2661 | 0 | 0.315 | 0.6901 | 0 | 0 | 0 | 0 | 4.2677 | 0 | 0 | 0 | 0 | 0 | 0 | 0 | 0 | 0 | 0 | 0 | 0 | 0
9 | 4 | 17 | 2 | 1.7931 | 0 | 13.5789 | 0 | 0 | 0 | 0.0012057 | 0.42968 | 0 | 0 | 3.9555 | 0 | 19.7584 | 0 | 0 | 0 | 0 | 0 | 0 | 0 | 0 | 0 | 0 | 0 | 0 | 0 | 0.45131 | 0 | 0.54519 | 0 | 2.8346 | 0 | 0.525 | 0.6901 | 0 | 0 | 0 | 0 | 5.0462 | 0 | 0 | 0 | 0 | 0 | 0 | 0 | 0 | 0 | 0 | 0 | 0 | 0
9 | 4 | 18 | 2 | 1.7931 | 0 | 9.8682 | 0 | 0 | 0 | 0.0012057 | 0.36963 | 0 | 0 | 3.9555 | 0 | 15.9877 | 0 | 0 | 0 | 0 | 0 | 0 | 0 | 0 | 0 | 0 | 0 | 0 | 0 | 0.45131 | 0 | 0.54519 | 0 | 2.4014 | 0 | 0.525 | 0.6901 | 0 | 0 | 0 | 0 | 4.613 | 0 | 0 | 0 | 0 | 0 | 0 | 0 | 0 | 0 | 0 | 0 | 0 | 0
9 | 4 | 19 | 2 | 1.7931 | 0 | 2.4469 | 0 | 0 | 0 | 0.0012057 | 0.20246 | 0 | 0 | 3.8053 | 0 | 8.249 | 0 | 0 | 0 | 0 | 0 | 0 | 0 | 0 | 0 | 0 | 0 | 0 | 0 | 0.45131 | 0 | 0.88038 | 0 | 1.1114 | 0 | 0.42 | 0.6901 | 0 | 0 | 0 | 0 | 3.5532 | 0 | 0 | 0 | 0 | 0 | 0 | 0 | 0 | 0 | 0 | 0 | 0 | 0
9 | 4 | 20 | 2 | 1.7931 | 0 | 2.4469 | 0 | 0 | 0 | 0.0012057 | 0.15338 | 0 | 0 | 2.9398 | 0 | 7.3344 | 0 | 0 | 0 | 0 | 0 | 0 | 0 | 0 | 0 | 0 | 0 | 0 | 0 | 0.45131 | 0 | 1.1038 | 0 | 0.72033 | 0 | 0.3675 | 0.6901 | 0 | 0 | 0 | 0 | 3.3331 | 0 | 0 | 0 | 0 | 0 | 0 | 0 | 0 | 0 | 0 | 0 | 0 | 0
9 | 4 | 21 | 2 | 1.7931 | 0 | 2.4469 | 0 | 0 | 0 | 0.0012057 | 0.13142 | 0 | 0 | 3.7697 | 0 | 8.1423 | 0 | 0 | 0 | 0 | 0 | 0 | 0 | 0 | 0 | 0 | 0 | 0 | 0 | 0.45131 | 0 | 1.2156 | 0 | 0.57004 | 0 | 0.4725 | 0.6901 | 0 | 0 | 0 | 0 | 3.3995 | 0 | 0 | 0 | 0 | 0 | 0 | 0 | 0 | 0 | 0 | 0 | 0 | 0
9 | 4 | 22 | 2 | 1.7931 | 0 | 2.4469 | 0 | 0 | 0 | 0.0012057 | 0.10999 | 0 | 0 | 2.5246 | 0 | 6.8759 | 0 | 0 | 0 | 0 | 0 | 0 | 0 | 0 | 0 | 0 | 0 | 0 | 0 | 0.45131 | 0 | 1.1038 | 0 | 0.43514 | 0 | 0.315 | 0.6901 | 0 | 0 | 0 | 0 | 2.9954 | 0 | 0 | 0 | 0 | 0 | 0 | 0 | 0 | 0 | 0 | 0 | 0 | 0
9 | 4 | 23 | 2 | 1.7931 | 0 | 2.4469 | 0 | 0 | 0 | 0.0012057 | 0.094549 | 0 | 0 | 0.44973 | 0 | 4.7855 | 0 | 0 | 0 | 0 | 0 | 0 | 0 | 0 | 0 | 0 | 0 | 0 | 0 | 0.45131 | 0 | 0.88038 | 0 | 0.34101 | 0 | 0.0525 | 0.6901 | 0 | 0 | 0 | 0 | 2.4153 | 0 | 0 | 0 | 0 | 0 | 0 | 0 | 0 | 0 | 0 | 0 | 0 | 0
9 | 4 | 24 | 2 | 1.7931 | 0 | 2.4469 | 0 | 0 | 0 | 0.0012057 | 0.08392 | 0 | 0 | 0.4498 | 0 | 4.7749 | 0 | 0 | 0 | 0 | 0 | 0 | 0 | 0 | 0 | 0 | 0 | 0 | 0 | 0.45131 | 0 | 0.54519 | 0 | 0.27169 | 0 | 0.0525 | 0.6901 | 0 | 0 | 0 | 0 | 2.0108 | 0 | 0 | 0 | 0 | 0 | 0 | 0 | 0 | 0 | 0 | 0 | 0 | 0
9 | 5 | 1 | 3 | 1.7931 | 0 | 2.4469 | 0 | 0 | 0 | 0.0012057 | 0.074331 | 0 | 0 | 0.44993 | 0 | 4.7655 | 0 | 0 | 0 | 0 | 0 | 0 | 0 | 0 | 0 | 0 | 0 | 0 | 0 | 0.45131 | 0 | 0.32173 | 0 | 0.20222 | 0 | 0.0525 | 0.6901 | 0 | 0 | 0 | 0 | 1.7179 | 0 | 0 | 0 | 0 | 0 | 0 | 0 | 0 | 0 | 0 | 0 | 0 | 0
9 | 5 | 2 | 3 | 1.7931 | 0 | 2.4469 | 0 | 0 | 0 | 0.0012057 | 0.065718 | 0 | 0 | 0.45007 | 0 | 4.757 | 0 | 0 | 0 | 0 | 0 | 0 | 0 | 0 | 0 | 0 | 0 | 0 | 0 | 0.45131 | 0 | 0.32173 | 0 | 0.14456 | 0 | 0.0525 | 0.6901 | 0 | 0 | 0 | 0 | 1.6602 | 0 | 0 | 0 | 0 | 0 | 0 | 0 | 0 | 0 | 0 | 0 | 0 | 0
9 | 5 | 3 | 3 | 1.7931 | 0 | 2.4469 | 0 | 0 | 0 | 0.0012057 | 0.069246 | 0 | 0 | 0.45015 | 0 | 4.7606 | 0 | 0 | 0 | 0 | 0 | 0 | 0 | 0 | 0 | 0 | 0 | 0 | 0 | 0.45131 | 0 | 0.32173 | 0 | 0.1612 | 0 | 0.0525 | 0.6901 | 0 | 0 | 0 | 0 | 1.6768 | 0 | 0 | 0 | 0 | 0 | 0 | 0 | 0 | 0 | 0 | 0 | 0 | 0
9 | 5 | 4 | 3 | 1.7931 | 0 | 2.4469 | 0 | 0 | 0 | 0.0012057 | 0.060165 | 0 | 0 | 0.45017 | 0 | 4.7516 | 0 | 0 | 0 | 0 | 0 | 0 | 0 | 0 | 0 | 0 | 0 | 0 | 0 | 0.45131 | 0 | 0.32173 | 0 | 0.10847 | 0 | 0.0525 | 0.6901 | 0 | 0 | 0 | 0 | 1.6241 | 0 | 0 | 0 | 0 | 0 | 0 | 0 | 0 | 0 | 0 | 0 | 0 | 0
9 | 5 | 5 | 3 | 1.7931 | 0 | 2.4469 | 0 | 0 | 0 | 0.0012057 | 0.048088 | 0 | 0 | 0.4502 | 0 | 4.7395 | 0 | 0 | 0 | 0 | 0 | 0 | 0 | 0 | 0 | 0 | 0 | 0 | 0 | 0.45131 | 0 | 0.32173 | 0 | 0.043365 | 0 | 0.0525 | 0.6901 | 0 | 0 | 0 | 0 | 1.559 | 0 | 0 | 0 | 0 | 0 | 0 | 0 | 0 | 0 | 0 | 0 | 0 | 0
9 | 5 | 6 | 3 | 1.7931 | 0 | 2.4469 | 0 | 0 | 0 | 0.0012057 | 0.041911 | 0 | 0 | 2.5252 | 0 | 6.8083 | 0 | 0 | 0 | 0 | 0 | 0 | 0 | 0 | 0 | 0 | 0 | 0 | 0 | 0.45131 | 0 | 0.54519 | 0 | 0.009569 | 0 | 0.315 | 0.6901 | 0 | 0 | 0 | 0 | 2.0112 | 0 | 0 | 0 | 0 | 0 | 0 | 0 | 0 | 0 | 0 | 0 | 0 | 0
9 | 5 | 7 | 3 | 1.7931 | 0 | 2.4469 | 0 | 0 | 0 | 0.0012057 | 0.074725 | 0 | 0 | 3.9557 | 0 | 8.2716 | 0 | 0 | 0 | 0 | 0 | 0 | 0 | 0 | 0 | 0 | 0 | 0 | 0 | 0.45131 | 0 | 0.71279 | 0 | 0.050436 | 0 | 0.525 | 0.6901 | 0 | 0 | 0 | 0 | 2.4296 | 0 | 0 | 0 | 0 | 0 | 0 | 0 | 0 | 0 | 0 | 0 | 0 | 0
9 | 5 | 8 | 3 | 1.7931 | 0 | 13.5789 | 0 | 0 | 0 | 0.0012057 | 0.25753 | 0 | 0 | 3.5817 | 0 | 19.2125 | 0 | 0 | 0 | 0 | 0 | 0 | 0 | 0 | 0 | 0 | 0 | 0 | 0 | 0.45131 | 0 | 0.71279 | 0 | 0.7303 | 0 | 0.42 | 0.6901 | 0 | 0 | 0 | 0 | 3.0045 | 0 | 0 | 0 | 0 | 0 | 0 | 0 | 0 | 0 | 0 | 0 | 0 | 0
9 | 5 | 9 | 3 | 1.7931 | 0 | 13.5789 | 0 | 0 | 0 | 0.0012057 | 0.28478 | 0 | 0 | 2.525 | 0 | 18.183 | 0 | 0 | 0 | 0 | 0 | 0 | 0 | 0 | 0 | 0 | 0 | 0 | 0 | 0.45131 | 0 | 0.71279 | 0 | 1.2551 | 0 | 0.315 | 0.6901 | 0 | 0 | 0 | 0 | 3.4243 | 0 | 0 | 0 | 0 | 0 | 0 | 0 | 0 | 0 | 0 | 0 | 0 | 0
9 | 5 | 10 | 3 | 1.7931 | 0 | 13.5789 | 0 | 0 | 0 | 0.0012057 | 0.30136 | 0 | 0 | 2.525 | 0 | 18.1996 | 0 | 0 | 0 | 0 | 0 | 0 | 0 | 0 | 0 | 0 | 0 | 0 | 0 | 0.45131 | 0 | 0.71279 | 0 | 1.4306 | 0 | 0.315 | 0.6901 | 0 | 0 | 0 | 0 | 3.5998 | 0 | 0 | 0 | 0 | 0 | 0 | 0 | 0 | 0 | 0 | 0 | 0 | 0
9 | 5 | 11 | 3 | 1.7931 | 0 | 13.5789 | 0 | 0 | 0 | 0.0012057 | 0.3044 | 0 | 0 | 2.94 | 0 | 18.6176 | 0 | 0 | 0 | 0 | 0 | 0 | 0 | 0 | 0 | 0 | 0 | 0 | 0 | 0.45131 | 0 | 0.54519 | 0 | 1.4392 | 0 | 0.3675 | 0.6901 | 0 | 0 | 0 | 0 | 3.4933 | 0 | 0 | 0 | 0 | 0 | 0 | 0 | 0 | 0 | 0 | 0 | 0 | 0
9 | 5 | 12 | 3 | 1.7931 | 0 | 8.6313 | 0 | 0 | 0 | 0.0012057 | 0.3656 | 0 | 0 | 3.355 | 0 | 14.1463 | 0 | 0 | 0 | 0 | 0 | 0 | 0 | 0 | 0 | 0 | 0 | 0 | 0 | 0.45131 | 0 | 0.54519 | 0 | 1.7742 | 0 | 0.42 | 0.6901 | 0 | 0 | 0 | 0 | 3.8808 | 0 | 0 | 0 | 0 | 0 | 0 | 0 | 0 | 0 | 0 | 0 | 0 | 0
9 | 5 | 13 | 3 | 1.7931 | 0 | 13.5789 | 0 | 0 | 0 | 0.0012057 | 0.42033 | 0 | 0 | 2.94 | 0 | 18.7336 | 0 | 0 | 0 | 0 | 0 | 0 | 0 | 0 | 0 | 0 | 0 | 0 | 0 | 0.45131 | 0 | 0.54519 | 0 | 2.0507 | 0 | 0.3675 | 0.6901 | 0 | 0 | 0 | 0 | 4.1048 | 0 | 0 | 0 | 0 | 0 | 0 | 0 | 0 | 0 | 0 | 0 | 0 | 0
9 | 5 | 14 | 3 | 1.7931 | 0 | 13.5789 | 0 | 0 | 0 | 0.0012057 | 0.48817 | 0 | 0 | 2.94 | 0 | 18.8014 | 0 | 0 | 0 | 0 | 0 | 0 | 0 | 0 | 0 | 0 | 0 | 0 | 0 | 0.45131 | 0 | 0.54519 | 0 | 2.5778 | 0 | 0.3675 | 0.6901 | 0 | 0 | 0 | 0 | 4.6319 | 0 | 0 | 0 | 0 | 0 | 0 | 0 | 0 | 0 | 0 | 0 | 0 | 0
9 | 5 | 15 | 3 | 1.7931 | 0 | 13.5789 | 0 | 0 | 0 | 0.0012057 | 0.52895 | 0 | 0 | 2.525 | 0 | 18.4272 | 0 | 0 | 0 | 0 | 0 | 0 | 0 | 0 | 0 | 0 | 0 | 0 | 0 | 0.45131 | 0 | 0.54519 | 0 | 2.7946 | 0 | 0.315 | 0.6901 | 0 | 0 | 0 | 0 | 4.7962 | 0 | 0 | 0 | 0 | 0 | 0 | 0 | 0 | 0 | 0 | 0 | 0 | 0
9 | 5 | 16 | 3 | 1.7931 | 0 | 13.5789 | 0 | 0 | 0 | 0.0012057 | 0.52677 | 0 | 0 | 2.525 | 0 | 18.425 | 0 | 0 | 0 | 0 | 0 | 0 | 0 | 0 | 0 | 0 | 0 | 0 | 0 | 0.45131 | 0 | 0.54519 | 0 | 2.7808 | 0 | 0.315 | 0.6901 | 0 | 0 | 0 | 0 | 4.7824 | 0 | 0 | 0 | 0 | 0 | 0 | 0 | 0 | 0 | 0 | 0 | 0 | 0
9 | 5 | 17 | 3 | 1.7931 | 0 | 13.5789 | 0 | 0 | 0 | 0.0012057 | 0.49999 | 0 | 0 | 3.9556 | 0 | 19.8288 | 0 | 0 | 0 | 0 | 0 | 0 | 0 | 0 | 0 | 0 | 0 | 0 | 0 | 0.45131 | 0 | 0.54519 | 0 | 2.7085 | 0 | 0.525 | 0.6901 | 0 | 0 | 0 | 0 | 4.9201 | 0 | 0 | 0 | 0 | 0 | 0 | 0 | 0 | 0 | 0 | 0 | 0 | 0
9 | 5 | 18 | 3 | 1.7931 | 0 | 9.8682 | 0 | 0 | 0 | 0.0012057 | 0.37311 | 0 | 0 | 3.9556 | 0 | 15.9913 | 0 | 0 | 0 | 0 | 0 | 0 | 0 | 0 | 0 | 0 | 0 | 0 | 0 | 0.45131 | 0 | 0.54519 | 0 | 1.9841 | 0 | 0.525 | 0.6901 | 0 | 0 | 0 | 0 | 4.1957 | 0 | 0 | 0 | 0 | 0 | 0 | 0 | 0 | 0 | 0 | 0 | 0 | 0
9 | 5 | 19 | 3 | 1.7931 | 0 | 2.4469 | 0 | 0 | 0 | 0.0012057 | 0.19951 | 0 | 0 | 3.8057 | 0 | 8.2464 | 0 | 0 | 0 | 0 | 0 | 0 | 0 | 0 | 0 | 0 | 0 | 0 | 0 | 0.45131 | 0 | 0.88038 | 0 | 0.91529 | 0 | 0.42 | 0.6901 | 0 | 0 | 0 | 0 | 3.3571 | 0 | 0 | 0 | 0 | 0 | 0 | 0 | 0 | 0 | 0 | 0 | 0 | 0
9 | 5 | 20 | 3 | 1.7931 | 0 | 2.4469 | 0 | 0 | 0 | 0.0012057 | 0.14069 | 0 | 0 | 2.94 | 0 | 7.3219 | 0 | 0 | 0 | 0 | 0 | 0 | 0 | 0 | 0 | 0 | 0 | 0 | 0 | 0.45131 | 0 | 1.1038 | 0 | 0.54866 | 0 | 0.3675 | 0.6901 | 0 | 0 | 0 | 0 | 3.1614 | 0 | 0 | 0 | 0 | 0 | 0 | 0 | 0 | 0 | 0 | 0 | 0 | 0
9 | 5 | 21 | 3 | 1.7931 | 0 | 2.4469 | 0 | 0 | 0 | 0.0012057 | 0.11571 | 0 | 0 | 3.7699 | 0 | 8.1268 | 0 | 0 | 0 | 0 | 0 | 0 | 0 | 0 | 0 | 0 | 0 | 0 | 0 | 0.45131 | 0 | 1.2156 | 0 | 0.40896 | 0 | 0.4725 | 0.6901 | 0 | 0 | 0 | 0 | 3.2384 | 0 | 0 | 0 | 0 | 0 | 0 | 0 | 0 | 0 | 0 | 0 | 0 | 0
9 | 5 | 22 | 3 | 1.7931 | 0 | 2.4469 | 0 | 0 | 0 | 0.0012057 | 0.10442 | 0 | 0 | 2.5248 | 0 | 6.8705 | 0 | 0 | 0 | 0 | 0 | 0 | 0 | 0 | 0 | 0 | 0 | 0 | 0 | 0.45131 | 0 | 1.1038 | 0 | 0.33558 | 0 | 0.315 | 0.6901 | 0 | 0 | 0 | 0 | 2.8958 | 0 | 0 | 0 | 0 | 0 | 0 | 0 | 0 | 0 | 0 | 0 | 0 | 0
9 | 5 | 23 | 3 | 1.7931 | 0 | 2.4469 | 0 | 0 | 0 | 0.0012057 | 0.089258 | 0 | 0 | 0.44989 | 0 | 4.7804 | 0 | 0 | 0 | 0 | 0 | 0 | 0 | 0 | 0 | 0 | 0 | 0 | 0 | 0.45131 | 0 | 0.88038 | 0 | 0.25764 | 0 | 0.0525 | 0.6901 | 0 | 0 | 0 | 0 | 2.3319 | 0 | 0 | 0 | 0 | 0 | 0 | 0 | 0 | 0 | 0 | 0 | 0 | 0
9 | 5 | 24 | 3 | 1.7931 | 0 | 2.4469 | 0 | 0 | 0 | 0.0012057 | 0.078775 | 0 | 0 | 0.44995 | 0 | 4.7699 | 0 | 0 | 0 | 0 | 0 | 0 | 0 | 0 | 0 | 0 | 0 | 0 | 0 | 0.45131 | 0 | 0.54519 | 0 | 0.19653 | 0 | 0.0525 | 0.6901 | 0 | 0 | 0 | 0 | 1.9356 | 0 | 0 | 0 | 0 | 0 | 0 | 0 | 0 | 0 | 0 | 0 | 0 | 0
9 | 6 | 1 | 4 | 1.7931 | 0 | 2.4469 | 0 | 0 | 0 | 0.0012057 | 0.070642 | 0 | 0 | 0.45007 | 0 | 4.7619 | 0 | 0 | 0 | 0 | 0 | 0 | 0 | 0 | 0 | 0 | 0 | 0 | 0 | 0.45131 | 0 | 0.32173 | 0 | 0.15318 | 0 | 0.0525 | 0.6901 | 0 | 0 | 0 | 0 | 1.6688 | 0 | 0 | 0 | 0 | 0 | 0 | 0 | 0 | 0 | 0 | 0 | 0 | 0
9 | 6 | 2 | 4 | 1.7931 | 0 | 2.4469 | 0 | 0 | 0 | 0.0012057 | 0.068111 | 0 | 0 | 0.4502 | 0 | 4.7595 | 0 | 0 | 0 | 0 | 0 | 0 | 0 | 0 | 0 | 0 | 0 | 0 | 0 | 0.45131 | 0 | 0.32173 | 0 | 0.14138 | 0 | 0.0525 | 0.6901 | 0 | 0 | 0 | 0 | 1.657 | 0 | 0 | 0 | 0 | 0 | 0 | 0 | 0 | 0 | 0 | 0 | 0 | 0
9 | 6 | 3 | 4 | 1.7931 | 0 | 2.4469 | 0 | 0 | 0 | 0.0012057 | 0.049716 | 0 | 0 | 0.45026 | 0 | 4.7412 | 0 | 0 | 0 | 0 | 0 | 0 | 0 | 0 | 0 | 0 | 0 | 0 | 0 | 0.45131 | 0 | 0.32173 | 0 | 0.050868 | 0 | 0.0525 | 0.6901 | 0 | 0 | 0 | 0 | 1.5665 | 0 | 0 | 0 | 0 | 0 | 0 | 0 | 0 | 0 | 0 | 0 | 0 | 0
9 | 6 | 4 | 4 | 1.7931 | 0 | 2.4469 | 0 | 0 | 0 | 0.0012057 | 0.043715 | 0 | 0 | 0.45032 | 0 | 4.7353 | 0 | 0 | 0 | 0 | 0 | 0 | 0 | 0 | 0 | 0 | 0 | 0 | 0 | 0.45131 | 0 | 0.32173 | 0 | 0.018652 | 0 | 0.0525 | 0.6901 | 0 | 0 | 0 | 0 | 1.5343 | 0 | 0 | 0 | 0 | 0 | 0 | 0 | 0 | 0 | 0 | 0 | 0 | 0
9 | 6 | 5 | 4 | 1.7931 | 0 | 2.4469 | 0 | 0 | 0 | 0.0012057 | 0.040597 | 0 | 0 | 0.45038 | 0 | 4.7322 | 0 | 0 | 0 | 0 | 0 | 0 | 0 | 0 | 0 | 0 | 0 | 0 | 0 | 0.45131 | 0 | 0.32173 | 0 | 0.0026747 | 0 | 0.0525 | 0.6901 | 0 | 0 | 0 | 0 | 1.5183 | 0 | 0 | 0 | 0 | 0 | 0 | 0 | 0 | 0 | 0 | 0 | 0 | 0
9 | 6 | 6 | 4 | 1.7931 | 0 | 2.4469 | 0 | 0 | 0 | 0.0012057 | 0.04 | 0 | 0 | 2.5253 | 0 | 6.8066 | 0 | 0 | 0 | 0 | 0 | 0 | 0 | 0 | 0 | 0 | 0 | 0 | 0 | 0.45131 | 0 | 0.54519 | 0 | 0 | 0 | 0.315 | 0.6901 | 0 | 0 | 0 | 0 | 2.0016 | 0 | 0 | 0 | 0 | 0 | 0 | 0 | 0 | 0 | 0 | 0 | 0 | 0
9 | 6 | 7 | 4 | 1.7931 | 0 | 2.4469 | 0 | 0 | 0 | 0.0012057 | 0.043638 | 0 | 0 | 3.9558 | 0 | 8.2406 | 0 | 0 | 0 | 0 | 0 | 0 | 0 | 0 | 0 | 0 | 0 | 0 | 0 | 0.45131 | 0 | 0.71279 | 0 | 0 | 0 | 0.525 | 0.6901 | 0 | 0 | 0 | 0 | 2.3792 | 0 | 0 | 0 | 0 | 0 | 0 | 0 | 0 | 0 | 0 | 0 | 0 | 0
9 | 6 | 8 | 4 | 1.7931 | 0 | 13.5789 | 0 | 0 | 0 | 0.0012057 | 0.16927 | 0 | 0 | 3.582 | 0 | 19.1244 | 0 | 0 | 0 | 0 | 0 | 0 | 0 | 0 | 0 | 0 | 0 | 0 | 0 | 0.45131 | 0 | 0.71279 | 0 | 0.21616 | 0 | 0.42 | 0.6901 | 0 | 0 | 0 | 0 | 2.4904 | 0 | 0 | 0 | 0 | 0 | 0 | 0 | 0 | 0 | 0 | 0 | 0 | 0
9 | 6 | 9 | 4 | 1.7931 | 0 | 13.5789 | 0 | 0 | 0 | 0.0012057 | 0.23338 | 0 | 0 | 2.5252 | 0 | 18.1318 | 0 | 0 | 0 | 0 | 0 | 0 | 0 | 0 | 0 | 0 | 0 | 0 | 0 | 0.45131 | 0 | 0.71279 | 0 | 1.0141 | 0 | 0.315 | 0.6901 | 0 | 0 | 0 | 0 | 3.1833 | 0 | 0 | 0 | 0 | 0 | 0 | 0 | 0 | 0 | 0 | 0 | 0 | 0
9 | 6 | 10 | 4 | 1.7931 | 0 | 13.5789 | 0 | 0 | 0 | 0.0012057 | 0.31047 | 0 | 0 | 2.5252 | 0 | 18.2088 | 0 | 0 | 0 | 0 | 0 | 0 | 0 | 0 | 0 | 0 | 0 | 0 | 0 | 0.45131 | 0 | 0.71279 | 0 | 1.4161 | 0 | 0.315 | 0.6901 | 0 | 0 | 0 | 0 | 3.5853 | 0 | 0 | 0 | 0 | 0 | 0 | 0 | 0 | 0 | 0 | 0 | 0 | 0
9 | 6 | 11 | 4 | 1.7931 | 0 | 13.5789 | 0 | 0 | 0 | 0.0012057 | 0.38397 | 0 | 0 | 2.9401 | 0 | 18.6973 | 0 | 0 | 0 | 0 | 0 | 0 | 0 | 0 | 0 | 0 | 0 | 0 | 0 | 0.45131 | 0 | 0.54519 | 0 | 1.8316 | 0 | 0.3675 | 0.6901 | 0 | 0 | 0 | 0 | 3.8857 | 0 | 0 | 0 | 0 | 0 | 0 | 0 | 0 | 0 | 0 | 0 | 0 | 0
9 | 6 | 12 | 4 | 1.7931 | 0 | 8.6313 | 0 | 0 | 0 | 0.0012057 | 0.40032 | 0 | 0 | 3.3551 | 0 | 14.1811 | 0 | 0 | 0 | 0 | 0 | 0 | 0 | 0 | 0 | 0 | 0 | 0 | 0 | 0.45131 | 0 | 0.54519 | 0 | 1.9354 | 0 | 0.42 | 0.6901 | 0 | 0 | 0 | 0 | 4.042 | 0 | 0 | 0 | 0 | 0 | 0 | 0 | 0 | 0 | 0 | 0 | 0 | 0
9 | 6 | 13 | 4 | 1.7931 | 0 | 13.5789 | 0 | 0 | 0 | 0.0012057 | 0.51492 | 0 | 0 | 2.9401 | 0 | 18.8283 | 0 | 0 | 0 | 0 | 0 | 0 | 0 | 0 | 0 | 0 | 0 | 0 | 0 | 0.45131 | 0 | 0.54519 | 0 | 2.5952 | 0 | 0.3675 | 0.6901 | 0 | 0 | 0 | 0 | 4.6493 | 0 | 0 | 0 | 0 | 0 | 0 | 0 | 0 | 0 | 0 | 0 | 0 | 0
9 | 6 | 14 | 4 | 1.7931 | 0 | 13.5789 | 0 | 0 | 0 | 0.0012057 | 0.56773 | 0 | 0 | 2.9401 | 0 | 18.8811 | 0 | 0 | 0 | 0 | 0 | 0 | 0 | 0 | 0 | 0 | 0 | 0 | 0 | 0.45131 | 0 | 0.54519 | 0 | 3.0789 | 0 | 0.3675 | 0.6901 | 0 | 0 | 0 | 0 | 5.133 | 0 | 0 | 0 | 0 | 0 | 0 | 0 | 0 | 0 | 0 | 0 | 0 | 0
9 | 6 | 15 | 4 | 1.7931 | 0 | 13.5789 | 0 | 0 | 0 | 0.0012057 | 0.57041 | 0 | 0 | 2.5252 | 0 | 18.4688 | 0 | 0 | 0 | 0 | 0 | 0 | 0 | 0 | 0 | 0 | 0 | 0 | 0 | 0.45131 | 0 | 0.54519 | 0 | 3.0768 | 0 | 0.315 | 0.6901 | 0 | 0 | 0 | 0 | 5.0784 | 0 | 0 | 0 | 0 | 0 | 0 | 0 | 0 | 0 | 0 | 0 | 0 | 0
9 | 6 | 16 | 4 | 1.7931 | 0 | 13.5789 | 0 | 0 | 0 | 0.0012057 | 0.53817 | 0 | 0 | 2.5252 | 0 | 18.4365 | 0 | 0 | 0 | 0 | 0 | 0 | 0 | 0 | 0 | 0 | 0 | 0 | 0 | 0.45131 | 0 | 0.54519 | 0 | 2.9771 | 0 | 0.315 | 0.6901 | 0 | 0 | 0 | 0 | 4.9787 | 0 | 0 | 0 | 0 | 0 | 0 | 0 | 0 | 0 | 0 | 0 | 0 | 0
9 | 6 | 17 | 4 | 1.7931 | 0 | 13.5789 | 0 | 0 | 0 | 0.0012057 | 0.48561 | 0 | 0 | 3.9557 | 0 | 19.8145 | 0 | 0 | 0 | 0 | 0 | 0 | 0 | 0 | 0 | 0 | 0 | 0 | 0 | 0.45131 | 0 | 0.54519 | 0 | 2.7203 | 0 | 0.525 | 0.6901 | 0 | 0 | 0 | 0 | 4.9319 | 0 | 0 | 0 | 0 | 0 | 0 | 0 | 0 | 0 | 0 | 0 | 0 | 0
9 | 6 | 18 | 4 | 1.7931 | 0 | 9.8682 | 0 | 0 | 0 | 0.0012057 | 0.35729 | 0 | 0 | 3.9557 | 0 | 15.9755 | 0 | 0 | 0 | 0 | 0 | 0 | 0 | 0 | 0 | 0 | 0 | 0 | 0 | 0.45131 | 0 | 0.54519 | 0 | 1.9583 | 0 | 0.525 | 0.6901 | 0 | 0 | 0 | 0 | 4.1699 | 0 | 0 | 0 | 0 | 0 | 0 | 0 | 0 | 0 | 0 | 0 | 0 | 0
9 | 6 | 19 | 4 | 1.7931 | 0 | 2.4469 | 0 | 0 | 0 | 0.0012057 | 0.17456 | 0 | 0 | 3.806 | 0 | 8.2218 | 0 | 0 | 0 | 0 | 0 | 0 | 0 | 0 | 0 | 0 | 0 | 0 | 0 | 0.45131 | 0 | 0.88038 | 0 | 0.81077 | 0 | 0.42 | 0.6901 | 0 | 0 | 0 | 0 | 3.2526 | 0 | 0 | 0 | 0 | 0 | 0 | 0 | 0 | 0 | 0 | 0 | 0 | 0
9 | 6 | 20 | 4 | 1.7931 | 0 | 2.4469 | 0 | 0 | 0 | 0.0012057 | 0.12032 | 0 | 0 | 2.9402 | 0 | 7.3017 | 0 | 0 | 0 | 0 | 0 | 0 | 0 | 0 | 0 | 0 | 0 | 0 | 0 | 0.45131 | 0 | 1.1038 | 0 | 0.4697 | 0 | 0.3675 | 0.6901 | 0 | 0 | 0 | 0 | 3.0825 | 0 | 0 | 0 | 0 | 0 | 0 | 0 | 0 | 0 | 0 | 0 | 0 | 0
9 | 6 | 21 | 4 | 1.7931 | 0 | 2.4469 | 0 | 0 | 0 | 0.0012057 | 0.10114 | 0 | 0 | 3.77 | 0 | 8.1124 | 0 | 0 | 0 | 0 | 0 | 0 | 0 | 0 | 0 | 0 | 0 | 0 | 0 | 0.45131 | 0 | 1.2156 | 0 | 0.35362 | 0 | 0.4725 | 0.6901 | 0 | 0 | 0 | 0 | 3.1831 | 0 | 0 | 0 | 0 | 0 | 0 | 0 | 0 | 0 | 0 | 0 | 0 | 0
9 | 6 | 22 | 4 | 1.7931 | 0 | 2.4469 | 0 | 0 | 0 | 0.0012057 | 0.097156 | 0 | 0 | 2.525 | 0 | 6.8634 | 0 | 0 | 0 | 0 | 0 | 0 | 0 | 0 | 0 | 0 | 0 | 0 | 0 | 0.45131 | 0 | 1.1038 | 0 | 0.32789 | 0 | 0.315 | 0.6901 | 0 | 0 | 0 | 0 | 2.8881 | 0 | 0 | 0 | 0 | 0 | 0 | 0 | 0 | 0 | 0 | 0 | 0 | 0
9 | 6 | 23 | 4 | 1.7931 | 0 | 2.4469 | 0 | 0 | 0 | 0.0012057 | 0.08968 | 0 | 0 | 0.45009 | 0 | 4.781 | 0 | 0 | 0 | 0 | 0 | 0 | 0 | 0 | 0 | 0 | 0 | 0 | 0 | 0.45131 | 0 | 0.88038 | 0 | 0.28203 | 0 | 0.0525 | 0.6901 | 0 | 0 | 0 | 0 | 2.3563 | 0 | 0 | 0 | 0 | 0 | 0 | 0 | 0 | 0 | 0 | 0 | 0 | 0
9 | 6 | 24 | 4 | 1.7931 | 0 | 2.4469 | 0 | 0 | 0 | 0.0012057 | 0.079698 | 0 | 0 | 0.45014 | 0 | 4.7711 | 0 | 0 | 0 | 0 | 0 | 0 | 0 | 0 | 0 | 0 | 0 | 0 | 0 | 0.45131 | 0 | 0.54519 | 0 | 0.22478 | 0 | 0.0525 | 0.6901 | 0 | 0 | 0 | 0 | 1.9639 | 0 | 0 | 0 | 0 | 0 | 0 | 0 | 0 | 0 | 0 | 0 | 0 | 0
9 | 7 | 1 | 5 | 1.7931 | 0 | 2.4469 | 0 | 0 | 0 | 0.0012057 | 0.07949 | 0 | 0 | 0.45027 | 0 | 4.771 | 0 | 0 | 0 | 0 | 0 | 0 | 0 | 0 | 0 | 0 | 0 | 0 | 0 | 0.45131 | 0 | 0.32173 | 0 | 0.22487 | 0 | 0.0525 | 0.6901 | 0 | 0 | 0 | 0 | 1.7405 | 0 | 0 | 0 | 0 | 0 | 0 | 0 | 0 | 0 | 0 | 0 | 0 | 0
9 | 7 | 2 | 5 | 1.7931 | 0 | 2.4469 | 0 | 0 | 0 | 0.0012057 | 0.078 | 0 | 0 | 0.45038 | 0 | 4.7696 | 0 | 0 | 0 | 0 | 0 | 0 | 0 | 0 | 0 | 0 | 0 | 0 | 0 | 0.45131 | 0 | 0.32173 | 0 | 0.21199 | 0 | 0.0525 | 0.6901 | 0 | 0 | 0 | 0 | 1.7276 | 0 | 0 | 0 | 0 | 0 | 0 | 0 | 0 | 0 | 0 | 0 | 0 | 0
9 | 7 | 3 | 5 | 1.7931 | 0 | 2.4469 | 0 | 0 | 0 | 0.0012057 | 0.070797 | 0 | 0 | 0.45044 | 0 | 4.7625 | 0 | 0 | 0 | 0 | 0 | 0 | 0 | 0 | 0 | 0 | 0 | 0 | 0 | 0.45131 | 0 | 0.32173 | 0 | 0.16772 | 0 | 0.0525 | 0.6901 | 0 | 0 | 0 | 0 | 1.6834 | 0 | 0 | 0 | 0 | 0 | 0 | 0 | 0 | 0 | 0 | 0 | 0 | 0
9 | 7 | 4 | 5 | 1.7931 | 0 | 2.4469 | 0 | 0 | 0 | 0.0012057 | 0.065574 | 0 | 0 | 0.45047 | 0 | 4.7573 | 0 | 0 | 0 | 0 | 0 | 0 | 0 | 0 | 0 | 0 | 0 | 0 | 0 | 0.45131 | 0 | 0.32173 | 0 | 0.1374 | 0 | 0.0525 | 0.6901 | 0 | 0 | 0 | 0 | 1.653 | 0 | 0 | 0 | 0 | 0 | 0 | 0 | 0 | 0 | 0 | 0 | 0 | 0
9 | 7 | 5 | 5 | 1.7931 | 0 | 2.4469 | 0 | 0 | 0 | 0.0012057 | 0.060894 | 0 | 0 | 0.45049 | 0 | 4.7526 | 0 | 0 | 0 | 0 | 0 | 0 | 0 | 0 | 0 | 0 | 0 | 0 | 0 | 0.45131 | 0 | 0.32173 | 0 | 0.11053 | 0 | 0.0525 | 0.6901 | 0 | 0 | 0 | 0 | 1.6262 | 0 | 0 | 0 | 0 | 0 | 0 | 0 | 0 | 0 | 0 | 0 | 0 | 0
9 | 7 | 6 | 5 | 1.7931 | 0 | 2.4469 | 0 | 0 | 0 | 0.0012057 | 0.0515 | 0 | 0 | 2.5254 | 0 | 6.8182 | 0 | 0 | 0 | 0 | 0 | 0 | 0 | 0 | 0 | 0 | 0 | 0 | 0 | 0.45131 | 0 | 0.54519 | 0 | 0.059562 | 0 | 0.315 | 0.6901 | 0 | 0 | 0 | 0 | 2.0612 | 0 | 0 | 0 | 0 | 0 | 0 | 0 | 0 | 0 | 0 | 0 | 0 | 0
9 | 7 | 7 | 5 | 1.7931 | 0 | 2.4469 | 0 | 0 | 0 | 0.0012057 | 0.080619 | 0 | 0 | 3.9558 | 0 | 8.2776 | 0 | 0 | 0 | 0 | 0 | 0 | 0 | 0 | 0 | 0 | 0 | 0 | 0 | 0.45131 | 0 | 0.71279 | 0 | 0.11629 | 0 | 0.525 | 0.6901 | 0 | 0 | 0 | 0 | 2.4955 | 0 | 0 | 0 | 0 | 0 | 0 | 0 | 0 | 0 | 0 | 0 | 0 | 0
9 | 7 | 8 | 5 | 1.7931 | 0 | 13.5789 | 0 | 0 | 0 | 0.0012057 | 0.28959 | 0 | 0 | 3.5821 | 0 | 19.2449 | 0 | 0 | 0 | 0 | 0 | 0 | 0 | 0 | 0 | 0 | 0 | 0 | 0 | 0.45131 | 0 | 0.71279 | 0 | 0.7971 | 0 | 0.42 | 0.6901 | 0 | 0 | 0 | 0 | 3.0713 | 0 | 0 | 0 | 0 | 0 | 0 | 0 | 0 | 0 | 0 | 0 | 0 | 0
9 | 7 | 9 | 5 | 1.7931 | 0 | 13.5789 | 0 | 0 | 0 | 0.0012057 | 0.32849 | 0 | 0 | 2.5253 | 0 | 18.227 | 0 | 0 | 0 | 0 | 0 | 0 | 0 | 0 | 0 | 0 | 0 | 0 | 0 | 0.45131 | 0 | 0.71279 | 0 | 1.5742 | 0 | 0.315 | 0.6901 | 0 | 0 | 0 | 0 | 3.7434 | 0 | 0 | 0 | 0 | 0 | 0 | 0 | 0 | 0 | 0 | 0 | 0 | 0
9 | 7 | 10 | 5 | 1.7931 | 0 | 13.5789 | 0 | 0 | 0 | 0.0012057 | 0.40287 | 0 | 0 | 2.5252 | 0 | 18.3013 | 0 | 0 | 0 | 0 | 0 | 0 | 0 | 0 | 0 | 0 | 0 | 0 | 0 | 0.45131 | 0 | 0.71279 | 0 | 2.1779 | 0 | 0.315 | 0.6901 | 0 | 0 | 0 | 0 | 4.3471 | 0 | 0 | 0 | 0 | 0 | 0 | 0 | 0 | 0 | 0 | 0 | 0 | 0
9 | 7 | 11 | 5 | 1.7931 | 0 | 13.5789 | 0 | 0 | 0 | 0.0012057 | 0.46595 | 0 | 0 | 2.9402 | 0 | 18.7793 | 0 | 0 | 0 | 0 | 0 | 0 | 0 | 0 | 0 | 0 | 0 | 0 | 0 | 0.45131 | 0 | 0.54519 | 0 | 2.5716 | 0 | 0.3675 | 0.6901 | 0 | 0 | 0 | 0 | 4.6257 | 0 | 0 | 0 | 0 | 0 | 0 | 0 | 0 | 0 | 0 | 0 | 0 | 0
9 | 7 | 12 | 5 | 1.7931 | 0 | 8.6313 | 0 | 0 | 0 | 0.0012057 | 0.4904 | 0 | 0 | 3.3552 | 0 | 14.2713 | 0 | 0 | 0 | 0 | 0 | 0 | 0 | 0 | 0 | 0 | 0 | 0 | 0 | 0.45131 | 0 | 0.54519 | 0 | 2.7189 | 0 | 0.42 | 0.6901 | 0 | 0 | 0 | 0 | 4.8255 | 0 | 0 | 0 | 0 | 0 | 0 | 0 | 0 | 0 | 0 | 0 | 0 | 0
9 | 7 | 13 | 5 | 1.7931 | 0 | 13.5789 | 0 | 0 | 0 | 0.0012057 | 0.57173 | 0 | 0 | 2.9402 | 0 | 18.8851 | 0 | 0 | 0 | 0 | 0 | 0 | 0 | 0 | 0 | 0 | 0 | 0 | 0 | 0.45131 | 0 | 0.54519 | 0 | 3.2029 | 0 | 0.3675 | 0.6901 | 0 | 0 | 0 | 0 | 5.257 | 0 | 0 | 0 | 0 | 0 | 0 | 0 | 0 | 0 | 0 | 0 | 0 | 0
9 | 7 | 14 | 5 | 1.7931 | 0 | 13.5789 | 0 | 0 | 0 | 0.0012057 | 0.62437 | 0 | 0 | 2.9402 | 0 | 18.9378 | 0 | 0 | 0 | 0 | 0 | 0 | 0 | 0 | 0 | 0 | 0 | 0 | 0 | 0.45131 | 0 | 0.54519 | 0 | 3.7672 | 0 | 0.3675 | 0.6901 | 0 | 0 | 0 | 0 | 5.8213 | 0 | 0 | 0 | 0 | 0 | 0 | 0 | 0 | 0 | 0 | 0 | 0 | 0
9 | 7 | 15 | 5 | 1.7931 | 0 | 13.5789 | 0 | 0 | 0 | 0.0012057 | 0.60649 | 0 | 0 | 2.5252 | 0 | 18.5049 | 0 | 0 | 0 | 0 | 0 | 0 | 0 | 0 | 0 | 0 | 0 | 0 | 0 | 0.45131 | 0 | 0.54519 | 0 | 3.608 | 0 | 0.315 | 0.6901 | 0 | 0 | 0 | 0 | 5.6096 | 0 | 0 | 0 | 0 | 0 | 0 | 0 | 0 | 0 | 0 | 0 | 0 | 0
9 | 7 | 16 | 5 | 1.7931 | 0 | 13.5789 | 0 | 0 | 0 | 0.0012057 | 0.57259 | 0 | 0 | 2.5252 | 0 | 18.471 | 0 | 0 | 0 | 0 | 0 | 0 | 0 | 0 | 0 | 0 | 0 | 0 | 0 | 0.45131 | 0 | 0.54519 | 0 | 3.5812 | 0 | 0.315 | 0.6901 | 0 | 0 | 0 | 0 | 5.5828 | 0 | 0 | 0 | 0 | 0 | 0 | 0 | 0 | 0 | 0 | 0 | 0 | 0
9 | 7 | 17 | 5 | 1.7931 | 0 | 13.5789 | 0 | 0 | 0 | 0.0012057 | 0.53824 | 0 | 0 | 3.9557 | 0 | 19.8672 | 0 | 0 | 0 | 0 | 0 | 0 | 0 | 0 | 0 | 0 | 0 | 0 | 0 | 0.45131 | 0 | 0.54519 | 0 | 3.4345 | 0 | 0.525 | 0.6901 | 0 | 0 | 0 | 0 | 5.6461 | 0 | 0 | 0 | 0 | 0 | 0 | 0 | 0 | 0 | 0 | 0 | 0 | 0
9 | 7 | 18 | 5 | 1.7931 | 0 | 9.8682 | 0 | 0 | 0 | 0.0012057 | 0.40605 | 0 | 0 | 3.9557 | 0 | 16.0243 | 0 | 0 | 0 | 0 | 0 | 0 | 0 | 0 | 0 | 0 | 0 | 0 | 0 | 0.45131 | 0 | 0.54519 | 0 | 2.5812 | 0 | 0.525 | 0.6901 | 0 | 0 | 0 | 0 | 4.7928 | 0 | 0 | 0 | 0 | 0 | 0 | 0 | 0 | 0 | 0 | 0 | 0 | 0
9 | 7 | 19 | 5 | 1.7931 | 0 | 2.4469 | 0 | 0 | 0 | 0.0012057 | 0.24455 | 0 | 0 | 3.8061 | 0 | 8.2919 | 0 | 0 | 0 | 0 | 0 | 0 | 0 | 0 | 0 | 0 | 0 | 0 | 0 | 0.45131 | 0 | 0.88038 | 0 | 1.4303 | 0 | 0.42 | 0.6901 | 0 | 0 | 0 | 0 | 3.8721 | 0 | 0 | 0 | 0 | 0 | 0 | 0 | 0 | 0 | 0 | 0 | 0 | 0
9 | 7 | 20 | 5 | 1.7931 | 0 | 2.4469 | 0 | 0 | 0 | 0.0012057 | 0.19379 | 0 | 0 | 2.9402 | 0 | 7.3752 | 0 | 0 | 0 | 0 | 0 | 0 | 0 | 0 | 0 | 0 | 0 | 0 | 0 | 0.45131 | 0 | 1.1038 | 0 | 1.0281 | 0 | 0.3675 | 0.6901 | 0 | 0 | 0 | 0 | 3.6408 | 0 | 0 | 0 | 0 | 0 | 0 | 0 | 0 | 0 | 0 | 0 | 0 | 0
9 | 7 | 21 | 5 | 1.7931 | 0 | 2.4469 | 0 | 0 | 0 | 0.0012057 | 0.17284 | 0 | 0 | 3.7701 | 0 | 8.1842 | 0 | 0 | 0 | 0 | 0 | 0 | 0 | 0 | 0 | 0 | 0 | 0 | 0 | 0.45131 | 0 | 1.2156 | 0 | 0.8622 | 0 | 0.4725 | 0.6901 | 0 | 0 | 0 | 0 | 3.6917 | 0 | 0 | 0 | 0 | 0 | 0 | 0 | 0 | 0 | 0 | 0 | 0 | 0
9 | 7 | 22 | 5 | 1.7931 | 0 | 2.4469 | 0 | 0 | 0 | 0.0012057 | 0.15267 | 0 | 0 | 2.525 | 0 | 6.9189 | 0 | 0 | 0 | 0 | 0 | 0 | 0 | 0 | 0 | 0 | 0 | 0 | 0 | 0.45131 | 0 | 1.1038 | 0 | 0.69724 | 0 | 0.315 | 0.6901 | 0 | 0 | 0 | 0 | 3.2575 | 0 | 0 | 0 | 0 | 0 | 0 | 0 | 0 | 0 | 0 | 0 | 0 | 0
9 | 7 | 23 | 5 | 1.7931 | 0 | 2.4469 | 0 | 0 | 0 | 0.0012057 | 0.14326 | 0 | 0 | 0.45012 | 0 | 4.8346 | 0 | 0 | 0 | 0 | 0 | 0 | 0 | 0 | 0 | 0 | 0 | 0 | 0 | 0.45131 | 0 | 0.88038 | 0 | 0.62678 | 0 | 0.0525 | 0.6901 | 0 | 0 | 0 | 0 | 2.7011 | 0 | 0 | 0 | 0 | 0 | 0 | 0 | 0 | 0 | 0 | 0 | 0 | 0
9 | 7 | 24 | 5 | 1.7931 | 0 | 2.4469 | 0 | 0 | 0 | 0.0012057 | 0.12383 | 0 | 0 | 0.45016 | 0 | 4.8152 | 0 | 0 | 0 | 0 | 0 | 0 | 0 | 0 | 0 | 0 | 0 | 0 | 0 | 0.45131 | 0 | 0.54519 | 0 | 0.49848 | 0 | 0.0525 | 0.6901 | 0 | 0 | 0 | 0 | 2.2376 | 0 | 0 | 0 | 0 | 0 | 0 | 0 | 0 | 0 | 0 | 0 | 0 | 0
9 | 8 | 1 | 6 | 1.7931 | 0 | 2.4469 | 0 | 0 | 0 | 0.0012057 | 0.11805 | 0 | 0 | 0.45029 | 0 | 4.8096 | 0 | 0 | 0 | 0 | 0 | 0 | 0 | 0 | 0 | 0 | 0 | 0 | 0 | 0.45131 | 0 | 0.32173 | 0 | 0.45981 | 0 | 0.0525 | 0.6901 | 0 | 0 | 0 | 0 | 1.9754 | 0 | 0 | 0 | 0 | 0 | 0 | 0 | 0 | 0 | 0 | 0 | 0 | 0
9 | 8 | 2 | 6 | 1.7931 | 0 | 2.4469 | 0 | 0 | 0 | 0.0012057 | 0.11356 | 0 | 0 | 0.45041 | 0 | 4.8052 | 0 | 0 | 0 | 0 | 0 | 0 | 0 | 0 | 0 | 0 | 0 | 0 | 0 | 0.45131 | 0 | 0.32173 | 0 | 0.43386 | 0 | 0.0525 | 0.6901 | 0 | 0 | 0 | 0 | 1.9495 | 0 | 0 | 0 | 0 | 0 | 0 | 0 | 0 | 0 | 0 | 0 | 0 | 0
9 | 8 | 3 | 6 | 1.7931 | 0 | 2.4469 | 0 | 0 | 0 | 0.0012057 | 0.11072 | 0 | 0 | 0.45046 | 0 | 4.8024 | 0 | 0 | 0 | 0 | 0 | 0 | 0 | 0 | 0 | 0 | 0 | 0 | 0 | 0.45131 | 0 | 0.32173 | 0 | 0.41312 | 0 | 0.0525 | 0.6901 | 0 | 0 | 0 | 0 | 1.9288 | 0 | 0 | 0 | 0 | 0 | 0 | 0 | 0 | 0 | 0 | 0 | 0 | 0
9 | 8 | 4 | 6 | 1.7931 | 0 | 2.4469 | 0 | 0 | 0 | 0.0012057 | 0.098336 | 0 | 0 | 0.45048 | 0 | 4.79 | 0 | 0 | 0 | 0 | 0 | 0 | 0 | 0 | 0 | 0 | 0 | 0 | 0 | 0.45131 | 0 | 0.32173 | 0 | 0.3375 | 0 | 0.0525 | 0.6901 | 0 | 0 | 0 | 0 | 1.8531 | 0 | 0 | 0 | 0 | 0 | 0 | 0 | 0 | 0 | 0 | 0 | 0 | 0
9 | 8 | 5 | 6 | 1.7931 | 0 | 2.4469 | 0 | 0 | 0 | 0.0012057 | 0.090811 | 0 | 0 | 0.4505 | 0 | 4.7825 | 0 | 0 | 0 | 0 | 0 | 0 | 0 | 0 | 0 | 0 | 0 | 0 | 0 | 0.45131 | 0 | 0.32173 | 0 | 0.29203 | 0 | 0.0525 | 0.6901 | 0 | 0 | 0 | 0 | 1.8077 | 0 | 0 | 0 | 0 | 0 | 0 | 0 | 0 | 0 | 0 | 0 | 0 | 0
9 | 8 | 6 | 6 | 1.7931 | 0 | 2.4469 | 0 | 0 | 0 | 0.0012057 | 0.088649 | 0 | 0 | 2.5254 | 0 | 6.8553 | 0 | 0 | 0 | 0 | 0 | 0 | 0 | 0 | 0 | 0 | 0 | 0 | 0 | 0.45131 | 0 | 0.54519 | 0 | 0.27709 | 0 | 0.315 | 0.6901 | 0 | 0 | 0 | 0 | 2.2787 | 0 | 0 | 0 | 0 | 0 | 0 | 0 | 0 | 0 | 0 | 0 | 0 | 0
9 | 8 | 7 | 6 | 1.7931 | 0 | 2.4469 | 0 | 0 | 0 | 0.0012057 | 0.15149 | 0 | 0 | 3.9558 | 0 | 8.3485 | 0 | 0 | 0 | 0 | 0 | 0 | 0 | 0 | 0 | 0 | 0 | 0 | 0 | 0.45131 | 0 | 0.71279 | 0 | 0.58344 | 0 | 0.525 | 0.6901 | 0 | 0 | 0 | 0 | 2.9626 | 0 | 0 | 0 | 0 | 0 | 0 | 0 | 0 | 0 | 0 | 0 | 0 | 0
9 | 8 | 8 | 6 | 1.7931 | 0 | 13.5789 | 0 | 0 | 0 | 0.0012057 | 0.33122 | 0 | 0 | 3.5821 | 0 | 19.2865 | 0 | 0 | 0 | 0 | 0 | 0 | 0 | 0 | 0 | 0 | 0 | 0 | 0 | 0.45131 | 0 | 0.71279 | 0 | 1.6403 | 0 | 0.42 | 0.6901 | 0 | 0 | 0 | 0 | 3.9145 | 0 | 0 | 0 | 0 | 0 | 0 | 0 | 0 | 0 | 0 | 0 | 0 | 0
9 | 8 | 9 | 6 | 1.7931 | 0 | 13.5789 | 0 | 0 | 0 | 0.0012057 | 0.38552 | 0 | 0 | 2.5253 | 0 | 18.284 | 0 | 0 | 0 | 0 | 0 | 0 | 0 | 0 | 0 | 0 | 0 | 0 | 0 | 0.45131 | 0 | 0.71279 | 0 | 2.2302 | 0 | 0.315 | 0.6901 | 0 | 0 | 0 | 0 | 4.3994 | 0 | 0 | 0 | 0 | 0 | 0 | 0 | 0 | 0 | 0 | 0 | 0 | 0
9 | 8 | 10 | 6 | 1.7931 | 0 | 13.5789 | 0 | 0 | 0 | 0.0012057 | 0.42172 | 0 | 0 | 2.5252 | 0 | 18.3201 | 0 | 0 | 0 | 0 | 0 | 0 | 0 | 0 | 0 | 0 | 0 | 0 | 0 | 0.45131 | 0 | 0.71279 | 0 | 2.5168 | 0 | 0.315 | 0.6901 | 0 | 0 | 0 | 0 | 4.686 | 0 | 0 | 0 | 0 | 0 | 0 | 0 | 0 | 0 | 0 | 0 | 0 | 0
9 | 8 | 11 | 6 | 1.7931 | 0 | 13.5789 | 0 | 0 | 0 | 0.0012057 | 0.49572 | 0 | 0 | 2.9402 | 0 | 18.8091 | 0 | 0 | 0 | 0 | 0 | 0 | 0 | 0 | 0 | 0 | 0 | 0 | 0 | 0.45131 | 0 | 0.54519 | 0 | 2.9542 | 0 | 0.3675 | 0.6901 | 0 | 0 | 0 | 0 | 5.0083 | 0 | 0 | 0 | 0 | 0 | 0 | 0 | 0 | 0 | 0 | 0 | 0 | 0
9 | 8 | 12 | 6 | 1.7931 | 0 | 8.6313 | 0 | 0 | 0 | 0.0012057 | 0.51709 | 0 | 0 | 3.3552 | 0 | 14.2979 | 0 | 0 | 0 | 0 | 0 | 0 | 0 | 0 | 0 | 0 | 0 | 0 | 0 | 0.45131 | 0 | 0.54519 | 0 | 3.1423 | 0 | 0.42 | 0.6901 | 0 | 0 | 0 | 0 | 5.2489 | 0 | 0 | 0 | 0 | 0 | 0 | 0 | 0 | 0 | 0 | 0 | 0 | 0
9 | 8 | 13 | 6 | 1.7931 | 0 | 13.5789 | 0 | 0 | 0 | 0.0012057 | 0.59572 | 0 | 0 | 2.9402 | 0 | 18.9091 | 0 | 0 | 0 | 0 | 0 | 0 | 0 | 0 | 0 | 0 | 0 | 0 | 0 | 0.45131 | 0 | 0.54519 | 0 | 3.7814 | 0 | 0.3675 | 0.6901 | 0 | 0 | 0 | 0 | 5.8355 | 0 | 0 | 0 | 0 | 0 | 0 | 0 | 0 | 0 | 0 | 0 | 0 | 0
9 | 8 | 14 | 6 | 1.7931 | 0 | 13.5789 | 0 | 0 | 0 | 0.0012057 | 0.66382 | 0 | 0 | 2.9402 | 0 | 18.9772 | 0 | 0 | 0 | 0 | 0 | 0 | 0 | 0 | 0 | 0 | 0 | 0 | 0 | 0.45131 | 0 | 0.54519 | 0 | 4.3852 | 0 | 0.3675 | 0.6901 | 0 | 0 | 0 | 0 | 6.4393 | 0 | 0 | 0 | 0 | 0 | 0 | 0 | 0 | 0 | 0 | 0 | 0 | 0
9 | 8 | 15 | 6 | 1.7931 | 0 | 13.5789 | 0 | 0 | 0 | 0.0012057 | 0.68296 | 0 | 0 | 2.5252 | 0 | 18.5813 | 0 | 0 | 0 | 0 | 0 | 0 | 0 | 0 | 0 | 0 | 0 | 0 | 0 | 0.45131 | 0 | 0.54519 | 0 | 4.694 | 0 | 0.315 | 0.6901 | 0 | 0 | 0 | 0 | 6.6956 | 0 | 0 | 0 | 0 | 0 | 0 | 0 | 0 | 0 | 0 | 0 | 0 | 0
9 | 8 | 16 | 6 | 1.7931 | 0 | 13.5789 | 0 | 0 | 0 | 0.0012057 | 0.65087 | 0 | 0 | 2.5251 | 0 | 18.5492 | 0 | 0 | 0 | 0 | 0 | 0 | 0 | 0 | 0 | 0 | 0 | 0 | 0 | 0.45131 | 0 | 0.54519 | 0 | 4.5478 | 0 | 0.315 | 0.6901 | 0 | 0 | 0 | 0 | 6.5494 | 0 | 0 | 0 | 0 | 0 | 0 | 0 | 0 | 0 | 0 | 0 | 0 | 0
9 | 8 | 17 | 6 | 1.7931 | 0 | 13.5789 | 0 | 0 | 0 | 0.0012057 | 0.58693 | 0 | 0 | 3.9557 | 0 | 19.9158 | 0 | 0 | 0 | 0 | 0 | 0 | 0 | 0 | 0 | 0 | 0 | 0 | 0 | 0.45131 | 0 | 0.54519 | 0 | 4.1126 | 0 | 0.525 | 0.6901 | 0 | 0 | 0 | 0 | 6.3242 | 0 | 0 | 0 | 0 | 0 | 0 | 0 | 0 | 0 | 0 | 0 | 0 | 0
9 | 8 | 18 | 6 | 1.7931 | 0 | 9.8682 | 0 | 0 | 0 | 0.0012057 | 0.45592 | 0 | 0 | 3.9557 | 0 | 16.0741 | 0 | 0 | 0 | 0 | 0 | 0 | 0 | 0 | 0 | 0 | 0 | 0 | 0 | 0.45131 | 0 | 0.54519 | 0 | 3.0825 | 0 | 0.525 | 0.6901 | 0 | 0 | 0 | 0 | 5.2941 | 0 | 0 | 0 | 0 | 0 | 0 | 0 | 0 | 0 | 0 | 0 | 0 | 0
9 | 8 | 19 | 6 | 1.7931 | 0 | 2.4469 | 0 | 0 | 0 | 0.0012057 | 0.27828 | 0 | 0 | 3.8059 | 0 | 8.3254 | 0 | 0 | 0 | 0 | 0 | 0 | 0 | 0 | 0 | 0 | 0 | 0 | 0 | 0.45131 | 0 | 0.88038 | 0 | 1.739 | 0 | 0.42 | 0.6901 | 0 | 0 | 0 | 0 | 4.1808 | 0 | 0 | 0 | 0 | 0 | 0 | 0 | 0 | 0 | 0 | 0 | 0 | 0
9 | 8 | 20 | 6 | 1.7931 | 0 | 2.4469 | 0 | 0 | 0 | 0.0012057 | 0.21971 | 0 | 0 | 2.9401 | 0 | 7.401 | 0 | 0 | 0 | 0 | 0 | 0 | 0 | 0 | 0 | 0 | 0 | 0 | 0 | 0.45131 | 0 | 1.1038 | 0 | 1.2556 | 0 | 0.3675 | 0.6901 | 0 | 0 | 0 | 0 | 3.8683 | 0 | 0 | 0 | 0 | 0 | 0 | 0 | 0 | 0 | 0 | 0 | 0 | 0
9 | 8 | 21 | 6 | 1.7931 | 0 | 2.4469 | 0 | 0 | 0 | 0.0012057 | 0.1954 | 0 | 0 | 3.77 | 0 | 8.2066 | 0 | 0 | 0 | 0 | 0 | 0 | 0 | 0 | 0 | 0 | 0 | 0 | 0 | 0.45131 | 0 | 1.2156 | 0 | 1.0476 | 0 | 0.4725 | 0.6901 | 0 | 0 | 0 | 0 | 3.8771 | 0 | 0 | 0 | 0 | 0 | 0 | 0 | 0 | 0 | 0 | 0 | 0 | 0
9 | 8 | 22 | 6 | 1.7931 | 0 | 2.4469 | 0 | 0 | 0 | 0.0012057 | 0.17592 | 0 | 0 | 2.5249 | 0 | 6.9421 | 0 | 0 | 0 | 0 | 0 | 0 | 0 | 0 | 0 | 0 | 0 | 0 | 0 | 0.45131 | 0 | 1.1038 | 0 | 0.90064 | 0 | 0.315 | 0.6901 | 0 | 0 | 0 | 0 | 3.4609 | 0 | 0 | 0 | 0 | 0 | 0 | 0 | 0 | 0 | 0 | 0 | 0 | 0
9 | 8 | 23 | 6 | 1.7931 | 0 | 2.4469 | 0 | 0 | 0 | 0.0012057 | 0.16215 | 0 | 0 | 0.45001 | 0 | 4.8534 | 0 | 0 | 0 | 0 | 0 | 0 | 0 | 0 | 0 | 0 | 0 | 0 | 0 | 0.45131 | 0 | 0.88038 | 0 | 0.812 | 0 | 0.0525 | 0.6901 | 0 | 0 | 0 | 0 | 2.8863 | 0 | 0 | 0 | 0 | 0 | 0 | 0 | 0 | 0 | 0 | 0 | 0 | 0
9 | 8 | 24 | 6 | 1.7931 | 0 | 2.4469 | 0 | 0 | 0 | 0.0012057 | 0.15628 | 0 | 0 | 0.45006 | 0 | 4.8476 | 0 | 0 | 0 | 0 | 0 | 0 | 0 | 0 | 0 | 0 | 0 | 0 | 0 | 0.45131 | 0 | 0.54519 | 0 | 0.75802 | 0 | 0.0525 | 0.6901 | 0 | 0 | 0 | 0 | 2.4971 | 0 | 0 | 0 | 0 | 0 | 0 | 0 | 0 | 0 | 0 | 0 | 0 | 0
9 | 9 | 1 | 7 | 1.7931 | 0 | 2.4469 | 0 | 0 | 0 | 0.0012057 | 0.1523 | 0 | 0 | 0.45016 | 0 | 4.8437 | 0 | 0 | 0 | 0 | 0 | 0 | 0 | 0 | 0 | 0 | 0 | 0 | 0 | 0.45131 | 0 | 0.32173 | 0 | 0.71469 | 0 | 0.0525 | 0.6901 | 0 | 0 | 0 | 0 | 2.2303 | 0 | 0 | 0 | 0 | 0 | 0 | 0 | 0 | 0 | 0 | 0 | 0 | 0
9 | 9 | 2 | 7 | 1.7931 | 0 | 2.4469 | 0 | 0 | 0 | 0.0012057 | 0.13705 | 0 | 0 | 0.45027 | 0 | 4.8285 | 0 | 0 | 0 | 0 | 0 | 0 | 0 | 0 | 0 | 0 | 0 | 0 | 0 | 0.45131 | 0 | 0.32173 | 0 | 0.61606 | 0 | 0.0525 | 0.6901 | 0 | 0 | 0 | 0 | 2.1317 | 0 | 0 | 0 | 0 | 0 | 0 | 0 | 0 | 0 | 0 | 0 | 0 | 0
9 | 9 | 3 | 7 | 1.7931 | 0 | 2.4469 | 0 | 0 | 0 | 0.0012057 | 0.14126 | 0 | 0 | 0.45033 | 0 | 4.8328 | 0 | 0 | 0 | 0 | 0 | 0 | 0 | 0 | 0 | 0 | 0 | 0 | 0 | 0.45131 | 0 | 0.32173 | 0 | 0.64295 | 0 | 0.0525 | 0.6901 | 0 | 0 | 0 | 0 | 2.1586 | 0 | 0 | 0 | 0 | 0 | 0 | 0 | 0 | 0 | 0 | 0 | 0 | 0
9 | 9 | 4 | 7 | 1.7931 | 0 | 2.4469 | 0 | 0 | 0 | 0.0012057 | 0.1333 | 0 | 0 | 0.45036 | 0 | 4.8249 | 0 | 0 | 0 | 0 | 0 | 0 | 0 | 0 | 0 | 0 | 0 | 0 | 0 | 0.45131 | 0 | 0.32173 | 0 | 0.59021 | 0 | 0.0525 | 0.6901 | 0 | 0 | 0 | 0 | 2.1059 | 0 | 0 | 0 | 0 | 0 | 0 | 0 | 0 | 0 | 0 | 0 | 0 | 0
9 | 9 | 5 | 7 | 1.7931 | 0 | 2.4469 | 0 | 0 | 0 | 0.0012057 | 0.13173 | 0 | 0 | 0.45037 | 0 | 4.8233 | 0 | 0 | 0 | 0 | 0 | 0 | 0 | 0 | 0 | 0 | 0 | 0 | 0 | 0.45131 | 0 | 0.32173 | 0 | 0.57305 | 0 | 0.0525 | 0.6901 | 0 | 0 | 0 | 0 | 2.0887 | 0 | 0 | 0 | 0 | 0 | 0 | 0 | 0 | 0 | 0 | 0 | 0 | 0
9 | 9 | 6 | 7 | 1.7931 | 0 | 2.4469 | 0 | 0 | 0 | 0.0012057 | 0.12882 | 0 | 0 | 2.5253 | 0 | 6.8953 | 0 | 0 | 0 | 0 | 0 | 0 | 0 | 0 | 0 | 0 | 0 | 0 | 0 | 0.45131 | 0 | 0.54519 | 0 | 0.53839 | 0 | 0.315 | 0.6901 | 0 | 0 | 0 | 0 | 2.54 | 0 | 0 | 0 | 0 | 0 | 0 | 0 | 0 | 0 | 0 | 0 | 0 | 0
9 | 9 | 7 | 7 | 1.7931 | 0 | 2.4469 | 0 | 0 | 0 | 0.0012057 | 0.21271 | 0 | 0 | 3.9557 | 0 | 8.4096 | 0 | 0 | 0 | 0 | 0 | 0 | 0 | 0 | 0 | 0 | 0 | 0 | 0 | 0.45131 | 0 | 0.71279 | 0 | 1.046 | 0 | 0.525 | 0.6901 | 0 | 0 | 0 | 0 | 3.4252 | 0 | 0 | 0 | 0 | 0 | 0 | 0 | 0 | 0 | 0 | 0 | 0 | 0
9 | 9 | 8 | 7 | 1.7931 | 0 | 13.5789 | 0 | 0 | 0 | 0.0012057 | 0.37143 | 0 | 0 | 3.5818 | 0 | 19.3265 | 0 | 0 | 0 | 0 | 0 | 0 | 0 | 0 | 0 | 0 | 0 | 0 | 0 | 0.45131 | 0 | 0.71279 | 0 | 2.0543 | 0 | 0.42 | 0.6901 | 0 | 0 | 0 | 0 | 4.3285 | 0 | 0 | 0 | 0 | 0 | 0 | 0 | 0 | 0 | 0 | 0 | 0 | 0
9 | 9 | 9 | 7 | 1.7931 | 0 | 13.5789 | 0 | 0 | 0 | 0.0012057 | 0.42535 | 0 | 0 | 2.5251 | 0 | 18.3236 | 0 | 0 | 0 | 0 | 0 | 0 | 0 | 0 | 0 | 0 | 0 | 0 | 0 | 0.45131 | 0 | 0.71279 | 0 | 2.5697 | 0 | 0.315 | 0.6901 | 0 | 0 | 0 | 0 | 4.7389 | 0 | 0 | 0 | 0 | 0 | 0 | 0 | 0 | 0 | 0 | 0 | 0 | 0
9 | 9 | 10 | 7 | 1.7931 | 0 | 13.5789 | 0 | 0 | 0 | 0.0012057 | 0.50154 | 0 | 0 | 2.525 | 0 | 18.3998 | 0 | 0 | 0 | 0 | 0 | 0 | 0 | 0 | 0 | 0 | 0 | 0 | 0 | 0.45131 | 0 | 0.71279 | 0 | 3.0497 | 0 | 0.315 | 0.6901 | 0 | 0 | 0 | 0 | 5.2189 | 0 | 0 | 0 | 0 | 0 | 0 | 0 | 0 | 0 | 0 | 0 | 0 | 0
9 | 9 | 11 | 7 | 1.7931 | 0 | 13.5789 | 0 | 0 | 0 | 0.0012057 | 0.57273 | 0 | 0 | 2.94 | 0 | 18.8859 | 0 | 0 | 0 | 0 | 0 | 0 | 0 | 0 | 0 | 0 | 0 | 0 | 0 | 0.45131 | 0 | 0.54519 | 0 | 3.5005 | 0 | 0.3675 | 0.6901 | 0 | 0 | 0 | 0 | 5.5546 | 0 | 0 | 0 | 0 | 0 | 0 | 0 | 0 | 0 | 0 | 0 | 0 | 0
9 | 9 | 12 | 7 | 1.7931 | 0 | 8.6313 | 0 | 0 | 0 | 0.0012057 | 0.56594 | 0 | 0 | 3.355 | 0 | 14.3466 | 0 | 0 | 0 | 0 | 0 | 0 | 0 | 0 | 0 | 0 | 0 | 0 | 0 | 0.45131 | 0 | 0.54519 | 0 | 3.5097 | 0 | 0.42 | 0.6901 | 0 | 0 | 0 | 0 | 5.6163 | 0 | 0 | 0 | 0 | 0 | 0 | 0 | 0 | 0 | 0 | 0 | 0 | 0
9 | 9 | 13 | 7 | 1.7931 | 0 | 13.5789 | 0 | 0 | 0 | 0.0012057 | 0.6557 | 0 | 0 | 2.94 | 0 | 18.9689 | 0 | 0 | 0 | 0 | 0 | 0 | 0 | 0 | 0 | 0 | 0 | 0 | 0 | 0.45131 | 0 | 0.54519 | 0 | 4.1712 | 0 | 0.3675 | 0.6901 | 0 | 0 | 0 | 0 | 6.2253 | 0 | 0 | 0 | 0 | 0 | 0 | 0 | 0 | 0 | 0 | 0 | 0 | 0
9 | 9 | 14 | 7 | 1.7931 | 0 | 13.5789 | 0 | 0 | 0 | 0.0012057 | 0.70493 | 0 | 0 | 2.94 | 0 | 19.0181 | 0 | 0 | 0 | 0 | 0 | 0 | 0 | 0 | 0 | 0 | 0 | 0 | 0 | 0.45131 | 0 | 0.54519 | 0 | 4.5694 | 0 | 0.3675 | 0.6901 | 0 | 0 | 0 | 0 | 6.6235 | 0 | 0 | 0 | 0 | 0 | 0 | 0 | 0 | 0 | 0 | 0 | 0 | 0
9 | 9 | 15 | 7 | 1.7931 | 0 | 13.5789 | 0 | 0 | 0 | 0.0012057 | 0.71667 | 0 | 0 | 2.525 | 0 | 18.6149 | 0 | 0 | 0 | 0 | 0 | 0 | 0 | 0 | 0 | 0 | 0 | 0 | 0 | 0.45131 | 0 | 0.54519 | 0 | 4.7592 | 0 | 0.315 | 0.6901 | 0 | 0 | 0 | 0 | 6.7609 | 0 | 0 | 0 | 0 | 0 | 0 | 0 | 0 | 0 | 0 | 0 | 0 | 0
9 | 9 | 16 | 7 | 1.7931 | 0 | 13.5789 | 0 | 0 | 0 | 0.0012057 | 0.6847 | 0 | 0 | 2.525 | 0 | 18.5829 | 0 | 0 | 0 | 0 | 0 | 0 | 0 | 0 | 0 | 0 | 0 | 0 | 0 | 0.45131 | 0 | 0.54519 | 0 | 4.5694 | 0 | 0.315 | 0.6901 | 0 | 0 | 0 | 0 | 6.571 | 0 | 0 | 0 | 0 | 0 | 0 | 0 | 0 | 0 | 0 | 0 | 0 | 0
9 | 9 | 17 | 7 | 1.7931 | 0 | 13.5789 | 0 | 0 | 0 | 0.0012057 | 0.63363 | 0 | 0 | 3.9556 | 0 | 19.9624 | 0 | 0 | 0 | 0 | 0 | 0 | 0 | 0 | 0 | 0 | 0 | 0 | 0 | 0.45131 | 0 | 0.54519 | 0 | 4.2858 | 0 | 0.525 | 0.6901 | 0 | 0 | 0 | 0 | 6.4974 | 0 | 0 | 0 | 0 | 0 | 0 | 0 | 0 | 0 | 0 | 0 | 0 | 0
9 | 9 | 18 | 7 | 1.7931 | 0 | 9.8682 | 0 | 0 | 0 | 0.0012057 | 0.49079 | 0 | 0 | 3.9556 | 0 | 16.1089 | 0 | 0 | 0 | 0 | 0 | 0 | 0 | 0 | 0 | 0 | 0 | 0 | 0 | 0.45131 | 0 | 0.54519 | 0 | 3.2302 | 0 | 0.525 | 0.6901 | 0 | 0 | 0 | 0 | 5.4418 | 0 | 0 | 0 | 0 | 0 | 0 | 0 | 0 | 0 | 0 | 0 | 0 | 0
9 | 9 | 19 | 7 | 1.7931 | 0 | 2.4469 | 0 | 0 | 0 | 0.0012057 | 0.31496 | 0 | 0 | 3.8056 | 0 | 8.3618 | 0 | 0 | 0 | 0 | 0 | 0 | 0 | 0 | 0 | 0 | 0 | 0 | 0 | 0.45131 | 0 | 0.88038 | 0 | 1.9727 | 0 | 0.42 | 0.6901 | 0 | 0 | 0 | 0 | 4.4145 | 0 | 0 | 0 | 0 | 0 | 0 | 0 | 0 | 0 | 0 | 0 | 0 | 0
9 | 9 | 20 | 7 | 1.7931 | 0 | 2.4469 | 0 | 0 | 0 | 0.0012057 | 0.26543 | 0 | 0 | 2.9399 | 0 | 7.4466 | 0 | 0 | 0 | 0 | 0 | 0 | 0 | 0 | 0 | 0 | 0 | 0 | 0 | 0.45131 | 0 | 1.1038 | 0 | 1.5926 | 0 | 0.3675 | 0.6901 | 0 | 0 | 0 | 0 | 4.2053 | 0 | 0 | 0 | 0 | 0 | 0 | 0 | 0 | 0 | 0 | 0 | 0 | 0
9 | 9 | 21 | 7 | 1.7931 | 0 | 2.4469 | 0 | 0 | 0 | 0.0012057 | 0.23803 | 0 | 0 | 3.7698 | 0 | 8.2491 | 0 | 0 | 0 | 0 | 0 | 0 | 0 | 0 | 0 | 0 | 0 | 0 | 0 | 0.45131 | 0 | 1.2156 | 0 | 1.3677 | 0 | 0.4725 | 0.6901 | 0 | 0 | 0 | 0 | 4.1972 | 0 | 0 | 0 | 0 | 0 | 0 | 0 | 0 | 0 | 0 | 0 | 0 | 0
9 | 9 | 22 | 7 | 1.7931 | 0 | 2.4469 | 0 | 0 | 0 | 0.0012057 | 0.23429 | 0 | 0 | 2.5248 | 0 | 7.0003 | 0 | 0 | 0 | 0 | 0 | 0 | 0 | 0 | 0 | 0 | 0 | 0 | 0 | 0.45131 | 0 | 1.1038 | 0 | 1.3222 | 0 | 0.315 | 0.6901 | 0 | 0 | 0 | 0 | 3.8825 | 0 | 0 | 0 | 0 | 0 | 0 | 0 | 0 | 0 | 0 | 0 | 0 | 0
9 | 9 | 23 | 7 | 1.7931 | 0 | 2.4469 | 0 | 0 | 0 | 0.0012057 | 0.21802 | 0 | 0 | 0.44981 | 0 | 4.909 | 0 | 0 | 0 | 0 | 0 | 0 | 0 | 0 | 0 | 0 | 0 | 0 | 0 | 0.45131 | 0 | 0.88038 | 0 | 1.1963 | 0 | 0.0525 | 0.6901 | 0 | 0 | 0 | 0 | 3.2706 | 0 | 0 | 0 | 0 | 0 | 0 | 0 | 0 | 0 | 0 | 0 | 0 | 0
9 | 9 | 24 | 7 | 1.7931 | 0 | 2.4469 | 0 | 0 | 0 | 0.0012057 | 0.21018 | 0 | 0 | 0.44985 | 0 | 4.9013 | 0 | 0 | 0 | 0 | 0 | 0 | 0 | 0 | 0 | 0 | 0 | 0 | 0 | 0.45131 | 0 | 0.54519 | 0 | 1.1406 | 0 | 0.0525 | 0.6901 | 0 | 0 | 0 | 0 | 2.8797 | 0 | 0 | 0 | 0 | 0 | 0 | 0 | 0 | 0 | 0 | 0 | 0 | 0
9 | 10 | 1 | 1 | 1.7931 | 0 | 2.4469 | 0 | 0 | 0 | 0.0012057 | 0.20026 | 0 | 0 | 0.44994 | 0 | 4.8914 | 0 | 0 | 0 | 0 | 0 | 0 | 0 | 0 | 0 | 0 | 0 | 0 | 0 | 0.45131 | 0 | 0.32173 | 0 | 1.0496 | 0 | 0.0525 | 0.6901 | 0 | 0 | 0 | 0 | 2.5653 | 0 | 0 | 0 | 0 | 0 | 0 | 0 | 0 | 0 | 0 | 0 | 0 | 0
9 | 10 | 2 | 1 | 1.7931 | 0 | 2.4469 | 0 | 0 | 0 | 0.0012057 | 0.19553 | 0 | 0 | 0.45005 | 0 | 4.8868 | 0 | 0 | 0 | 0 | 0 | 0 | 0 | 0 | 0 | 0 | 0 | 0 | 0 | 0.45131 | 0 | 0.32173 | 0 | 1.0065 | 0 | 0.0525 | 0.6901 | 0 | 0 | 0 | 0 | 2.5221 | 0 | 0 | 0 | 0 | 0 | 0 | 0 | 0 | 0 | 0 | 0 | 0 | 0
9 | 10 | 3 | 1 | 1.7931 | 0 | 2.4469 | 0 | 0 | 0 | 0.0012057 | 0.18696 | 0 | 0 | 0.4501 | 0 | 4.8783 | 0 | 0 | 0 | 0 | 0 | 0 | 0 | 0 | 0 | 0 | 0 | 0 | 0 | 0.45131 | 0 | 0.32173 | 0 | 0.9533 | 0 | 0.0525 | 0.6901 | 0 | 0 | 0 | 0 | 2.4689 | 0 | 0 | 0 | 0 | 0 | 0 | 0 | 0 | 0 | 0 | 0 | 0 | 0
9 | 10 | 4 | 1 | 1.7931 | 0 | 2.4469 | 0 | 0 | 0 | 0.0012057 | 0.18337 | 0 | 0 | 0.45012 | 0 | 4.8747 | 0 | 0 | 0 | 0 | 0 | 0 | 0 | 0 | 0 | 0 | 0 | 0 | 0 | 0.45131 | 0 | 0.32173 | 0 | 0.93844 | 0 | 0.0525 | 0.6901 | 0 | 0 | 0 | 0 | 2.4541 | 0 | 0 | 0 | 0 | 0 | 0 | 0 | 0 | 0 | 0 | 0 | 0 | 0
9 | 10 | 5 | 1 | 1.7931 | 0 | 2.4469 | 0 | 0 | 0 | 0.0012057 | 0.17477 | 0 | 0 | 0.45013 | 0 | 4.8661 | 0 | 0 | 0 | 0 | 0 | 0 | 0 | 0 | 0 | 0 | 0 | 0 | 0 | 0.45131 | 0 | 0.32173 | 0 | 0.89469 | 0 | 0.0525 | 0.6901 | 0 | 0 | 0 | 0 | 2.4103 | 0 | 0 | 0 | 0 | 0 | 0 | 0 | 0 | 0 | 0 | 0 | 0 | 0
9 | 10 | 6 | 1 | 1.7931 | 0 | 2.4469 | 0 | 0 | 0 | 0.0012057 | 0.15534 | 0 | 0 | 2.525 | 0 | 6.9216 | 0 | 0 | 0 | 0 | 0 | 0 | 0 | 0 | 0 | 0 | 0 | 0 | 0 | 0.45131 | 0 | 0.54519 | 0 | 0.77343 | 0 | 0.315 | 0.6901 | 0 | 0 | 0 | 0 | 2.775 | 0 | 0 | 0 | 0 | 0 | 0 | 0 | 0 | 0 | 0 | 0 | 0 | 0
9 | 10 | 7 | 1 | 1.7931 | 0 | 2.4469 | 0 | 0 | 0 | 0.0012057 | 0.1903 | 0 | 0 | 3.9556 | 0 | 8.3871 | 0 | 0 | 0 | 0 | 0 | 0 | 0 | 0 | 0 | 0 | 0 | 0 | 0 | 0.45131 | 0 | 0.71279 | 0 | 0.99796 | 0 | 0.525 | 0.6901 | 0 | 0 | 0 | 0 | 3.3772 | 0 | 0 | 0 | 0 | 0 | 0 | 0 | 0 | 0 | 0 | 0 | 0 | 0
9 | 10 | 8 | 1 | 1.7931 | 0 | 13.5789 | 0 | 0 | 0 | 0.0012057 | 0.36916 | 0 | 0 | 3.5815 | 0 | 19.3239 | 0 | 0 | 0 | 0 | 0 | 0 | 0 | 0 | 0 | 0 | 0 | 0 | 0 | 0.45131 | 0 | 0.71279 | 0 | 2.3132 | 0 | 0.42 | 0.6901 | 0 | 0 | 0 | 0 | 4.5874 | 0 | 0 | 0 | 0 | 0 | 0 | 0 | 0 | 0 | 0 | 0 | 0 | 0
9 | 10 | 9 | 1 | 1.7931 | 0 | 13.5789 | 0 | 0 | 0 | 0.0012057 | 0.42605 | 0 | 0 | 2.5248 | 0 | 18.3241 | 0 | 0 | 0 | 0 | 0 | 0 | 0 | 0 | 0 | 0 | 0 | 0 | 0 | 0.45131 | 0 | 0.71279 | 0 | 2.8246 | 0 | 0.315 | 0.6901 | 0 | 0 | 0 | 0 | 4.9938 | 0 | 0 | 0 | 0 | 0 | 0 | 0 | 0 | 0 | 0 | 0 | 0 | 0
9 | 10 | 10 | 1 | 1.7931 | 0 | 13.5789 | 0 | 0 | 0 | 0.0012057 | 0.41217 | 0 | 0 | 2.5248 | 0 | 18.3102 | 0 | 0 | 0 | 0 | 0 | 0 | 0 | 0 | 0 | 0 | 0 | 0 | 0 | 0.45131 | 0 | 0.71279 | 0 | 2.7563 | 0 | 0.315 | 0.6901 | 0 | 0 | 0 | 0 | 4.9255 | 0 | 0 | 0 | 0 | 0 | 0 | 0 | 0 | 0 | 0 | 0 | 0 | 0
9 | 10 | 11 | 1 | 1.7931 | 0 | 13.5789 | 0 | 0 | 0 | 0.0012057 | 0.5177 | 0 | 0 | 2.9397 | 0 | 18.8306 | 0 | 0 | 0 | 0 | 0 | 0 | 0 | 0 | 0 | 0 | 0 | 0 | 0 | 0.45131 | 0 | 0.54519 | 0 | 3.6286 | 0 | 0.3675 | 0.6901 | 0 | 0 | 0 | 0 | 5.6827 | 0 | 0 | 0 | 0 | 0 | 0 | 0 | 0 | 0 | 0 | 0 | 0 | 0
9 | 10 | 12 | 1 | 1.7931 | 0 | 8.6313 | 0 | 0 | 0 | 0.0012057 | 0.50195 | 0 | 0 | 3.3547 | 0 | 14.2823 | 0 | 0 | 0 | 0 | 0 | 0 | 0 | 0 | 0 | 0 | 0 | 0 | 0 | 0.45131 | 0 | 0.54519 | 0 | 3.5367 | 0 | 0.42 | 0.6901 | 0 | 0 | 0 | 0 | 5.6433 | 0 | 0 | 0 | 0 | 0 | 0 | 0 | 0 | 0 | 0 | 0 | 0 | 0
9 | 10 | 13 | 1 | 1.7931 | 0 | 13.5789 | 0 | 0 | 0 | 0.0012057 | 0.64525 | 0 | 0 | 2.9397 | 0 | 18.9582 | 0 | 0 | 0 | 0 | 0 | 0 | 0 | 0 | 0 | 0 | 0 | 0 | 0 | 0.45131 | 0 | 0.54519 | 0 | 4.5486 | 0 | 0.3675 | 0.6901 | 0 | 0 | 0 | 0 | 6.6028 | 0 | 0 | 0 | 0 | 0 | 0 | 0 | 0 | 0 | 0 | 0 | 0 | 0
9 | 10 | 14 | 1 | 1.7931 | 0 | 13.5789 | 0 | 0 | 0 | 0.0012057 | 0.69865 | 0 | 0 | 2.9397 | 0 | 19.0116 | 0 | 0 | 0 | 0 | 0 | 0 | 0 | 0 | 0 | 0 | 0 | 0 | 0 | 0.45131 | 0 | 0.54519 | 0 | 4.9474 | 0 | 0.3675 | 0.6901 | 0 | 0 | 0 | 0 | 7.0015 | 0 | 0 | 0 | 0 | 0 | 0 | 0 | 0 | 0 | 0 | 0 | 0 | 0
9 | 10 | 15 | 1 | 1.7931 | 0 | 13.5789 | 0 | 0 | 0 | 0.0012057 | 0.52092 | 0 | 0 | 2.5247 | 0 | 18.4189 | 0 | 0 | 0 | 0 | 0 | 0 | 0 | 0 | 0 | 0 | 0 | 0 | 0 | 0.45131 | 0 | 0.54519 | 0 | 3.6501 | 0 | 0.315 | 0.6901 | 0 | 0 | 0 | 0 | 5.6517 | 0 | 0 | 0 | 0 | 0 | 0 | 0 | 0 | 0 | 0 | 0 | 0 | 0
9 | 10 | 16 | 1 | 1.7931 | 0 | 13.5789 | 0 | 0 | 0 | 0.0012057 | 0.50209 | 0 | 0 | 2.5247 | 0 | 18.4 | 0 | 0 | 0 | 0 | 0 | 0 | 0 | 0 | 0 | 0 | 0 | 0 | 0 | 0.45131 | 0 | 0.54519 | 0 | 3.5839 | 0 | 0.315 | 0.6901 | 0 | 0 | 0 | 0 | 5.5855 | 0 | 0 | 0 | 0 | 0 | 0 | 0 | 0 | 0 | 0 | 0 | 0 | 0
9 | 10 | 17 | 1 | 1.7931 | 0 | 13.5789 | 0 | 0 | 0 | 0.0012057 | 0.46358 | 0 | 0 | 3.9555 | 0 | 19.7923 | 0 | 0 | 0 | 0 | 0 | 0 | 0 | 0 | 0 | 0 | 0 | 0 | 0 | 0.45131 | 0 | 0.54519 | 0 | 3.3262 | 0 | 0.525 | 0.6901 | 0 | 0 | 0 | 0 | 5.5378 | 0 | 0 | 0 | 0 | 0 | 0 | 0 | 0 | 0 | 0 | 0 | 0 | 0
9 | 10 | 18 | 1 | 1.7931 | 0 | 9.8682 | 0 | 0 | 0 | 0.0012057 | 0.38517 | 0 | 0 | 3.9555 | 0 | 16.0032 | 0 | 0 | 0 | 0 | 0 | 0 | 0 | 0 | 0 | 0 | 0 | 0 | 0 | 0.45131 | 0 | 0.54519 | 0 | 2.6929 | 0 | 0.525 | 0.6901 | 0 | 0 | 0 | 0 | 4.9045 | 0 | 0 | 0 | 0 | 0 | 0 | 0 | 0 | 0 | 0 | 0 | 0 | 0
9 | 10 | 19 | 1 | 1.7931 | 0 | 2.4469 | 0 | 0 | 0 | 0.0012057 | 0.2644 | 0 | 0 | 3.8052 | 0 | 8.3108 | 0 | 0 | 0 | 0 | 0 | 0 | 0 | 0 | 0 | 0 | 0 | 0 | 0 | 0.45131 | 0 | 0.88038 | 0 | 1.6333 | 0 | 0.42 | 0.6901 | 0 | 0 | 0 | 0 | 4.0751 | 0 | 0 | 0 | 0 | 0 | 0 | 0 | 0 | 0 | 0 | 0 | 0 | 0
9 | 10 | 20 | 1 | 1.7931 | 0 | 2.4469 | 0 | 0 | 0 | 0.0012057 | 0.21926 | 0 | 0 | 2.9397 | 0 | 7.4002 | 0 | 0 | 0 | 0 | 0 | 0 | 0 | 0 | 0 | 0 | 0 | 0 | 0 | 0.45131 | 0 | 1.1038 | 0 | 1.1971 | 0 | 0.3675 | 0.6901 | 0 | 0 | 0 | 0 | 3.8098 | 0 | 0 | 0 | 0 | 0 | 0 | 0 | 0 | 0 | 0 | 0 | 0 | 0
9 | 10 | 21 | 1 | 1.7931 | 0 | 2.4469 | 0 | 0 | 0 | 0.0012057 | 0.19279 | 0 | 0 | 3.7696 | 0 | 8.2036 | 0 | 0 | 0 | 0 | 0 | 0 | 0 | 0 | 0 | 0 | 0 | 0 | 0 | 0.45131 | 0 | 1.2156 | 0 | 0.98127 | 0 | 0.4725 | 0.6901 | 0 | 0 | 0 | 0 | 3.8108 | 0 | 0 | 0 | 0 | 0 | 0 | 0 | 0 | 0 | 0 | 0 | 0 | 0
9 | 10 | 22 | 1 | 1.7931 | 0 | 2.4469 | 0 | 0 | 0 | 0.0012057 | 0.17481 | 0 | 0 | 2.5245 | 0 | 6.9406 | 0 | 0 | 0 | 0 | 0 | 0 | 0 | 0 | 0 | 0 | 0 | 0 | 0 | 0.45131 | 0 | 1.1038 | 0 | 0.84862 | 0 | 0.315 | 0.6901 | 0 | 0 | 0 | 0 | 3.4089 | 0 | 0 | 0 | 0 | 0 | 0 | 0 | 0 | 0 | 0 | 0 | 0 | 0
9 | 10 | 23 | 1 | 1.7931 | 0 | 2.4469 | 0 | 0 | 0 | 0.0012057 | 0.1624 | 0 | 0 | 0.4496 | 0 | 4.8532 | 0 | 0 | 0 | 0 | 0 | 0 | 0 | 0 | 0 | 0 | 0 | 0 | 0 | 0.45131 | 0 | 0.88038 | 0 | 0.73847 | 0 | 0.0525 | 0.6901 | 0 | 0 | 0 | 0 | 2.8128 | 0 | 0 | 0 | 0 | 0 | 0 | 0 | 0 | 0 | 0 | 0 | 0 | 0
9 | 10 | 24 | 1 | 1.7931 | 0 | 2.4469 | 0 | 0 | 0 | 0.0012057 | 0.15417 | 0 | 0 | 0.44964 | 0 | 4.845 | 0 | 0 | 0 | 0 | 0 | 0 | 0 | 0 | 0 | 0 | 0 | 0 | 0 | 0.45131 | 0 | 0.54519 | 0 | 0.67246 | 0 | 0.0525 | 0.6901 | 0 | 0 | 0 | 0 | 2.4116 | 0 | 0 | 0 | 0 | 0 | 0 | 0 | 0 | 0 | 0 | 0 | 0 | 0
9 | 11 | 1 | 2 | 1.7931 | 0 | 2.4469 | 0 | 0 | 0 | 0.0012057 | 0.14787 | 0 | 0 | 0.44974 | 0 | 4.8388 | 0 | 0 | 0 | 0 | 0 | 0 | 0 | 0 | 0 | 0 | 0 | 0 | 0 | 0.45131 | 0 | 0.32173 | 0 | 0.62336 | 0 | 0.0525 | 0.6901 | 0 | 0 | 0 | 0 | 2.139 | 0 | 0 | 0 | 0 | 0 | 0 | 0 | 0 | 0 | 0 | 0 | 0 | 0
9 | 11 | 2 | 2 | 1.7931 | 0 | 2.4469 | 0 | 0 | 0 | 0.0012057 | 0.12937 | 0 | 0 | 0.44984 | 0 | 4.8204 | 0 | 0 | 0 | 0 | 0 | 0 | 0 | 0 | 0 | 0 | 0 | 0 | 0 | 0.45131 | 0 | 0.32173 | 0 | 0.50392 | 0 | 0.0525 | 0.6901 | 0 | 0 | 0 | 0 | 2.0196 | 0 | 0 | 0 | 0 | 0 | 0 | 0 | 0 | 0 | 0 | 0 | 0 | 0
9 | 11 | 3 | 2 | 1.7931 | 0 | 2.4469 | 0 | 0 | 0 | 0.0012057 | 0.11858 | 0 | 0 | 0.44991 | 0 | 4.8097 | 0 | 0 | 0 | 0 | 0 | 0 | 0 | 0 | 0 | 0 | 0 | 0 | 0 | 0.45131 | 0 | 0.32173 | 0 | 0.43474 | 0 | 0.0525 | 0.6901 | 0 | 0 | 0 | 0 | 1.9504 | 0 | 0 | 0 | 0 | 0 | 0 | 0 | 0 | 0 | 0 | 0 | 0 | 0
9 | 11 | 4 | 2 | 1.7931 | 0 | 2.4469 | 0 | 0 | 0 | 0.0012057 | 0.095669 | 0 | 0 | 0.44994 | 0 | 4.7868 | 0 | 0 | 0 | 0 | 0 | 0 | 0 | 0 | 0 | 0 | 0 | 0 | 0 | 0.45131 | 0 | 0.32173 | 0 | 0.30826 | 0 | 0.0525 | 0.6901 | 0 | 0 | 0 | 0 | 1.8239 | 0 | 0 | 0 | 0 | 0 | 0 | 0 | 0 | 0 | 0 | 0 | 0 | 0
9 | 11 | 5 | 2 | 1.7931 | 0 | 2.4469 | 0 | 0 | 0 | 0.0012057 | 0.08274 | 0 | 0 | 0.44999 | 0 | 4.774 | 0 | 0 | 0 | 0 | 0 | 0 | 0 | 0 | 0 | 0 | 0 | 0 | 0 | 0.45131 | 0 | 0.32173 | 0 | 0.23444 | 0 | 0.0525 | 0.6901 | 0 | 0 | 0 | 0 | 1.7501 | 0 | 0 | 0 | 0 | 0 | 0 | 0 | 0 | 0 | 0 | 0 | 0 | 0
9 | 11 | 6 | 2 | 1.7931 | 0 | 2.4469 | 0 | 0 | 0 | 0.0012057 | 0.065989 | 0 | 0 | 2.5249 | 0 | 6.8322 | 0 | 0 | 0 | 0 | 0 | 0 | 0 | 0 | 0 | 0 | 0 | 0 | 0 | 0.45131 | 0 | 0.54519 | 0 | 0.13701 | 0 | 0.315 | 0.6901 | 0 | 0 | 0 | 0 | 2.1386 | 0 | 0 | 0 | 0 | 0 | 0 | 0 | 0 | 0 | 0 | 0 | 0 | 0
9 | 11 | 7 | 2 | 1.7931 | 0 | 2.4469 | 0 | 0 | 0 | 0.0012057 | 0.09896 | 0 | 0 | 3.9556 | 0 | 8.2957 | 0 | 0 | 0 | 0 | 0 | 0 | 0 | 0 | 0 | 0 | 0 | 0 | 0 | 0.45131 | 0 | 0.71279 | 0 | 0.25068 | 0 | 0.525 | 0.6901 | 0 | 0 | 0 | 0 | 2.6299 | 0 | 0 | 0 | 0 | 0 | 0 | 0 | 0 | 0 | 0 | 0 | 0 | 0
9 | 11 | 8 | 2 | 1.7931 | 0 | 13.5789 | 0 | 0 | 0 | 0.0012057 | 0.27425 | 0 | 0 | 3.5814 | 0 | 19.2289 | 0 | 0 | 0 | 0 | 0 | 0 | 0 | 0 | 0 | 0 | 0 | 0 | 0 | 0.45131 | 0 | 0.71279 | 0 | 0.97584 | 0 | 0.42 | 0.6901 | 0 | 0 | 0 | 0 | 3.25 | 0 | 0 | 0 | 0 | 0 | 0 | 0 | 0 | 0 | 0 | 0 | 0 | 0
9 | 11 | 9 | 2 | 1.7931 | 0 | 13.5789 | 0 | 0 | 0 | 0.0012057 | 0.32177 | 0 | 0 | 2.5248 | 0 | 18.2198 | 0 | 0 | 0 | 0 | 0 | 0 | 0 | 0 | 0 | 0 | 0 | 0 | 0 | 0.45131 | 0 | 0.71279 | 0 | 1.5574 | 0 | 0.315 | 0.6901 | 0 | 0 | 0 | 0 | 3.7266 | 0 | 0 | 0 | 0 | 0 | 0 | 0 | 0 | 0 | 0 | 0 | 0 | 0
9 | 11 | 10 | 2 | 1.7931 | 0 | 13.5789 | 0 | 0 | 0 | 0.0012057 | 0.40691 | 0 | 0 | 2.5248 | 0 | 18.3049 | 0 | 0 | 0 | 0 | 0 | 0 | 0 | 0 | 0 | 0 | 0 | 0 | 0 | 0.45131 | 0 | 0.71279 | 0 | 2.0865 | 0 | 0.315 | 0.6901 | 0 | 0 | 0 | 0 | 4.2557 | 0 | 0 | 0 | 0 | 0 | 0 | 0 | 0 | 0 | 0 | 0 | 0 | 0
9 | 11 | 11 | 2 | 1.7931 | 0 | 13.5789 | 0 | 0 | 0 | 0.0012057 | 0.47753 | 0 | 0 | 2.9397 | 0 | 18.7904 | 0 | 0 | 0 | 0 | 0 | 0 | 0 | 0 | 0 | 0 | 0 | 0 | 0 | 0.45131 | 0 | 0.54519 | 0 | 2.5046 | 0 | 0.3675 | 0.6901 | 0 | 0 | 0 | 0 | 4.5587 | 0 | 0 | 0 | 0 | 0 | 0 | 0 | 0 | 0 | 0 | 0 | 0 | 0
9 | 11 | 12 | 2 | 1.7931 | 0 | 8.6313 | 0 | 0 | 0 | 0.0012057 | 0.49732 | 0 | 0 | 3.3547 | 0 | 14.2777 | 0 | 0 | 0 | 0 | 0 | 0 | 0 | 0 | 0 | 0 | 0 | 0 | 0 | 0.45131 | 0 | 0.54519 | 0 | 2.6431 | 0 | 0.42 | 0.6901 | 0 | 0 | 0 | 0 | 4.7497 | 0 | 0 | 0 | 0 | 0 | 0 | 0 | 0 | 0 | 0 | 0 | 0 | 0
9 | 11 | 13 | 2 | 1.7931 | 0 | 13.5789 | 0 | 0 | 0 | 0.0012057 | 0.59111 | 0 | 0 | 2.9397 | 0 | 18.9041 | 0 | 0 | 0 | 0 | 0 | 0 | 0 | 0 | 0 | 0 | 0 | 0 | 0 | 0.45131 | 0 | 0.54519 | 0 | 3.1988 | 0 | 0.3675 | 0.6901 | 0 | 0 | 0 | 0 | 5.2529 | 0 | 0 | 0 | 0 | 0 | 0 | 0 | 0 | 0 | 0 | 0 | 0 | 0
9 | 11 | 14 | 2 | 1.7931 | 0 | 13.5789 | 0 | 0 | 0 | 0.0012057 | 0.62447 | 0 | 0 | 2.9397 | 0 | 18.9374 | 0 | 0 | 0 | 0 | 0 | 0 | 0 | 0 | 0 | 0 | 0 | 0 | 0 | 0.45131 | 0 | 0.54519 | 0 | 3.5471 | 0 | 0.3675 | 0.6901 | 0 | 0 | 0 | 0 | 5.6013 | 0 | 0 | 0 | 0 | 0 | 0 | 0 | 0 | 0 | 0 | 0 | 0 | 0
9 | 11 | 15 | 2 | 1.7931 | 0 | 13.5789 | 0 | 0 | 0 | 0.0012057 | 0.62571 | 0 | 0 | 2.5248 | 0 | 18.5237 | 0 | 0 | 0 | 0 | 0 | 0 | 0 | 0 | 0 | 0 | 0 | 0 | 0 | 0.45131 | 0 | 0.54519 | 0 | 3.5011 | 0 | 0.315 | 0.6901 | 0 | 0 | 0 | 0 | 5.5027 | 0 | 0 | 0 | 0 | 0 | 0 | 0 | 0 | 0 | 0 | 0 | 0 | 0
9 | 11 | 16 | 2 | 1.7931 | 0 | 13.5789 | 0 | 0 | 0 | 0.0012057 | 0.60777 | 0 | 0 | 2.5248 | 0 | 18.5057 | 0 | 0 | 0 | 0 | 0 | 0 | 0 | 0 | 0 | 0 | 0 | 0 | 0 | 0.45131 | 0 | 0.54519 | 0 | 3.5446 | 0 | 0.315 | 0.6901 | 0 | 0 | 0 | 0 | 5.5462 | 0 | 0 | 0 | 0 | 0 | 0 | 0 | 0 | 0 | 0 | 0 | 0 | 0
9 | 11 | 17 | 2 | 1.7931 | 0 | 13.5789 | 0 | 0 | 0 | 0.0012057 | 0.57361 | 0 | 0 | 3.9555 | 0 | 19.9023 | 0 | 0 | 0 | 0 | 0 | 0 | 0 | 0 | 0 | 0 | 0 | 0 | 0 | 0.45131 | 0 | 0.54519 | 0 | 3.3763 | 0 | 0.525 | 0.6901 | 0 | 0 | 0 | 0 | 5.588 | 0 | 0 | 0 | 0 | 0 | 0 | 0 | 0 | 0 | 0 | 0 | 0 | 0
9 | 11 | 18 | 2 | 1.7931 | 0 | 9.8682 | 0 | 0 | 0 | 0.0012057 | 0.45295 | 0 | 0 | 3.9555 | 0 | 16.071 | 0 | 0 | 0 | 0 | 0 | 0 | 0 | 0 | 0 | 0 | 0 | 0 | 0 | 0.45131 | 0 | 0.54519 | 0 | 2.664 | 0 | 0.525 | 0.6901 | 0 | 0 | 0 | 0 | 4.8756 | 0 | 0 | 0 | 0 | 0 | 0 | 0 | 0 | 0 | 0 | 0 | 0 | 0
9 | 11 | 19 | 2 | 1.7931 | 0 | 2.4469 | 0 | 0 | 0 | 0.0012057 | 0.27565 | 0 | 0 | 3.8051 | 0 | 8.322 | 0 | 0 | 0 | 0 | 0 | 0 | 0 | 0 | 0 | 0 | 0 | 0 | 0 | 0.45131 | 0 | 0.88038 | 0 | 1.4357 | 0 | 0.42 | 0.6901 | 0 | 0 | 0 | 0 | 3.8774 | 0 | 0 | 0 | 0 | 0 | 0 | 0 | 0 | 0 | 0 | 0 | 0 | 0
9 | 11 | 20 | 2 | 1.7931 | 0 | 2.4469 | 0 | 0 | 0 | 0.0012057 | 0.21572 | 0 | 0 | 2.9397 | 0 | 7.3966 | 0 | 0 | 0 | 0 | 0 | 0 | 0 | 0 | 0 | 0 | 0 | 0 | 0 | 0.45131 | 0 | 1.1038 | 0 | 1.0206 | 0 | 0.3675 | 0.6901 | 0 | 0 | 0 | 0 | 3.6334 | 0 | 0 | 0 | 0 | 0 | 0 | 0 | 0 | 0 | 0 | 0 | 0 | 0
9 | 11 | 21 | 2 | 1.7931 | 0 | 2.4469 | 0 | 0 | 0 | 0.0012057 | 0.18098 | 0 | 0 | 3.7696 | 0 | 8.1918 | 0 | 0 | 0 | 0 | 0 | 0 | 0 | 0 | 0 | 0 | 0 | 0 | 0 | 0.45131 | 0 | 1.2156 | 0 | 0.78635 | 0 | 0.4725 | 0.6901 | 0 | 0 | 0 | 0 | 3.6158 | 0 | 0 | 0 | 0 | 0 | 0 | 0 | 0 | 0 | 0 | 0 | 0 | 0
9 | 11 | 22 | 2 | 1.7931 | 0 | 2.4469 | 0 | 0 | 0 | 0.0012057 | 0.15727 | 0 | 0 | 2.5246 | 0 | 6.9231 | 0 | 0 | 0 | 0 | 0 | 0 | 0 | 0 | 0 | 0 | 0 | 0 | 0 | 0.45131 | 0 | 1.1038 | 0 | 0.64678 | 0 | 0.315 | 0.6901 | 0 | 0 | 0 | 0 | 3.207 | 0 | 0 | 0 | 0 | 0 | 0 | 0 | 0 | 0 | 0 | 0 | 0 | 0
9 | 11 | 23 | 2 | 1.7931 | 0 | 2.4469 | 0 | 0 | 0 | 0.0012057 | 0.14164 | 0 | 0 | 0.44966 | 0 | 4.8325 | 0 | 0 | 0 | 0 | 0 | 0 | 0 | 0 | 0 | 0 | 0 | 0 | 0 | 0.45131 | 0 | 0.88038 | 0 | 0.54809 | 0 | 0.0525 | 0.6901 | 0 | 0 | 0 | 0 | 2.6224 | 0 | 0 | 0 | 0 | 0 | 0 | 0 | 0 | 0 | 0 | 0 | 0 | 0
9 | 11 | 24 | 2 | 1.7931 | 0 | 2.4469 | 0 | 0 | 0 | 0.0012057 | 0.12842 | 0 | 0 | 0.44972 | 0 | 4.8194 | 0 | 0 | 0 | 0 | 0 | 0 | 0 | 0 | 0 | 0 | 0 | 0 | 0 | 0.45131 | 0 | 0.54519 | 0 | 0.47254 | 0 | 0.0525 | 0.6901 | 0 | 0 | 0 | 0 | 2.2116 | 0 | 0 | 0 | 0 | 0 | 0 | 0 | 0 | 0 | 0 | 0 | 0 | 0
9 | 12 | 1 | 3 | 1.7931 | 0 | 2.4469 | 0 | 0 | 0 | 0.0012057 | 0.11754 | 0 | 0 | 0.44984 | 0 | 4.8086 | 0 | 0 | 0 | 0 | 0 | 0 | 0 | 0 | 0 | 0 | 0 | 0 | 0 | 0.45131 | 0 | 0.32173 | 0 | 0.40204 | 0 | 0.0525 | 0.6901 | 0 | 0 | 0 | 0 | 1.9177 | 0 | 0 | 0 | 0 | 0 | 0 | 0 | 0 | 0 | 0 | 0 | 0 | 0
9 | 12 | 2 | 3 | 1.7931 | 0 | 2.4469 | 0 | 0 | 0 | 0.0012057 | 0.096667 | 0 | 0 | 0.44997 | 0 | 4.7879 | 0 | 0 | 0 | 0 | 0 | 0 | 0 | 0 | 0 | 0 | 0 | 0 | 0 | 0.45131 | 0 | 0.32173 | 0 | 0.29026 | 0 | 0.0525 | 0.6901 | 0 | 0 | 0 | 0 | 1.8059 | 0 | 0 | 0 | 0 | 0 | 0 | 0 | 0 | 0 | 0 | 0 | 0 | 0
9 | 12 | 3 | 3 | 1.7931 | 0 | 2.4469 | 0 | 0 | 0 | 0.0012057 | 0.090747 | 0 | 0 | 0.45005 | 0 | 4.782 | 0 | 0 | 0 | 0 | 0 | 0 | 0 | 0 | 0 | 0 | 0 | 0 | 0 | 0.45131 | 0 | 0.32173 | 0 | 0.2582 | 0 | 0.0525 | 0.6901 | 0 | 0 | 0 | 0 | 1.7738 | 0 | 0 | 0 | 0 | 0 | 0 | 0 | 0 | 0 | 0 | 0 | 0 | 0
9 | 12 | 4 | 3 | 1.7931 | 0 | 2.4469 | 0 | 0 | 0 | 0.0012057 | 0.075187 | 0 | 0 | 0.45009 | 0 | 4.7665 | 0 | 0 | 0 | 0 | 0 | 0 | 0 | 0 | 0 | 0 | 0 | 0 | 0 | 0.45131 | 0 | 0.32173 | 0 | 0.183 | 0 | 0.0525 | 0.6901 | 0 | 0 | 0 | 0 | 1.6986 | 0 | 0 | 0 | 0 | 0 | 0 | 0 | 0 | 0 | 0 | 0 | 0 | 0
9 | 12 | 5 | 3 | 1.7931 | 0 | 2.4469 | 0 | 0 | 0 | 0.0012057 | 0.067136 | 0 | 0 | 0.45012 | 0 | 4.7585 | 0 | 0 | 0 | 0 | 0 | 0 | 0 | 0 | 0 | 0 | 0 | 0 | 0 | 0.45131 | 0 | 0.32173 | 0 | 0.1356 | 0 | 0.0525 | 0.6901 | 0 | 0 | 0 | 0 | 1.6512 | 0 | 0 | 0 | 0 | 0 | 0 | 0 | 0 | 0 | 0 | 0 | 0 | 0
9 | 12 | 6 | 3 | 1.7931 | 0 | 2.4469 | 0 | 0 | 0 | 0.0012057 | 0.060786 | 0 | 0 | 2.5251 | 0 | 6.8271 | 0 | 0 | 0 | 0 | 0 | 0 | 0 | 0 | 0 | 0 | 0 | 0 | 0 | 0.45131 | 0 | 0.54519 | 0 | 0.10125 | 0 | 0.315 | 0.6901 | 0 | 0 | 0 | 0 | 2.1029 | 0 | 0 | 0 | 0 | 0 | 0 | 0 | 0 | 0 | 0 | 0 | 0 | 0
9 | 12 | 7 | 3 | 1.7931 | 0 | 2.4469 | 0 | 0 | 0 | 0.0012057 | 0.075653 | 0 | 0 | 3.9556 | 0 | 8.2725 | 0 | 0 | 0 | 0 | 0 | 0 | 0 | 0 | 0 | 0 | 0 | 0 | 0 | 0.45131 | 0 | 0.71279 | 0 | 0.1513 | 0 | 0.525 | 0.6901 | 0 | 0 | 0 | 0 | 2.5305 | 0 | 0 | 0 | 0 | 0 | 0 | 0 | 0 | 0 | 0 | 0 | 0 | 0
9 | 12 | 8 | 3 | 1.7931 | 0 | 13.5789 | 0 | 0 | 0 | 0.0012057 | 0.27861 | 0 | 0 | 3.5816 | 0 | 19.2334 | 0 | 0 | 0 | 0 | 0 | 0 | 0 | 0 | 0 | 0 | 0 | 0 | 0 | 0.45131 | 0 | 0.71279 | 0 | 0.80572 | 0 | 0.42 | 0.6901 | 0 | 0 | 0 | 0 | 3.0799 | 0 | 0 | 0 | 0 | 0 | 0 | 0 | 0 | 0 | 0 | 0 | 0 | 0
9 | 12 | 9 | 3 | 1.7931 | 0 | 13.5789 | 0 | 0 | 0 | 0.0012057 | 0.30703 | 0 | 0 | 2.5249 | 0 | 18.2052 | 0 | 0 | 0 | 0 | 0 | 0 | 0 | 0 | 0 | 0 | 0 | 0 | 0 | 0.45131 | 0 | 0.71279 | 0 | 1.4285 | 0 | 0.315 | 0.6901 | 0 | 0 | 0 | 0 | 3.5977 | 0 | 0 | 0 | 0 | 0 | 0 | 0 | 0 | 0 | 0 | 0 | 0 | 0
9 | 12 | 10 | 3 | 1.7931 | 0 | 13.5789 | 0 | 0 | 0 | 0.0012057 | 0.38962 | 0 | 0 | 2.5249 | 0 | 18.2877 | 0 | 0 | 0 | 0 | 0 | 0 | 0 | 0 | 0 | 0 | 0 | 0 | 0 | 0.45131 | 0 | 0.71279 | 0 | 1.9313 | 0 | 0.315 | 0.6901 | 0 | 0 | 0 | 0 | 4.1005 | 0 | 0 | 0 | 0 | 0 | 0 | 0 | 0 | 0 | 0 | 0 | 0 | 0
9 | 12 | 11 | 3 | 1.7931 | 0 | 13.5789 | 0 | 0 | 0 | 0.0012057 | 0.46303 | 0 | 0 | 2.9398 | 0 | 18.776 | 0 | 0 | 0 | 0 | 0 | 0 | 0 | 0 | 0 | 0 | 0 | 0 | 0 | 0.45131 | 0 | 0.54519 | 0 | 2.2809 | 0 | 0.3675 | 0.6901 | 0 | 0 | 0 | 0 | 4.335 | 0 | 0 | 0 | 0 | 0 | 0 | 0 | 0 | 0 | 0 | 0 | 0 | 0
9 | 12 | 12 | 3 | 1.7931 | 0 | 8.6313 | 0 | 0 | 0 | 0.0012057 | 0.4823 | 0 | 0 | 3.3548 | 0 | 14.2628 | 0 | 0 | 0 | 0 | 0 | 0 | 0 | 0 | 0 | 0 | 0 | 0 | 0 | 0.45131 | 0 | 0.54519 | 0 | 2.3648 | 0 | 0.42 | 0.6901 | 0 | 0 | 0 | 0 | 4.4714 | 0 | 0 | 0 | 0 | 0 | 0 | 0 | 0 | 0 | 0 | 0 | 0 | 0
9 | 12 | 13 | 3 | 1.7931 | 0 | 13.5789 | 0 | 0 | 0 | 0.0012057 | 0.58653 | 0 | 0 | 2.9398 | 0 | 18.8996 | 0 | 0 | 0 | 0 | 0 | 0 | 0 | 0 | 0 | 0 | 0 | 0 | 0 | 0.45131 | 0 | 0.54519 | 0 | 3.0322 | 0 | 0.3675 | 0.6901 | 0 | 0 | 0 | 0 | 5.0863 | 0 | 0 | 0 | 0 | 0 | 0 | 0 | 0 | 0 | 0 | 0 | 0 | 0
9 | 12 | 14 | 3 | 1.7931 | 0 | 13.5789 | 0 | 0 | 0 | 0.0012057 | 0.60583 | 0 | 0 | 2.9398 | 0 | 18.9189 | 0 | 0 | 0 | 0 | 0 | 0 | 0 | 0 | 0 | 0 | 0 | 0 | 0 | 0.45131 | 0 | 0.54519 | 0 | 3.1774 | 0 | 0.3675 | 0.6901 | 0 | 0 | 0 | 0 | 5.2316 | 0 | 0 | 0 | 0 | 0 | 0 | 0 | 0 | 0 | 0 | 0 | 0 | 0
9 | 12 | 15 | 3 | 1.7931 | 0 | 13.5789 | 0 | 0 | 0 | 0.0012057 | 0.59621 | 0 | 0 | 2.5248 | 0 | 18.4943 | 0 | 0 | 0 | 0 | 0 | 0 | 0 | 0 | 0 | 0 | 0 | 0 | 0 | 0.45131 | 0 | 0.54519 | 0 | 3.1093 | 0 | 0.315 | 0.6901 | 0 | 0 | 0 | 0 | 5.1109 | 0 | 0 | 0 | 0 | 0 | 0 | 0 | 0 | 0 | 0 | 0 | 0 | 0
9 | 12 | 16 | 3 | 1.7931 | 0 | 13.5789 | 0 | 0 | 0 | 0.0012057 | 0.5563 | 0 | 0 | 2.5249 | 0 | 18.4544 | 0 | 0 | 0 | 0 | 0 | 0 | 0 | 0 | 0 | 0 | 0 | 0 | 0 | 0.45131 | 0 | 0.54519 | 0 | 2.915 | 0 | 0.315 | 0.6901 | 0 | 0 | 0 | 0 | 4.9166 | 0 | 0 | 0 | 0 | 0 | 0 | 0 | 0 | 0 | 0 | 0 | 0 | 0
9 | 12 | 17 | 3 | 1.7931 | 0 | 13.5789 | 0 | 0 | 0 | 0.0012057 | 0.50322 | 0 | 0 | 3.9556 | 0 | 19.832 | 0 | 0 | 0 | 0 | 0 | 0 | 0 | 0 | 0 | 0 | 0 | 0 | 0 | 0.45131 | 0 | 0.54519 | 0 | 2.6877 | 0 | 0.525 | 0.6901 | 0 | 0 | 0 | 0 | 4.8993 | 0 | 0 | 0 | 0 | 0 | 0 | 0 | 0 | 0 | 0 | 0 | 0 | 0
9 | 12 | 18 | 3 | 1.7931 | 0 | 9.8682 | 0 | 0 | 0 | 0.0012057 | 0.37833 | 0 | 0 | 3.9556 | 0 | 15.9964 | 0 | 0 | 0 | 0 | 0 | 0 | 0 | 0 | 0 | 0 | 0 | 0 | 0 | 0.45131 | 0 | 0.54519 | 0 | 1.9641 | 0 | 0.525 | 0.6901 | 0 | 0 | 0 | 0 | 4.1757 | 0 | 0 | 0 | 0 | 0 | 0 | 0 | 0 | 0 | 0 | 0 | 0 | 0
9 | 12 | 19 | 3 | 1.7931 | 0 | 2.4469 | 0 | 0 | 0 | 0.0012057 | 0.20563 | 0 | 0 | 3.8054 | 0 | 8.2523 | 0 | 0 | 0 | 0 | 0 | 0 | 0 | 0 | 0 | 0 | 0 | 0 | 0 | 0.45131 | 0 | 0.88038 | 0 | 0.92401 | 0 | 0.42 | 0.6901 | 0 | 0 | 0 | 0 | 3.3658 | 0 | 0 | 0 | 0 | 0 | 0 | 0 | 0 | 0 | 0 | 0 | 0 | 0
9 | 12 | 20 | 3 | 1.7931 | 0 | 2.4469 | 0 | 0 | 0 | 0.0012057 | 0.15419 | 0 | 0 | 2.9399 | 0 | 7.3353 | 0 | 0 | 0 | 0 | 0 | 0 | 0 | 0 | 0 | 0 | 0 | 0 | 0 | 0.45131 | 0 | 1.1038 | 0 | 0.63186 | 0 | 0.3675 | 0.6901 | 0 | 0 | 0 | 0 | 3.2446 | 0 | 0 | 0 | 0 | 0 | 0 | 0 | 0 | 0 | 0 | 0 | 0 | 0
9 | 12 | 21 | 3 | 1.7931 | 0 | 2.4469 | 0 | 0 | 0 | 0.0012057 | 0.13716 | 0 | 0 | 3.7698 | 0 | 8.1481 | 0 | 0 | 0 | 0 | 0 | 0 | 0 | 0 | 0 | 0 | 0 | 0 | 0 | 0.45131 | 0 | 1.2156 | 0 | 0.53071 | 0 | 0.4725 | 0.6901 | 0 | 0 | 0 | 0 | 3.3602 | 0 | 0 | 0 | 0 | 0 | 0 | 0 | 0 | 0 | 0 | 0 | 0 | 0
9 | 12 | 22 | 3 | 1.7931 | 0 | 2.4469 | 0 | 0 | 0 | 0.0012057 | 0.11465 | 0 | 0 | 2.5247 | 0 | 6.8806 | 0 | 0 | 0 | 0 | 0 | 0 | 0 | 0 | 0 | 0 | 0 | 0 | 0 | 0.45131 | 0 | 1.1038 | 0 | 0.39395 | 0 | 0.315 | 0.6901 | 0 | 0 | 0 | 0 | 2.9542 | 0 | 0 | 0 | 0 | 0 | 0 | 0 | 0 | 0 | 0 | 0 | 0 | 0
9 | 12 | 23 | 3 | 1.7931 | 0 | 2.4469 | 0 | 0 | 0 | 0.0012057 | 0.11962 | 0 | 0 | 0.44981 | 0 | 4.8106 | 0 | 0 | 0 | 0 | 0 | 0 | 0 | 0 | 0 | 0 | 0 | 0 | 0 | 0.45131 | 0 | 0.88038 | 0 | 0.41845 | 0 | 0.0525 | 0.6901 | 0 | 0 | 0 | 0 | 2.4927 | 0 | 0 | 0 | 0 | 0 | 0 | 0 | 0 | 0 | 0 | 0 | 0 | 0
9 | 12 | 24 | 3 | 1.7931 | 0 | 2.4469 | 0 | 0 | 0 | 0.0012057 | 0.10206 | 0 | 0 | 0.44984 | 0 | 4.7931 | 0 | 0 | 0 | 0 | 0 | 0 | 0 | 0 | 0 | 0 | 0 | 0 | 0 | 0.45131 | 0 | 0.54519 | 0 | 0.32746 | 0 | 0.0525 | 0.6901 | 0 | 0 | 0 | 0 | 2.0666 | 0 | 0 | 0 | 0 | 0 | 0 | 0 | 0 | 0 | 0 | 0 | 0 | 0
9 | 13 | 1 | 4 | 1.7931 | 0 | 2.4469 | 0 | 0 | 0 | 0.0012057 | 0.089698 | 0 | 0 | 0.44996 | 0 | 4.7809 | 0 | 0 | 0 | 0 | 0 | 0 | 0 | 0 | 0 | 0 | 0 | 0 | 0 | 0.45131 | 0 | 0.32173 | 0 | 0.26285 | 0 | 0.0525 | 0.6901 | 0 | 0 | 0 | 0 | 1.7785 | 0 | 0 | 0 | 0 | 0 | 0 | 0 | 0 | 0 | 0 | 0 | 0 | 0
9 | 13 | 2 | 4 | 1.7931 | 0 | 2.4469 | 0 | 0 | 0 | 0.0012057 | 0.085447 | 0 | 0 | 0.45009 | 0 | 4.7768 | 0 | 0 | 0 | 0 | 0 | 0 | 0 | 0 | 0 | 0 | 0 | 0 | 0 | 0.45131 | 0 | 0.32173 | 0 | 0.23879 | 0 | 0.0525 | 0.6901 | 0 | 0 | 0 | 0 | 1.7544 | 0 | 0 | 0 | 0 | 0 | 0 | 0 | 0 | 0 | 0 | 0 | 0 | 0
9 | 13 | 3 | 4 | 1.7931 | 0 | 2.4469 | 0 | 0 | 0 | 0.0012057 | 0.071592 | 0 | 0 | 0.45016 | 0 | 4.763 | 0 | 0 | 0 | 0 | 0 | 0 | 0 | 0 | 0 | 0 | 0 | 0 | 0 | 0.45131 | 0 | 0.32173 | 0 | 0.16585 | 0 | 0.0525 | 0.6901 | 0 | 0 | 0 | 0 | 1.6815 | 0 | 0 | 0 | 0 | 0 | 0 | 0 | 0 | 0 | 0 | 0 | 0 | 0
9 | 13 | 4 | 4 | 1.7931 | 0 | 2.4469 | 0 | 0 | 0 | 0.0012057 | 0.067371 | 0 | 0 | 0.45021 | 0 | 4.7588 | 0 | 0 | 0 | 0 | 0 | 0 | 0 | 0 | 0 | 0 | 0 | 0 | 0 | 0.45131 | 0 | 0.32173 | 0 | 0.14561 | 0 | 0.0525 | 0.6901 | 0 | 0 | 0 | 0 | 1.6613 | 0 | 0 | 0 | 0 | 0 | 0 | 0 | 0 | 0 | 0 | 0 | 0 | 0
9 | 13 | 5 | 4 | 1.7931 | 0 | 2.4469 | 0 | 0 | 0 | 0.0012057 | 0.060005 | 0 | 0 | 0.45025 | 0 | 4.7515 | 0 | 0 | 0 | 0 | 0 | 0 | 0 | 0 | 0 | 0 | 0 | 0 | 0 | 0.45131 | 0 | 0.32173 | 0 | 0.10697 | 0 | 0.0525 | 0.6901 | 0 | 0 | 0 | 0 | 1.6226 | 0 | 0 | 0 | 0 | 0 | 0 | 0 | 0 | 0 | 0 | 0 | 0 | 0
9 | 13 | 6 | 4 | 1.7931 | 0 | 2.4469 | 0 | 0 | 0 | 0.0012057 | 0.053213 | 0 | 0 | 2.5252 | 0 | 6.8196 | 0 | 0 | 0 | 0 | 0 | 0 | 0 | 0 | 0 | 0 | 0 | 0 | 0 | 0.45131 | 0 | 0.54519 | 0 | 0.069007 | 0 | 0.315 | 0.6901 | 0 | 0 | 0 | 0 | 2.0706 | 0 | 0 | 0 | 0 | 0 | 0 | 0 | 0 | 0 | 0 | 0 | 0 | 0
9 | 13 | 7 | 4 | 1.7931 | 0 | 2.4469 | 0 | 0 | 0 | 0.0012057 | 0.089971 | 0 | 0 | 3.9557 | 0 | 8.2869 | 0 | 0 | 0 | 0 | 0 | 0 | 0 | 0 | 0 | 0 | 0 | 0 | 0 | 0.45131 | 0 | 0.71279 | 0 | 0.13504 | 0 | 0.525 | 0.6901 | 0 | 0 | 0 | 0 | 2.5142 | 0 | 0 | 0 | 0 | 0 | 0 | 0 | 0 | 0 | 0 | 0 | 0 | 0
9 | 13 | 8 | 4 | 1.7931 | 0 | 13.5789 | 0 | 0 | 0 | 0.0012057 | 0.29868 | 0 | 0 | 3.5817 | 0 | 19.2536 | 0 | 0 | 0 | 0 | 0 | 0 | 0 | 0 | 0 | 0 | 0 | 0 | 0 | 0.45131 | 0 | 0.71279 | 0 | 0.7224 | 0 | 0.42 | 0.6901 | 0 | 0 | 0 | 0 | 2.9966 | 0 | 0 | 0 | 0 | 0 | 0 | 0 | 0 | 0 | 0 | 0 | 0 | 0
9 | 13 | 9 | 4 | 1.7931 | 0 | 13.5789 | 0 | 0 | 0 | 0.0012057 | 0.32014 | 0 | 0 | 2.525 | 0 | 18.2184 | 0 | 0 | 0 | 0 | 0 | 0 | 0 | 0 | 0 | 0 | 0 | 0 | 0 | 0.45131 | 0 | 0.71279 | 0 | 1.5267 | 0 | 0.315 | 0.6901 | 0 | 0 | 0 | 0 | 3.6959 | 0 | 0 | 0 | 0 | 0 | 0 | 0 | 0 | 0 | 0 | 0 | 0 | 0
9 | 13 | 10 | 4 | 1.7931 | 0 | 13.5789 | 0 | 0 | 0 | 0.0012057 | 0.39136 | 0 | 0 | 2.525 | 0 | 18.2896 | 0 | 0 | 0 | 0 | 0 | 0 | 0 | 0 | 0 | 0 | 0 | 0 | 0 | 0.45131 | 0 | 0.71279 | 0 | 2.0779 | 0 | 0.315 | 0.6901 | 0 | 0 | 0 | 0 | 4.2471 | 0 | 0 | 0 | 0 | 0 | 0 | 0 | 0 | 0 | 0 | 0 | 0 | 0
9 | 13 | 11 | 4 | 1.7931 | 0 | 13.5789 | 0 | 0 | 0 | 0.0012057 | 0.47869 | 0 | 0 | 2.94 | 0 | 18.7919 | 0 | 0 | 0 | 0 | 0 | 0 | 0 | 0 | 0 | 0 | 0 | 0 | 0 | 0.45131 | 0 | 0.54519 | 0 | 2.6921 | 0 | 0.3675 | 0.6901 | 0 | 0 | 0 | 0 | 4.7462 | 0 | 0 | 0 | 0 | 0 | 0 | 0 | 0 | 0 | 0 | 0 | 0 | 0
9 | 13 | 12 | 4 | 1.7931 | 0 | 8.6313 | 0 | 0 | 0 | 0.0012057 | 0.50389 | 0 | 0 | 3.355 | 0 | 14.2845 | 0 | 0 | 0 | 0 | 0 | 0 | 0 | 0 | 0 | 0 | 0 | 0 | 0 | 0.45131 | 0 | 0.54519 | 0 | 2.82 | 0 | 0.42 | 0.6901 | 0 | 0 | 0 | 0 | 4.9266 | 0 | 0 | 0 | 0 | 0 | 0 | 0 | 0 | 0 | 0 | 0 | 0 | 0
9 | 13 | 13 | 4 | 1.7931 | 0 | 13.5789 | 0 | 0 | 0 | 0.0012057 | 0.61217 | 0 | 0 | 2.94 | 0 | 18.9253 | 0 | 0 | 0 | 0 | 0 | 0 | 0 | 0 | 0 | 0 | 0 | 0 | 0 | 0.45131 | 0 | 0.54519 | 0 | 3.5812 | 0 | 0.3675 | 0.6901 | 0 | 0 | 0 | 0 | 5.6353 | 0 | 0 | 0 | 0 | 0 | 0 | 0 | 0 | 0 | 0 | 0 | 0 | 0
9 | 13 | 14 | 4 | 1.7931 | 0 | 13.5789 | 0 | 0 | 0 | 0.0012057 | 0.65303 | 0 | 0 | 2.94 | 0 | 18.9662 | 0 | 0 | 0 | 0 | 0 | 0 | 0 | 0 | 0 | 0 | 0 | 0 | 0 | 0.45131 | 0 | 0.54519 | 0 | 4.0302 | 0 | 0.3675 | 0.6901 | 0 | 0 | 0 | 0 | 6.0843 | 0 | 0 | 0 | 0 | 0 | 0 | 0 | 0 | 0 | 0 | 0 | 0 | 0
9 | 13 | 15 | 4 | 1.7931 | 0 | 13.5789 | 0 | 0 | 0 | 0.0012057 | 0.64653 | 0 | 0 | 2.525 | 0 | 18.5447 | 0 | 0 | 0 | 0 | 0 | 0 | 0 | 0 | 0 | 0 | 0 | 0 | 0 | 0.45131 | 0 | 0.54519 | 0 | 4.0076 | 0 | 0.315 | 0.6901 | 0 | 0 | 0 | 0 | 6.0091 | 0 | 0 | 0 | 0 | 0 | 0 | 0 | 0 | 0 | 0 | 0 | 0 | 0
9 | 13 | 16 | 4 | 1.7931 | 0 | 13.5789 | 0 | 0 | 0 | 0.0012057 | 0.60233 | 0 | 0 | 2.525 | 0 | 18.5005 | 0 | 0 | 0 | 0 | 0 | 0 | 0 | 0 | 0 | 0 | 0 | 0 | 0 | 0.45131 | 0 | 0.54519 | 0 | 3.6952 | 0 | 0.315 | 0.6901 | 0 | 0 | 0 | 0 | 5.6968 | 0 | 0 | 0 | 0 | 0 | 0 | 0 | 0 | 0 | 0 | 0 | 0 | 0
9 | 13 | 17 | 4 | 1.7931 | 0 | 13.5789 | 0 | 0 | 0 | 0.0012057 | 0.55705 | 0 | 0 | 3.9556 | 0 | 19.8858 | 0 | 0 | 0 | 0 | 0 | 0 | 0 | 0 | 0 | 0 | 0 | 0 | 0 | 0.45131 | 0 | 0.54519 | 0 | 3.6433 | 0 | 0.525 | 0.6901 | 0 | 0 | 0 | 0 | 5.8549 | 0 | 0 | 0 | 0 | 0 | 0 | 0 | 0 | 0 | 0 | 0 | 0 | 0
9 | 13 | 18 | 4 | 1.7931 | 0 | 9.8682 | 0 | 0 | 0 | 0.0012057 | 0.4298 | 0 | 0 | 3.9556 | 0 | 16.048 | 0 | 0 | 0 | 0 | 0 | 0 | 0 | 0 | 0 | 0 | 0 | 0 | 0 | 0.45131 | 0 | 0.54519 | 0 | 2.7761 | 0 | 0.525 | 0.6901 | 0 | 0 | 0 | 0 | 4.9877 | 0 | 0 | 0 | 0 | 0 | 0 | 0 | 0 | 0 | 0 | 0 | 0 | 0
9 | 13 | 19 | 4 | 1.7931 | 0 | 2.4469 | 0 | 0 | 0 | 0.0012057 | 0.26362 | 0 | 0 | 3.8056 | 0 | 8.3105 | 0 | 0 | 0 | 0 | 0 | 0 | 0 | 0 | 0 | 0 | 0 | 0 | 0 | 0.45131 | 0 | 0.88038 | 0 | 1.5552 | 0 | 0.42 | 0.6901 | 0 | 0 | 0 | 0 | 3.997 | 0 | 0 | 0 | 0 | 0 | 0 | 0 | 0 | 0 | 0 | 0 | 0 | 0
9 | 13 | 20 | 4 | 1.7931 | 0 | 2.4469 | 0 | 0 | 0 | 0.0012057 | 0.2189 | 0 | 0 | 2.94 | 0 | 7.4001 | 0 | 0 | 0 | 0 | 0 | 0 | 0 | 0 | 0 | 0 | 0 | 0 | 0 | 0.45131 | 0 | 1.1038 | 0 | 1.1982 | 0 | 0.3675 | 0.6901 | 0 | 0 | 0 | 0 | 3.811 | 0 | 0 | 0 | 0 | 0 | 0 | 0 | 0 | 0 | 0 | 0 | 0 | 0
9 | 13 | 21 | 4 | 1.7931 | 0 | 2.4469 | 0 | 0 | 0 | 0.0012057 | 0.20257 | 0 | 0 | 3.7698 | 0 | 8.2136 | 0 | 0 | 0 | 0 | 0 | 0 | 0 | 0 | 0 | 0 | 0 | 0 | 0 | 0.45131 | 0 | 1.2156 | 0 | 1.0566 | 0 | 0.4725 | 0.6901 | 0 | 0 | 0 | 0 | 3.8861 | 0 | 0 | 0 | 0 | 0 | 0 | 0 | 0 | 0 | 0 | 0 | 0 | 0
9 | 13 | 22 | 4 | 1.7931 | 0 | 2.4469 | 0 | 0 | 0 | 0.0012057 | 0.17239 | 0 | 0 | 2.5248 | 0 | 6.9384 | 0 | 0 | 0 | 0 | 0 | 0 | 0 | 0 | 0 | 0 | 0 | 0 | 0 | 0.45131 | 0 | 1.1038 | 0 | 0.83976 | 0 | 0.315 | 0.6901 | 0 | 0 | 0 | 0 | 3.4 | 0 | 0 | 0 | 0 | 0 | 0 | 0 | 0 | 0 | 0 | 0 | 0 | 0
9 | 13 | 23 | 4 | 1.7931 | 0 | 2.4469 | 0 | 0 | 0 | 0.0012057 | 0.14291 | 0 | 0 | 0.44989 | 0 | 4.834 | 0 | 0 | 0 | 0 | 0 | 0 | 0 | 0 | 0 | 0 | 0 | 0 | 0 | 0.45131 | 0 | 0.88038 | 0 | 0.63336 | 0 | 0.0525 | 0.6901 | 0 | 0 | 0 | 0 | 2.7077 | 0 | 0 | 0 | 0 | 0 | 0 | 0 | 0 | 0 | 0 | 0 | 0 | 0
9 | 13 | 24 | 4 | 1.7931 | 0 | 2.4469 | 0 | 0 | 0 | 0.0012057 | 0.12067 | 0 | 0 | 0.44996 | 0 | 4.8119 | 0 | 0 | 0 | 0 | 0 | 0 | 0 | 0 | 0 | 0 | 0 | 0 | 0 | 0.45131 | 0 | 0.54519 | 0 | 0.46986 | 0 | 0.0525 | 0.6901 | 0 | 0 | 0 | 0 | 2.209 | 0 | 0 | 0 | 0 | 0 | 0 | 0 | 0 | 0 | 0 | 0 | 0 | 0
9 | 14 | 1 | 5 | 1.7931 | 0 | 2.4469 | 0 | 0 | 0 | 0.0012057 | 0.083341 | 0 | 0 | 0.4501 | 0 | 4.7747 | 0 | 0 | 0 | 0 | 0 | 0 | 0 | 0 | 0 | 0 | 0 | 0 | 0 | 0.45131 | 0 | 0.32173 | 0 | 0.24299 | 0 | 0.0525 | 0.6901 | 0 | 0 | 0 | 0 | 1.7586 | 0 | 0 | 0 | 0 | 0 | 0 | 0 | 0 | 0 | 0 | 0 | 0 | 0
9 | 14 | 2 | 5 | 1.7931 | 0 | 2.4469 | 0 | 0 | 0 | 0.0012057 | 0.063968 | 0 | 0 | 0.45026 | 0 | 4.7555 | 0 | 0 | 0 | 0 | 0 | 0 | 0 | 0 | 0 | 0 | 0 | 0 | 0 | 0.45131 | 0 | 0.32173 | 0 | 0.12658 | 0 | 0.0525 | 0.6901 | 0 | 0 | 0 | 0 | 1.6422 | 0 | 0 | 0 | 0 | 0 | 0 | 0 | 0 | 0 | 0 | 0 | 0 | 0
9 | 14 | 3 | 5 | 1.7931 | 0 | 2.4469 | 0 | 0 | 0 | 0.0012057 | 0.049143 | 0 | 0 | 0.45038 | 0 | 4.7408 | 0 | 0 | 0 | 0 | 0 | 0 | 0 | 0 | 0 | 0 | 0 | 0 | 0 | 0.45131 | 0 | 0.32173 | 0 | 0.047049 | 0 | 0.0525 | 0.6901 | 0 | 0 | 0 | 0 | 1.5627 | 0 | 0 | 0 | 0 | 0 | 0 | 0 | 0 | 0 | 0 | 0 | 0 | 0
9 | 14 | 4 | 5 | 1.7931 | 0 | 2.4469 | 0 | 0 | 0 | 0.0012057 | 0.050394 | 0 | 0 | 0.4505 | 0 | 4.7421 | 0 | 0 | 0 | 0 | 0 | 0 | 0 | 0 | 0 | 0 | 0 | 0 | 0 | 0.45131 | 0 | 0.32173 | 0 | 0.051839 | 0 | 0.0525 | 0.6901 | 0 | 0 | 0 | 0 | 1.5675 | 0 | 0 | 0 | 0 | 0 | 0 | 0 | 0 | 0 | 0 | 0 | 0 | 0
9 | 14 | 5 | 5 | 1.7931 | 0 | 2.4469 | 0 | 0 | 0 | 0.0012057 | 0.048618 | 0 | 0 | 0.45051 | 0 | 4.7404 | 0 | 0 | 0 | 0 | 0 | 0 | 0 | 0 | 0 | 0 | 0 | 0 | 0 | 0.45131 | 0 | 0.32173 | 0 | 0.041723 | 0 | 0.0525 | 0.6901 | 0 | 0 | 0 | 0 | 1.5574 | 0 | 0 | 0 | 0 | 0 | 0 | 0 | 0 | 0 | 0 | 0 | 0 | 0
9 | 14 | 6 | 5 | 1.7931 | 0 | 2.4469 | 0 | 0 | 0 | 0.0012057 | 0.041826 | 0 | 0 | 2.5254 | 0 | 6.8085 | 0 | 0 | 0 | 0 | 0 | 0 | 0 | 0 | 0 | 0 | 0 | 0 | 0 | 0.45131 | 0 | 0.54519 | 0 | 0.0086924 | 0 | 0.315 | 0.6901 | 0 | 0 | 0 | 0 | 2.0103 | 0 | 0 | 0 | 0 | 0 | 0 | 0 | 0 | 0 | 0 | 0 | 0 | 0
9 | 14 | 7 | 5 | 1.7931 | 0 | 2.4469 | 0 | 0 | 0 | 0.0012057 | 0.04 | 0 | 0 | 3.9558 | 0 | 8.237 | 0 | 0 | 0 | 0 | 0 | 0 | 0 | 0 | 0 | 0 | 0 | 0 | 0 | 0.45131 | 0 | 0.71279 | 0 | 0 | 0 | 0.525 | 0.6901 | 0 | 0 | 0 | 0 | 2.3792 | 0 | 0 | 0 | 0 | 0 | 0 | 0 | 0 | 0 | 0 | 0 | 0 | 0
9 | 14 | 8 | 5 | 1.7931 | 0 | 13.5789 | 0 | 0 | 0 | 0.0012057 | 0.048552 | 0 | 0 | 3.5822 | 0 | 19.004 | 0 | 0 | 0 | 0 | 0 | 0 | 0 | 0 | 0 | 0 | 0 | 0 | 0 | 0.45131 | 0 | 0.71279 | 0 | 0 | 0 | 0.42 | 0.6901 | 0 | 0 | 0 | 0 | 2.2742 | 0 | 0 | 0 | 0 | 0 | 0 | 0 | 0 | 0 | 0 | 0 | 0 | 0
9 | 14 | 9 | 5 | 1.7931 | 0 | 13.5789 | 0 | 0 | 0 | 0.0012057 | 0.051082 | 0 | 0 | 2.5254 | 0 | 17.9497 | 0 | 0 | 0 | 0 | 0 | 0 | 0 | 0 | 0 | 0 | 0 | 0 | 0 | 0.45131 | 0 | 0.71279 | 0 | 0.047532 | 0 | 0.315 | 0.6901 | 0 | 0 | 0 | 0 | 2.2167 | 0 | 0 | 0 | 0 | 0 | 0 | 0 | 0 | 0 | 0 | 0 | 0 | 0
9 | 14 | 10 | 5 | 1.7931 | 0 | 13.5789 | 0 | 0 | 0 | 0.0012057 | 0.049434 | 0 | 0 | 2.5254 | 0 | 17.948 | 0 | 0 | 0 | 0 | 0 | 0 | 0 | 0 | 0 | 0 | 0 | 0 | 0 | 0.45131 | 0 | 0.71279 | 0 | 0.038565 | 0 | 0.315 | 0.6901 | 0 | 0 | 0 | 0 | 2.2078 | 0 | 0 | 0 | 0 | 0 | 0 | 0 | 0 | 0 | 0 | 0 | 0 | 0
9 | 14 | 11 | 5 | 1.7931 | 0 | 13.5789 | 0 | 0 | 0 | 0.0012057 | 0.057457 | 0 | 0 | 2.9404 | 0 | 18.3711 | 0 | 0 | 0 | 0 | 0 | 0 | 0 | 0 | 0 | 0 | 0 | 0 | 0 | 0.45131 | 0 | 0.54519 | 0 | 0.063331 | 0 | 0.3675 | 0.6901 | 0 | 0 | 0 | 0 | 2.1174 | 0 | 0 | 0 | 0 | 0 | 0 | 0 | 0 | 0 | 0 | 0 | 0 | 0
9 | 14 | 12 | 5 | 1.7931 | 0 | 8.6313 | 0 | 0 | 0 | 0.0012057 | 0.048018 | 0 | 0 | 3.3555 | 0 | 13.8291 | 0 | 0 | 0 | 0 | 0 | 0 | 0 | 0 | 0 | 0 | 0 | 0 | 0 | 0.45131 | 0 | 0.54519 | 0 | 0.033011 | 0 | 0.42 | 0.6901 | 0 | 0 | 0 | 0 | 2.1396 | 0 | 0 | 0 | 0 | 0 | 0 | 0 | 0 | 0 | 0 | 0 | 0 | 0
9 | 14 | 13 | 5 | 1.7931 | 0 | 13.5789 | 0 | 0 | 0 | 0.0012057 | 0.051616 | 0 | 0 | 2.9405 | 0 | 18.3653 | 0 | 0 | 0 | 0 | 0 | 0 | 0 | 0 | 0 | 0 | 0 | 0 | 0 | 0.45131 | 0 | 0.54519 | 0 | 0.042815 | 0 | 0.3675 | 0.6901 | 0 | 0 | 0 | 0 | 2.0969 | 0 | 0 | 0 | 0 | 0 | 0 | 0 | 0 | 0 | 0 | 0 | 0 | 0
9 | 14 | 14 | 5 | 1.7931 | 0 | 13.5789 | 0 | 0 | 0 | 0.0012057 | 0.052648 | 0 | 0 | 2.9405 | 0 | 18.3664 | 0 | 0 | 0 | 0 | 0 | 0 | 0 | 0 | 0 | 0 | 0 | 0 | 0 | 0.45131 | 0 | 0.54519 | 0 | 0.051852 | 0 | 0.3675 | 0.6901 | 0 | 0 | 0 | 0 | 2.1059 | 0 | 0 | 0 | 0 | 0 | 0 | 0 | 0 | 0 | 0 | 0 | 0 | 0
9 | 14 | 15 | 5 | 1.7931 | 0 | 13.5789 | 0 | 0 | 0 | 0.0012057 | 0.048005 | 0 | 0 | 2.5255 | 0 | 17.9467 | 0 | 0 | 0 | 0 | 0 | 0 | 0 | 0 | 0 | 0 | 0 | 0 | 0 | 0.45131 | 0 | 0.54519 | 0 | 0.032482 | 0 | 0.315 | 0.6901 | 0 | 0 | 0 | 0 | 2.0341 | 0 | 0 | 0 | 0 | 0 | 0 | 0 | 0 | 0 | 0 | 0 | 0 | 0
9 | 14 | 16 | 5 | 1.7931 | 0 | 13.5789 | 0 | 0 | 0 | 0.0012057 | 0.057191 | 0 | 0 | 2.5255 | 0 | 17.9559 | 0 | 0 | 0 | 0 | 0 | 0 | 0 | 0 | 0 | 0 | 0 | 0 | 0 | 0.45131 | 0 | 0.54519 | 0 | 0.05426 | 0 | 0.315 | 0.6901 | 0 | 0 | 0 | 0 | 2.0559 | 0 | 0 | 0 | 0 | 0 | 0 | 0 | 0 | 0 | 0 | 0 | 0 | 0
9 | 14 | 17 | 5 | 1.7931 | 0 | 13.5789 | 0 | 0 | 0 | 0.0012057 | 0.099039 | 0 | 0 | 3.9558 | 0 | 19.4281 | 0 | 0 | 0 | 0 | 0 | 0 | 0 | 0 | 0 | 0 | 0 | 0 | 0 | 0.45131 | 0 | 0.54519 | 0 | 0.2332 | 0 | 0.525 | 0.6901 | 0 | 0 | 0 | 0 | 2.4448 | 0 | 0 | 0 | 0 | 0 | 0 | 0 | 0 | 0 | 0 | 0 | 0 | 0
9 | 14 | 18 | 5 | 1.7931 | 0 | 9.8682 | 0 | 0 | 0 | 0.0012057 | 0.07076 | 0 | 0 | 3.9559 | 0 | 15.6892 | 0 | 0 | 0 | 0 | 0 | 0 | 0 | 0 | 0 | 0 | 0 | 0 | 0 | 0.45131 | 0 | 0.54519 | 0 | 0.14877 | 0 | 0.525 | 0.6901 | 0 | 0 | 0 | 0 | 2.3604 | 0 | 0 | 0 | 0 | 0 | 0 | 0 | 0 | 0 | 0 | 0 | 0 | 0
9 | 14 | 19 | 5 | 1.7931 | 0 | 2.4469 | 0 | 0 | 0 | 0.0012057 | 0.04 | 0 | 0 | 3.8066 | 0 | 8.0878 | 0 | 0 | 0 | 0 | 0 | 0 | 0 | 0 | 0 | 0 | 0 | 0 | 0 | 0.45131 | 0 | 0.88038 | 0 | 0 | 0 | 0.42 | 0.6901 | 0 | 0 | 0 | 0 | 2.4418 | 0 | 0 | 0 | 0 | 0 | 0 | 0 | 0 | 0 | 0 | 0 | 0 | 0
9 | 14 | 20 | 5 | 1.7931 | 0 | 2.4469 | 0 | 0 | 0 | 0.0012057 | 0.04 | 0 | 0 | 2.9404 | 0 | 7.2217 | 0 | 0 | 0 | 0 | 0 | 0 | 0 | 0 | 0 | 0 | 0 | 0 | 0 | 0.45131 | 0 | 1.1038 | 0 | 0 | 0 | 0.3675 | 0.6901 | 0 | 0 | 0 | 0 | 2.6128 | 0 | 0 | 0 | 0 | 0 | 0 | 0 | 0 | 0 | 0 | 0 | 0 | 0
9 | 14 | 21 | 5 | 1.7931 | 0 | 2.4469 | 0 | 0 | 0 | 0.0012057 | 0.04 | 0 | 0 | 3.7703 | 0 | 8.0515 | 0 | 0 | 0 | 0 | 0 | 0 | 0 | 0 | 0 | 0 | 0 | 0 | 0 | 0.45131 | 0 | 1.2156 | 0 | 0 | 0 | 0.4725 | 0.6901 | 0 | 0 | 0 | 0 | 2.8295 | 0 | 0 | 0 | 0 | 0 | 0 | 0 | 0 | 0 | 0 | 0 | 0 | 0
9 | 14 | 22 | 5 | 1.7931 | 0 | 2.4469 | 0 | 0 | 0 | 0.0012057 | 0.04 | 0 | 0 | 2.5252 | 0 | 6.8064 | 0 | 0 | 0 | 0 | 0 | 0 | 0 | 0 | 0 | 0 | 0 | 0 | 0 | 0.45131 | 0 | 1.1038 | 0 | 0 | 0 | 0.315 | 0.6901 | 0 | 0 | 0 | 0 | 2.5602 | 0 | 0 | 0 | 0 | 0 | 0 | 0 | 0 | 0 | 0 | 0 | 0 | 0
9 | 14 | 23 | 5 | 1.7931 | 0 | 2.4469 | 0 | 0 | 0 | 0.0012057 | 0.04 | 0 | 0 | 0.45028 | 0 | 4.7315 | 0 | 0 | 0 | 0 | 0 | 0 | 0 | 0 | 0 | 0 | 0 | 0 | 0 | 0.45131 | 0 | 0.88038 | 0 | 0 | 0 | 0.0525 | 0.6901 | 0 | 0 | 0 | 0 | 2.0743 | 0 | 0 | 0 | 0 | 0 | 0 | 0 | 0 | 0 | 0 | 0 | 0 | 0
9 | 14 | 24 | 5 | 1.7931 | 0 | 2.4469 | 0 | 0 | 0 | 0.0012057 | 0.04 | 0 | 0 | 0.4504 | 0 | 4.7316 | 0 | 0 | 0 | 0 | 0 | 0 | 0 | 0 | 0 | 0 | 0 | 0 | 0 | 0.45131 | 0 | 0.54519 | 0 | 0 | 0 | 0.0525 | 0.6901 | 0 | 0 | 0 | 0 | 1.7391 | 0 | 0 | 0 | 0 | 0 | 0 | 0 | 0 | 0 | 0 | 0 | 0 | 0
9 | 15 | 1 | 6 | 1.7931 | 0 | 2.4469 | 0 | 0 | 0 | 0.0012057 | 0.04 | 0 | 0 | 0.45073 | 0 | 4.732 | 0 | 0 | 0 | 0 | 0 | 0 | 0 | 0 | 0 | 0 | 0 | 0 | 0 | 0.45131 | 0 | 0.32173 | 0 | 0 | 0 | 0.0525 | 0.6901 | 0 | 0 | 0 | 0 | 1.5156 | 0 | 0 | 0 | 0 | 0 | 0 | 0 | 0 | 0 | 0 | 0 | 0 | 0
9 | 15 | 2 | 6 | 1.7931 | 0 | 2.4469 | 0 | 0 | 0 | 0.0012057 | 0.04 | 0 | 0 | 0.45102 | 0 | 4.7322 | 0 | 0 | 0 | 0 | 0 | 0 | 0 | 0 | 0 | 0 | 0 | 0 | 0 | 0.45131 | 0 | 0.32173 | 0 | 0 | 0 | 0.0525 | 0.6901 | 0 | 0 | 0 | 0 | 1.5156 | 0 | 0 | 0 | 0 | 0 | 0 | 0 | 0 | 0 | 0 | 0 | 0 | 0
9 | 15 | 3 | 6 | 1.7931 | 0 | 2.4469 | 0 | 0 | 0 | 0.0012057 | 0.04 | 0 | 0 | 0.45109 | 0 | 4.7323 | 0 | 0 | 0 | 0 | 0 | 0 | 0 | 0 | 0 | 0 | 0 | 0 | 0 | 0.45131 | 0 | 0.32173 | 0 | 0 | 0 | 0.0525 | 0.6901 | 0 | 0 | 0 | 0 | 1.5156 | 0 | 0 | 0 | 0 | 0 | 0 | 0 | 0 | 0 | 0 | 0 | 0 | 0
9 | 15 | 4 | 6 | 1.7931 | 0 | 2.4469 | 0 | 0 | 0 | 0.0012057 | 0.04 | 0 | 0 | 0.45116 | 0 | 4.7324 | 0 | 0 | 0 | 0 | 0 | 0 | 0 | 0 | 0 | 0 | 0 | 0 | 0 | 0.45131 | 0 | 0.32173 | 0 | 0 | 0 | 0.0525 | 0.6901 | 0 | 0 | 0 | 0 | 1.5156 | 0 | 0 | 0 | 0 | 0 | 0 | 0 | 0 | 0 | 0 | 0 | 0 | 0
9 | 15 | 5 | 6 | 1.7931 | 0 | 2.4469 | 0 | 0 | 0 | 0.0012057 | 0.04 | 0 | 0 | 0.45126 | 0 | 4.7325 | 0 | 0 | 0 | 0 | 0 | 0 | 0 | 0 | 0 | 0 | 0 | 0 | 0 | 0.45131 | 0 | 0.32173 | 0 | 0 | 0 | 0.0525 | 0.6901 | 0 | 0 | 0 | 0 | 1.5156 | 0 | 0 | 0 | 0 | 0 | 0 | 0 | 0 | 0 | 0 | 0 | 0 | 0
9 | 15 | 6 | 6 | 1.7931 | 0 | 2.4469 | 0 | 0 | 0 | 0.0012057 | 0.04 | 0 | 0 | 2.5262 | 0 | 6.8075 | 0 | 0 | 0 | 0 | 0 | 0 | 0 | 0 | 0 | 0 | 0 | 0 | 0 | 0.45131 | 0 | 0.54519 | 0 | 0 | 0 | 0.315 | 0.6901 | 0 | 0 | 0 | 0 | 2.0016 | 0 | 0 | 0 | 0 | 0 | 0 | 0 | 0 | 0 | 0 | 0 | 0 | 0
9 | 15 | 7 | 6 | 1.7931 | 0 | 2.4469 | 0 | 0 | 0 | 0.0012057 | 0.04 | 0 | 0 | 3.9562 | 0 | 8.2375 | 0 | 0 | 0 | 0 | 0 | 0 | 0 | 0 | 0 | 0 | 0 | 0 | 0 | 0.45131 | 0 | 0.71279 | 0 | 0 | 0 | 0.525 | 0.6901 | 0 | 0 | 0 | 0 | 2.3792 | 0 | 0 | 0 | 0 | 0 | 0 | 0 | 0 | 0 | 0 | 0 | 0 | 0
9 | 15 | 8 | 6 | 1.7931 | 0 | 13.5789 | 0 | 0 | 0 | 0.0012057 | 0.04 | 0 | 0 | 3.5835 | 0 | 18.9967 | 0 | 0 | 0 | 0 | 0 | 0 | 0 | 0 | 0 | 0 | 0 | 0 | 0 | 0.45131 | 0 | 0.71279 | 0 | 0 | 0 | 0.42 | 0.6901 | 0 | 0 | 0 | 0 | 2.2742 | 0 | 0 | 0 | 0 | 0 | 0 | 0 | 0 | 0 | 0 | 0 | 0 | 0
9 | 15 | 9 | 6 | 1.7931 | 0 | 13.5789 | 0 | 0 | 0 | 0.0012057 | 0.04 | 0 | 0 | 2.5263 | 0 | 17.9395 | 0 | 0 | 0 | 0 | 0 | 0 | 0 | 0 | 0 | 0 | 0 | 0 | 0 | 0.45131 | 0 | 0.71279 | 0 | 0 | 0 | 0.315 | 0.6901 | 0 | 0 | 0 | 0 | 2.1692 | 0 | 0 | 0 | 0 | 0 | 0 | 0 | 0 | 0 | 0 | 0 | 0 | 0
9 | 15 | 10 | 6 | 1.7931 | 0 | 13.5789 | 0 | 0 | 0 | 0.0012057 | 0.040304 | 0 | 0 | 2.5263 | 0 | 17.9398 | 0 | 0 | 0 | 0 | 0 | 0 | 0 | 0 | 0 | 0 | 0 | 0 | 0 | 0.45131 | 0 | 0.71279 | 0 | 0 | 0 | 0.315 | 0.6901 | 0 | 0 | 0 | 0 | 2.1692 | 0 | 0 | 0 | 0 | 0 | 0 | 0 | 0 | 0 | 0 | 0 | 0 | 0
9 | 15 | 11 | 6 | 1.7931 | 0 | 13.5789 | 0 | 0 | 0 | 0.0012057 | 0.053816 | 0 | 0 | 2.9413 | 0 | 18.3683 | 0 | 0 | 0 | 0 | 0 | 0 | 0 | 0 | 0 | 0 | 0 | 0 | 0 | 0.45131 | 0 | 0.54519 | 0 | 0.060191 | 0 | 0.3675 | 0.6901 | 0 | 0 | 0 | 0 | 2.1143 | 0 | 0 | 0 | 0 | 0 | 0 | 0 | 0 | 0 | 0 | 0 | 0 | 0
9 | 15 | 12 | 6 | 1.7931 | 0 | 8.6313 | 0 | 0 | 0 | 0.0012057 | 0.092173 | 0 | 0 | 3.3563 | 0 | 13.8741 | 0 | 0 | 0 | 0 | 0 | 0 | 0 | 0 | 0 | 0 | 0 | 0 | 0 | 0.45131 | 0 | 0.54519 | 0 | 0.12795 | 0 | 0.42 | 0.6901 | 0 | 0 | 0 | 0 | 2.2346 | 0 | 0 | 0 | 0 | 0 | 0 | 0 | 0 | 0 | 0 | 0 | 0 | 0
9 | 15 | 13 | 6 | 1.7931 | 0 | 13.5789 | 0 | 0 | 0 | 0.0012057 | 0.11257 | 0 | 0 | 2.9413 | 0 | 18.4271 | 0 | 0 | 0 | 0 | 0 | 0 | 0 | 0 | 0 | 0 | 0 | 0 | 0 | 0.45131 | 0 | 0.54519 | 0 | 0.41381 | 0 | 0.3675 | 0.6901 | 0 | 0 | 0 | 0 | 2.4679 | 0 | 0 | 0 | 0 | 0 | 0 | 0 | 0 | 0 | 0 | 0 | 0 | 0
9 | 15 | 14 | 6 | 1.7931 | 0 | 13.5789 | 0 | 0 | 0 | 0.0012057 | 0.1577 | 0 | 0 | 2.9414 | 0 | 18.4723 | 0 | 0 | 0 | 0 | 0 | 0 | 0 | 0 | 0 | 0 | 0 | 0 | 0 | 0.45131 | 0 | 0.54519 | 0 | 0.44995 | 0 | 0.3675 | 0.6901 | 0 | 0 | 0 | 0 | 2.5041 | 0 | 0 | 0 | 0 | 0 | 0 | 0 | 0 | 0 | 0 | 0 | 0 | 0
9 | 15 | 15 | 6 | 1.7931 | 0 | 13.5789 | 0 | 0 | 0 | 0.0012057 | 0.18658 | 0 | 0 | 2.5264 | 0 | 18.0862 | 0 | 0 | 0 | 0 | 0 | 0 | 0 | 0 | 0 | 0 | 0 | 0 | 0 | 0.45131 | 0 | 0.54519 | 0 | 0.61237 | 0 | 0.315 | 0.6901 | 0 | 0 | 0 | 0 | 2.614 | 0 | 0 | 0 | 0 | 0 | 0 | 0 | 0 | 0 | 0 | 0 | 0 | 0
9 | 15 | 16 | 6 | 1.7931 | 0 | 13.5789 | 0 | 0 | 0 | 0.0012057 | 0.1926 | 0 | 0 | 2.5264 | 0 | 18.0922 | 0 | 0 | 0 | 0 | 0 | 0 | 0 | 0 | 0 | 0 | 0 | 0 | 0 | 0.45131 | 0 | 0.54519 | 0 | 0.70543 | 0 | 0.315 | 0.6901 | 0 | 0 | 0 | 0 | 2.707 | 0 | 0 | 0 | 0 | 0 | 0 | 0 | 0 | 0 | 0 | 0 | 0 | 0
9 | 15 | 17 | 6 | 1.7931 | 0 | 13.5789 | 0 | 0 | 0 | 0.0012057 | 0.14913 | 0 | 0 | 3.9563 | 0 | 19.4787 | 0 | 0 | 0 | 0 | 0 | 0 | 0 | 0 | 0 | 0 | 0 | 0 | 0 | 0.45131 | 0 | 0.54519 | 0 | 0.57107 | 0 | 0.525 | 0.6901 | 0 | 0 | 0 | 0 | 2.7827 | 0 | 0 | 0 | 0 | 0 | 0 | 0 | 0 | 0 | 0 | 0 | 0 | 0
9 | 15 | 18 | 6 | 1.7931 | 0 | 9.8682 | 0 | 0 | 0 | 0.0012057 | 0.077329 | 0 | 0 | 3.9564 | 0 | 15.6962 | 0 | 0 | 0 | 0 | 0 | 0 | 0 | 0 | 0 | 0 | 0 | 0 | 0 | 0.45131 | 0 | 0.54519 | 0 | 0.19146 | 0 | 0.525 | 0.6901 | 0 | 0 | 0 | 0 | 2.4031 | 0 | 0 | 0 | 0 | 0 | 0 | 0 | 0 | 0 | 0 | 0 | 0 | 0
9 | 15 | 19 | 6 | 1.7931 | 0 | 2.4469 | 0 | 0 | 0 | 0.0012057 | 0.04 | 0 | 0 | 3.8086 | 0 | 8.0898 | 0 | 0 | 0 | 0 | 0 | 0 | 0 | 0 | 0 | 0 | 0 | 0 | 0 | 0.45131 | 0 | 0.88038 | 0 | 0 | 0 | 0.42 | 0.6901 | 0 | 0 | 0 | 0 | 2.4418 | 0 | 0 | 0 | 0 | 0 | 0 | 0 | 0 | 0 | 0 | 0 | 0 | 0
9 | 15 | 20 | 6 | 1.7931 | 0 | 2.4469 | 0 | 0 | 0 | 0.0012057 | 0.04 | 0 | 0 | 2.9415 | 0 | 7.2227 | 0 | 0 | 0 | 0 | 0 | 0 | 0 | 0 | 0 | 0 | 0 | 0 | 0 | 0.45131 | 0 | 1.1038 | 0 | 0 | 0 | 0.3675 | 0.6901 | 0 | 0 | 0 | 0 | 2.6128 | 0 | 0 | 0 | 0 | 0 | 0 | 0 | 0 | 0 | 0 | 0 | 0 | 0
9 | 15 | 21 | 6 | 1.7931 | 0 | 2.4469 | 0 | 0 | 0 | 0.0012057 | 0.04 | 0 | 0 | 3.7714 | 0 | 8.0526 | 0 | 0 | 0 | 0 | 0 | 0 | 0 | 0 | 0 | 0 | 0 | 0 | 0 | 0.45131 | 0 | 1.2156 | 0 | 0 | 0 | 0.4725 | 0.6901 | 0 | 0 | 0 | 0 | 2.8295 | 0 | 0 | 0 | 0 | 0 | 0 | 0 | 0 | 0 | 0 | 0 | 0 | 0
9 | 15 | 22 | 6 | 1.7931 | 0 | 2.4469 | 0 | 0 | 0 | 0.0012057 | 0.04 | 0 | 0 | 2.5264 | 0 | 6.8076 | 0 | 0 | 0 | 0 | 0 | 0 | 0 | 0 | 0 | 0 | 0 | 0 | 0 | 0.45131 | 0 | 1.1038 | 0 | 0 | 0 | 0.315 | 0.6901 | 0 | 0 | 0 | 0 | 2.5602 | 0 | 0 | 0 | 0 | 0 | 0 | 0 | 0 | 0 | 0 | 0 | 0 | 0
9 | 15 | 23 | 6 | 1.7931 | 0 | 2.4469 | 0 | 0 | 0 | 0.0012057 | 0.04 | 0 | 0 | 0.45149 | 0 | 4.7327 | 0 | 0 | 0 | 0 | 0 | 0 | 0 | 0 | 0 | 0 | 0 | 0 | 0 | 0.45131 | 0 | 0.88038 | 0 | 0 | 0 | 0.0525 | 0.6901 | 0 | 0 | 0 | 0 | 2.0743 | 0 | 0 | 0 | 0 | 0 | 0 | 0 | 0 | 0 | 0 | 0 | 0 | 0
9 | 15 | 24 | 6 | 1.7931 | 0 | 2.4469 | 0 | 0 | 0 | 0.0012057 | 0.04 | 0 | 0 | 0.45157 | 0 | 4.7328 | 0 | 0 | 0 | 0 | 0 | 0 | 0 | 0 | 0 | 0 | 0 | 0 | 0 | 0.45131 | 0 | 0.54519 | 0 | 0 | 0 | 0.0525 | 0.6901 | 0 | 0 | 0 | 0 | 1.7391 | 0 | 0 | 0 | 0 | 0 | 0 | 0 | 0 | 0 | 0 | 0 | 0 | 0
9 | 16 | 1 | 7 | 1.7931 | 0 | 2.4469 | 0 | 0 | 0 | 0.0012057 | 0.04 | 0 | 0 | 0.45172 | 0 | 4.7329 | 0 | 0 | 0 | 0 | 0 | 0 | 0 | 0 | 0 | 0 | 0 | 0 | 0 | 0.45131 | 0 | 0.32173 | 0 | 0 | 0 | 0.0525 | 0.6901 | 0 | 0 | 0 | 0 | 1.5156 | 0 | 0 | 0 | 0 | 0 | 0 | 0 | 0 | 0 | 0 | 0 | 0 | 0
9 | 16 | 2 | 7 | 1.7931 | 0 | 2.4469 | 0 | 0 | 0 | 0.0012057 | 0.04 | 0 | 0 | 0.45198 | 0 | 4.7332 | 0 | 0 | 0 | 0 | 0 | 0 | 0 | 0 | 0 | 0 | 0 | 0 | 0 | 0.45131 | 0 | 0.32173 | 0 | 0 | 0 | 0.0525 | 0.6901 | 0 | 0 | 0 | 0 | 1.5156 | 0 | 0 | 0 | 0 | 0 | 0 | 0 | 0 | 0 | 0 | 0 | 0 | 0
9 | 16 | 3 | 7 | 1.7931 | 0 | 2.4469 | 0 | 0 | 0 | 0.0012057 | 0.04 | 0 | 0 | 0.45204 | 0 | 4.7333 | 0 | 0 | 0 | 0 | 0 | 0 | 0 | 0 | 0 | 0 | 0 | 0 | 0 | 0.45131 | 0 | 0.32173 | 0 | 0 | 0 | 0.0525 | 0.6901 | 0 | 0 | 0 | 0 | 1.5156 | 0 | 0 | 0 | 0 | 0 | 0 | 0 | 0 | 0 | 0 | 0 | 0 | 0
9 | 16 | 4 | 7 | 1.7931 | 0 | 2.4469 | 0 | 0 | 0 | 0.0012057 | 0.04 | 0 | 0 | 0.45207 | 0 | 4.7333 | 0 | 0 | 0 | 0 | 0 | 0 | 0 | 0 | 0 | 0 | 0 | 0 | 0 | 0.45131 | 0 | 0.32173 | 0 | 0 | 0 | 0.0525 | 0.6901 | 0 | 0 | 0 | 0 | 1.5156 | 0 | 0 | 0 | 0 | 0 | 0 | 0 | 0 | 0 | 0 | 0 | 0 | 0
9 | 16 | 5 | 7 | 1.7931 | 0 | 2.4469 | 0 | 0 | 0 | 0.0012057 | 0.04 | 0 | 0 | 0.45211 | 0 | 4.7333 | 0 | 0 | 0 | 0 | 0 | 0 | 0 | 0 | 0 | 0 | 0 | 0 | 0 | 0.45131 | 0 | 0.32173 | 0 | 0 | 0 | 0.0525 | 0.6901 | 0 | 0 | 0 | 0 | 1.5156 | 0 | 0 | 0 | 0 | 0 | 0 | 0 | 0 | 0 | 0 | 0 | 0 | 0
9 | 16 | 6 | 7 | 1.7931 | 0 | 2.4469 | 0 | 0 | 0 | 0.0012057 | 0.04 | 0 | 0 | 2.5271 | 0 | 6.8083 | 0 | 0 | 0 | 0 | 0 | 0 | 0 | 0 | 0 | 0 | 0 | 0 | 0 | 0.45131 | 0 | 0.54519 | 0 | 0 | 0 | 0.315 | 0.6901 | 0 | 0 | 0 | 0 | 2.0016 | 0 | 0 | 0 | 0 | 0 | 0 | 0 | 0 | 0 | 0 | 0 | 0 | 0
9 | 16 | 7 | 7 | 1.7931 | 0 | 2.4469 | 0 | 0 | 0 | 0.0012057 | 0.04 | 0 | 0 | 3.9566 | 0 | 8.2379 | 0 | 0 | 0 | 0 | 0 | 0 | 0 | 0 | 0 | 0 | 0 | 0 | 0 | 0.45131 | 0 | 0.71279 | 0 | 0 | 0 | 0.525 | 0.6901 | 0 | 0 | 0 | 0 | 2.3792 | 0 | 0 | 0 | 0 | 0 | 0 | 0 | 0 | 0 | 0 | 0 | 0 | 0
9 | 16 | 8 | 7 | 1.7931 | 0 | 13.5789 | 0 | 0 | 0 | 0.0012057 | 0.04 | 0 | 0 | 3.5846 | 0 | 18.9979 | 0 | 0 | 0 | 0 | 0 | 0 | 0 | 0 | 0 | 0 | 0 | 0 | 0 | 0.45131 | 0 | 0.71279 | 0 | 0 | 0 | 0.42 | 0.6901 | 0 | 0 | 0 | 0 | 2.2742 | 0 | 0 | 0 | 0 | 0 | 0 | 0 | 0 | 0 | 0 | 0 | 0 | 0
9 | 16 | 9 | 7 | 1.7931 | 0 | 13.5789 | 0 | 0 | 0 | 0.0012057 | 0.04 | 0 | 0 | 2.527 | 0 | 17.9402 | 0 | 0 | 0 | 0 | 0 | 0 | 0 | 0 | 0 | 0 | 0 | 0 | 0 | 0.45131 | 0 | 0.71279 | 0 | 0 | 0 | 0.315 | 0.6901 | 0 | 0 | 0 | 0 | 2.1692 | 0 | 0 | 0 | 0 | 0 | 0 | 0 | 0 | 0 | 0 | 0 | 0 | 0
9 | 16 | 10 | 7 | 1.7931 | 0 | 13.5789 | 0 | 0 | 0 | 0.0012057 | 0.055051 | 0 | 0 | 2.527 | 0 | 17.9553 | 0 | 0 | 0 | 0 | 0 | 0 | 0 | 0 | 0 | 0 | 0 | 0 | 0 | 0.45131 | 0 | 0.71279 | 0 | 0 | 0 | 0.315 | 0.6901 | 0 | 0 | 0 | 0 | 2.1692 | 0 | 0 | 0 | 0 | 0 | 0 | 0 | 0 | 0 | 0 | 0 | 0 | 0
9 | 16 | 11 | 7 | 1.7931 | 0 | 13.5789 | 0 | 0 | 0 | 0.0012057 | 0.1448 | 0 | 0 | 2.942 | 0 | 18.46 | 0 | 0 | 0 | 0 | 0 | 0 | 0 | 0 | 0 | 0 | 0 | 0 | 0 | 0.45131 | 0 | 0.54519 | 0 | 0.20152 | 0 | 0.3675 | 0.6901 | 0 | 0 | 0 | 0 | 2.2556 | 0 | 0 | 0 | 0 | 0 | 0 | 0 | 0 | 0 | 0 | 0 | 0 | 0
9 | 16 | 12 | 7 | 1.7931 | 0 | 8.6313 | 0 | 0 | 0 | 0.0012057 | 0.14648 | 0 | 0 | 3.357 | 0 | 13.9292 | 0 | 0 | 0 | 0 | 0 | 0 | 0 | 0 | 0 | 0 | 0 | 0 | 0 | 0.45131 | 0 | 0.54519 | 0 | 0.58688 | 0 | 0.42 | 0.6901 | 0 | 0 | 0 | 0 | 2.6935 | 0 | 0 | 0 | 0 | 0 | 0 | 0 | 0 | 0 | 0 | 0 | 0 | 0
9 | 16 | 13 | 7 | 1.7931 | 0 | 13.5789 | 0 | 0 | 0 | 0.0012057 | 0.1715 | 0 | 0 | 2.942 | 0 | 18.4867 | 0 | 0 | 0 | 0 | 0 | 0 | 0 | 0 | 0 | 0 | 0 | 0 | 0 | 0.45131 | 0 | 0.54519 | 0 | 0.65144 | 0 | 0.3675 | 0.6901 | 0 | 0 | 0 | 0 | 2.7055 | 0 | 0 | 0 | 0 | 0 | 0 | 0 | 0 | 0 | 0 | 0 | 0 | 0
9 | 16 | 14 | 7 | 1.7931 | 0 | 13.5789 | 0 | 0 | 0 | 0.0012057 | 0.25574 | 0 | 0 | 2.9421 | 0 | 18.571 | 0 | 0 | 0 | 0 | 0 | 0 | 0 | 0 | 0 | 0 | 0 | 0 | 0 | 0.45131 | 0 | 0.54519 | 0 | 0.73981 | 0 | 0.3675 | 0.6901 | 0 | 0 | 0 | 0 | 2.7939 | 0 | 0 | 0 | 0 | 0 | 0 | 0 | 0 | 0 | 0 | 0 | 0 | 0
9 | 16 | 15 | 7 | 1.7931 | 0 | 13.5789 | 0 | 0 | 0 | 0.0012057 | 0.28704 | 0 | 0 | 2.5271 | 0 | 18.1873 | 0 | 0 | 0 | 0 | 0 | 0 | 0 | 0 | 0 | 0 | 0 | 0 | 0 | 0.45131 | 0 | 0.54519 | 0 | 1.1562 | 0 | 0.315 | 0.6901 | 0 | 0 | 0 | 0 | 3.1578 | 0 | 0 | 0 | 0 | 0 | 0 | 0 | 0 | 0 | 0 | 0 | 0 | 0
9 | 16 | 16 | 7 | 1.7931 | 0 | 13.5789 | 0 | 0 | 0 | 0.0012057 | 0.29403 | 0 | 0 | 2.5271 | 0 | 18.1944 | 0 | 0 | 0 | 0 | 0 | 0 | 0 | 0 | 0 | 0 | 0 | 0 | 0 | 0.45131 | 0 | 0.54519 | 0 | 1.3686 | 0 | 0.315 | 0.6901 | 0 | 0 | 0 | 0 | 3.3702 | 0 | 0 | 0 | 0 | 0 | 0 | 0 | 0 | 0 | 0 | 0 | 0 | 0
9 | 16 | 17 | 7 | 1.7931 | 0 | 13.5789 | 0 | 0 | 0 | 0.0012057 | 0.25398 | 0 | 0 | 3.9567 | 0 | 19.5839 | 0 | 0 | 0 | 0 | 0 | 0 | 0 | 0 | 0 | 0 | 0 | 0 | 0 | 0.45131 | 0 | 0.54519 | 0 | 1.2403 | 0 | 0.525 | 0.6901 | 0 | 0 | 0 | 0 | 3.4519 | 0 | 0 | 0 | 0 | 0 | 0 | 0 | 0 | 0 | 0 | 0 | 0 | 0
9 | 16 | 18 | 7 | 1.7931 | 0 | 9.8682 | 0 | 0 | 0 | 0.0012057 | 0.11565 | 0 | 0 | 3.9567 | 0 | 15.7349 | 0 | 0 | 0 | 0 | 0 | 0 | 0 | 0 | 0 | 0 | 0 | 0 | 0 | 0.45131 | 0 | 0.54519 | 0 | 0.41504 | 0 | 0.525 | 0.6901 | 0 | 0 | 0 | 0 | 2.6266 | 0 | 0 | 0 | 0 | 0 | 0 | 0 | 0 | 0 | 0 | 0 | 0 | 0
9 | 16 | 19 | 7 | 1.7931 | 0 | 2.4469 | 0 | 0 | 0 | 0.0012057 | 0.054743 | 0 | 0 | 3.8099 | 0 | 8.1058 | 0 | 0 | 0 | 0 | 0 | 0 | 0 | 0 | 0 | 0 | 0 | 0 | 0 | 0.45131 | 0 | 0.88038 | 0 | 0.076841 | 0 | 0.42 | 0.6901 | 0 | 0 | 0 | 0 | 2.5186 | 0 | 0 | 0 | 0 | 0 | 0 | 0 | 0 | 0 | 0 | 0 | 0 | 0
9 | 16 | 20 | 7 | 1.7931 | 0 | 2.4469 | 0 | 0 | 0 | 0.0012057 | 0.041397 | 0 | 0 | 2.9421 | 0 | 7.2248 | 0 | 0 | 0 | 0 | 0 | 0 | 0 | 0 | 0 | 0 | 0 | 0 | 0 | 0.45131 | 0 | 1.1038 | 0 | 0.0064664 | 0 | 0.3675 | 0.6901 | 0 | 0 | 0 | 0 | 2.6192 | 0 | 0 | 0 | 0 | 0 | 0 | 0 | 0 | 0 | 0 | 0 | 0 | 0
9 | 16 | 21 | 7 | 1.7931 | 0 | 2.4469 | 0 | 0 | 0 | 0.0012057 | 0.04 | 0 | 0 | 3.772 | 0 | 8.0533 | 0 | 0 | 0 | 0 | 0 | 0 | 0 | 0 | 0 | 0 | 0 | 0 | 0 | 0.45131 | 0 | 1.2156 | 0 | 0 | 0 | 0.4725 | 0.6901 | 0 | 0 | 0 | 0 | 2.8295 | 0 | 0 | 0 | 0 | 0 | 0 | 0 | 0 | 0 | 0 | 0 | 0 | 0
9 | 16 | 22 | 7 | 1.7931 | 0 | 2.4469 | 0 | 0 | 0 | 0.0012057 | 0.04 | 0 | 0 | 2.527 | 0 | 6.8082 | 0 | 0 | 0 | 0 | 0 | 0 | 0 | 0 | 0 | 0 | 0 | 0 | 0 | 0.45131 | 0 | 1.1038 | 0 | 0 | 0 | 0.315 | 0.6901 | 0 | 0 | 0 | 0 | 2.5602 | 0 | 0 | 0 | 0 | 0 | 0 | 0 | 0 | 0 | 0 | 0 | 0 | 0
9 | 16 | 23 | 7 | 1.7931 | 0 | 2.4469 | 0 | 0 | 0 | 0.0012057 | 0.04 | 0 | 0 | 0.45208 | 0 | 4.7333 | 0 | 0 | 0 | 0 | 0 | 0 | 0 | 0 | 0 | 0 | 0 | 0 | 0 | 0.45131 | 0 | 0.88038 | 0 | 0 | 0 | 0.0525 | 0.6901 | 0 | 0 | 0 | 0 | 2.0743 | 0 | 0 | 0 | 0 | 0 | 0 | 0 | 0 | 0 | 0 | 0 | 0 | 0
9 | 16 | 24 | 7 | 1.7931 | 0 | 2.4469 | 0 | 0 | 0 | 0.0012057 | 0.04 | 0 | 0 | 0.45211 | 0 | 4.7333 | 0 | 0 | 0 | 0 | 0 | 0 | 0 | 0 | 0 | 0 | 0 | 0 | 0 | 0.45131 | 0 | 0.54519 | 0 | 0 | 0 | 0.0525 | 0.6901 | 0 | 0 | 0 | 0 | 1.7391 | 0 | 0 | 0 | 0 | 0 | 0 | 0 | 0 | 0 | 0 | 0 | 0 | 0
9 | 17 | 1 | 1 | 1.7931 | 0 | 2.4469 | 0 | 0 | 0 | 0.0012057 | 0.04 | 0 | 0 | 0.45224 | 0 | 4.7335 | 0 | 0 | 0 | 0 | 0 | 0 | 0 | 0 | 0 | 0 | 0 | 0 | 0 | 0.45131 | 0 | 0.32173 | 0 | 0 | 0 | 0.0525 | 0.6901 | 0 | 0 | 0 | 0 | 1.5156 | 0 | 0 | 0 | 0 | 0 | 0 | 0 | 0 | 0 | 0 | 0 | 0 | 0
9 | 17 | 2 | 1 | 1.7931 | 0 | 2.4469 | 0 | 0 | 0 | 0.0012057 | 0.04 | 0 | 0 | 0.45238 | 0 | 4.7336 | 0 | 0 | 0 | 0 | 0 | 0 | 0 | 0 | 0 | 0 | 0 | 0 | 0 | 0.45131 | 0 | 0.32173 | 0 | 0 | 0 | 0.0525 | 0.6901 | 0 | 0 | 0 | 0 | 1.5156 | 0 | 0 | 0 | 0 | 0 | 0 | 0 | 0 | 0 | 0 | 0 | 0 | 0
9 | 17 | 3 | 1 | 1.7931 | 0 | 2.4469 | 0 | 0 | 0 | 0.0012057 | 0.04 | 0 | 0 | 0.45245 | 0 | 4.7337 | 0 | 0 | 0 | 0 | 0 | 0 | 0 | 0 | 0 | 0 | 0 | 0 | 0 | 0.45131 | 0 | 0.32173 | 0 | 0 | 0 | 0.0525 | 0.6901 | 0 | 0 | 0 | 0 | 1.5156 | 0 | 0 | 0 | 0 | 0 | 0 | 0 | 0 | 0 | 0 | 0 | 0 | 0
9 | 17 | 4 | 1 | 1.7931 | 0 | 2.4469 | 0 | 0 | 0 | 0.0012057 | 0.04 | 0 | 0 | 0.45249 | 0 | 4.7337 | 0 | 0 | 0 | 0 | 0 | 0 | 0 | 0 | 0 | 0 | 0 | 0 | 0 | 0.45131 | 0 | 0.32173 | 0 | 0 | 0 | 0.0525 | 0.6901 | 0 | 0 | 0 | 0 | 1.5156 | 0 | 0 | 0 | 0 | 0 | 0 | 0 | 0 | 0 | 0 | 0 | 0 | 0
9 | 17 | 5 | 1 | 1.7931 | 0 | 2.4469 | 0 | 0 | 0 | 0.0012057 | 0.04 | 0 | 0 | 0.45252 | 0 | 4.7337 | 0 | 0 | 0 | 0 | 0 | 0 | 0 | 0 | 0 | 0 | 0 | 0 | 0 | 0.45131 | 0 | 0.32173 | 0 | 0 | 0 | 0.0525 | 0.6901 | 0 | 0 | 0 | 0 | 1.5156 | 0 | 0 | 0 | 0 | 0 | 0 | 0 | 0 | 0 | 0 | 0 | 0 | 0
9 | 17 | 6 | 1 | 1.7931 | 0 | 2.4469 | 0 | 0 | 0 | 0.0012057 | 0.04 | 0 | 0 | 2.5275 | 0 | 6.8087 | 0 | 0 | 0 | 0 | 0 | 0 | 0 | 0 | 0 | 0 | 0 | 0 | 0 | 0.45131 | 0 | 0.54519 | 0 | 0 | 0 | 0.315 | 0.6901 | 0 | 0 | 0 | 0 | 2.0016 | 0 | 0 | 0 | 0 | 0 | 0 | 0 | 0 | 0 | 0 | 0 | 0 | 0
9 | 17 | 7 | 1 | 1.7931 | 0 | 2.4469 | 0 | 0 | 0 | 0.0012057 | 0.04 | 0 | 0 | 3.9568 | 0 | 8.2381 | 0 | 0 | 0 | 0 | 0 | 0 | 0 | 0 | 0 | 0 | 0 | 0 | 0 | 0.45131 | 0 | 0.71279 | 0 | 0 | 0 | 0.525 | 0.6901 | 0 | 0 | 0 | 0 | 2.3792 | 0 | 0 | 0 | 0 | 0 | 0 | 0 | 0 | 0 | 0 | 0 | 0 | 0
9 | 17 | 8 | 1 | 1.7931 | 0 | 13.5789 | 0 | 0 | 0 | 0.0012057 | 0.04236 | 0 | 0 | 3.5852 | 0 | 19.0008 | 0 | 0 | 0 | 0 | 0 | 0 | 0 | 0 | 0 | 0 | 0 | 0 | 0 | 0.45131 | 0 | 0.71279 | 0 | 0 | 0 | 0.42 | 0.6901 | 0 | 0 | 0 | 0 | 2.2742 | 0 | 0 | 0 | 0 | 0 | 0 | 0 | 0 | 0 | 0 | 0 | 0 | 0
9 | 17 | 9 | 1 | 1.7931 | 0 | 13.5789 | 0 | 0 | 0 | 0.0012057 | 0.049134 | 0 | 0 | 2.5274 | 0 | 17.9497 | 0 | 0 | 0 | 0 | 0 | 0 | 0 | 0 | 0 | 0 | 0 | 0 | 0 | 0.45131 | 0 | 0.71279 | 0 | 0.041103 | 0 | 0.315 | 0.6901 | 0 | 0 | 0 | 0 | 2.2103 | 0 | 0 | 0 | 0 | 0 | 0 | 0 | 0 | 0 | 0 | 0 | 0 | 0
9 | 17 | 10 | 1 | 1.7931 | 0 | 13.5789 | 0 | 0 | 0 | 0.0012057 | 0.15631 | 0 | 0 | 2.5273 | 0 | 18.0568 | 0 | 0 | 0 | 0 | 0 | 0 | 0 | 0 | 0 | 0 | 0 | 0 | 0 | 0.45131 | 0 | 0.71279 | 0 | 0.21871 | 0 | 0.315 | 0.6901 | 0 | 0 | 0 | 0 | 2.3879 | 0 | 0 | 0 | 0 | 0 | 0 | 0 | 0 | 0 | 0 | 0 | 0 | 0
9 | 17 | 11 | 1 | 1.7931 | 0 | 13.5789 | 0 | 0 | 0 | 0.0012057 | 0.19049 | 0 | 0 | 2.9423 | 0 | 18.506 | 0 | 0 | 0 | 0 | 0 | 0 | 0 | 0 | 0 | 0 | 0 | 0 | 0 | 0.45131 | 0 | 0.54519 | 0 | 0.80405 | 0 | 0.3675 | 0.6901 | 0 | 0 | 0 | 0 | 2.8582 | 0 | 0 | 0 | 0 | 0 | 0 | 0 | 0 | 0 | 0 | 0 | 0 | 0
9 | 17 | 12 | 1 | 1.7931 | 0 | 8.6313 | 0 | 0 | 0 | 0.0012057 | 0.19429 | 0 | 0 | 3.3573 | 0 | 13.9773 | 0 | 0 | 0 | 0 | 0 | 0 | 0 | 0 | 0 | 0 | 0 | 0 | 0 | 0.45131 | 0 | 0.54519 | 0 | 0.88494 | 0 | 0.42 | 0.6901 | 0 | 0 | 0 | 0 | 2.9915 | 0 | 0 | 0 | 0 | 0 | 0 | 0 | 0 | 0 | 0 | 0 | 0 | 0
9 | 17 | 13 | 1 | 1.7931 | 0 | 13.5789 | 0 | 0 | 0 | 0.0012057 | 0.31144 | 0 | 0 | 2.9423 | 0 | 18.627 | 0 | 0 | 0 | 0 | 0 | 0 | 0 | 0 | 0 | 0 | 0 | 0 | 0 | 0.45131 | 0 | 0.54519 | 0 | 0.99574 | 0 | 0.3675 | 0.6901 | 0 | 0 | 0 | 0 | 3.0499 | 0 | 0 | 0 | 0 | 0 | 0 | 0 | 0 | 0 | 0 | 0 | 0 | 0
9 | 17 | 14 | 1 | 1.7931 | 0 | 13.5789 | 0 | 0 | 0 | 0.0012057 | 0.37204 | 0 | 0 | 2.9423 | 0 | 18.6876 | 0 | 0 | 0 | 0 | 0 | 0 | 0 | 0 | 0 | 0 | 0 | 0 | 0 | 0.45131 | 0 | 0.54519 | 0 | 1.6627 | 0 | 0.3675 | 0.6901 | 0 | 0 | 0 | 0 | 3.7168 | 0 | 0 | 0 | 0 | 0 | 0 | 0 | 0 | 0 | 0 | 0 | 0 | 0
9 | 17 | 15 | 1 | 1.7931 | 0 | 13.5789 | 0 | 0 | 0 | 0.0012057 | 0.36791 | 0 | 0 | 2.5273 | 0 | 18.2685 | 0 | 0 | 0 | 0 | 0 | 0 | 0 | 0 | 0 | 0 | 0 | 0 | 0 | 0.45131 | 0 | 0.54519 | 0 | 1.9265 | 0 | 0.315 | 0.6901 | 0 | 0 | 0 | 0 | 3.9282 | 0 | 0 | 0 | 0 | 0 | 0 | 0 | 0 | 0 | 0 | 0 | 0 | 0
9 | 17 | 16 | 1 | 1.7931 | 0 | 13.5789 | 0 | 0 | 0 | 0.0012057 | 0.35084 | 0 | 0 | 2.5273 | 0 | 18.2514 | 0 | 0 | 0 | 0 | 0 | 0 | 0 | 0 | 0 | 0 | 0 | 0 | 0 | 0.45131 | 0 | 0.54519 | 0 | 1.7822 | 0 | 0.315 | 0.6901 | 0 | 0 | 0 | 0 | 3.7838 | 0 | 0 | 0 | 0 | 0 | 0 | 0 | 0 | 0 | 0 | 0 | 0 | 0
9 | 17 | 17 | 1 | 1.7931 | 0 | 13.5789 | 0 | 0 | 0 | 0.0012057 | 0.3051 | 0 | 0 | 3.9568 | 0 | 19.6351 | 0 | 0 | 0 | 0 | 0 | 0 | 0 | 0 | 0 | 0 | 0 | 0 | 0 | 0.45131 | 0 | 0.54519 | 0 | 1.5078 | 0 | 0.525 | 0.6901 | 0 | 0 | 0 | 0 | 3.7194 | 0 | 0 | 0 | 0 | 0 | 0 | 0 | 0 | 0 | 0 | 0 | 0 | 0
9 | 17 | 18 | 1 | 1.7931 | 0 | 9.8682 | 0 | 0 | 0 | 0.0012057 | 0.18328 | 0 | 0 | 3.9568 | 0 | 15.8026 | 0 | 0 | 0 | 0 | 0 | 0 | 0 | 0 | 0 | 0 | 0 | 0 | 0 | 0.45131 | 0 | 0.54519 | 0 | 0.82947 | 0 | 0.525 | 0.6901 | 0 | 0 | 0 | 0 | 3.0411 | 0 | 0 | 0 | 0 | 0 | 0 | 0 | 0 | 0 | 0 | 0 | 0 | 0
9 | 17 | 19 | 1 | 1.7931 | 0 | 2.4469 | 0 | 0 | 0 | 0.0012057 | 0.076702 | 0 | 0 | 3.8103 | 0 | 8.1282 | 0 | 0 | 0 | 0 | 0 | 0 | 0 | 0 | 0 | 0 | 0 | 0 | 0 | 0.45131 | 0 | 0.88038 | 0 | 0.20371 | 0 | 0.42 | 0.6901 | 0 | 0 | 0 | 0 | 2.6455 | 0 | 0 | 0 | 0 | 0 | 0 | 0 | 0 | 0 | 0 | 0 | 0 | 0
9 | 17 | 20 | 1 | 1.7931 | 0 | 2.4469 | 0 | 0 | 0 | 0.0012057 | 0.0616 | 0 | 0 | 2.9423 | 0 | 7.2451 | 0 | 0 | 0 | 0 | 0 | 0 | 0 | 0 | 0 | 0 | 0 | 0 | 0 | 0.45131 | 0 | 1.1038 | 0 | 0.11542 | 0 | 0.3675 | 0.6901 | 0 | 0 | 0 | 0 | 2.7282 | 0 | 0 | 0 | 0 | 0 | 0 | 0 | 0 | 0 | 0 | 0 | 0 | 0
9 | 17 | 21 | 1 | 1.7931 | 0 | 2.4469 | 0 | 0 | 0 | 0.0012057 | 0.053624 | 0 | 0 | 3.7722 | 0 | 8.067 | 0 | 0 | 0 | 0 | 0 | 0 | 0 | 0 | 0 | 0 | 0 | 0 | 0 | 0.45131 | 0 | 1.2156 | 0 | 0.071402 | 0 | 0.4725 | 0.6901 | 0 | 0 | 0 | 0 | 2.9009 | 0 | 0 | 0 | 0 | 0 | 0 | 0 | 0 | 0 | 0 | 0 | 0 | 0
9 | 17 | 22 | 1 | 1.7931 | 0 | 2.4469 | 0 | 0 | 0 | 0.0012057 | 0.050477 | 0 | 0 | 2.5271 | 0 | 6.8189 | 0 | 0 | 0 | 0 | 0 | 0 | 0 | 0 | 0 | 0 | 0 | 0 | 0 | 0.45131 | 0 | 1.1038 | 0 | 0.054151 | 0 | 0.315 | 0.6901 | 0 | 0 | 0 | 0 | 2.6144 | 0 | 0 | 0 | 0 | 0 | 0 | 0 | 0 | 0 | 0 | 0 | 0 | 0
9 | 17 | 23 | 1 | 1.7931 | 0 | 2.4469 | 0 | 0 | 0 | 0.0012057 | 0.047226 | 0 | 0 | 0.45221 | 0 | 4.7407 | 0 | 0 | 0 | 0 | 0 | 0 | 0 | 0 | 0 | 0 | 0 | 0 | 0 | 0.45131 | 0 | 0.88038 | 0 | 0.03682 | 0 | 0.0525 | 0.6901 | 0 | 0 | 0 | 0 | 2.1111 | 0 | 0 | 0 | 0 | 0 | 0 | 0 | 0 | 0 | 0 | 0 | 0 | 0
9 | 17 | 24 | 1 | 1.7931 | 0 | 2.4469 | 0 | 0 | 0 | 0.0012057 | 0.046729 | 0 | 0 | 0.45226 | 0 | 4.7402 | 0 | 0 | 0 | 0 | 0 | 0 | 0 | 0 | 0 | 0 | 0 | 0 | 0 | 0.45131 | 0 | 0.54519 | 0 | 0.034642 | 0 | 0.0525 | 0.6901 | 0 | 0 | 0 | 0 | 1.7737 | 0 | 0 | 0 | 0 | 0 | 0 | 0 | 0 | 0 | 0 | 0 | 0 | 0
9 | 18 | 1 | 2 | 1.7931 | 0 | 2.4469 | 0 | 0 | 0 | 0.0012057 | 0.043173 | 0 | 0 | 0.45236 | 0 | 4.7368 | 0 | 0 | 0 | 0 | 0 | 0 | 0 | 0 | 0 | 0 | 0 | 0 | 0 | 0.45131 | 0 | 0.32173 | 0 | 0.015466 | 0 | 0.0525 | 0.6901 | 0 | 0 | 0 | 0 | 1.5311 | 0 | 0 | 0 | 0 | 0 | 0 | 0 | 0 | 0 | 0 | 0 | 0 | 0
9 | 18 | 2 | 2 | 1.7931 | 0 | 2.4469 | 0 | 0 | 0 | 0.0012057 | 0.041831 | 0 | 0 | 0.45248 | 0 | 4.7355 | 0 | 0 | 0 | 0 | 0 | 0 | 0 | 0 | 0 | 0 | 0 | 0 | 0 | 0.45131 | 0 | 0.32173 | 0 | 0.0087229 | 0 | 0.0525 | 0.6901 | 0 | 0 | 0 | 0 | 1.5244 | 0 | 0 | 0 | 0 | 0 | 0 | 0 | 0 | 0 | 0 | 0 | 0 | 0
9 | 18 | 3 | 2 | 1.7931 | 0 | 2.4469 | 0 | 0 | 0 | 0.0012057 | 0.041138 | 0 | 0 | 0.45255 | 0 | 4.7349 | 0 | 0 | 0 | 0 | 0 | 0 | 0 | 0 | 0 | 0 | 0 | 0 | 0 | 0.45131 | 0 | 0.32173 | 0 | 0.0064691 | 0 | 0.0525 | 0.6901 | 0 | 0 | 0 | 0 | 1.5221 | 0 | 0 | 0 | 0 | 0 | 0 | 0 | 0 | 0 | 0 | 0 | 0 | 0
9 | 18 | 4 | 2 | 1.7931 | 0 | 2.4469 | 0 | 0 | 0 | 0.0012057 | 0.041921 | 0 | 0 | 0.45258 | 0 | 4.7357 | 0 | 0 | 0 | 0 | 0 | 0 | 0 | 0 | 0 | 0 | 0 | 0 | 0 | 0.45131 | 0 | 0.32173 | 0 | 0.0096805 | 0 | 0.0525 | 0.6901 | 0 | 0 | 0 | 0 | 1.5253 | 0 | 0 | 0 | 0 | 0 | 0 | 0 | 0 | 0 | 0 | 0 | 0 | 0
9 | 18 | 5 | 2 | 1.7931 | 0 | 2.4469 | 0 | 0 | 0 | 0.0012057 | 0.040078 | 0 | 0 | 0.45256 | 0 | 4.7339 | 0 | 0 | 0 | 0 | 0 | 0 | 0 | 0 | 0 | 0 | 0 | 0 | 0 | 0.45131 | 0 | 0.32173 | 0 | 0.00037909 | 0 | 0.0525 | 0.6901 | 0 | 0 | 0 | 0 | 1.516 | 0 | 0 | 0 | 0 | 0 | 0 | 0 | 0 | 0 | 0 | 0 | 0 | 0
9 | 18 | 6 | 2 | 1.7931 | 0 | 2.4469 | 0 | 0 | 0 | 0.0012057 | 0.04 | 0 | 0 | 2.5275 | 0 | 6.8087 | 0 | 0 | 0 | 0 | 0 | 0 | 0 | 0 | 0 | 0 | 0 | 0 | 0 | 0.45131 | 0 | 0.54519 | 0 | 0 | 0 | 0.315 | 0.6901 | 0 | 0 | 0 | 0 | 2.0016 | 0 | 0 | 0 | 0 | 0 | 0 | 0 | 0 | 0 | 0 | 0 | 0 | 0
9 | 18 | 7 | 2 | 1.7931 | 0 | 2.4469 | 0 | 0 | 0 | 0.0012057 | 0.04059 | 0 | 0 | 3.9568 | 0 | 8.2386 | 0 | 0 | 0 | 0 | 0 | 0 | 0 | 0 | 0 | 0 | 0 | 0 | 0 | 0.45131 | 0 | 0.71279 | 0 | 0 | 0 | 0.525 | 0.6901 | 0 | 0 | 0 | 0 | 2.3792 | 0 | 0 | 0 | 0 | 0 | 0 | 0 | 0 | 0 | 0 | 0 | 0 | 0
9 | 18 | 8 | 2 | 1.7931 | 0 | 13.5789 | 0 | 0 | 0 | 0.0012057 | 0.076953 | 0 | 0 | 3.5852 | 0 | 19.0354 | 0 | 0 | 0 | 0 | 0 | 0 | 0 | 0 | 0 | 0 | 0 | 0 | 0 | 0.45131 | 0 | 0.71279 | 0 | 0.050704 | 0 | 0.42 | 0.6901 | 0 | 0 | 0 | 0 | 2.3249 | 0 | 0 | 0 | 0 | 0 | 0 | 0 | 0 | 0 | 0 | 0 | 0 | 0
9 | 18 | 9 | 2 | 1.7931 | 0 | 13.5789 | 0 | 0 | 0 | 0.0012057 | 0.10688 | 0 | 0 | 2.5273 | 0 | 18.0074 | 0 | 0 | 0 | 0 | 0 | 0 | 0 | 0 | 0 | 0 | 0 | 0 | 0 | 0.45131 | 0 | 0.71279 | 0 | 0.29553 | 0 | 0.315 | 0.6901 | 0 | 0 | 0 | 0 | 2.4647 | 0 | 0 | 0 | 0 | 0 | 0 | 0 | 0 | 0 | 0 | 0 | 0 | 0
9 | 18 | 10 | 2 | 1.7931 | 0 | 13.5789 | 0 | 0 | 0 | 0.0012057 | 0.21751 | 0 | 0 | 2.5273 | 0 | 18.118 | 0 | 0 | 0 | 0 | 0 | 0 | 0 | 0 | 0 | 0 | 0 | 0 | 0 | 0.45131 | 0 | 0.71279 | 0 | 0.79116 | 0 | 0.315 | 0.6901 | 0 | 0 | 0 | 0 | 2.9604 | 0 | 0 | 0 | 0 | 0 | 0 | 0 | 0 | 0 | 0 | 0 | 0 | 0
9 | 18 | 11 | 2 | 1.7931 | 0 | 13.5789 | 0 | 0 | 0 | 0.0012057 | 0.32891 | 0 | 0 | 2.9423 | 0 | 18.6444 | 0 | 0 | 0 | 0 | 0 | 0 | 0 | 0 | 0 | 0 | 0 | 0 | 0 | 0.45131 | 0 | 0.54519 | 0 | 1.2897 | 0 | 0.3675 | 0.6901 | 0 | 0 | 0 | 0 | 3.3438 | 0 | 0 | 0 | 0 | 0 | 0 | 0 | 0 | 0 | 0 | 0 | 0 | 0
9 | 18 | 12 | 2 | 1.7931 | 0 | 8.6313 | 0 | 0 | 0 | 0.0012057 | 0.32195 | 0 | 0 | 3.3573 | 0 | 14.1049 | 0 | 0 | 0 | 0 | 0 | 0 | 0 | 0 | 0 | 0 | 0 | 0 | 0 | 0.45131 | 0 | 0.54519 | 0 | 1.5351 | 0 | 0.42 | 0.6901 | 0 | 0 | 0 | 0 | 3.6417 | 0 | 0 | 0 | 0 | 0 | 0 | 0 | 0 | 0 | 0 | 0 | 0 | 0
9 | 18 | 13 | 2 | 1.7931 | 0 | 13.5789 | 0 | 0 | 0 | 0.0012057 | 0.34035 | 0 | 0 | 2.9423 | 0 | 18.6558 | 0 | 0 | 0 | 0 | 0 | 0 | 0 | 0 | 0 | 0 | 0 | 0 | 0 | 0.45131 | 0 | 0.54519 | 0 | 1.758 | 0 | 0.3675 | 0.6901 | 0 | 0 | 0 | 0 | 3.8121 | 0 | 0 | 0 | 0 | 0 | 0 | 0 | 0 | 0 | 0 | 0 | 0 | 0
9 | 18 | 14 | 2 | 1.7931 | 0 | 13.5789 | 0 | 0 | 0 | 0.0012057 | 0.41665 | 0 | 0 | 2.9423 | 0 | 18.7321 | 0 | 0 | 0 | 0 | 0 | 0 | 0 | 0 | 0 | 0 | 0 | 0 | 0 | 0.45131 | 0 | 0.54519 | 0 | 2.1908 | 0 | 0.3675 | 0.6901 | 0 | 0 | 0 | 0 | 4.2449 | 0 | 0 | 0 | 0 | 0 | 0 | 0 | 0 | 0 | 0 | 0 | 0 | 0
9 | 18 | 15 | 2 | 1.7931 | 0 | 13.5789 | 0 | 0 | 0 | 0.0012057 | 0.29159 | 0 | 0 | 2.5273 | 0 | 18.1921 | 0 | 0 | 0 | 0 | 0 | 0 | 0 | 0 | 0 | 0 | 0 | 0 | 0 | 0.45131 | 0 | 0.54519 | 0 | 1.4071 | 0 | 0.315 | 0.6901 | 0 | 0 | 0 | 0 | 3.4087 | 0 | 0 | 0 | 0 | 0 | 0 | 0 | 0 | 0 | 0 | 0 | 0 | 0
9 | 18 | 16 | 2 | 1.7931 | 0 | 13.5789 | 0 | 0 | 0 | 0.0012057 | 0.27219 | 0 | 0 | 2.5273 | 0 | 18.1727 | 0 | 0 | 0 | 0 | 0 | 0 | 0 | 0 | 0 | 0 | 0 | 0 | 0 | 0.45131 | 0 | 0.54519 | 0 | 1.3301 | 0 | 0.315 | 0.6901 | 0 | 0 | 0 | 0 | 3.3317 | 0 | 0 | 0 | 0 | 0 | 0 | 0 | 0 | 0 | 0 | 0 | 0 | 0
9 | 18 | 17 | 2 | 1.7931 | 0 | 13.5789 | 0 | 0 | 0 | 0.0012057 | 0.26068 | 0 | 0 | 3.9567 | 0 | 19.5906 | 0 | 0 | 0 | 0 | 0 | 0 | 0 | 0 | 0 | 0 | 0 | 0 | 0 | 0.45131 | 0 | 0.54519 | 0 | 1.3275 | 0 | 0.525 | 0.6901 | 0 | 0 | 0 | 0 | 3.5391 | 0 | 0 | 0 | 0 | 0 | 0 | 0 | 0 | 0 | 0 | 0 | 0 | 0
9 | 18 | 18 | 2 | 1.7931 | 0 | 9.8682 | 0 | 0 | 0 | 0.0012057 | 0.18692 | 0 | 0 | 3.9567 | 0 | 15.8062 | 0 | 0 | 0 | 0 | 0 | 0 | 0 | 0 | 0 | 0 | 0 | 0 | 0 | 0.45131 | 0 | 0.54519 | 0 | 0.88304 | 0 | 0.525 | 0.6901 | 0 | 0 | 0 | 0 | 3.0946 | 0 | 0 | 0 | 0 | 0 | 0 | 0 | 0 | 0 | 0 | 0 | 0 | 0
9 | 18 | 19 | 2 | 1.7931 | 0 | 2.4469 | 0 | 0 | 0 | 0.0012057 | 0.093015 | 0 | 0 | 3.8101 | 0 | 8.1443 | 0 | 0 | 0 | 0 | 0 | 0 | 0 | 0 | 0 | 0 | 0 | 0 | 0 | 0.45131 | 0 | 0.88038 | 0 | 0.30506 | 0 | 0.42 | 0.6901 | 0 | 0 | 0 | 0 | 2.7468 | 0 | 0 | 0 | 0 | 0 | 0 | 0 | 0 | 0 | 0 | 0 | 0 | 0
9 | 18 | 20 | 2 | 1.7931 | 0 | 2.4469 | 0 | 0 | 0 | 0.0012057 | 0.07397 | 0 | 0 | 2.9422 | 0 | 7.2574 | 0 | 0 | 0 | 0 | 0 | 0 | 0 | 0 | 0 | 0 | 0 | 0 | 0 | 0.45131 | 0 | 1.1038 | 0 | 0.18709 | 0 | 0.3675 | 0.6901 | 0 | 0 | 0 | 0 | 2.7999 | 0 | 0 | 0 | 0 | 0 | 0 | 0 | 0 | 0 | 0 | 0 | 0 | 0
9 | 18 | 21 | 2 | 1.7931 | 0 | 2.4469 | 0 | 0 | 0 | 0.0012057 | 0.064978 | 0 | 0 | 3.772 | 0 | 8.0782 | 0 | 0 | 0 | 0 | 0 | 0 | 0 | 0 | 0 | 0 | 0 | 0 | 0 | 0.45131 | 0 | 1.2156 | 0 | 0.13906 | 0 | 0.4725 | 0.6901 | 0 | 0 | 0 | 0 | 2.9685 | 0 | 0 | 0 | 0 | 0 | 0 | 0 | 0 | 0 | 0 | 0 | 0 | 0
9 | 18 | 22 | 2 | 1.7931 | 0 | 2.4469 | 0 | 0 | 0 | 0.0012057 | 0.05921 | 0 | 0 | 2.527 | 0 | 6.8274 | 0 | 0 | 0 | 0 | 0 | 0 | 0 | 0 | 0 | 0 | 0 | 0 | 0 | 0.45131 | 0 | 1.1038 | 0 | 0.10506 | 0 | 0.315 | 0.6901 | 0 | 0 | 0 | 0 | 2.6653 | 0 | 0 | 0 | 0 | 0 | 0 | 0 | 0 | 0 | 0 | 0 | 0 | 0
9 | 18 | 23 | 2 | 1.7931 | 0 | 2.4469 | 0 | 0 | 0 | 0.0012057 | 0.072856 | 0 | 0 | 0.45205 | 0 | 4.7661 | 0 | 0 | 0 | 0 | 0 | 0 | 0 | 0 | 0 | 0 | 0 | 0 | 0 | 0.45131 | 0 | 0.88038 | 0 | 0.14123 | 0 | 0.0525 | 0.6901 | 0 | 0 | 0 | 0 | 2.2155 | 0 | 0 | 0 | 0 | 0 | 0 | 0 | 0 | 0 | 0 | 0 | 0 | 0
9 | 18 | 24 | 2 | 1.7931 | 0 | 2.4469 | 0 | 0 | 0 | 0.0012057 | 0.055598 | 0 | 0 | 0.45207 | 0 | 4.7489 | 0 | 0 | 0 | 0 | 0 | 0 | 0 | 0 | 0 | 0 | 0 | 0 | 0 | 0.45131 | 0 | 0.54519 | 0 | 0.083683 | 0 | 0.0525 | 0.6901 | 0 | 0 | 0 | 0 | 1.8228 | 0 | 0 | 0 | 0 | 0 | 0 | 0 | 0 | 0 | 0 | 0 | 0 | 0
9 | 19 | 1 | 3 | 1.7931 | 0 | 2.4469 | 0 | 0 | 0 | 0.0012057 | 0.053229 | 0 | 0 | 0.45219 | 0 | 4.7466 | 0 | 0 | 0 | 0 | 0 | 0 | 0 | 0 | 0 | 0 | 0 | 0 | 0 | 0.45131 | 0 | 0.32173 | 0 | 0.072784 | 0 | 0.0525 | 0.6901 | 0 | 0 | 0 | 0 | 1.5884 | 0 | 0 | 0 | 0 | 0 | 0 | 0 | 0 | 0 | 0 | 0 | 0 | 0
9 | 19 | 2 | 3 | 1.7931 | 0 | 2.4469 | 0 | 0 | 0 | 0.0012057 | 0.050932 | 0 | 0 | 0.4523 | 0 | 4.7444 | 0 | 0 | 0 | 0 | 0 | 0 | 0 | 0 | 0 | 0 | 0 | 0 | 0 | 0.45131 | 0 | 0.32173 | 0 | 0.057948 | 0 | 0.0525 | 0.6901 | 0 | 0 | 0 | 0 | 1.5736 | 0 | 0 | 0 | 0 | 0 | 0 | 0 | 0 | 0 | 0 | 0 | 0 | 0
9 | 19 | 3 | 3 | 1.7931 | 0 | 2.4469 | 0 | 0 | 0 | 0.0012057 | 0.046703 | 0 | 0 | 0.45236 | 0 | 4.7403 | 0 | 0 | 0 | 0 | 0 | 0 | 0 | 0 | 0 | 0 | 0 | 0 | 0 | 0.45131 | 0 | 0.32173 | 0 | 0.034066 | 0 | 0.0525 | 0.6901 | 0 | 0 | 0 | 0 | 1.5497 | 0 | 0 | 0 | 0 | 0 | 0 | 0 | 0 | 0 | 0 | 0 | 0 | 0
9 | 19 | 4 | 3 | 1.7931 | 0 | 2.4469 | 0 | 0 | 0 | 0.0012057 | 0.041608 | 0 | 0 | 0.45239 | 0 | 4.7352 | 0 | 0 | 0 | 0 | 0 | 0 | 0 | 0 | 0 | 0 | 0 | 0 | 0 | 0.45131 | 0 | 0.32173 | 0 | 0.0091422 | 0 | 0.0525 | 0.6901 | 0 | 0 | 0 | 0 | 1.5248 | 0 | 0 | 0 | 0 | 0 | 0 | 0 | 0 | 0 | 0 | 0 | 0 | 0
9 | 19 | 5 | 3 | 1.7931 | 0 | 2.4469 | 0 | 0 | 0 | 0.0012057 | 0.040819 | 0 | 0 | 0.45243 | 0 | 4.7345 | 0 | 0 | 0 | 0 | 0 | 0 | 0 | 0 | 0 | 0 | 0 | 0 | 0 | 0.45131 | 0 | 0.32173 | 0 | 0.0041935 | 0 | 0.0525 | 0.6901 | 0 | 0 | 0 | 0 | 1.5198 | 0 | 0 | 0 | 0 | 0 | 0 | 0 | 0 | 0 | 0 | 0 | 0 | 0
9 | 19 | 6 | 3 | 1.7931 | 0 | 2.4469 | 0 | 0 | 0 | 0.0012057 | 0.040049 | 0 | 0 | 2.5274 | 0 | 6.8086 | 0 | 0 | 0 | 0 | 0 | 0 | 0 | 0 | 0 | 0 | 0 | 0 | 0 | 0.45131 | 0 | 0.54519 | 0 | 0.00023604 | 0 | 0.315 | 0.6901 | 0 | 0 | 0 | 0 | 2.0018 | 0 | 0 | 0 | 0 | 0 | 0 | 0 | 0 | 0 | 0 | 0 | 0 | 0
9 | 19 | 7 | 3 | 1.7931 | 0 | 2.4469 | 0 | 0 | 0 | 0.0012057 | 0.041101 | 0 | 0 | 3.9567 | 0 | 8.2391 | 0 | 0 | 0 | 0 | 0 | 0 | 0 | 0 | 0 | 0 | 0 | 0 | 0 | 0.45131 | 0 | 0.71279 | 0 | 0.004969 | 0 | 0.525 | 0.6901 | 0 | 0 | 0 | 0 | 2.3842 | 0 | 0 | 0 | 0 | 0 | 0 | 0 | 0 | 0 | 0 | 0 | 0 | 0
9 | 19 | 8 | 3 | 1.7931 | 0 | 13.5789 | 0 | 0 | 0 | 0.0012057 | 0.15488 | 0 | 0 | 3.585 | 0 | 19.1131 | 0 | 0 | 0 | 0 | 0 | 0 | 0 | 0 | 0 | 0 | 0 | 0 | 0 | 0.45131 | 0 | 0.71279 | 0 | 0.046421 | 0 | 0.42 | 0.6901 | 0 | 0 | 0 | 0 | 2.3206 | 0 | 0 | 0 | 0 | 0 | 0 | 0 | 0 | 0 | 0 | 0 | 0 | 0
9 | 19 | 9 | 3 | 1.7931 | 0 | 13.5789 | 0 | 0 | 0 | 0.0012057 | 0.19374 | 0 | 0 | 2.5272 | 0 | 18.0941 | 0 | 0 | 0 | 0 | 0 | 0 | 0 | 0 | 0 | 0 | 0 | 0 | 0 | 0.45131 | 0 | 0.71279 | 0 | 0.57351 | 0 | 0.315 | 0.6901 | 0 | 0 | 0 | 0 | 2.7427 | 0 | 0 | 0 | 0 | 0 | 0 | 0 | 0 | 0 | 0 | 0 | 0 | 0
9 | 19 | 10 | 3 | 1.7931 | 0 | 13.5789 | 0 | 0 | 0 | 0.0012057 | 0.26351 | 0 | 0 | 2.5272 | 0 | 18.1639 | 0 | 0 | 0 | 0 | 0 | 0 | 0 | 0 | 0 | 0 | 0 | 0 | 0 | 0.45131 | 0 | 0.71279 | 0 | 1.3797 | 0 | 0.315 | 0.6901 | 0 | 0 | 0 | 0 | 3.5489 | 0 | 0 | 0 | 0 | 0 | 0 | 0 | 0 | 0 | 0 | 0 | 0 | 0
9 | 19 | 11 | 3 | 1.7931 | 0 | 13.5789 | 0 | 0 | 0 | 0.0012057 | 0.35341 | 0 | 0 | 2.9421 | 0 | 18.6687 | 0 | 0 | 0 | 0 | 0 | 0 | 0 | 0 | 0 | 0 | 0 | 0 | 0 | 0.45131 | 0 | 0.54519 | 0 | 1.8018 | 0 | 0.3675 | 0.6901 | 0 | 0 | 0 | 0 | 3.8559 | 0 | 0 | 0 | 0 | 0 | 0 | 0 | 0 | 0 | 0 | 0 | 0 | 0
9 | 19 | 12 | 3 | 1.7931 | 0 | 8.6313 | 0 | 0 | 0 | 0.0012057 | 0.39584 | 0 | 0 | 3.3571 | 0 | 14.1786 | 0 | 0 | 0 | 0 | 0 | 0 | 0 | 0 | 0 | 0 | 0 | 0 | 0 | 0.45131 | 0 | 0.54519 | 0 | 2.101 | 0 | 0.42 | 0.6901 | 0 | 0 | 0 | 0 | 4.2076 | 0 | 0 | 0 | 0 | 0 | 0 | 0 | 0 | 0 | 0 | 0 | 0 | 0
9 | 19 | 13 | 3 | 1.7931 | 0 | 13.5789 | 0 | 0 | 0 | 0.0012057 | 0.48483 | 0 | 0 | 2.9421 | 0 | 18.8002 | 0 | 0 | 0 | 0 | 0 | 0 | 0 | 0 | 0 | 0 | 0 | 0 | 0 | 0.45131 | 0 | 0.54519 | 0 | 2.6474 | 0 | 0.3675 | 0.6901 | 0 | 0 | 0 | 0 | 4.7015 | 0 | 0 | 0 | 0 | 0 | 0 | 0 | 0 | 0 | 0 | 0 | 0 | 0
9 | 19 | 14 | 3 | 1.7931 | 0 | 13.5789 | 0 | 0 | 0 | 0.0012057 | 0.51367 | 0 | 0 | 2.9421 | 0 | 18.829 | 0 | 0 | 0 | 0 | 0 | 0 | 0 | 0 | 0 | 0 | 0 | 0 | 0 | 0.45131 | 0 | 0.54519 | 0 | 2.8571 | 0 | 0.3675 | 0.6901 | 0 | 0 | 0 | 0 | 4.9112 | 0 | 0 | 0 | 0 | 0 | 0 | 0 | 0 | 0 | 0 | 0 | 0 | 0
9 | 19 | 15 | 3 | 1.7931 | 0 | 13.5789 | 0 | 0 | 0 | 0.0012057 | 0.4972 | 0 | 0 | 2.5271 | 0 | 18.3975 | 0 | 0 | 0 | 0 | 0 | 0 | 0 | 0 | 0 | 0 | 0 | 0 | 0 | 0.45131 | 0 | 0.54519 | 0 | 2.6311 | 0 | 0.315 | 0.6901 | 0 | 0 | 0 | 0 | 4.6327 | 0 | 0 | 0 | 0 | 0 | 0 | 0 | 0 | 0 | 0 | 0 | 0 | 0
9 | 19 | 16 | 3 | 1.7931 | 0 | 13.5789 | 0 | 0 | 0 | 0.0012057 | 0.44813 | 0 | 0 | 2.5271 | 0 | 18.3484 | 0 | 0 | 0 | 0 | 0 | 0 | 0 | 0 | 0 | 0 | 0 | 0 | 0 | 0.45131 | 0 | 0.54519 | 0 | 2.3645 | 0 | 0.315 | 0.6901 | 0 | 0 | 0 | 0 | 4.3661 | 0 | 0 | 0 | 0 | 0 | 0 | 0 | 0 | 0 | 0 | 0 | 0 | 0
9 | 19 | 17 | 3 | 1.7931 | 0 | 13.5789 | 0 | 0 | 0 | 0.0012057 | 0.39042 | 0 | 0 | 3.9566 | 0 | 19.7203 | 0 | 0 | 0 | 0 | 0 | 0 | 0 | 0 | 0 | 0 | 0 | 0 | 0 | 0.45131 | 0 | 0.54519 | 0 | 2.1282 | 0 | 0.525 | 0.6901 | 0 | 0 | 0 | 0 | 4.3398 | 0 | 0 | 0 | 0 | 0 | 0 | 0 | 0 | 0 | 0 | 0 | 0 | 0
9 | 19 | 18 | 3 | 1.7931 | 0 | 9.8682 | 0 | 0 | 0 | 0.0012057 | 0.26943 | 0 | 0 | 3.9567 | 0 | 15.8886 | 0 | 0 | 0 | 0 | 0 | 0 | 0 | 0 | 0 | 0 | 0 | 0 | 0 | 0.45131 | 0 | 0.54519 | 0 | 1.4167 | 0 | 0.525 | 0.6901 | 0 | 0 | 0 | 0 | 3.6283 | 0 | 0 | 0 | 0 | 0 | 0 | 0 | 0 | 0 | 0 | 0 | 0 | 0
9 | 19 | 19 | 3 | 1.7931 | 0 | 2.4469 | 0 | 0 | 0 | 0.0012057 | 0.12982 | 0 | 0 | 3.8098 | 0 | 8.1808 | 0 | 0 | 0 | 0 | 0 | 0 | 0 | 0 | 0 | 0 | 0 | 0 | 0 | 0.45131 | 0 | 0.88038 | 0 | 0.54548 | 0 | 0.42 | 0.6901 | 0 | 0 | 0 | 0 | 2.9873 | 0 | 0 | 0 | 0 | 0 | 0 | 0 | 0 | 0 | 0 | 0 | 0 | 0
9 | 19 | 20 | 3 | 1.7931 | 0 | 2.4469 | 0 | 0 | 0 | 0.0012057 | 0.086409 | 0 | 0 | 2.942 | 0 | 7.2697 | 0 | 0 | 0 | 0 | 0 | 0 | 0 | 0 | 0 | 0 | 0 | 0 | 0 | 0.45131 | 0 | 1.1038 | 0 | 0.27189 | 0 | 0.3675 | 0.6901 | 0 | 0 | 0 | 0 | 2.8847 | 0 | 0 | 0 | 0 | 0 | 0 | 0 | 0 | 0 | 0 | 0 | 0 | 0
9 | 19 | 21 | 3 | 1.7931 | 0 | 2.4469 | 0 | 0 | 0 | 0.0012057 | 0.076949 | 0 | 0 | 3.7719 | 0 | 8.0901 | 0 | 0 | 0 | 0 | 0 | 0 | 0 | 0 | 0 | 0 | 0 | 0 | 0 | 0.45131 | 0 | 1.2156 | 0 | 0.21828 | 0 | 0.4725 | 0.6901 | 0 | 0 | 0 | 0 | 3.0478 | 0 | 0 | 0 | 0 | 0 | 0 | 0 | 0 | 0 | 0 | 0 | 0 | 0
9 | 19 | 22 | 3 | 1.7931 | 0 | 2.4469 | 0 | 0 | 0 | 0.0012057 | 0.072975 | 0 | 0 | 2.5269 | 0 | 6.8411 | 0 | 0 | 0 | 0 | 0 | 0 | 0 | 0 | 0 | 0 | 0 | 0 | 0 | 0.45131 | 0 | 1.1038 | 0 | 0.19196 | 0 | 0.315 | 0.6901 | 0 | 0 | 0 | 0 | 2.7522 | 0 | 0 | 0 | 0 | 0 | 0 | 0 | 0 | 0 | 0 | 0 | 0 | 0
9 | 19 | 23 | 3 | 1.7931 | 0 | 2.4469 | 0 | 0 | 0 | 0.0012057 | 0.072486 | 0 | 0 | 0.45193 | 0 | 4.7656 | 0 | 0 | 0 | 0 | 0 | 0 | 0 | 0 | 0 | 0 | 0 | 0 | 0 | 0.45131 | 0 | 0.88038 | 0 | 0.18751 | 0 | 0.0525 | 0.6901 | 0 | 0 | 0 | 0 | 2.2618 | 0 | 0 | 0 | 0 | 0 | 0 | 0 | 0 | 0 | 0 | 0 | 0 | 0
9 | 19 | 24 | 3 | 1.7931 | 0 | 2.4469 | 0 | 0 | 0 | 0.0012057 | 0.06986 | 0 | 0 | 0.45196 | 0 | 4.763 | 0 | 0 | 0 | 0 | 0 | 0 | 0 | 0 | 0 | 0 | 0 | 0 | 0 | 0.45131 | 0 | 0.54519 | 0 | 0.17162 | 0 | 0.0525 | 0.6901 | 0 | 0 | 0 | 0 | 1.9107 | 0 | 0 | 0 | 0 | 0 | 0 | 0 | 0 | 0 | 0 | 0 | 0 | 0
9 | 20 | 1 | 4 | 1.7931 | 0 | 2.4469 | 0 | 0 | 0 | 0.0012057 | 0.066331 | 0 | 0 | 0.45205 | 0 | 4.7596 | 0 | 0 | 0 | 0 | 0 | 0 | 0 | 0 | 0 | 0 | 0 | 0 | 0 | 0.45131 | 0 | 0.32173 | 0 | 0.15168 | 0 | 0.0525 | 0.6901 | 0 | 0 | 0 | 0 | 1.6673 | 0 | 0 | 0 | 0 | 0 | 0 | 0 | 0 | 0 | 0 | 0 | 0 | 0
9 | 20 | 2 | 4 | 1.7931 | 0 | 2.4469 | 0 | 0 | 0 | 0.0012057 | 0.060932 | 0 | 0 | 0.45215 | 0 | 4.7543 | 0 | 0 | 0 | 0 | 0 | 0 | 0 | 0 | 0 | 0 | 0 | 0 | 0 | 0.45131 | 0 | 0.32173 | 0 | 0.12052 | 0 | 0.0525 | 0.6901 | 0 | 0 | 0 | 0 | 1.6362 | 0 | 0 | 0 | 0 | 0 | 0 | 0 | 0 | 0 | 0 | 0 | 0 | 0
9 | 20 | 3 | 4 | 1.7931 | 0 | 2.4469 | 0 | 0 | 0 | 0.0012057 | 0.056809 | 0 | 0 | 0.45221 | 0 | 4.7502 | 0 | 0 | 0 | 0 | 0 | 0 | 0 | 0 | 0 | 0 | 0 | 0 | 0 | 0.45131 | 0 | 0.32173 | 0 | 0.097907 | 0 | 0.0525 | 0.6901 | 0 | 0 | 0 | 0 | 1.6136 | 0 | 0 | 0 | 0 | 0 | 0 | 0 | 0 | 0 | 0 | 0 | 0 | 0
9 | 20 | 4 | 4 | 1.7931 | 0 | 2.4469 | 0 | 0 | 0 | 0.0012057 | 0.054843 | 0 | 0 | 0.45224 | 0 | 4.7483 | 0 | 0 | 0 | 0 | 0 | 0 | 0 | 0 | 0 | 0 | 0 | 0 | 0 | 0.45131 | 0 | 0.32173 | 0 | 0.088116 | 0 | 0.0525 | 0.6901 | 0 | 0 | 0 | 0 | 1.6038 | 0 | 0 | 0 | 0 | 0 | 0 | 0 | 0 | 0 | 0 | 0 | 0 | 0
9 | 20 | 5 | 4 | 1.7931 | 0 | 2.4469 | 0 | 0 | 0 | 0.0012057 | 0.053255 | 0 | 0 | 0.45225 | 0 | 4.7467 | 0 | 0 | 0 | 0 | 0 | 0 | 0 | 0 | 0 | 0 | 0 | 0 | 0 | 0.45131 | 0 | 0.32173 | 0 | 0.080118 | 0 | 0.0525 | 0.6901 | 0 | 0 | 0 | 0 | 1.5958 | 0 | 0 | 0 | 0 | 0 | 0 | 0 | 0 | 0 | 0 | 0 | 0 | 0
9 | 20 | 6 | 4 | 1.7931 | 0 | 2.4469 | 0 | 0 | 0 | 0.0012057 | 0.049044 | 0 | 0 | 2.5272 | 0 | 6.8174 | 0 | 0 | 0 | 0 | 0 | 0 | 0 | 0 | 0 | 0 | 0 | 0 | 0 | 0.45131 | 0 | 0.54519 | 0 | 0.053794 | 0 | 0.315 | 0.6901 | 0 | 0 | 0 | 0 | 2.0554 | 0 | 0 | 0 | 0 | 0 | 0 | 0 | 0 | 0 | 0 | 0 | 0 | 0
9 | 20 | 7 | 4 | 1.7931 | 0 | 2.4469 | 0 | 0 | 0 | 0.0012057 | 0.047493 | 0 | 0 | 3.9567 | 0 | 8.2454 | 0 | 0 | 0 | 0 | 0 | 0 | 0 | 0 | 0 | 0 | 0 | 0 | 0 | 0.45131 | 0 | 0.71279 | 0 | 0.042717 | 0 | 0.525 | 0.6901 | 0 | 0 | 0 | 0 | 2.4219 | 0 | 0 | 0 | 0 | 0 | 0 | 0 | 0 | 0 | 0 | 0 | 0 | 0
9 | 20 | 8 | 4 | 1.7931 | 0 | 13.5789 | 0 | 0 | 0 | 0.0012057 | 0.14239 | 0 | 0 | 3.5847 | 0 | 19.1003 | 0 | 0 | 0 | 0 | 0 | 0 | 0 | 0 | 0 | 0 | 0 | 0 | 0 | 0.45131 | 0 | 0.71279 | 0 | 0.21542 | 0 | 0.42 | 0.6901 | 0 | 0 | 0 | 0 | 2.4896 | 0 | 0 | 0 | 0 | 0 | 0 | 0 | 0 | 0 | 0 | 0 | 0 | 0
9 | 20 | 9 | 4 | 1.7931 | 0 | 13.5789 | 0 | 0 | 0 | 0.0012057 | 0.18619 | 0 | 0 | 2.527 | 0 | 18.0864 | 0 | 0 | 0 | 0 | 0 | 0 | 0 | 0 | 0 | 0 | 0 | 0 | 0 | 0.45131 | 0 | 0.71279 | 0 | 0.72134 | 0 | 0.315 | 0.6901 | 0 | 0 | 0 | 0 | 2.8905 | 0 | 0 | 0 | 0 | 0 | 0 | 0 | 0 | 0 | 0 | 0 | 0 | 0
9 | 20 | 10 | 4 | 1.7931 | 0 | 13.5789 | 0 | 0 | 0 | 0.0012057 | 0.1845 | 0 | 0 | 2.5269 | 0 | 18.0846 | 0 | 0 | 0 | 0 | 0 | 0 | 0 | 0 | 0 | 0 | 0 | 0 | 0 | 0.45131 | 0 | 0.71279 | 0 | 0.89467 | 0 | 0.315 | 0.6901 | 0 | 0 | 0 | 0 | 3.0639 | 0 | 0 | 0 | 0 | 0 | 0 | 0 | 0 | 0 | 0 | 0 | 0 | 0
9 | 20 | 11 | 4 | 1.7931 | 0 | 13.5789 | 0 | 0 | 0 | 0.0012057 | 0.17638 | 0 | 0 | 2.9419 | 0 | 18.4915 | 0 | 0 | 0 | 0 | 0 | 0 | 0 | 0 | 0 | 0 | 0 | 0 | 0 | 0.45131 | 0 | 0.54519 | 0 | 0.87687 | 0 | 0.3675 | 0.6901 | 0 | 0 | 0 | 0 | 2.931 | 0 | 0 | 0 | 0 | 0 | 0 | 0 | 0 | 0 | 0 | 0 | 0 | 0
9 | 20 | 12 | 4 | 1.7931 | 0 | 8.6313 | 0 | 0 | 0 | 0.0012057 | 0.12091 | 0 | 0 | 3.3569 | 0 | 13.9035 | 0 | 0 | 0 | 0 | 0 | 0 | 0 | 0 | 0 | 0 | 0 | 0 | 0 | 0.45131 | 0 | 0.54519 | 0 | 0.48561 | 0 | 0.42 | 0.6901 | 0 | 0 | 0 | 0 | 2.5922 | 0 | 0 | 0 | 0 | 0 | 0 | 0 | 0 | 0 | 0 | 0 | 0 | 0
9 | 20 | 13 | 4 | 1.7931 | 0 | 13.5789 | 0 | 0 | 0 | 0.0012057 | 0.12649 | 0 | 0 | 2.9419 | 0 | 18.4417 | 0 | 0 | 0 | 0 | 0 | 0 | 0 | 0 | 0 | 0 | 0 | 0 | 0 | 0.45131 | 0 | 0.54519 | 0 | 0.49263 | 0 | 0.3675 | 0.6901 | 0 | 0 | 0 | 0 | 2.5467 | 0 | 0 | 0 | 0 | 0 | 0 | 0 | 0 | 0 | 0 | 0 | 0 | 0
9 | 20 | 14 | 4 | 1.7931 | 0 | 13.5789 | 0 | 0 | 0 | 0.0012057 | 0.12195 | 0 | 0 | 2.942 | 0 | 18.4372 | 0 | 0 | 0 | 0 | 0 | 0 | 0 | 0 | 0 | 0 | 0 | 0 | 0 | 0.45131 | 0 | 0.54519 | 0 | 0.47574 | 0 | 0.3675 | 0.6901 | 0 | 0 | 0 | 0 | 2.5299 | 0 | 0 | 0 | 0 | 0 | 0 | 0 | 0 | 0 | 0 | 0 | 0 | 0
9 | 20 | 15 | 4 | 1.7931 | 0 | 13.5789 | 0 | 0 | 0 | 0.0012057 | 0.1519 | 0 | 0 | 2.527 | 0 | 18.0521 | 0 | 0 | 0 | 0 | 0 | 0 | 0 | 0 | 0 | 0 | 0 | 0 | 0 | 0.45131 | 0 | 0.54519 | 0 | 0.6439 | 0 | 0.315 | 0.6901 | 0 | 0 | 0 | 0 | 2.6455 | 0 | 0 | 0 | 0 | 0 | 0 | 0 | 0 | 0 | 0 | 0 | 0 | 0
9 | 20 | 16 | 4 | 1.7931 | 0 | 13.5789 | 0 | 0 | 0 | 0.0012057 | 0.15668 | 0 | 0 | 2.527 | 0 | 18.0569 | 0 | 0 | 0 | 0 | 0 | 0 | 0 | 0 | 0 | 0 | 0 | 0 | 0 | 0.45131 | 0 | 0.54519 | 0 | 0.65669 | 0 | 0.315 | 0.6901 | 0 | 0 | 0 | 0 | 2.6583 | 0 | 0 | 0 | 0 | 0 | 0 | 0 | 0 | 0 | 0 | 0 | 0 | 0
9 | 20 | 17 | 4 | 1.7931 | 0 | 13.5789 | 0 | 0 | 0 | 0.0012057 | 0.16668 | 0 | 0 | 3.9566 | 0 | 19.4965 | 0 | 0 | 0 | 0 | 0 | 0 | 0 | 0 | 0 | 0 | 0 | 0 | 0 | 0.45131 | 0 | 0.54519 | 0 | 0.75929 | 0 | 0.525 | 0.6901 | 0 | 0 | 0 | 0 | 2.9709 | 0 | 0 | 0 | 0 | 0 | 0 | 0 | 0 | 0 | 0 | 0 | 0 | 0
9 | 20 | 18 | 4 | 1.7931 | 0 | 9.8682 | 0 | 0 | 0 | 0.0012057 | 0.14076 | 0 | 0 | 3.9566 | 0 | 15.7599 | 0 | 0 | 0 | 0 | 0 | 0 | 0 | 0 | 0 | 0 | 0 | 0 | 0 | 0.45131 | 0 | 0.54519 | 0 | 0.6496 | 0 | 0.525 | 0.6901 | 0 | 0 | 0 | 0 | 2.8612 | 0 | 0 | 0 | 0 | 0 | 0 | 0 | 0 | 0 | 0 | 0 | 0 | 0
9 | 20 | 19 | 4 | 1.7931 | 0 | 2.4469 | 0 | 0 | 0 | 0.0012057 | 0.048682 | 0 | 0 | 3.8095 | 0 | 8.0994 | 0 | 0 | 0 | 0 | 0 | 0 | 0 | 0 | 0 | 0 | 0 | 0 | 0 | 0.45131 | 0 | 0.88038 | 0 | 0.057499 | 0 | 0.42 | 0.6901 | 0 | 0 | 0 | 0 | 2.4993 | 0 | 0 | 0 | 0 | 0 | 0 | 0 | 0 | 0 | 0 | 0 | 0 | 0
9 | 20 | 20 | 4 | 1.7931 | 0 | 2.4469 | 0 | 0 | 0 | 0.0012057 | 0.041564 | 0 | 0 | 2.9419 | 0 | 7.2247 | 0 | 0 | 0 | 0 | 0 | 0 | 0 | 0 | 0 | 0 | 0 | 0 | 0 | 0.45131 | 0 | 1.1038 | 0 | 0.0095782 | 0 | 0.3675 | 0.6901 | 0 | 0 | 0 | 0 | 2.6223 | 0 | 0 | 0 | 0 | 0 | 0 | 0 | 0 | 0 | 0 | 0 | 0 | 0
9 | 20 | 21 | 4 | 1.7931 | 0 | 2.4469 | 0 | 0 | 0 | 0.0012057 | 0.04 | 0 | 0 | 3.7717 | 0 | 8.053 | 0 | 0 | 0 | 0 | 0 | 0 | 0 | 0 | 0 | 0 | 0 | 0 | 0 | 0.45131 | 0 | 1.2156 | 0 | 0 | 0 | 0.4725 | 0.6901 | 0 | 0 | 0 | 0 | 2.8295 | 0 | 0 | 0 | 0 | 0 | 0 | 0 | 0 | 0 | 0 | 0 | 0 | 0
9 | 20 | 22 | 4 | 1.7931 | 0 | 2.4469 | 0 | 0 | 0 | 0.0012057 | 0.04 | 0 | 0 | 2.5267 | 0 | 6.8079 | 0 | 0 | 0 | 0 | 0 | 0 | 0 | 0 | 0 | 0 | 0 | 0 | 0 | 0.45131 | 0 | 1.1038 | 0 | 0 | 0 | 0.315 | 0.6901 | 0 | 0 | 0 | 0 | 2.5602 | 0 | 0 | 0 | 0 | 0 | 0 | 0 | 0 | 0 | 0 | 0 | 0 | 0
9 | 20 | 23 | 4 | 1.7931 | 0 | 2.4469 | 0 | 0 | 0 | 0.0012057 | 0.04 | 0 | 0 | 0.45175 | 0 | 4.733 | 0 | 0 | 0 | 0 | 0 | 0 | 0 | 0 | 0 | 0 | 0 | 0 | 0 | 0.45131 | 0 | 0.88038 | 0 | 0 | 0 | 0.0525 | 0.6901 | 0 | 0 | 0 | 0 | 2.0743 | 0 | 0 | 0 | 0 | 0 | 0 | 0 | 0 | 0 | 0 | 0 | 0 | 0
9 | 20 | 24 | 4 | 1.7931 | 0 | 2.4469 | 0 | 0 | 0 | 0.0012057 | 0.04 | 0 | 0 | 0.45177 | 0 | 4.733 | 0 | 0 | 0 | 0 | 0 | 0 | 0 | 0 | 0 | 0 | 0 | 0 | 0 | 0.45131 | 0 | 0.54519 | 0 | 0 | 0 | 0.0525 | 0.6901 | 0 | 0 | 0 | 0 | 1.7391 | 0 | 0 | 0 | 0 | 0 | 0 | 0 | 0 | 0 | 0 | 0 | 0 | 0
9 | 21 | 1 | 5 | 1.7931 | 0 | 2.4469 | 0 | 0 | 0 | 0.0012057 | 0.04 | 0 | 0 | 0.45188 | 0 | 4.7331 | 0 | 0 | 0 | 0 | 0 | 0 | 0 | 0 | 0 | 0 | 0 | 0 | 0 | 0.45131 | 0 | 0.32173 | 0 | 0 | 0 | 0.0525 | 0.6901 | 0 | 0 | 0 | 0 | 1.5156 | 0 | 0 | 0 | 0 | 0 | 0 | 0 | 0 | 0 | 0 | 0 | 0 | 0
9 | 21 | 2 | 5 | 1.7931 | 0 | 2.4469 | 0 | 0 | 0 | 0.0012057 | 0.04 | 0 | 0 | 0.45201 | 0 | 4.7332 | 0 | 0 | 0 | 0 | 0 | 0 | 0 | 0 | 0 | 0 | 0 | 0 | 0 | 0.45131 | 0 | 0.32173 | 0 | 0 | 0 | 0.0525 | 0.6901 | 0 | 0 | 0 | 0 | 1.5156 | 0 | 0 | 0 | 0 | 0 | 0 | 0 | 0 | 0 | 0 | 0 | 0 | 0
9 | 21 | 3 | 5 | 1.7931 | 0 | 2.4469 | 0 | 0 | 0 | 0.0012057 | 0.04 | 0 | 0 | 0.45208 | 0 | 4.7333 | 0 | 0 | 0 | 0 | 0 | 0 | 0 | 0 | 0 | 0 | 0 | 0 | 0 | 0.45131 | 0 | 0.32173 | 0 | 0 | 0 | 0.0525 | 0.6901 | 0 | 0 | 0 | 0 | 1.5156 | 0 | 0 | 0 | 0 | 0 | 0 | 0 | 0 | 0 | 0 | 0 | 0 | 0
9 | 21 | 4 | 5 | 1.7931 | 0 | 2.4469 | 0 | 0 | 0 | 0.0012057 | 0.04 | 0 | 0 | 0.45212 | 0 | 4.7333 | 0 | 0 | 0 | 0 | 0 | 0 | 0 | 0 | 0 | 0 | 0 | 0 | 0 | 0.45131 | 0 | 0.32173 | 0 | 0 | 0 | 0.0525 | 0.6901 | 0 | 0 | 0 | 0 | 1.5156 | 0 | 0 | 0 | 0 | 0 | 0 | 0 | 0 | 0 | 0 | 0 | 0 | 0
9 | 21 | 5 | 5 | 1.7931 | 0 | 2.4469 | 0 | 0 | 0 | 0.0012057 | 0.04 | 0 | 0 | 0.45214 | 0 | 4.7334 | 0 | 0 | 0 | 0 | 0 | 0 | 0 | 0 | 0 | 0 | 0 | 0 | 0 | 0.45131 | 0 | 0.32173 | 0 | 0 | 0 | 0.0525 | 0.6901 | 0 | 0 | 0 | 0 | 1.5156 | 0 | 0 | 0 | 0 | 0 | 0 | 0 | 0 | 0 | 0 | 0 | 0 | 0
9 | 21 | 6 | 5 | 1.7931 | 0 | 2.4469 | 0 | 0 | 0 | 0.0012057 | 0.04 | 0 | 0 | 2.5271 | 0 | 6.8083 | 0 | 0 | 0 | 0 | 0 | 0 | 0 | 0 | 0 | 0 | 0 | 0 | 0 | 0.45131 | 0 | 0.54519 | 0 | 0 | 0 | 0.315 | 0.6901 | 0 | 0 | 0 | 0 | 2.0016 | 0 | 0 | 0 | 0 | 0 | 0 | 0 | 0 | 0 | 0 | 0 | 0 | 0
9 | 21 | 7 | 5 | 1.7931 | 0 | 2.4469 | 0 | 0 | 0 | 0.0012057 | 0.04 | 0 | 0 | 3.9566 | 0 | 8.2378 | 0 | 0 | 0 | 0 | 0 | 0 | 0 | 0 | 0 | 0 | 0 | 0 | 0 | 0.45131 | 0 | 0.71279 | 0 | 0 | 0 | 0.525 | 0.6901 | 0 | 0 | 0 | 0 | 2.3792 | 0 | 0 | 0 | 0 | 0 | 0 | 0 | 0 | 0 | 0 | 0 | 0 | 0
9 | 21 | 8 | 5 | 1.7931 | 0 | 13.5789 | 0 | 0 | 0 | 0.0012057 | 0.052393 | 0 | 0 | 3.5846 | 0 | 19.0102 | 0 | 0 | 0 | 0 | 0 | 0 | 0 | 0 | 0 | 0 | 0 | 0 | 0 | 0.45131 | 0 | 0.71279 | 0 | 0 | 0 | 0.42 | 0.6901 | 0 | 0 | 0 | 0 | 2.2742 | 0 | 0 | 0 | 0 | 0 | 0 | 0 | 0 | 0 | 0 | 0 | 0 | 0
9 | 21 | 9 | 5 | 1.7931 | 0 | 13.5789 | 0 | 0 | 0 | 0.0012057 | 0.092471 | 0 | 0 | 2.5269 | 0 | 17.9926 | 0 | 0 | 0 | 0 | 0 | 0 | 0 | 0 | 0 | 0 | 0 | 0 | 0 | 0.45131 | 0 | 0.71279 | 0 | 0.095738 | 0 | 0.315 | 0.6901 | 0 | 0 | 0 | 0 | 2.2649 | 0 | 0 | 0 | 0 | 0 | 0 | 0 | 0 | 0 | 0 | 0 | 0 | 0
9 | 21 | 10 | 5 | 1.7931 | 0 | 13.5789 | 0 | 0 | 0 | 0.0012057 | 0.10547 | 0 | 0 | 2.5269 | 0 | 18.0055 | 0 | 0 | 0 | 0 | 0 | 0 | 0 | 0 | 0 | 0 | 0 | 0 | 0 | 0.45131 | 0 | 0.71279 | 0 | 0.24794 | 0 | 0.315 | 0.6901 | 0 | 0 | 0 | 0 | 2.4171 | 0 | 0 | 0 | 0 | 0 | 0 | 0 | 0 | 0 | 0 | 0 | 0 | 0
9 | 21 | 11 | 5 | 1.7931 | 0 | 13.5789 | 0 | 0 | 0 | 0.0012057 | 0.19591 | 0 | 0 | 2.9419 | 0 | 18.511 | 0 | 0 | 0 | 0 | 0 | 0 | 0 | 0 | 0 | 0 | 0 | 0 | 0 | 0.45131 | 0 | 0.54519 | 0 | 0.70739 | 0 | 0.3675 | 0.6901 | 0 | 0 | 0 | 0 | 2.7615 | 0 | 0 | 0 | 0 | 0 | 0 | 0 | 0 | 0 | 0 | 0 | 0 | 0
9 | 21 | 12 | 5 | 1.7931 | 0 | 8.6313 | 0 | 0 | 0 | 0.0012057 | 0.16545 | 0 | 0 | 3.3569 | 0 | 13.948 | 0 | 0 | 0 | 0 | 0 | 0 | 0 | 0 | 0 | 0 | 0 | 0 | 0 | 0.45131 | 0 | 0.54519 | 0 | 0.74988 | 0 | 0.42 | 0.6901 | 0 | 0 | 0 | 0 | 2.8565 | 0 | 0 | 0 | 0 | 0 | 0 | 0 | 0 | 0 | 0 | 0 | 0 | 0
9 | 21 | 13 | 5 | 1.7931 | 0 | 13.5789 | 0 | 0 | 0 | 0.0012057 | 0.17165 | 0 | 0 | 2.9419 | 0 | 18.4868 | 0 | 0 | 0 | 0 | 0 | 0 | 0 | 0 | 0 | 0 | 0 | 0 | 0 | 0.45131 | 0 | 0.54519 | 0 | 0.86523 | 0 | 0.3675 | 0.6901 | 0 | 0 | 0 | 0 | 2.9193 | 0 | 0 | 0 | 0 | 0 | 0 | 0 | 0 | 0 | 0 | 0 | 0 | 0
9 | 21 | 14 | 5 | 1.7931 | 0 | 13.5789 | 0 | 0 | 0 | 0.0012057 | 0.33499 | 0 | 0 | 2.9419 | 0 | 18.6501 | 0 | 0 | 0 | 0 | 0 | 0 | 0 | 0 | 0 | 0 | 0 | 0 | 0 | 0.45131 | 0 | 0.54519 | 0 | 1.9856 | 0 | 0.3675 | 0.6901 | 0 | 0 | 0 | 0 | 4.0397 | 0 | 0 | 0 | 0 | 0 | 0 | 0 | 0 | 0 | 0 | 0 | 0 | 0
9 | 21 | 15 | 5 | 1.7931 | 0 | 13.5789 | 0 | 0 | 0 | 0.0012057 | 0.38244 | 0 | 0 | 2.5269 | 0 | 18.2825 | 0 | 0 | 0 | 0 | 0 | 0 | 0 | 0 | 0 | 0 | 0 | 0 | 0 | 0.45131 | 0 | 0.54519 | 0 | 2.3144 | 0 | 0.315 | 0.6901 | 0 | 0 | 0 | 0 | 4.316 | 0 | 0 | 0 | 0 | 0 | 0 | 0 | 0 | 0 | 0 | 0 | 0 | 0
9 | 21 | 16 | 5 | 1.7931 | 0 | 13.5789 | 0 | 0 | 0 | 0.0012057 | 0.36179 | 0 | 0 | 2.5269 | 0 | 18.2619 | 0 | 0 | 0 | 0 | 0 | 0 | 0 | 0 | 0 | 0 | 0 | 0 | 0 | 0.45131 | 0 | 0.54519 | 0 | 2.1206 | 0 | 0.315 | 0.6901 | 0 | 0 | 0 | 0 | 4.1222 | 0 | 0 | 0 | 0 | 0 | 0 | 0 | 0 | 0 | 0 | 0 | 0 | 0
9 | 21 | 17 | 5 | 1.7931 | 0 | 13.5789 | 0 | 0 | 0 | 0.0012057 | 0.33899 | 0 | 0 | 3.9566 | 0 | 19.6688 | 0 | 0 | 0 | 0 | 0 | 0 | 0 | 0 | 0 | 0 | 0 | 0 | 0 | 0.45131 | 0 | 0.54519 | 0 | 2.0307 | 0 | 0.525 | 0.6901 | 0 | 0 | 0 | 0 | 4.2423 | 0 | 0 | 0 | 0 | 0 | 0 | 0 | 0 | 0 | 0 | 0 | 0 | 0
9 | 21 | 18 | 5 | 1.7931 | 0 | 9.8682 | 0 | 0 | 0 | 0.0012057 | 0.22645 | 0 | 0 | 3.9566 | 0 | 15.8456 | 0 | 0 | 0 | 0 | 0 | 0 | 0 | 0 | 0 | 0 | 0 | 0 | 0 | 0.45131 | 0 | 0.54519 | 0 | 1.3005 | 0 | 0.525 | 0.6901 | 0 | 0 | 0 | 0 | 3.5121 | 0 | 0 | 0 | 0 | 0 | 0 | 0 | 0 | 0 | 0 | 0 | 0 | 0
9 | 21 | 19 | 5 | 1.7931 | 0 | 2.4469 | 0 | 0 | 0 | 0.0012057 | 0.082542 | 0 | 0 | 3.8094 | 0 | 8.1332 | 0 | 0 | 0 | 0 | 0 | 0 | 0 | 0 | 0 | 0 | 0 | 0 | 0 | 0.45131 | 0 | 0.88038 | 0 | 0.27971 | 0 | 0.42 | 0.6901 | 0 | 0 | 0 | 0 | 2.7215 | 0 | 0 | 0 | 0 | 0 | 0 | 0 | 0 | 0 | 0 | 0 | 0 | 0
9 | 21 | 20 | 5 | 1.7931 | 0 | 2.4469 | 0 | 0 | 0 | 0.0012057 | 0.050448 | 0 | 0 | 2.9419 | 0 | 7.2335 | 0 | 0 | 0 | 0 | 0 | 0 | 0 | 0 | 0 | 0 | 0 | 0 | 0 | 0.45131 | 0 | 1.1038 | 0 | 0.065446 | 0 | 0.3675 | 0.6901 | 0 | 0 | 0 | 0 | 2.6782 | 0 | 0 | 0 | 0 | 0 | 0 | 0 | 0 | 0 | 0 | 0 | 0 | 0
9 | 21 | 21 | 5 | 1.7931 | 0 | 2.4469 | 0 | 0 | 0 | 0.0012057 | 0.044146 | 0 | 0 | 3.7717 | 0 | 8.0571 | 0 | 0 | 0 | 0 | 0 | 0 | 0 | 0 | 0 | 0 | 0 | 0 | 0 | 0.45131 | 0 | 1.2156 | 0 | 0.024672 | 0 | 0.4725 | 0.6901 | 0 | 0 | 0 | 0 | 2.8542 | 0 | 0 | 0 | 0 | 0 | 0 | 0 | 0 | 0 | 0 | 0 | 0 | 0
9 | 21 | 22 | 5 | 1.7931 | 0 | 2.4469 | 0 | 0 | 0 | 0.0012057 | 0.041934 | 0 | 0 | 2.5267 | 0 | 6.8098 | 0 | 0 | 0 | 0 | 0 | 0 | 0 | 0 | 0 | 0 | 0 | 0 | 0 | 0.45131 | 0 | 1.1038 | 0 | 0.010394 | 0 | 0.315 | 0.6901 | 0 | 0 | 0 | 0 | 2.5707 | 0 | 0 | 0 | 0 | 0 | 0 | 0 | 0 | 0 | 0 | 0 | 0 | 0
9 | 21 | 23 | 5 | 1.7931 | 0 | 2.4469 | 0 | 0 | 0 | 0.0012057 | 0.041096 | 0 | 0 | 0.45175 | 0 | 4.7341 | 0 | 0 | 0 | 0 | 0 | 0 | 0 | 0 | 0 | 0 | 0 | 0 | 0 | 0.45131 | 0 | 0.88038 | 0 | 0.0059176 | 0 | 0.0525 | 0.6901 | 0 | 0 | 0 | 0 | 2.0802 | 0 | 0 | 0 | 0 | 0 | 0 | 0 | 0 | 0 | 0 | 0 | 0 | 0
9 | 21 | 24 | 5 | 1.7931 | 0 | 2.4469 | 0 | 0 | 0 | 0.0012057 | 0.041102 | 0 | 0 | 0.45178 | 0 | 4.7341 | 0 | 0 | 0 | 0 | 0 | 0 | 0 | 0 | 0 | 0 | 0 | 0 | 0 | 0.45131 | 0 | 0.54519 | 0 | 0.0059252 | 0 | 0.0525 | 0.6901 | 0 | 0 | 0 | 0 | 1.745 | 0 | 0 | 0 | 0 | 0 | 0 | 0 | 0 | 0 | 0 | 0 | 0 | 0
9 | 22 | 1 | 6 | 1.7931 | 0 | 2.4469 | 0 | 0 | 0 | 0.0012057 | 0.040303 | 0 | 0 | 0.45188 | 0 | 4.7334 | 0 | 0 | 0 | 0 | 0 | 0 | 0 | 0 | 0 | 0 | 0 | 0 | 0 | 0.45131 | 0 | 0.32173 | 0 | 0.0015129 | 0 | 0.0525 | 0.6901 | 0 | 0 | 0 | 0 | 1.5172 | 0 | 0 | 0 | 0 | 0 | 0 | 0 | 0 | 0 | 0 | 0 | 0 | 0
9 | 22 | 2 | 6 | 1.7931 | 0 | 2.4469 | 0 | 0 | 0 | 0.0012057 | 0.04 | 0 | 0 | 0.45199 | 0 | 4.7332 | 0 | 0 | 0 | 0 | 0 | 0 | 0 | 0 | 0 | 0 | 0 | 0 | 0 | 0.45131 | 0 | 0.32173 | 0 | 0 | 0 | 0.0525 | 0.6901 | 0 | 0 | 0 | 0 | 1.5156 | 0 | 0 | 0 | 0 | 0 | 0 | 0 | 0 | 0 | 0 | 0 | 0 | 0
9 | 22 | 3 | 6 | 1.7931 | 0 | 2.4469 | 0 | 0 | 0 | 0.0012057 | 0.04 | 0 | 0 | 0.45205 | 0 | 4.7333 | 0 | 0 | 0 | 0 | 0 | 0 | 0 | 0 | 0 | 0 | 0 | 0 | 0 | 0.45131 | 0 | 0.32173 | 0 | 0 | 0 | 0.0525 | 0.6901 | 0 | 0 | 0 | 0 | 1.5156 | 0 | 0 | 0 | 0 | 0 | 0 | 0 | 0 | 0 | 0 | 0 | 0 | 0
9 | 22 | 4 | 6 | 1.7931 | 0 | 2.4469 | 0 | 0 | 0 | 0.0012057 | 0.04 | 0 | 0 | 0.45207 | 0 | 4.7333 | 0 | 0 | 0 | 0 | 0 | 0 | 0 | 0 | 0 | 0 | 0 | 0 | 0 | 0.45131 | 0 | 0.32173 | 0 | 0 | 0 | 0.0525 | 0.6901 | 0 | 0 | 0 | 0 | 1.5156 | 0 | 0 | 0 | 0 | 0 | 0 | 0 | 0 | 0 | 0 | 0 | 0 | 0
9 | 22 | 5 | 6 | 1.7931 | 0 | 2.4469 | 0 | 0 | 0 | 0.0012057 | 0.040059 | 0 | 0 | 0.45209 | 0 | 4.7334 | 0 | 0 | 0 | 0 | 0 | 0 | 0 | 0 | 0 | 0 | 0 | 0 | 0 | 0.45131 | 0 | 0.32173 | 0 | 0 | 0 | 0.0525 | 0.6901 | 0 | 0 | 0 | 0 | 1.5156 | 0 | 0 | 0 | 0 | 0 | 0 | 0 | 0 | 0 | 0 | 0 | 0 | 0
9 | 22 | 6 | 6 | 1.7931 | 0 | 2.4469 | 0 | 0 | 0 | 0.0012057 | 0.04 | 0 | 0 | 2.527 | 0 | 6.8082 | 0 | 0 | 0 | 0 | 0 | 0 | 0 | 0 | 0 | 0 | 0 | 0 | 0 | 0.45131 | 0 | 0.54519 | 0 | 0 | 0 | 0.315 | 0.6901 | 0 | 0 | 0 | 0 | 2.0016 | 0 | 0 | 0 | 0 | 0 | 0 | 0 | 0 | 0 | 0 | 0 | 0 | 0
9 | 22 | 7 | 6 | 1.7931 | 0 | 2.4469 | 0 | 0 | 0 | 0.0012057 | 0.04 | 0 | 0 | 3.9566 | 0 | 8.2378 | 0 | 0 | 0 | 0 | 0 | 0 | 0 | 0 | 0 | 0 | 0 | 0 | 0 | 0.45131 | 0 | 0.71279 | 0 | 0 | 0 | 0.525 | 0.6901 | 0 | 0 | 0 | 0 | 2.3792 | 0 | 0 | 0 | 0 | 0 | 0 | 0 | 0 | 0 | 0 | 0 | 0 | 0
9 | 22 | 8 | 6 | 1.7931 | 0 | 13.5789 | 0 | 0 | 0 | 0.0012057 | 0.1679 | 0 | 0 | 3.5844 | 0 | 19.1256 | 0 | 0 | 0 | 0 | 0 | 0 | 0 | 0 | 0 | 0 | 0 | 0 | 0 | 0.45131 | 0 | 0.71279 | 0 | 0 | 0 | 0.42 | 0.6901 | 0 | 0 | 0 | 0 | 2.2742 | 0 | 0 | 0 | 0 | 0 | 0 | 0 | 0 | 0 | 0 | 0 | 0 | 0
9 | 22 | 9 | 6 | 1.7931 | 0 | 13.5789 | 0 | 0 | 0 | 0.0012057 | 0.26563 | 0 | 0 | 2.5268 | 0 | 18.1657 | 0 | 0 | 0 | 0 | 0 | 0 | 0 | 0 | 0 | 0 | 0 | 0 | 0 | 0.45131 | 0 | 0.71279 | 0 | 0.81971 | 0 | 0.315 | 0.6901 | 0 | 0 | 0 | 0 | 2.9889 | 0 | 0 | 0 | 0 | 0 | 0 | 0 | 0 | 0 | 0 | 0 | 0 | 0
9 | 22 | 10 | 6 | 1.7931 | 0 | 13.5789 | 0 | 0 | 0 | 0.0012057 | 0.22275 | 0 | 0 | 2.5268 | 0 | 18.1228 | 0 | 0 | 0 | 0 | 0 | 0 | 0 | 0 | 0 | 0 | 0 | 0 | 0 | 0.45131 | 0 | 0.71279 | 0 | 1.0617 | 0 | 0.315 | 0.6901 | 0 | 0 | 0 | 0 | 3.2309 | 0 | 0 | 0 | 0 | 0 | 0 | 0 | 0 | 0 | 0 | 0 | 0 | 0
9 | 22 | 11 | 6 | 1.7931 | 0 | 13.5789 | 0 | 0 | 0 | 0.0012057 | 0.31594 | 0 | 0 | 2.9418 | 0 | 18.6309 | 0 | 0 | 0 | 0 | 0 | 0 | 0 | 0 | 0 | 0 | 0 | 0 | 0 | 0.45131 | 0 | 0.54519 | 0 | 1.835 | 0 | 0.3675 | 0.6901 | 0 | 0 | 0 | 0 | 3.8891 | 0 | 0 | 0 | 0 | 0 | 0 | 0 | 0 | 0 | 0 | 0 | 0 | 0
9 | 22 | 12 | 6 | 1.7931 | 0 | 8.6313 | 0 | 0 | 0 | 0.0012057 | 0.32053 | 0 | 0 | 3.3568 | 0 | 14.1029 | 0 | 0 | 0 | 0 | 0 | 0 | 0 | 0 | 0 | 0 | 0 | 0 | 0 | 0.45131 | 0 | 0.54519 | 0 | 1.822 | 0 | 0.42 | 0.6901 | 0 | 0 | 0 | 0 | 3.9286 | 0 | 0 | 0 | 0 | 0 | 0 | 0 | 0 | 0 | 0 | 0 | 0 | 0
9 | 22 | 13 | 6 | 1.7931 | 0 | 13.5789 | 0 | 0 | 0 | 0.0012057 | 0.44869 | 0 | 0 | 2.9418 | 0 | 18.7637 | 0 | 0 | 0 | 0 | 0 | 0 | 0 | 0 | 0 | 0 | 0 | 0 | 0 | 0.45131 | 0 | 0.54519 | 0 | 2.6439 | 0 | 0.3675 | 0.6901 | 0 | 0 | 0 | 0 | 4.698 | 0 | 0 | 0 | 0 | 0 | 0 | 0 | 0 | 0 | 0 | 0 | 0 | 0
9 | 22 | 14 | 6 | 1.7931 | 0 | 13.5789 | 0 | 0 | 0 | 0.0012057 | 0.51462 | 0 | 0 | 2.9417 | 0 | 18.8296 | 0 | 0 | 0 | 0 | 0 | 0 | 0 | 0 | 0 | 0 | 0 | 0 | 0 | 0.45131 | 0 | 0.54519 | 0 | 3.2214 | 0 | 0.3675 | 0.6901 | 0 | 0 | 0 | 0 | 5.2755 | 0 | 0 | 0 | 0 | 0 | 0 | 0 | 0 | 0 | 0 | 0 | 0 | 0
9 | 22 | 15 | 6 | 1.7931 | 0 | 13.5789 | 0 | 0 | 0 | 0.0012057 | 0.52676 | 0 | 0 | 2.5267 | 0 | 18.4267 | 0 | 0 | 0 | 0 | 0 | 0 | 0 | 0 | 0 | 0 | 0 | 0 | 0 | 0.45131 | 0 | 0.54519 | 0 | 3.3617 | 0 | 0.315 | 0.6901 | 0 | 0 | 0 | 0 | 5.3633 | 0 | 0 | 0 | 0 | 0 | 0 | 0 | 0 | 0 | 0 | 0 | 0 | 0
9 | 22 | 16 | 6 | 1.7931 | 0 | 13.5789 | 0 | 0 | 0 | 0.0012057 | 0.48274 | 0 | 0 | 2.5267 | 0 | 18.3827 | 0 | 0 | 0 | 0 | 0 | 0 | 0 | 0 | 0 | 0 | 0 | 0 | 0 | 0.45131 | 0 | 0.54519 | 0 | 3.0934 | 0 | 0.315 | 0.6901 | 0 | 0 | 0 | 0 | 5.095 | 0 | 0 | 0 | 0 | 0 | 0 | 0 | 0 | 0 | 0 | 0 | 0 | 0
9 | 22 | 17 | 6 | 1.7931 | 0 | 13.5789 | 0 | 0 | 0 | 0.0012057 | 0.42236 | 0 | 0 | 3.9565 | 0 | 19.752 | 0 | 0 | 0 | 0 | 0 | 0 | 0 | 0 | 0 | 0 | 0 | 0 | 0 | 0.45131 | 0 | 0.54519 | 0 | 2.7232 | 0 | 0.525 | 0.6901 | 0 | 0 | 0 | 0 | 4.9348 | 0 | 0 | 0 | 0 | 0 | 0 | 0 | 0 | 0 | 0 | 0 | 0 | 0
9 | 22 | 18 | 6 | 1.7931 | 0 | 9.8682 | 0 | 0 | 0 | 0.0012057 | 0.27559 | 0 | 0 | 3.9565 | 0 | 15.8946 | 0 | 0 | 0 | 0 | 0 | 0 | 0 | 0 | 0 | 0 | 0 | 0 | 0 | 0.45131 | 0 | 0.54519 | 0 | 1.6724 | 0 | 0.525 | 0.6901 | 0 | 0 | 0 | 0 | 3.884 | 0 | 0 | 0 | 0 | 0 | 0 | 0 | 0 | 0 | 0 | 0 | 0 | 0
9 | 22 | 19 | 6 | 1.7931 | 0 | 2.4469 | 0 | 0 | 0 | 0.0012057 | 0.13435 | 0 | 0 | 3.809 | 0 | 8.1846 | 0 | 0 | 0 | 0 | 0 | 0 | 0 | 0 | 0 | 0 | 0 | 0 | 0 | 0.45131 | 0 | 0.88038 | 0 | 0.6493 | 0 | 0.42 | 0.6901 | 0 | 0 | 0 | 0 | 3.0911 | 0 | 0 | 0 | 0 | 0 | 0 | 0 | 0 | 0 | 0 | 0 | 0 | 0
9 | 22 | 20 | 6 | 1.7931 | 0 | 2.4469 | 0 | 0 | 0 | 0.0012057 | 0.10622 | 0 | 0 | 2.9417 | 0 | 7.2891 | 0 | 0 | 0 | 0 | 0 | 0 | 0 | 0 | 0 | 0 | 0 | 0 | 0 | 0.45131 | 0 | 1.1038 | 0 | 0.42696 | 0 | 0.3675 | 0.6901 | 0 | 0 | 0 | 0 | 3.0397 | 0 | 0 | 0 | 0 | 0 | 0 | 0 | 0 | 0 | 0 | 0 | 0 | 0
9 | 22 | 21 | 6 | 1.7931 | 0 | 2.4469 | 0 | 0 | 0 | 0.0012057 | 0.10801 | 0 | 0 | 3.7715 | 0 | 8.1207 | 0 | 0 | 0 | 0 | 0 | 0 | 0 | 0 | 0 | 0 | 0 | 0 | 0 | 0.45131 | 0 | 1.2156 | 0 | 0.41362 | 0 | 0.4725 | 0.6901 | 0 | 0 | 0 | 0 | 3.2431 | 0 | 0 | 0 | 0 | 0 | 0 | 0 | 0 | 0 | 0 | 0 | 0 | 0
9 | 22 | 22 | 6 | 1.7931 | 0 | 2.4469 | 0 | 0 | 0 | 0.0012057 | 0.10343 | 0 | 0 | 2.5265 | 0 | 6.8711 | 0 | 0 | 0 | 0 | 0 | 0 | 0 | 0 | 0 | 0 | 0 | 0 | 0 | 0.45131 | 0 | 1.1038 | 0 | 0.36919 | 0 | 0.315 | 0.6901 | 0 | 0 | 0 | 0 | 2.9294 | 0 | 0 | 0 | 0 | 0 | 0 | 0 | 0 | 0 | 0 | 0 | 0 | 0
9 | 22 | 23 | 6 | 1.7931 | 0 | 2.4469 | 0 | 0 | 0 | 0.0012057 | 0.101 | 0 | 0 | 0.45149 | 0 | 4.7937 | 0 | 0 | 0 | 0 | 0 | 0 | 0 | 0 | 0 | 0 | 0 | 0 | 0 | 0.45131 | 0 | 0.88038 | 0 | 0.35255 | 0 | 0.0525 | 0.6901 | 0 | 0 | 0 | 0 | 2.4268 | 0 | 0 | 0 | 0 | 0 | 0 | 0 | 0 | 0 | 0 | 0 | 0 | 0
9 | 22 | 24 | 6 | 1.7931 | 0 | 2.4469 | 0 | 0 | 0 | 0.0012057 | 0.082486 | 0 | 0 | 0.45152 | 0 | 4.7752 | 0 | 0 | 0 | 0 | 0 | 0 | 0 | 0 | 0 | 0 | 0 | 0 | 0 | 0.45131 | 0 | 0.54519 | 0 | 0.24369 | 0 | 0.0525 | 0.6901 | 0 | 0 | 0 | 0 | 1.9828 | 0 | 0 | 0 | 0 | 0 | 0 | 0 | 0 | 0 | 0 | 0 | 0 | 0
9 | 23 | 1 | 7 | 1.7931 | 0 | 2.4469 | 0 | 0 | 0 | 0.0012057 | 0.071968 | 0 | 0 | 0.45162 | 0 | 4.7648 | 0 | 0 | 0 | 0 | 0 | 0 | 0 | 0 | 0 | 0 | 0 | 0 | 0 | 0.45131 | 0 | 0.32173 | 0 | 0.1823 | 0 | 0.0525 | 0.6901 | 0 | 0 | 0 | 0 | 1.6979 | 0 | 0 | 0 | 0 | 0 | 0 | 0 | 0 | 0 | 0 | 0 | 0 | 0
9 | 23 | 2 | 7 | 1.7931 | 0 | 2.4469 | 0 | 0 | 0 | 0.0012057 | 0.060931 | 0 | 0 | 0.45173 | 0 | 4.7539 | 0 | 0 | 0 | 0 | 0 | 0 | 0 | 0 | 0 | 0 | 0 | 0 | 0 | 0.45131 | 0 | 0.32173 | 0 | 0.11362 | 0 | 0.0525 | 0.6901 | 0 | 0 | 0 | 0 | 1.6293 | 0 | 0 | 0 | 0 | 0 | 0 | 0 | 0 | 0 | 0 | 0 | 0 | 0
9 | 23 | 3 | 7 | 1.7931 | 0 | 2.4469 | 0 | 0 | 0 | 0.0012057 | 0.059691 | 0 | 0 | 0.4518 | 0 | 4.7527 | 0 | 0 | 0 | 0 | 0 | 0 | 0 | 0 | 0 | 0 | 0 | 0 | 0 | 0.45131 | 0 | 0.32173 | 0 | 0.10704 | 0 | 0.0525 | 0.6901 | 0 | 0 | 0 | 0 | 1.6227 | 0 | 0 | 0 | 0 | 0 | 0 | 0 | 0 | 0 | 0 | 0 | 0 | 0
9 | 23 | 4 | 7 | 1.7931 | 0 | 2.4469 | 0 | 0 | 0 | 0.0012057 | 0.053061 | 0 | 0 | 0.45182 | 0 | 4.7461 | 0 | 0 | 0 | 0 | 0 | 0 | 0 | 0 | 0 | 0 | 0 | 0 | 0 | 0.45131 | 0 | 0.32173 | 0 | 0.070539 | 0 | 0.0525 | 0.6901 | 0 | 0 | 0 | 0 | 1.5862 | 0 | 0 | 0 | 0 | 0 | 0 | 0 | 0 | 0 | 0 | 0 | 0 | 0
9 | 23 | 5 | 7 | 1.7931 | 0 | 2.4469 | 0 | 0 | 0 | 0.0012057 | 0.043051 | 0 | 0 | 0.45184 | 0 | 4.7361 | 0 | 0 | 0 | 0 | 0 | 0 | 0 | 0 | 0 | 0 | 0 | 0 | 0 | 0.45131 | 0 | 0.32173 | 0 | 0.0158 | 0 | 0.0525 | 0.6901 | 0 | 0 | 0 | 0 | 1.5314 | 0 | 0 | 0 | 0 | 0 | 0 | 0 | 0 | 0 | 0 | 0 | 0 | 0
9 | 23 | 6 | 7 | 1.7931 | 0 | 2.4469 | 0 | 0 | 0 | 0.0012057 | 0.041905 | 0 | 0 | 2.5268 | 0 | 6.8099 | 0 | 0 | 0 | 0 | 0 | 0 | 0 | 0 | 0 | 0 | 0 | 0 | 0 | 0.45131 | 0 | 0.54519 | 0 | 0.010869 | 0 | 0.315 | 0.6901 | 0 | 0 | 0 | 0 | 2.0125 | 0 | 0 | 0 | 0 | 0 | 0 | 0 | 0 | 0 | 0 | 0 | 0 | 0
9 | 23 | 7 | 7 | 1.7931 | 0 | 2.4469 | 0 | 0 | 0 | 0.0012057 | 0.044342 | 0 | 0 | 3.9565 | 0 | 8.242 | 0 | 0 | 0 | 0 | 0 | 0 | 0 | 0 | 0 | 0 | 0 | 0 | 0 | 0.45131 | 0 | 0.71279 | 0 | 0.022563 | 0 | 0.525 | 0.6901 | 0 | 0 | 0 | 0 | 2.4018 | 0 | 0 | 0 | 0 | 0 | 0 | 0 | 0 | 0 | 0 | 0 | 0 | 0
9 | 23 | 8 | 7 | 1.7931 | 0 | 13.5789 | 0 | 0 | 0 | 0.0012057 | 0.2782 | 0 | 0 | 3.5841 | 0 | 19.2355 | 0 | 0 | 0 | 0 | 0 | 0 | 0 | 0 | 0 | 0 | 0 | 0 | 0 | 0.45131 | 0 | 0.71279 | 0 | 0.19709 | 0 | 0.42 | 0.6901 | 0 | 0 | 0 | 0 | 2.4713 | 0 | 0 | 0 | 0 | 0 | 0 | 0 | 0 | 0 | 0 | 0 | 0 | 0
9 | 23 | 9 | 7 | 1.7931 | 0 | 13.5789 | 0 | 0 | 0 | 0.0012057 | 0.32812 | 0 | 0 | 2.5266 | 0 | 18.2279 | 0 | 0 | 0 | 0 | 0 | 0 | 0 | 0 | 0 | 0 | 0 | 0 | 0 | 0.45131 | 0 | 0.71279 | 0 | 1.3133 | 0 | 0.315 | 0.6901 | 0 | 0 | 0 | 0 | 3.4825 | 0 | 0 | 0 | 0 | 0 | 0 | 0 | 0 | 0 | 0 | 0 | 0 | 0
9 | 23 | 10 | 7 | 1.7931 | 0 | 13.5789 | 0 | 0 | 0 | 0.0012057 | 0.37368 | 0 | 0 | 2.5266 | 0 | 18.2735 | 0 | 0 | 0 | 0 | 0 | 0 | 0 | 0 | 0 | 0 | 0 | 0 | 0 | 0.45131 | 0 | 0.71279 | 0 | 1.9855 | 0 | 0.315 | 0.6901 | 0 | 0 | 0 | 0 | 4.1547 | 0 | 0 | 0 | 0 | 0 | 0 | 0 | 0 | 0 | 0 | 0 | 0 | 0
9 | 23 | 11 | 7 | 1.7931 | 0 | 13.5789 | 0 | 0 | 0 | 0.0012057 | 0.409 | 0 | 0 | 2.9415 | 0 | 18.7237 | 0 | 0 | 0 | 0 | 0 | 0 | 0 | 0 | 0 | 0 | 0 | 0 | 0 | 0.45131 | 0 | 0.54519 | 0 | 2.2626 | 0 | 0.3675 | 0.6901 | 0 | 0 | 0 | 0 | 4.3167 | 0 | 0 | 0 | 0 | 0 | 0 | 0 | 0 | 0 | 0 | 0 | 0 | 0
9 | 23 | 12 | 7 | 1.7931 | 0 | 8.6313 | 0 | 0 | 0 | 0.0012057 | 0.43628 | 0 | 0 | 3.3565 | 0 | 14.2185 | 0 | 0 | 0 | 0 | 0 | 0 | 0 | 0 | 0 | 0 | 0 | 0 | 0 | 0.45131 | 0 | 0.54519 | 0 | 2.2905 | 0 | 0.42 | 0.6901 | 0 | 0 | 0 | 0 | 4.3971 | 0 | 0 | 0 | 0 | 0 | 0 | 0 | 0 | 0 | 0 | 0 | 0 | 0
9 | 23 | 13 | 7 | 1.7931 | 0 | 13.5789 | 0 | 0 | 0 | 0.0012057 | 0.52391 | 0 | 0 | 2.9415 | 0 | 18.8386 | 0 | 0 | 0 | 0 | 0 | 0 | 0 | 0 | 0 | 0 | 0 | 0 | 0 | 0.45131 | 0 | 0.54519 | 0 | 2.9161 | 0 | 0.3675 | 0.6901 | 0 | 0 | 0 | 0 | 4.9702 | 0 | 0 | 0 | 0 | 0 | 0 | 0 | 0 | 0 | 0 | 0 | 0 | 0
9 | 23 | 14 | 7 | 1.7931 | 0 | 13.5789 | 0 | 0 | 0 | 0.0012057 | 0.59245 | 0 | 0 | 2.9415 | 0 | 18.9072 | 0 | 0 | 0 | 0 | 0 | 0 | 0 | 0 | 0 | 0 | 0 | 0 | 0 | 0.45131 | 0 | 0.54519 | 0 | 3.4177 | 0 | 0.3675 | 0.6901 | 0 | 0 | 0 | 0 | 5.4718 | 0 | 0 | 0 | 0 | 0 | 0 | 0 | 0 | 0 | 0 | 0 | 0 | 0
9 | 23 | 15 | 7 | 1.7931 | 0 | 13.5789 | 0 | 0 | 0 | 0.0012057 | 0.56716 | 0 | 0 | 2.5265 | 0 | 18.4669 | 0 | 0 | 0 | 0 | 0 | 0 | 0 | 0 | 0 | 0 | 0 | 0 | 0 | 0.45131 | 0 | 0.54519 | 0 | 3.2755 | 0 | 0.315 | 0.6901 | 0 | 0 | 0 | 0 | 5.2771 | 0 | 0 | 0 | 0 | 0 | 0 | 0 | 0 | 0 | 0 | 0 | 0 | 0
9 | 23 | 16 | 7 | 1.7931 | 0 | 13.5789 | 0 | 0 | 0 | 0.0012057 | 0.48501 | 0 | 0 | 2.5265 | 0 | 18.3847 | 0 | 0 | 0 | 0 | 0 | 0 | 0 | 0 | 0 | 0 | 0 | 0 | 0 | 0.45131 | 0 | 0.54519 | 0 | 2.849 | 0 | 0.315 | 0.6901 | 0 | 0 | 0 | 0 | 4.8506 | 0 | 0 | 0 | 0 | 0 | 0 | 0 | 0 | 0 | 0 | 0 | 0 | 0
9 | 23 | 17 | 7 | 1.7931 | 0 | 13.5789 | 0 | 0 | 0 | 0.0012057 | 0.4405 | 0 | 0 | 3.9564 | 0 | 19.7701 | 0 | 0 | 0 | 0 | 0 | 0 | 0 | 0 | 0 | 0 | 0 | 0 | 0 | 0.45131 | 0 | 0.54519 | 0 | 2.616 | 0 | 0.525 | 0.6901 | 0 | 0 | 0 | 0 | 4.8277 | 0 | 0 | 0 | 0 | 0 | 0 | 0 | 0 | 0 | 0 | 0 | 0 | 0
9 | 23 | 18 | 7 | 1.7931 | 0 | 9.8682 | 0 | 0 | 0 | 0.0012057 | 0.30394 | 0 | 0 | 3.9564 | 0 | 15.9228 | 0 | 0 | 0 | 0 | 0 | 0 | 0 | 0 | 0 | 0 | 0 | 0 | 0 | 0.45131 | 0 | 0.54519 | 0 | 1.7002 | 0 | 0.525 | 0.6901 | 0 | 0 | 0 | 0 | 3.9118 | 0 | 0 | 0 | 0 | 0 | 0 | 0 | 0 | 0 | 0 | 0 | 0 | 0
9 | 23 | 19 | 7 | 1.7931 | 0 | 2.4469 | 0 | 0 | 0 | 0.0012057 | 0.17231 | 0 | 0 | 3.8085 | 0 | 8.2221 | 0 | 0 | 0 | 0 | 0 | 0 | 0 | 0 | 0 | 0 | 0 | 0 | 0 | 0.45131 | 0 | 0.88038 | 0 | 0.83398 | 0 | 0.42 | 0.6901 | 0 | 0 | 0 | 0 | 3.2758 | 0 | 0 | 0 | 0 | 0 | 0 | 0 | 0 | 0 | 0 | 0 | 0 | 0
9 | 23 | 20 | 7 | 1.7931 | 0 | 2.4469 | 0 | 0 | 0 | 0.0012057 | 0.13561 | 0 | 0 | 2.9414 | 0 | 7.3182 | 0 | 0 | 0 | 0 | 0 | 0 | 0 | 0 | 0 | 0 | 0 | 0 | 0 | 0.45131 | 0 | 1.1038 | 0 | 0.56704 | 0 | 0.3675 | 0.6901 | 0 | 0 | 0 | 0 | 3.1798 | 0 | 0 | 0 | 0 | 0 | 0 | 0 | 0 | 0 | 0 | 0 | 0 | 0
9 | 23 | 21 | 7 | 1.7931 | 0 | 2.4469 | 0 | 0 | 0 | 0.0012057 | 0.10899 | 0 | 0 | 3.7713 | 0 | 8.1215 | 0 | 0 | 0 | 0 | 0 | 0 | 0 | 0 | 0 | 0 | 0 | 0 | 0 | 0.45131 | 0 | 1.2156 | 0 | 0.40359 | 0 | 0.4725 | 0.6901 | 0 | 0 | 0 | 0 | 3.2331 | 0 | 0 | 0 | 0 | 0 | 0 | 0 | 0 | 0 | 0 | 0 | 0 | 0
9 | 23 | 22 | 7 | 1.7931 | 0 | 2.4469 | 0 | 0 | 0 | 0.0012057 | 0.098514 | 0 | 0 | 2.5262 | 0 | 6.866 | 0 | 0 | 0 | 0 | 0 | 0 | 0 | 0 | 0 | 0 | 0 | 0 | 0 | 0.45131 | 0 | 1.1038 | 0 | 0.35514 | 0 | 0.315 | 0.6901 | 0 | 0 | 0 | 0 | 2.9154 | 0 | 0 | 0 | 0 | 0 | 0 | 0 | 0 | 0 | 0 | 0 | 0 | 0
9 | 23 | 23 | 7 | 1.7931 | 0 | 2.4469 | 0 | 0 | 0 | 0.0012057 | 0.093571 | 0 | 0 | 0.45129 | 0 | 4.7861 | 0 | 0 | 0 | 0 | 0 | 0 | 0 | 0 | 0 | 0 | 0 | 0 | 0 | 0.45131 | 0 | 0.88038 | 0 | 0.32768 | 0 | 0.0525 | 0.6901 | 0 | 0 | 0 | 0 | 2.402 | 0 | 0 | 0 | 0 | 0 | 0 | 0 | 0 | 0 | 0 | 0 | 0 | 0
9 | 23 | 24 | 7 | 1.7931 | 0 | 2.4469 | 0 | 0 | 0 | 0.0012057 | 0.085535 | 0 | 0 | 0.45133 | 0 | 4.7781 | 0 | 0 | 0 | 0 | 0 | 0 | 0 | 0 | 0 | 0 | 0 | 0 | 0 | 0.45131 | 0 | 0.54519 | 0 | 0.27575 | 0 | 0.0525 | 0.6901 | 0 | 0 | 0 | 0 | 2.0149 | 0 | 0 | 0 | 0 | 0 | 0 | 0 | 0 | 0 | 0 | 0 | 0 | 0
9 | 24 | 1 | 1 | 1.7931 | 0 | 2.4469 | 0 | 0 | 0 | 0.0012057 | 0.078409 | 0 | 0 | 0.45143 | 0 | 4.7711 | 0 | 0 | 0 | 0 | 0 | 0 | 0 | 0 | 0 | 0 | 0 | 0 | 0 | 0.45131 | 0 | 0.32173 | 0 | 0.22853 | 0 | 0.0525 | 0.6901 | 0 | 0 | 0 | 0 | 1.7442 | 0 | 0 | 0 | 0 | 0 | 0 | 0 | 0 | 0 | 0 | 0 | 0 | 0
9 | 24 | 2 | 1 | 1.7931 | 0 | 2.4469 | 0 | 0 | 0 | 0.0012057 | 0.073362 | 0 | 0 | 0.45154 | 0 | 4.7661 | 0 | 0 | 0 | 0 | 0 | 0 | 0 | 0 | 0 | 0 | 0 | 0 | 0 | 0.45131 | 0 | 0.32173 | 0 | 0.19418 | 0 | 0.0525 | 0.6901 | 0 | 0 | 0 | 0 | 1.7098 | 0 | 0 | 0 | 0 | 0 | 0 | 0 | 0 | 0 | 0 | 0 | 0 | 0
9 | 24 | 3 | 1 | 1.7931 | 0 | 2.4469 | 0 | 0 | 0 | 0.0012057 | 0.076158 | 0 | 0 | 0.4516 | 0 | 4.769 | 0 | 0 | 0 | 0 | 0 | 0 | 0 | 0 | 0 | 0 | 0 | 0 | 0 | 0.45131 | 0 | 0.32173 | 0 | 0.21134 | 0 | 0.0525 | 0.6901 | 0 | 0 | 0 | 0 | 1.727 | 0 | 0 | 0 | 0 | 0 | 0 | 0 | 0 | 0 | 0 | 0 | 0 | 0
9 | 24 | 4 | 1 | 1.7931 | 0 | 2.4469 | 0 | 0 | 0 | 0.0012057 | 0.077165 | 0 | 0 | 0.45162 | 0 | 4.77 | 0 | 0 | 0 | 0 | 0 | 0 | 0 | 0 | 0 | 0 | 0 | 0 | 0 | 0.45131 | 0 | 0.32173 | 0 | 0.21583 | 0 | 0.0525 | 0.6901 | 0 | 0 | 0 | 0 | 1.7315 | 0 | 0 | 0 | 0 | 0 | 0 | 0 | 0 | 0 | 0 | 0 | 0 | 0
9 | 24 | 5 | 1 | 1.7931 | 0 | 2.4469 | 0 | 0 | 0 | 0.0012057 | 0.077754 | 0 | 0 | 0.45162 | 0 | 4.7706 | 0 | 0 | 0 | 0 | 0 | 0 | 0 | 0 | 0 | 0 | 0 | 0 | 0 | 0.45131 | 0 | 0.32173 | 0 | 0.22026 | 0 | 0.0525 | 0.6901 | 0 | 0 | 0 | 0 | 1.7359 | 0 | 0 | 0 | 0 | 0 | 0 | 0 | 0 | 0 | 0 | 0 | 0 | 0
9 | 24 | 6 | 1 | 1.7931 | 0 | 2.4469 | 0 | 0 | 0 | 0.0012057 | 0.063045 | 0 | 0 | 2.5265 | 0 | 6.8308 | 0 | 0 | 0 | 0 | 0 | 0 | 0 | 0 | 0 | 0 | 0 | 0 | 0 | 0.45131 | 0 | 0.54519 | 0 | 0.13456 | 0 | 0.315 | 0.6901 | 0 | 0 | 0 | 0 | 2.1362 | 0 | 0 | 0 | 0 | 0 | 0 | 0 | 0 | 0 | 0 | 0 | 0 | 0
9 | 24 | 7 | 1 | 1.7931 | 0 | 2.4469 | 0 | 0 | 0 | 0.0012057 | 0.061894 | 0 | 0 | 3.9563 | 0 | 8.2595 | 0 | 0 | 0 | 0 | 0 | 0 | 0 | 0 | 0 | 0 | 0 | 0 | 0 | 0.45131 | 0 | 0.71279 | 0 | 0.12587 | 0 | 0.525 | 0.6901 | 0 | 0 | 0 | 0 | 2.5051 | 0 | 0 | 0 | 0 | 0 | 0 | 0 | 0 | 0 | 0 | 0 | 0 | 0
9 | 24 | 8 | 1 | 1.7931 | 0 | 13.5789 | 0 | 0 | 0 | 0.0012057 | 0.19375 | 0 | 0 | 3.5837 | 0 | 19.1507 | 0 | 0 | 0 | 0 | 0 | 0 | 0 | 0 | 0 | 0 | 0 | 0 | 0 | 0.45131 | 0 | 0.71279 | 0 | 0.57154 | 0 | 0.42 | 0.6901 | 0 | 0 | 0 | 0 | 2.8457 | 0 | 0 | 0 | 0 | 0 | 0 | 0 | 0 | 0 | 0 | 0 | 0 | 0
9 | 24 | 9 | 1 | 1.7931 | 0 | 13.5789 | 0 | 0 | 0 | 0.0012057 | 0.23789 | 0 | 0 | 2.5263 | 0 | 18.1375 | 0 | 0 | 0 | 0 | 0 | 0 | 0 | 0 | 0 | 0 | 0 | 0 | 0 | 0.45131 | 0 | 0.71279 | 0 | 1.1635 | 0 | 0.315 | 0.6901 | 0 | 0 | 0 | 0 | 3.3327 | 0 | 0 | 0 | 0 | 0 | 0 | 0 | 0 | 0 | 0 | 0 | 0 | 0
9 | 24 | 10 | 1 | 1.7931 | 0 | 13.5789 | 0 | 0 | 0 | 0.0012057 | 0.27612 | 0 | 0 | 2.5263 | 0 | 18.1757 | 0 | 0 | 0 | 0 | 0 | 0 | 0 | 0 | 0 | 0 | 0 | 0 | 0 | 0.45131 | 0 | 0.71279 | 0 | 1.5708 | 0 | 0.315 | 0.6901 | 0 | 0 | 0 | 0 | 3.74 | 0 | 0 | 0 | 0 | 0 | 0 | 0 | 0 | 0 | 0 | 0 | 0 | 0
9 | 24 | 11 | 1 | 1.7931 | 0 | 13.5789 | 0 | 0 | 0 | 0.0012057 | 0.31948 | 0 | 0 | 2.9413 | 0 | 18.634 | 0 | 0 | 0 | 0 | 0 | 0 | 0 | 0 | 0 | 0 | 0 | 0 | 0 | 0.45131 | 0 | 0.54519 | 0 | 1.8649 | 0 | 0.3675 | 0.6901 | 0 | 0 | 0 | 0 | 3.919 | 0 | 0 | 0 | 0 | 0 | 0 | 0 | 0 | 0 | 0 | 0 | 0 | 0
9 | 24 | 12 | 1 | 1.7931 | 0 | 8.6313 | 0 | 0 | 0 | 0.0012057 | 0.23203 | 0 | 0 | 3.3563 | 0 | 14.014 | 0 | 0 | 0 | 0 | 0 | 0 | 0 | 0 | 0 | 0 | 0 | 0 | 0 | 0.45131 | 0 | 0.54519 | 0 | 1.2948 | 0 | 0.42 | 0.6901 | 0 | 0 | 0 | 0 | 3.4014 | 0 | 0 | 0 | 0 | 0 | 0 | 0 | 0 | 0 | 0 | 0 | 0 | 0
9 | 24 | 13 | 1 | 1.7931 | 0 | 13.5789 | 0 | 0 | 0 | 0.0012057 | 0.24995 | 0 | 0 | 2.9413 | 0 | 18.5644 | 0 | 0 | 0 | 0 | 0 | 0 | 0 | 0 | 0 | 0 | 0 | 0 | 0 | 0.45131 | 0 | 0.54519 | 0 | 1.4407 | 0 | 0.3675 | 0.6901 | 0 | 0 | 0 | 0 | 3.4948 | 0 | 0 | 0 | 0 | 0 | 0 | 0 | 0 | 0 | 0 | 0 | 0 | 0
9 | 24 | 14 | 1 | 1.7931 | 0 | 13.5789 | 0 | 0 | 0 | 0.0012057 | 0.28713 | 0 | 0 | 2.9413 | 0 | 18.6016 | 0 | 0 | 0 | 0 | 0 | 0 | 0 | 0 | 0 | 0 | 0 | 0 | 0 | 0.45131 | 0 | 0.54519 | 0 | 1.7011 | 0 | 0.3675 | 0.6901 | 0 | 0 | 0 | 0 | 3.7552 | 0 | 0 | 0 | 0 | 0 | 0 | 0 | 0 | 0 | 0 | 0 | 0 | 0
9 | 24 | 15 | 1 | 1.7931 | 0 | 13.5789 | 0 | 0 | 0 | 0.0012057 | 0.33615 | 0 | 0 | 2.5263 | 0 | 18.2357 | 0 | 0 | 0 | 0 | 0 | 0 | 0 | 0 | 0 | 0 | 0 | 0 | 0 | 0.45131 | 0 | 0.54519 | 0 | 2.0131 | 0 | 0.315 | 0.6901 | 0 | 0 | 0 | 0 | 4.0147 | 0 | 0 | 0 | 0 | 0 | 0 | 0 | 0 | 0 | 0 | 0 | 0 | 0
9 | 24 | 16 | 1 | 1.7931 | 0 | 13.5789 | 0 | 0 | 0 | 0.0012057 | 0.29126 | 0 | 0 | 2.5263 | 0 | 18.1908 | 0 | 0 | 0 | 0 | 0 | 0 | 0 | 0 | 0 | 0 | 0 | 0 | 0 | 0.45131 | 0 | 0.54519 | 0 | 1.7641 | 0 | 0.315 | 0.6901 | 0 | 0 | 0 | 0 | 3.7657 | 0 | 0 | 0 | 0 | 0 | 0 | 0 | 0 | 0 | 0 | 0 | 0 | 0
9 | 24 | 17 | 1 | 1.7931 | 0 | 13.5789 | 0 | 0 | 0 | 0.0012057 | 0.26602 | 0 | 0 | 3.9563 | 0 | 19.5955 | 0 | 0 | 0 | 0 | 0 | 0 | 0 | 0 | 0 | 0 | 0 | 0 | 0 | 0.45131 | 0 | 0.54519 | 0 | 1.6017 | 0 | 0.525 | 0.6901 | 0 | 0 | 0 | 0 | 3.8133 | 0 | 0 | 0 | 0 | 0 | 0 | 0 | 0 | 0 | 0 | 0 | 0 | 0
9 | 24 | 18 | 1 | 1.7931 | 0 | 9.8682 | 0 | 0 | 0 | 0.0012057 | 0.2114 | 0 | 0 | 3.9563 | 0 | 15.8302 | 0 | 0 | 0 | 0 | 0 | 0 | 0 | 0 | 0 | 0 | 0 | 0 | 0 | 0.45131 | 0 | 0.54519 | 0 | 1.2072 | 0 | 0.525 | 0.6901 | 0 | 0 | 0 | 0 | 3.4188 | 0 | 0 | 0 | 0 | 0 | 0 | 0 | 0 | 0 | 0 | 0 | 0 | 0
9 | 24 | 19 | 1 | 1.7931 | 0 | 2.4469 | 0 | 0 | 0 | 0.0012057 | 0.10586 | 0 | 0 | 3.8082 | 0 | 8.1553 | 0 | 0 | 0 | 0 | 0 | 0 | 0 | 0 | 0 | 0 | 0 | 0 | 0 | 0.45131 | 0 | 0.88038 | 0 | 0.4386 | 0 | 0.42 | 0.6901 | 0 | 0 | 0 | 0 | 2.8804 | 0 | 0 | 0 | 0 | 0 | 0 | 0 | 0 | 0 | 0 | 0 | 0 | 0
9 | 24 | 20 | 1 | 1.7931 | 0 | 2.4469 | 0 | 0 | 0 | 0.0012057 | 0.072657 | 0 | 0 | 2.9412 | 0 | 7.2551 | 0 | 0 | 0 | 0 | 0 | 0 | 0 | 0 | 0 | 0 | 0 | 0 | 0 | 0.45131 | 0 | 1.1038 | 0 | 0.2129 | 0 | 0.3675 | 0.6901 | 0 | 0 | 0 | 0 | 2.8256 | 0 | 0 | 0 | 0 | 0 | 0 | 0 | 0 | 0 | 0 | 0 | 0 | 0
9 | 24 | 21 | 1 | 1.7931 | 0 | 2.4469 | 0 | 0 | 0 | 0.0012057 | 0.064737 | 0 | 0 | 3.7711 | 0 | 8.077 | 0 | 0 | 0 | 0 | 0 | 0 | 0 | 0 | 0 | 0 | 0 | 0 | 0 | 0.45131 | 0 | 1.2156 | 0 | 0.16371 | 0 | 0.4725 | 0.6901 | 0 | 0 | 0 | 0 | 2.9932 | 0 | 0 | 0 | 0 | 0 | 0 | 0 | 0 | 0 | 0 | 0 | 0 | 0
9 | 24 | 22 | 1 | 1.7931 | 0 | 2.4469 | 0 | 0 | 0 | 0.0012057 | 0.059224 | 0 | 0 | 2.5261 | 0 | 6.8265 | 0 | 0 | 0 | 0 | 0 | 0 | 0 | 0 | 0 | 0 | 0 | 0 | 0 | 0.45131 | 0 | 1.1038 | 0 | 0.12799 | 0 | 0.315 | 0.6901 | 0 | 0 | 0 | 0 | 2.6883 | 0 | 0 | 0 | 0 | 0 | 0 | 0 | 0 | 0 | 0 | 0 | 0 | 0
9 | 24 | 23 | 1 | 1.7931 | 0 | 2.4469 | 0 | 0 | 0 | 0.0012057 | 0.056096 | 0 | 0 | 0.45111 | 0 | 4.7484 | 0 | 0 | 0 | 0 | 0 | 0 | 0 | 0 | 0 | 0 | 0 | 0 | 0 | 0.45131 | 0 | 0.88038 | 0 | 0.10827 | 0 | 0.0525 | 0.6901 | 0 | 0 | 0 | 0 | 2.1826 | 0 | 0 | 0 | 0 | 0 | 0 | 0 | 0 | 0 | 0 | 0 | 0 | 0
9 | 24 | 24 | 1 | 1.7931 | 0 | 2.4469 | 0 | 0 | 0 | 0.0012057 | 0.051179 | 0 | 0 | 0.45115 | 0 | 4.7435 | 0 | 0 | 0 | 0 | 0 | 0 | 0 | 0 | 0 | 0 | 0 | 0 | 0 | 0.45131 | 0 | 0.54519 | 0 | 0.077066 | 0 | 0.0525 | 0.6901 | 0 | 0 | 0 | 0 | 1.8162 | 0 | 0 | 0 | 0 | 0 | 0 | 0 | 0 | 0 | 0 | 0 | 0 | 0
9 | 25 | 1 | 2 | 1.7931 | 0 | 2.4469 | 0 | 0 | 0 | 0.0012057 | 0.046845 | 0 | 0 | 0.45126 | 0 | 4.7393 | 0 | 0 | 0 | 0 | 0 | 0 | 0 | 0 | 0 | 0 | 0 | 0 | 0 | 0.45131 | 0 | 0.32173 | 0 | 0.04866 | 0 | 0.0525 | 0.6901 | 0 | 0 | 0 | 0 | 1.5643 | 0 | 0 | 0 | 0 | 0 | 0 | 0 | 0 | 0 | 0 | 0 | 0 | 0
9 | 25 | 2 | 2 | 1.7931 | 0 | 2.4469 | 0 | 0 | 0 | 0.0012057 | 0.04124 | 0 | 0 | 0.45137 | 0 | 4.7338 | 0 | 0 | 0 | 0 | 0 | 0 | 0 | 0 | 0 | 0 | 0 | 0 | 0 | 0.45131 | 0 | 0.32173 | 0 | 0.008607 | 0 | 0.0525 | 0.6901 | 0 | 0 | 0 | 0 | 1.5243 | 0 | 0 | 0 | 0 | 0 | 0 | 0 | 0 | 0 | 0 | 0 | 0 | 0
9 | 25 | 3 | 2 | 1.7931 | 0 | 2.4469 | 0 | 0 | 0 | 0.0012057 | 0.047275 | 0 | 0 | 0.45144 | 0 | 4.7399 | 0 | 0 | 0 | 0 | 0 | 0 | 0 | 0 | 0 | 0 | 0 | 0 | 0 | 0.45131 | 0 | 0.32173 | 0 | 0.023531 | 0 | 0.0525 | 0.6901 | 0 | 0 | 0 | 0 | 1.5392 | 0 | 0 | 0 | 0 | 0 | 0 | 0 | 0 | 0 | 0 | 0 | 0 | 0
9 | 25 | 4 | 2 | 1.7931 | 0 | 2.4469 | 0 | 0 | 0 | 0.0012057 | 0.041169 | 0 | 0 | 0.45146 | 0 | 4.7339 | 0 | 0 | 0 | 0 | 0 | 0 | 0 | 0 | 0 | 0 | 0 | 0 | 0 | 0.45131 | 0 | 0.32173 | 0 | 0.0074153 | 0 | 0.0525 | 0.6901 | 0 | 0 | 0 | 0 | 1.5231 | 0 | 0 | 0 | 0 | 0 | 0 | 0 | 0 | 0 | 0 | 0 | 0 | 0
9 | 25 | 5 | 2 | 1.7931 | 0 | 2.4469 | 0 | 0 | 0 | 0.0012057 | 0.041428 | 0 | 0 | 0.45149 | 0 | 4.7341 | 0 | 0 | 0 | 0 | 0 | 0 | 0 | 0 | 0 | 0 | 0 | 0 | 0 | 0.45131 | 0 | 0.32173 | 0 | 0.006869 | 0 | 0.0525 | 0.6901 | 0 | 0 | 0 | 0 | 1.5225 | 0 | 0 | 0 | 0 | 0 | 0 | 0 | 0 | 0 | 0 | 0 | 0 | 0
9 | 25 | 6 | 2 | 1.7931 | 0 | 2.4469 | 0 | 0 | 0 | 0.0012057 | 0.041093 | 0 | 0 | 2.5264 | 0 | 6.8087 | 0 | 0 | 0 | 0 | 0 | 0 | 0 | 0 | 0 | 0 | 0 | 0 | 0 | 0.45131 | 0 | 0.54519 | 0 | 0.0056627 | 0 | 0.315 | 0.6901 | 0 | 0 | 0 | 0 | 2.0073 | 0 | 0 | 0 | 0 | 0 | 0 | 0 | 0 | 0 | 0 | 0 | 0 | 0
9 | 25 | 7 | 2 | 1.7931 | 0 | 2.4469 | 0 | 0 | 0 | 0.0012057 | 0.040334 | 0 | 0 | 3.9563 | 0 | 8.2378 | 0 | 0 | 0 | 0 | 0 | 0 | 0 | 0 | 0 | 0 | 0 | 0 | 0 | 0.45131 | 0 | 0.71279 | 0 | 0.0014772 | 0 | 0.525 | 0.6901 | 0 | 0 | 0 | 0 | 2.3807 | 0 | 0 | 0 | 0 | 0 | 0 | 0 | 0 | 0 | 0 | 0 | 0 | 0
9 | 25 | 8 | 2 | 1.7931 | 0 | 13.5789 | 0 | 0 | 0 | 0.0012057 | 0.19804 | 0 | 0 | 3.5836 | 0 | 19.1548 | 0 | 0 | 0 | 0 | 0 | 0 | 0 | 0 | 0 | 0 | 0 | 0 | 0 | 0.45131 | 0 | 0.71279 | 0 | 0.055008 | 0 | 0.42 | 0.6901 | 0 | 0 | 0 | 0 | 2.3292 | 0 | 0 | 0 | 0 | 0 | 0 | 0 | 0 | 0 | 0 | 0 | 0 | 0
9 | 25 | 9 | 2 | 1.7931 | 0 | 13.5789 | 0 | 0 | 0 | 0.0012057 | 0.22959 | 0 | 0 | 2.5262 | 0 | 18.129 | 0 | 0 | 0 | 0 | 0 | 0 | 0 | 0 | 0 | 0 | 0 | 0 | 0 | 0.45131 | 0 | 0.71279 | 0 | 0.76374 | 0 | 0.315 | 0.6901 | 0 | 0 | 0 | 0 | 2.9329 | 0 | 0 | 0 | 0 | 0 | 0 | 0 | 0 | 0 | 0 | 0 | 0 | 0
9 | 25 | 10 | 2 | 1.7931 | 0 | 13.5789 | 0 | 0 | 0 | 0.0012057 | 0.19636 | 0 | 0 | 2.5262 | 0 | 18.0958 | 0 | 0 | 0 | 0 | 0 | 0 | 0 | 0 | 0 | 0 | 0 | 0 | 0 | 0.45131 | 0 | 0.71279 | 0 | 0.93019 | 0 | 0.315 | 0.6901 | 0 | 0 | 0 | 0 | 3.0994 | 0 | 0 | 0 | 0 | 0 | 0 | 0 | 0 | 0 | 0 | 0 | 0 | 0
9 | 25 | 11 | 2 | 1.7931 | 0 | 13.5789 | 0 | 0 | 0 | 0.0012057 | 0.18942 | 0 | 0 | 2.9412 | 0 | 18.5038 | 0 | 0 | 0 | 0 | 0 | 0 | 0 | 0 | 0 | 0 | 0 | 0 | 0 | 0.45131 | 0 | 0.54519 | 0 | 0.93294 | 0 | 0.3675 | 0.6901 | 0 | 0 | 0 | 0 | 2.987 | 0 | 0 | 0 | 0 | 0 | 0 | 0 | 0 | 0 | 0 | 0 | 0 | 0
9 | 25 | 12 | 2 | 1.7931 | 0 | 8.6313 | 0 | 0 | 0 | 0.0012057 | 0.12389 | 0 | 0 | 3.3562 | 0 | 13.9058 | 0 | 0 | 0 | 0 | 0 | 0 | 0 | 0 | 0 | 0 | 0 | 0 | 0 | 0.45131 | 0 | 0.54519 | 0 | 0.48088 | 0 | 0.42 | 0.6901 | 0 | 0 | 0 | 0 | 2.5875 | 0 | 0 | 0 | 0 | 0 | 0 | 0 | 0 | 0 | 0 | 0 | 0 | 0
9 | 25 | 13 | 2 | 1.7931 | 0 | 13.5789 | 0 | 0 | 0 | 0.0012057 | 0.17336 | 0 | 0 | 2.9413 | 0 | 18.4878 | 0 | 0 | 0 | 0 | 0 | 0 | 0 | 0 | 0 | 0 | 0 | 0 | 0 | 0.45131 | 0 | 0.54519 | 0 | 0.77415 | 0 | 0.3675 | 0.6901 | 0 | 0 | 0 | 0 | 2.8283 | 0 | 0 | 0 | 0 | 0 | 0 | 0 | 0 | 0 | 0 | 0 | 0 | 0
9 | 25 | 14 | 2 | 1.7931 | 0 | 13.5789 | 0 | 0 | 0 | 0.0012057 | 0.21643 | 0 | 0 | 2.9413 | 0 | 18.5309 | 0 | 0 | 0 | 0 | 0 | 0 | 0 | 0 | 0 | 0 | 0 | 0 | 0 | 0.45131 | 0 | 0.54519 | 0 | 0.99969 | 0 | 0.3675 | 0.6901 | 0 | 0 | 0 | 0 | 3.0538 | 0 | 0 | 0 | 0 | 0 | 0 | 0 | 0 | 0 | 0 | 0 | 0 | 0
9 | 25 | 15 | 2 | 1.7931 | 0 | 13.5789 | 0 | 0 | 0 | 0.0012057 | 0.2245 | 0 | 0 | 2.5263 | 0 | 18.124 | 0 | 0 | 0 | 0 | 0 | 0 | 0 | 0 | 0 | 0 | 0 | 0 | 0 | 0.45131 | 0 | 0.54519 | 0 | 1.0569 | 0 | 0.315 | 0.6901 | 0 | 0 | 0 | 0 | 3.0585 | 0 | 0 | 0 | 0 | 0 | 0 | 0 | 0 | 0 | 0 | 0 | 0 | 0
9 | 25 | 16 | 2 | 1.7931 | 0 | 13.5789 | 0 | 0 | 0 | 0.0012057 | 0.24619 | 0 | 0 | 2.5263 | 0 | 18.1457 | 0 | 0 | 0 | 0 | 0 | 0 | 0 | 0 | 0 | 0 | 0 | 0 | 0 | 0.45131 | 0 | 0.54519 | 0 | 1.2039 | 0 | 0.315 | 0.6901 | 0 | 0 | 0 | 0 | 3.2055 | 0 | 0 | 0 | 0 | 0 | 0 | 0 | 0 | 0 | 0 | 0 | 0 | 0
9 | 25 | 17 | 2 | 1.7931 | 0 | 13.5789 | 0 | 0 | 0 | 0.0012057 | 0.22042 | 0 | 0 | 3.9562 | 0 | 19.5499 | 0 | 0 | 0 | 0 | 0 | 0 | 0 | 0 | 0 | 0 | 0 | 0 | 0 | 0.45131 | 0 | 0.54519 | 0 | 1.0676 | 0 | 0.525 | 0.6901 | 0 | 0 | 0 | 0 | 3.2792 | 0 | 0 | 0 | 0 | 0 | 0 | 0 | 0 | 0 | 0 | 0 | 0 | 0
9 | 25 | 18 | 2 | 1.7931 | 0 | 9.8682 | 0 | 0 | 0 | 0.0012057 | 0.13831 | 0 | 0 | 3.9562 | 0 | 15.7571 | 0 | 0 | 0 | 0 | 0 | 0 | 0 | 0 | 0 | 0 | 0 | 0 | 0 | 0.45131 | 0 | 0.54519 | 0 | 0.60687 | 0 | 0.525 | 0.6901 | 0 | 0 | 0 | 0 | 2.8185 | 0 | 0 | 0 | 0 | 0 | 0 | 0 | 0 | 0 | 0 | 0 | 0 | 0
9 | 25 | 19 | 2 | 1.7931 | 0 | 2.4469 | 0 | 0 | 0 | 0.0012057 | 0.046712 | 0 | 0 | 3.8082 | 0 | 8.0961 | 0 | 0 | 0 | 0 | 0 | 0 | 0 | 0 | 0 | 0 | 0 | 0 | 0 | 0.45131 | 0 | 0.88038 | 0 | 0.039705 | 0 | 0.42 | 0.6901 | 0 | 0 | 0 | 0 | 2.4815 | 0 | 0 | 0 | 0 | 0 | 0 | 0 | 0 | 0 | 0 | 0 | 0 | 0
9 | 25 | 20 | 2 | 1.7931 | 0 | 2.4469 | 0 | 0 | 0 | 0.0012057 | 0.04 | 0 | 0 | 2.9412 | 0 | 7.2225 | 0 | 0 | 0 | 0 | 0 | 0 | 0 | 0 | 0 | 0 | 0 | 0 | 0 | 0.45131 | 0 | 1.1038 | 0 | 0 | 0 | 0.3675 | 0.6901 | 0 | 0 | 0 | 0 | 2.6128 | 0 | 0 | 0 | 0 | 0 | 0 | 0 | 0 | 0 | 0 | 0 | 0 | 0
9 | 25 | 21 | 2 | 1.7931 | 0 | 2.4469 | 0 | 0 | 0 | 0.0012057 | 0.04 | 0 | 0 | 3.7711 | 0 | 8.0524 | 0 | 0 | 0 | 0 | 0 | 0 | 0 | 0 | 0 | 0 | 0 | 0 | 0 | 0.45131 | 0 | 1.2156 | 0 | 0 | 0 | 0.4725 | 0.6901 | 0 | 0 | 0 | 0 | 2.8295 | 0 | 0 | 0 | 0 | 0 | 0 | 0 | 0 | 0 | 0 | 0 | 0 | 0
9 | 25 | 22 | 2 | 1.7931 | 0 | 2.4469 | 0 | 0 | 0 | 0.0012057 | 0.04 | 0 | 0 | 2.5261 | 0 | 6.8074 | 0 | 0 | 0 | 0 | 0 | 0 | 0 | 0 | 0 | 0 | 0 | 0 | 0 | 0.45131 | 0 | 1.1038 | 0 | 0 | 0 | 0.315 | 0.6901 | 0 | 0 | 0 | 0 | 2.5602 | 0 | 0 | 0 | 0 | 0 | 0 | 0 | 0 | 0 | 0 | 0 | 0 | 0
9 | 25 | 23 | 2 | 1.7931 | 0 | 2.4469 | 0 | 0 | 0 | 0.0012057 | 0.04 | 0 | 0 | 0.45122 | 0 | 4.7325 | 0 | 0 | 0 | 0 | 0 | 0 | 0 | 0 | 0 | 0 | 0 | 0 | 0 | 0.45131 | 0 | 0.88038 | 0 | 0 | 0 | 0.0525 | 0.6901 | 0 | 0 | 0 | 0 | 2.0743 | 0 | 0 | 0 | 0 | 0 | 0 | 0 | 0 | 0 | 0 | 0 | 0 | 0
9 | 25 | 24 | 2 | 1.7931 | 0 | 2.4469 | 0 | 0 | 0 | 0.0012057 | 0.04 | 0 | 0 | 0.45127 | 0 | 4.7325 | 0 | 0 | 0 | 0 | 0 | 0 | 0 | 0 | 0 | 0 | 0 | 0 | 0 | 0.45131 | 0 | 0.54519 | 0 | 0 | 0 | 0.0525 | 0.6901 | 0 | 0 | 0 | 0 | 1.7391 | 0 | 0 | 0 | 0 | 0 | 0 | 0 | 0 | 0 | 0 | 0 | 0 | 0
9 | 26 | 1 | 3 | 1.7931 | 0 | 2.4469 | 0 | 0 | 0 | 0.0012057 | 0.04 | 0 | 0 | 0.45151 | 0 | 4.7327 | 0 | 0 | 0 | 0 | 0 | 0 | 0 | 0 | 0 | 0 | 0 | 0 | 0 | 0.45131 | 0 | 0.32173 | 0 | 0 | 0 | 0.0525 | 0.6901 | 0 | 0 | 0 | 0 | 1.5156 | 0 | 0 | 0 | 0 | 0 | 0 | 0 | 0 | 0 | 0 | 0 | 0 | 0
9 | 26 | 2 | 3 | 1.7931 | 0 | 2.4469 | 0 | 0 | 0 | 0.0012057 | 0.04 | 0 | 0 | 0.45161 | 0 | 4.7328 | 0 | 0 | 0 | 0 | 0 | 0 | 0 | 0 | 0 | 0 | 0 | 0 | 0 | 0.45131 | 0 | 0.32173 | 0 | 0 | 0 | 0.0525 | 0.6901 | 0 | 0 | 0 | 0 | 1.5156 | 0 | 0 | 0 | 0 | 0 | 0 | 0 | 0 | 0 | 0 | 0 | 0 | 0
9 | 26 | 3 | 3 | 1.7931 | 0 | 2.4469 | 0 | 0 | 0 | 0.0012057 | 0.04 | 0 | 0 | 0.4517 | 0 | 4.7329 | 0 | 0 | 0 | 0 | 0 | 0 | 0 | 0 | 0 | 0 | 0 | 0 | 0 | 0.45131 | 0 | 0.32173 | 0 | 0 | 0 | 0.0525 | 0.6901 | 0 | 0 | 0 | 0 | 1.5156 | 0 | 0 | 0 | 0 | 0 | 0 | 0 | 0 | 0 | 0 | 0 | 0 | 0
9 | 26 | 4 | 3 | 1.7931 | 0 | 2.4469 | 0 | 0 | 0 | 0.0012057 | 0.04 | 0 | 0 | 0.45172 | 0 | 4.7329 | 0 | 0 | 0 | 0 | 0 | 0 | 0 | 0 | 0 | 0 | 0 | 0 | 0 | 0.45131 | 0 | 0.32173 | 0 | 0 | 0 | 0.0525 | 0.6901 | 0 | 0 | 0 | 0 | 1.5156 | 0 | 0 | 0 | 0 | 0 | 0 | 0 | 0 | 0 | 0 | 0 | 0 | 0
9 | 26 | 5 | 3 | 1.7931 | 0 | 2.4469 | 0 | 0 | 0 | 0.0012057 | 0.04 | 0 | 0 | 0.45176 | 0 | 4.733 | 0 | 0 | 0 | 0 | 0 | 0 | 0 | 0 | 0 | 0 | 0 | 0 | 0 | 0.45131 | 0 | 0.32173 | 0 | 0 | 0 | 0.0525 | 0.6901 | 0 | 0 | 0 | 0 | 1.5156 | 0 | 0 | 0 | 0 | 0 | 0 | 0 | 0 | 0 | 0 | 0 | 0 | 0
9 | 26 | 6 | 3 | 1.7931 | 0 | 2.4469 | 0 | 0 | 0 | 0.0012057 | 0.04 | 0 | 0 | 2.5267 | 0 | 6.8079 | 0 | 0 | 0 | 0 | 0 | 0 | 0 | 0 | 0 | 0 | 0 | 0 | 0 | 0.45131 | 0 | 0.54519 | 0 | 0 | 0 | 0.315 | 0.6901 | 0 | 0 | 0 | 0 | 2.0016 | 0 | 0 | 0 | 0 | 0 | 0 | 0 | 0 | 0 | 0 | 0 | 0 | 0
9 | 26 | 7 | 3 | 1.7931 | 0 | 2.4469 | 0 | 0 | 0 | 0.0012057 | 0.04 | 0 | 0 | 3.9564 | 0 | 8.2377 | 0 | 0 | 0 | 0 | 0 | 0 | 0 | 0 | 0 | 0 | 0 | 0 | 0 | 0.45131 | 0 | 0.71279 | 0 | 0 | 0 | 0.525 | 0.6901 | 0 | 0 | 0 | 0 | 2.3792 | 0 | 0 | 0 | 0 | 0 | 0 | 0 | 0 | 0 | 0 | 0 | 0 | 0
9 | 26 | 8 | 3 | 1.7931 | 0 | 13.5789 | 0 | 0 | 0 | 0.0012057 | 0.04 | 0 | 0 | 3.5841 | 0 | 18.9973 | 0 | 0 | 0 | 0 | 0 | 0 | 0 | 0 | 0 | 0 | 0 | 0 | 0 | 0.45131 | 0 | 0.71279 | 0 | 0 | 0 | 0.42 | 0.6901 | 0 | 0 | 0 | 0 | 2.2742 | 0 | 0 | 0 | 0 | 0 | 0 | 0 | 0 | 0 | 0 | 0 | 0 | 0
9 | 26 | 9 | 3 | 1.7931 | 0 | 13.5789 | 0 | 0 | 0 | 0.0012057 | 0.04 | 0 | 0 | 2.5266 | 0 | 17.9398 | 0 | 0 | 0 | 0 | 0 | 0 | 0 | 0 | 0 | 0 | 0 | 0 | 0 | 0.45131 | 0 | 0.71279 | 0 | 0 | 0 | 0.315 | 0.6901 | 0 | 0 | 0 | 0 | 2.1692 | 0 | 0 | 0 | 0 | 0 | 0 | 0 | 0 | 0 | 0 | 0 | 0 | 0
9 | 26 | 10 | 3 | 1.7931 | 0 | 13.5789 | 0 | 0 | 0 | 0.0012057 | 0.040631 | 0 | 0 | 2.5267 | 0 | 17.9405 | 0 | 0 | 0 | 0 | 0 | 0 | 0 | 0 | 0 | 0 | 0 | 0 | 0 | 0.45131 | 0 | 0.71279 | 0 | 0 | 0 | 0.315 | 0.6901 | 0 | 0 | 0 | 0 | 2.1692 | 0 | 0 | 0 | 0 | 0 | 0 | 0 | 0 | 0 | 0 | 0 | 0 | 0
9 | 26 | 11 | 3 | 1.7931 | 0 | 13.5789 | 0 | 0 | 0 | 0.0012057 | 0.078619 | 0 | 0 | 2.9417 | 0 | 18.3935 | 0 | 0 | 0 | 0 | 0 | 0 | 0 | 0 | 0 | 0 | 0 | 0 | 0 | 0.45131 | 0 | 0.54519 | 0 | 0.046934 | 0 | 0.3675 | 0.6901 | 0 | 0 | 0 | 0 | 2.101 | 0 | 0 | 0 | 0 | 0 | 0 | 0 | 0 | 0 | 0 | 0 | 0 | 0
9 | 26 | 12 | 3 | 1.7931 | 0 | 8.6313 | 0 | 0 | 0 | 0.0012057 | 0.10682 | 0 | 0 | 3.3567 | 0 | 13.8892 | 0 | 0 | 0 | 0 | 0 | 0 | 0 | 0 | 0 | 0 | 0 | 0 | 0 | 0.45131 | 0 | 0.54519 | 0 | 0.30418 | 0 | 0.42 | 0.6901 | 0 | 0 | 0 | 0 | 2.4108 | 0 | 0 | 0 | 0 | 0 | 0 | 0 | 0 | 0 | 0 | 0 | 0 | 0
9 | 26 | 13 | 3 | 1.7931 | 0 | 13.5789 | 0 | 0 | 0 | 0.0012057 | 0.12746 | 0 | 0 | 2.9417 | 0 | 18.4424 | 0 | 0 | 0 | 0 | 0 | 0 | 0 | 0 | 0 | 0 | 0 | 0 | 0 | 0.45131 | 0 | 0.54519 | 0 | 0.33658 | 0 | 0.3675 | 0.6901 | 0 | 0 | 0 | 0 | 2.3907 | 0 | 0 | 0 | 0 | 0 | 0 | 0 | 0 | 0 | 0 | 0 | 0 | 0
9 | 26 | 14 | 3 | 1.7931 | 0 | 13.5789 | 0 | 0 | 0 | 0.0012057 | 0.14871 | 0 | 0 | 2.9417 | 0 | 18.4637 | 0 | 0 | 0 | 0 | 0 | 0 | 0 | 0 | 0 | 0 | 0 | 0 | 0 | 0.45131 | 0 | 0.54519 | 0 | 0.42596 | 0 | 0.3675 | 0.6901 | 0 | 0 | 0 | 0 | 2.4801 | 0 | 0 | 0 | 0 | 0 | 0 | 0 | 0 | 0 | 0 | 0 | 0 | 0
9 | 26 | 15 | 3 | 1.7931 | 0 | 13.5789 | 0 | 0 | 0 | 0.0012057 | 0.1547 | 0 | 0 | 2.5268 | 0 | 18.0547 | 0 | 0 | 0 | 0 | 0 | 0 | 0 | 0 | 0 | 0 | 0 | 0 | 0 | 0.45131 | 0 | 0.54519 | 0 | 0.44868 | 0 | 0.315 | 0.6901 | 0 | 0 | 0 | 0 | 2.4503 | 0 | 0 | 0 | 0 | 0 | 0 | 0 | 0 | 0 | 0 | 0 | 0 | 0
9 | 26 | 16 | 3 | 1.7931 | 0 | 13.5789 | 0 | 0 | 0 | 0.0012057 | 0.14199 | 0 | 0 | 2.5268 | 0 | 18.042 | 0 | 0 | 0 | 0 | 0 | 0 | 0 | 0 | 0 | 0 | 0 | 0 | 0 | 0.45131 | 0 | 0.54519 | 0 | 0.46388 | 0 | 0.315 | 0.6901 | 0 | 0 | 0 | 0 | 2.4655 | 0 | 0 | 0 | 0 | 0 | 0 | 0 | 0 | 0 | 0 | 0 | 0 | 0
9 | 26 | 17 | 3 | 1.7931 | 0 | 13.5789 | 0 | 0 | 0 | 0.0012057 | 0.11326 | 0 | 0 | 3.9565 | 0 | 19.443 | 0 | 0 | 0 | 0 | 0 | 0 | 0 | 0 | 0 | 0 | 0 | 0 | 0 | 0.45131 | 0 | 0.54519 | 0 | 0.32572 | 0 | 0.525 | 0.6901 | 0 | 0 | 0 | 0 | 2.5373 | 0 | 0 | 0 | 0 | 0 | 0 | 0 | 0 | 0 | 0 | 0 | 0 | 0
9 | 26 | 18 | 3 | 1.7931 | 0 | 9.8682 | 0 | 0 | 0 | 0.0012057 | 0.055933 | 0 | 0 | 3.9566 | 0 | 15.675 | 0 | 0 | 0 | 0 | 0 | 0 | 0 | 0 | 0 | 0 | 0 | 0 | 0 | 0.45131 | 0 | 0.54519 | 0 | 0.074272 | 0 | 0.525 | 0.6901 | 0 | 0 | 0 | 0 | 2.2859 | 0 | 0 | 0 | 0 | 0 | 0 | 0 | 0 | 0 | 0 | 0 | 0 | 0
9 | 26 | 19 | 3 | 1.7931 | 0 | 2.4469 | 0 | 0 | 0 | 0.0012057 | 0.04 | 0 | 0 | 3.8094 | 0 | 8.0907 | 0 | 0 | 0 | 0 | 0 | 0 | 0 | 0 | 0 | 0 | 0 | 0 | 0 | 0.45131 | 0 | 0.88038 | 0 | 0 | 0 | 0.42 | 0.6901 | 0 | 0 | 0 | 0 | 2.4418 | 0 | 0 | 0 | 0 | 0 | 0 | 0 | 0 | 0 | 0 | 0 | 0 | 0
9 | 26 | 20 | 3 | 1.7931 | 0 | 2.4469 | 0 | 0 | 0 | 0.0012057 | 0.04 | 0 | 0 | 2.9419 | 0 | 7.2231 | 0 | 0 | 0 | 0 | 0 | 0 | 0 | 0 | 0 | 0 | 0 | 0 | 0 | 0.45131 | 0 | 1.1038 | 0 | 0 | 0 | 0.3675 | 0.6901 | 0 | 0 | 0 | 0 | 2.6128 | 0 | 0 | 0 | 0 | 0 | 0 | 0 | 0 | 0 | 0 | 0 | 0 | 0
9 | 26 | 21 | 3 | 1.7931 | 0 | 2.4469 | 0 | 0 | 0 | 0.0012057 | 0.04 | 0 | 0 | 3.7718 | 0 | 8.053 | 0 | 0 | 0 | 0 | 0 | 0 | 0 | 0 | 0 | 0 | 0 | 0 | 0 | 0.45131 | 0 | 1.2156 | 0 | 0 | 0 | 0.4725 | 0.6901 | 0 | 0 | 0 | 0 | 2.8295 | 0 | 0 | 0 | 0 | 0 | 0 | 0 | 0 | 0 | 0 | 0 | 0 | 0
9 | 26 | 22 | 3 | 1.7931 | 0 | 2.4469 | 0 | 0 | 0 | 0.0012057 | 0.04 | 0 | 0 | 2.5268 | 0 | 6.808 | 0 | 0 | 0 | 0 | 0 | 0 | 0 | 0 | 0 | 0 | 0 | 0 | 0 | 0.45131 | 0 | 1.1038 | 0 | 0 | 0 | 0.315 | 0.6901 | 0 | 0 | 0 | 0 | 2.5602 | 0 | 0 | 0 | 0 | 0 | 0 | 0 | 0 | 0 | 0 | 0 | 0 | 0
9 | 26 | 23 | 3 | 1.7931 | 0 | 2.4469 | 0 | 0 | 0 | 0.0012057 | 0.04 | 0 | 0 | 0.45189 | 0 | 4.7331 | 0 | 0 | 0 | 0 | 0 | 0 | 0 | 0 | 0 | 0 | 0 | 0 | 0 | 0.45131 | 0 | 0.88038 | 0 | 0 | 0 | 0.0525 | 0.6901 | 0 | 0 | 0 | 0 | 2.0743 | 0 | 0 | 0 | 0 | 0 | 0 | 0 | 0 | 0 | 0 | 0 | 0 | 0
9 | 26 | 24 | 3 | 1.7931 | 0 | 2.4469 | 0 | 0 | 0 | 0.0012057 | 0.04 | 0 | 0 | 0.45195 | 0 | 4.7332 | 0 | 0 | 0 | 0 | 0 | 0 | 0 | 0 | 0 | 0 | 0 | 0 | 0 | 0.45131 | 0 | 0.54519 | 0 | 0 | 0 | 0.0525 | 0.6901 | 0 | 0 | 0 | 0 | 1.7391 | 0 | 0 | 0 | 0 | 0 | 0 | 0 | 0 | 0 | 0 | 0 | 0 | 0
9 | 27 | 1 | 4 | 1.7931 | 0 | 2.4469 | 0 | 0 | 0 | 0.0012057 | 0.04 | 0 | 0 | 0.45219 | 0 | 4.7334 | 0 | 0 | 0 | 0 | 0 | 0 | 0 | 0 | 0 | 0 | 0 | 0 | 0 | 0.45131 | 0 | 0.32173 | 0 | 0 | 0 | 0.0525 | 0.6901 | 0 | 0 | 0 | 0 | 1.5156 | 0 | 0 | 0 | 0 | 0 | 0 | 0 | 0 | 0 | 0 | 0 | 0 | 0
9 | 27 | 2 | 4 | 1.7931 | 0 | 2.4469 | 0 | 0 | 0 | 0.0012057 | 0.04 | 0 | 0 | 0.45233 | 0 | 4.7336 | 0 | 0 | 0 | 0 | 0 | 0 | 0 | 0 | 0 | 0 | 0 | 0 | 0 | 0.45131 | 0 | 0.32173 | 0 | 0 | 0 | 0.0525 | 0.6901 | 0 | 0 | 0 | 0 | 1.5156 | 0 | 0 | 0 | 0 | 0 | 0 | 0 | 0 | 0 | 0 | 0 | 0 | 0
9 | 27 | 3 | 4 | 1.7931 | 0 | 2.4469 | 0 | 0 | 0 | 0.0012057 | 0.04 | 0 | 0 | 0.45242 | 0 | 4.7336 | 0 | 0 | 0 | 0 | 0 | 0 | 0 | 0 | 0 | 0 | 0 | 0 | 0 | 0.45131 | 0 | 0.32173 | 0 | 0 | 0 | 0.0525 | 0.6901 | 0 | 0 | 0 | 0 | 1.5156 | 0 | 0 | 0 | 0 | 0 | 0 | 0 | 0 | 0 | 0 | 0 | 0 | 0
9 | 27 | 4 | 4 | 1.7931 | 0 | 2.4469 | 0 | 0 | 0 | 0.0012057 | 0.04 | 0 | 0 | 0.45246 | 0 | 4.7337 | 0 | 0 | 0 | 0 | 0 | 0 | 0 | 0 | 0 | 0 | 0 | 0 | 0 | 0.45131 | 0 | 0.32173 | 0 | 0 | 0 | 0.0525 | 0.6901 | 0 | 0 | 0 | 0 | 1.5156 | 0 | 0 | 0 | 0 | 0 | 0 | 0 | 0 | 0 | 0 | 0 | 0 | 0
9 | 27 | 5 | 4 | 1.7931 | 0 | 2.4469 | 0 | 0 | 0 | 0.0012057 | 0.04 | 0 | 0 | 0.4525 | 0 | 4.7337 | 0 | 0 | 0 | 0 | 0 | 0 | 0 | 0 | 0 | 0 | 0 | 0 | 0 | 0.45131 | 0 | 0.32173 | 0 | 0 | 0 | 0.0525 | 0.6901 | 0 | 0 | 0 | 0 | 1.5156 | 0 | 0 | 0 | 0 | 0 | 0 | 0 | 0 | 0 | 0 | 0 | 0 | 0
9 | 27 | 6 | 4 | 1.7931 | 0 | 2.4469 | 0 | 0 | 0 | 0.0012057 | 0.04 | 0 | 0 | 2.5275 | 0 | 6.8087 | 0 | 0 | 0 | 0 | 0 | 0 | 0 | 0 | 0 | 0 | 0 | 0 | 0 | 0.45131 | 0 | 0.54519 | 0 | 0 | 0 | 0.315 | 0.6901 | 0 | 0 | 0 | 0 | 2.0016 | 0 | 0 | 0 | 0 | 0 | 0 | 0 | 0 | 0 | 0 | 0 | 0 | 0
9 | 27 | 7 | 4 | 1.7931 | 0 | 2.4469 | 0 | 0 | 0 | 0.0012057 | 0.04 | 0 | 0 | 3.9568 | 0 | 8.238 | 0 | 0 | 0 | 0 | 0 | 0 | 0 | 0 | 0 | 0 | 0 | 0 | 0 | 0.45131 | 0 | 0.71279 | 0 | 0 | 0 | 0.525 | 0.6901 | 0 | 0 | 0 | 0 | 2.3792 | 0 | 0 | 0 | 0 | 0 | 0 | 0 | 0 | 0 | 0 | 0 | 0 | 0
9 | 27 | 8 | 4 | 1.7931 | 0 | 13.5789 | 0 | 0 | 0 | 0.0012057 | 0.04 | 0 | 0 | 3.5852 | 0 | 18.9984 | 0 | 0 | 0 | 0 | 0 | 0 | 0 | 0 | 0 | 0 | 0 | 0 | 0 | 0.45131 | 0 | 0.71279 | 0 | 0 | 0 | 0.42 | 0.6901 | 0 | 0 | 0 | 0 | 2.2742 | 0 | 0 | 0 | 0 | 0 | 0 | 0 | 0 | 0 | 0 | 0 | 0 | 0
9 | 27 | 9 | 4 | 1.7931 | 0 | 13.5789 | 0 | 0 | 0 | 0.0012057 | 0.04 | 0 | 0 | 2.5274 | 0 | 17.9406 | 0 | 0 | 0 | 0 | 0 | 0 | 0 | 0 | 0 | 0 | 0 | 0 | 0 | 0.45131 | 0 | 0.71279 | 0 | 0 | 0 | 0.315 | 0.6901 | 0 | 0 | 0 | 0 | 2.1692 | 0 | 0 | 0 | 0 | 0 | 0 | 0 | 0 | 0 | 0 | 0 | 0 | 0
9 | 27 | 10 | 4 | 1.7931 | 0 | 13.5789 | 0 | 0 | 0 | 0.0012057 | 0.04 | 0 | 0 | 2.5274 | 0 | 17.9406 | 0 | 0 | 0 | 0 | 0 | 0 | 0 | 0 | 0 | 0 | 0 | 0 | 0 | 0.45131 | 0 | 0.71279 | 0 | 0 | 0 | 0.315 | 0.6901 | 0 | 0 | 0 | 0 | 2.1692 | 0 | 0 | 0 | 0 | 0 | 0 | 0 | 0 | 0 | 0 | 0 | 0 | 0
9 | 27 | 11 | 4 | 1.7931 | 0 | 13.5789 | 0 | 0 | 0 | 0.0012057 | 0.046769 | 0 | 0 | 2.9424 | 0 | 18.3624 | 0 | 0 | 0 | 0 | 0 | 0 | 0 | 0 | 0 | 0 | 0 | 0 | 0 | 0.45131 | 0 | 0.54519 | 0 | 0 | 0 | 0.3675 | 0.6901 | 0 | 0 | 0 | 0 | 2.0541 | 0 | 0 | 0 | 0 | 0 | 0 | 0 | 0 | 0 | 0 | 0 | 0 | 0
9 | 27 | 12 | 4 | 1.7931 | 0 | 8.6313 | 0 | 0 | 0 | 0.0012057 | 0.045992 | 0 | 0 | 3.3575 | 0 | 13.8291 | 0 | 0 | 0 | 0 | 0 | 0 | 0 | 0 | 0 | 0 | 0 | 0 | 0 | 0.45131 | 0 | 0.54519 | 0 | 0.030059 | 0 | 0.42 | 0.6901 | 0 | 0 | 0 | 0 | 2.1367 | 0 | 0 | 0 | 0 | 0 | 0 | 0 | 0 | 0 | 0 | 0 | 0 | 0
9 | 27 | 13 | 4 | 1.7931 | 0 | 13.5789 | 0 | 0 | 0 | 0.0012057 | 0.04 | 0 | 0 | 2.9425 | 0 | 18.3557 | 0 | 0 | 0 | 0 | 0 | 0 | 0 | 0 | 0 | 0 | 0 | 0 | 0 | 0.45131 | 0 | 0.54519 | 0 | 0 | 0 | 0.3675 | 0.6901 | 0 | 0 | 0 | 0 | 2.0541 | 0 | 0 | 0 | 0 | 0 | 0 | 0 | 0 | 0 | 0 | 0 | 0 | 0
9 | 27 | 14 | 4 | 1.7931 | 0 | 13.5789 | 0 | 0 | 0 | 0.0012057 | 0.057093 | 0 | 0 | 2.9426 | 0 | 18.3729 | 0 | 0 | 0 | 0 | 0 | 0 | 0 | 0 | 0 | 0 | 0 | 0 | 0 | 0.45131 | 0 | 0.54519 | 0 | 0 | 0 | 0.3675 | 0.6901 | 0 | 0 | 0 | 0 | 2.0541 | 0 | 0 | 0 | 0 | 0 | 0 | 0 | 0 | 0 | 0 | 0 | 0 | 0
9 | 27 | 15 | 4 | 1.7931 | 0 | 13.5789 | 0 | 0 | 0 | 0.0012057 | 0.069808 | 0 | 0 | 2.5276 | 0 | 17.9707 | 0 | 0 | 0 | 0 | 0 | 0 | 0 | 0 | 0 | 0 | 0 | 0 | 0 | 0.45131 | 0 | 0.54519 | 0 | 0.11876 | 0 | 0.315 | 0.6901 | 0 | 0 | 0 | 0 | 2.1204 | 0 | 0 | 0 | 0 | 0 | 0 | 0 | 0 | 0 | 0 | 0 | 0 | 0
9 | 27 | 16 | 4 | 1.7931 | 0 | 13.5789 | 0 | 0 | 0 | 0.0012057 | 0.044276 | 0 | 0 | 2.5277 | 0 | 17.9452 | 0 | 0 | 0 | 0 | 0 | 0 | 0 | 0 | 0 | 0 | 0 | 0 | 0 | 0.45131 | 0 | 0.54519 | 0 | 0.018331 | 0 | 0.315 | 0.6901 | 0 | 0 | 0 | 0 | 2.0199 | 0 | 0 | 0 | 0 | 0 | 0 | 0 | 0 | 0 | 0 | 0 | 0 | 0
9 | 27 | 17 | 4 | 1.7931 | 0 | 13.5789 | 0 | 0 | 0 | 0.0012057 | 0.04 | 0 | 0 | 3.957 | 0 | 19.3702 | 0 | 0 | 0 | 0 | 0 | 0 | 0 | 0 | 0 | 0 | 0 | 0 | 0 | 0.45131 | 0 | 0.54519 | 0 | 0 | 0 | 0.525 | 0.6901 | 0 | 0 | 0 | 0 | 2.2116 | 0 | 0 | 0 | 0 | 0 | 0 | 0 | 0 | 0 | 0 | 0 | 0 | 0
9 | 27 | 18 | 4 | 1.7931 | 0 | 9.8682 | 0 | 0 | 0 | 0.0012057 | 0.04 | 0 | 0 | 3.957 | 0 | 15.6595 | 0 | 0 | 0 | 0 | 0 | 0 | 0 | 0 | 0 | 0 | 0 | 0 | 0 | 0.45131 | 0 | 0.54519 | 0 | 0 | 0 | 0.525 | 0.6901 | 0 | 0 | 0 | 0 | 2.2116 | 0 | 0 | 0 | 0 | 0 | 0 | 0 | 0 | 0 | 0 | 0 | 0 | 0
9 | 27 | 19 | 4 | 1.7931 | 0 | 2.4469 | 0 | 0 | 0 | 0.0012057 | 0.04 | 0 | 0 | 3.8111 | 0 | 8.0923 | 0 | 0 | 0 | 0 | 0 | 0 | 0 | 0 | 0 | 0 | 0 | 0 | 0 | 0.45131 | 0 | 0.88038 | 0 | 0 | 0 | 0.42 | 0.6901 | 0 | 0 | 0 | 0 | 2.4418 | 0 | 0 | 0 | 0 | 0 | 0 | 0 | 0 | 0 | 0 | 0 | 0 | 0
9 | 27 | 20 | 4 | 1.7931 | 0 | 2.4469 | 0 | 0 | 0 | 0.0012057 | 0.04 | 0 | 0 | 2.9428 | 0 | 7.224 | 0 | 0 | 0 | 0 | 0 | 0 | 0 | 0 | 0 | 0 | 0 | 0 | 0 | 0.45131 | 0 | 1.1038 | 0 | 0 | 0 | 0.3675 | 0.6901 | 0 | 0 | 0 | 0 | 2.6128 | 0 | 0 | 0 | 0 | 0 | 0 | 0 | 0 | 0 | 0 | 0 | 0 | 0
9 | 27 | 21 | 4 | 1.7931 | 0 | 2.4469 | 0 | 0 | 0 | 0.0012057 | 0.04 | 0 | 0 | 3.7727 | 0 | 8.0539 | 0 | 0 | 0 | 0 | 0 | 0 | 0 | 0 | 0 | 0 | 0 | 0 | 0 | 0.45131 | 0 | 1.2156 | 0 | 0 | 0 | 0.4725 | 0.6901 | 0 | 0 | 0 | 0 | 2.8295 | 0 | 0 | 0 | 0 | 0 | 0 | 0 | 0 | 0 | 0 | 0 | 0 | 0
9 | 27 | 22 | 4 | 1.7931 | 0 | 2.4469 | 0 | 0 | 0 | 0.0012057 | 0.04 | 0 | 0 | 2.5276 | 0 | 6.8089 | 0 | 0 | 0 | 0 | 0 | 0 | 0 | 0 | 0 | 0 | 0 | 0 | 0 | 0.45131 | 0 | 1.1038 | 0 | 0 | 0 | 0.315 | 0.6901 | 0 | 0 | 0 | 0 | 2.5602 | 0 | 0 | 0 | 0 | 0 | 0 | 0 | 0 | 0 | 0 | 0 | 0 | 0
9 | 27 | 23 | 4 | 1.7931 | 0 | 2.4469 | 0 | 0 | 0 | 0.0012057 | 0.04 | 0 | 0 | 0.45272 | 0 | 4.734 | 0 | 0 | 0 | 0 | 0 | 0 | 0 | 0 | 0 | 0 | 0 | 0 | 0 | 0.45131 | 0 | 0.88038 | 0 | 0 | 0 | 0.0525 | 0.6901 | 0 | 0 | 0 | 0 | 2.0743 | 0 | 0 | 0 | 0 | 0 | 0 | 0 | 0 | 0 | 0 | 0 | 0 | 0
9 | 27 | 24 | 4 | 1.7931 | 0 | 2.4469 | 0 | 0 | 0 | 0.0012057 | 0.04 | 0 | 0 | 0.45279 | 0 | 4.734 | 0 | 0 | 0 | 0 | 0 | 0 | 0 | 0 | 0 | 0 | 0 | 0 | 0 | 0.45131 | 0 | 0.54519 | 0 | 0 | 0 | 0.0525 | 0.6901 | 0 | 0 | 0 | 0 | 1.7391 | 0 | 0 | 0 | 0 | 0 | 0 | 0 | 0 | 0 | 0 | 0 | 0 | 0
9 | 28 | 1 | 5 | 1.7931 | 0 | 2.4469 | 0 | 0 | 0 | 0.0012057 | 0.04 | 0 | 0 | 0.45291 | 0 | 4.7341 | 0 | 0 | 0 | 0 | 0 | 0 | 0 | 0 | 0 | 0 | 0 | 0 | 0 | 0.45131 | 0 | 0.32173 | 0 | 0 | 0 | 0.0525 | 0.6901 | 0 | 0 | 0 | 0 | 1.5156 | 0 | 0 | 0 | 0 | 0 | 0 | 0 | 0 | 0 | 0 | 0 | 0 | 0
9 | 28 | 2 | 5 | 1.7931 | 0 | 2.4469 | 0 | 0 | 0 | 0.0012057 | 0.04 | 0 | 0 | 0.45304 | 0 | 4.7343 | 0 | 0 | 0 | 0 | 0 | 0 | 0 | 0 | 0 | 0 | 0 | 0 | 0 | 0.45131 | 0 | 0.32173 | 0 | 0 | 0 | 0.0525 | 0.6901 | 0 | 0 | 0 | 0 | 1.5156 | 0 | 0 | 0 | 0 | 0 | 0 | 0 | 0 | 0 | 0 | 0 | 0 | 0
9 | 28 | 3 | 5 | 1.7931 | 0 | 2.4469 | 0 | 0 | 0 | 0.0012057 | 0.04 | 0 | 0 | 0.45309 | 0 | 4.7343 | 0 | 0 | 0 | 0 | 0 | 0 | 0 | 0 | 0 | 0 | 0 | 0 | 0 | 0.45131 | 0 | 0.32173 | 0 | 0 | 0 | 0.0525 | 0.6901 | 0 | 0 | 0 | 0 | 1.5156 | 0 | 0 | 0 | 0 | 0 | 0 | 0 | 0 | 0 | 0 | 0 | 0 | 0
9 | 28 | 4 | 5 | 1.7931 | 0 | 2.4469 | 0 | 0 | 0 | 0.0012057 | 0.04 | 0 | 0 | 0.4532 | 0 | 4.7344 | 0 | 0 | 0 | 0 | 0 | 0 | 0 | 0 | 0 | 0 | 0 | 0 | 0 | 0.45131 | 0 | 0.32173 | 0 | 0 | 0 | 0.0525 | 0.6901 | 0 | 0 | 0 | 0 | 1.5156 | 0 | 0 | 0 | 0 | 0 | 0 | 0 | 0 | 0 | 0 | 0 | 0 | 0
9 | 28 | 5 | 5 | 1.7931 | 0 | 2.4469 | 0 | 0 | 0 | 0.0012057 | 0.04 | 0 | 0 | 0.4533 | 0 | 4.7345 | 0 | 0 | 0 | 0 | 0 | 0 | 0 | 0 | 0 | 0 | 0 | 0 | 0 | 0.45131 | 0 | 0.32173 | 0 | 0 | 0 | 0.0525 | 0.6901 | 0 | 0 | 0 | 0 | 1.5156 | 0 | 0 | 0 | 0 | 0 | 0 | 0 | 0 | 0 | 0 | 0 | 0 | 0
9 | 28 | 6 | 5 | 1.7931 | 0 | 2.4469 | 0 | 0 | 0 | 0.0012057 | 0.04 | 0 | 0 | 2.5283 | 0 | 6.8095 | 0 | 0 | 0 | 0 | 0 | 0 | 0 | 0 | 0 | 0 | 0 | 0 | 0 | 0.45131 | 0 | 0.54519 | 0 | 0 | 0 | 0.315 | 0.6901 | 0 | 0 | 0 | 0 | 2.0016 | 0 | 0 | 0 | 0 | 0 | 0 | 0 | 0 | 0 | 0 | 0 | 0 | 0
9 | 28 | 7 | 5 | 1.7931 | 0 | 2.4469 | 0 | 0 | 0 | 0.0012057 | 0.042537 | 0 | 0 | 3.9572 | 0 | 8.241 | 0 | 0 | 0 | 0 | 0 | 0 | 0 | 0 | 0 | 0 | 0 | 0 | 0 | 0.45131 | 0 | 0.71279 | 0.054825 | 0 | 0 | 0.525 | 0.6901 | 0 | 0 | 0 | 0 | 2.434 | 0 | 0 | 0 | 0 | 0 | 0 | 0 | 0 | 0 | 0 | 0 | 0 | 0
9 | 28 | 8 | 5 | 1.7931 | 0 | 13.5789 | 0 | 0 | 0 | 0.0012057 | 0.04 | 0 | 0 | 3.5865 | 0 | 18.9997 | 0 | 0 | 0 | 0 | 0 | 0 | 0 | 0 | 0 | 0 | 0 | 0 | 0 | 0.45131 | 0 | 0.71279 | 0 | 0 | 0 | 0.42 | 0.6901 | 0 | 0 | 0 | 0 | 2.2742 | 0 | 0 | 0 | 0 | 0 | 0 | 0 | 0 | 0 | 0 | 0 | 0 | 0
9 | 28 | 9 | 5 | 1.7931 | 0 | 13.5789 | 0 | 0 | 0 | 0.0012057 | 0.04 | 0 | 0 | 2.5282 | 0 | 17.9414 | 0 | 0 | 0 | 0 | 0 | 0 | 0 | 0 | 0 | 0 | 0 | 0 | 0 | 0.45131 | 0 | 0.71279 | 0 | 0 | 0 | 0.315 | 0.6901 | 0 | 0 | 0 | 0 | 2.1692 | 0 | 0 | 0 | 0 | 0 | 0 | 0 | 0 | 0 | 0 | 0 | 0 | 0
9 | 28 | 10 | 5 | 1.7931 | 0 | 13.5789 | 0 | 0 | 0 | 0.0012057 | 0.04 | 0 | 0 | 2.5282 | 0 | 17.9414 | 0 | 0 | 0 | 0 | 0 | 0 | 0 | 0 | 0 | 0 | 0 | 0 | 0 | 0.45131 | 0 | 0.71279 | 0 | 0 | 0 | 0.315 | 0.6901 | 0 | 0 | 0 | 0 | 2.1692 | 0 | 0 | 0 | 0 | 0 | 0 | 0 | 0 | 0 | 0 | 0 | 0 | 0
9 | 28 | 11 | 5 | 1.7931 | 0 | 13.5789 | 0 | 0 | 0 | 0.0012057 | 0.043647 | 0 | 0 | 2.9432 | 0 | 18.3601 | 0 | 0 | 0 | 0 | 0 | 0 | 0 | 0 | 0 | 0 | 0 | 0 | 0 | 0.45131 | 0 | 0.54519 | 0 | 0 | 0 | 0.3675 | 0.6901 | 0 | 0 | 0 | 0 | 2.0541 | 0 | 0 | 0 | 0 | 0 | 0 | 0 | 0 | 0 | 0 | 0 | 0 | 0
9 | 28 | 12 | 5 | 1.7931 | 0 | 8.6313 | 0 | 0 | 0 | 0.0012057 | 0.050731 | 0 | 0 | 3.3583 | 0 | 13.8347 | 0 | 0 | 0 | 0 | 0 | 0 | 0 | 0 | 0 | 0 | 0 | 0 | 0 | 0.45131 | 0 | 0.54519 | 0 | 0.053177 | 0 | 0.42 | 0.6901 | 0 | 0 | 0 | 0 | 2.1598 | 0 | 0 | 0 | 0 | 0 | 0 | 0 | 0 | 0 | 0 | 0 | 0 | 0
9 | 28 | 13 | 5 | 1.7931 | 0 | 13.5789 | 0 | 0 | 0 | 0.0012057 | 0.040727 | 0 | 0 | 2.9433 | 0 | 18.3572 | 0 | 0 | 0 | 0 | 0 | 0 | 0 | 0 | 0 | 0 | 0 | 0 | 0 | 0.45131 | 0 | 0.54519 | 0 | 0.0030076 | 0 | 0.3675 | 0.6901 | 0 | 0 | 0 | 0 | 2.0571 | 0 | 0 | 0 | 0 | 0 | 0 | 0 | 0 | 0 | 0 | 0 | 0 | 0
9 | 28 | 14 | 5 | 1.7931 | 0 | 13.5789 | 0 | 0 | 0 | 0.0012057 | 0.04 | 0 | 0 | 2.9434 | 0 | 18.3566 | 0 | 0 | 0 | 0 | 0 | 0 | 0 | 0 | 0 | 0 | 0 | 0 | 0 | 0.45131 | 0 | 0.54519 | 0 | 0 | 0 | 0.3675 | 0.6901 | 0 | 0 | 0 | 0 | 2.0541 | 0 | 0 | 0 | 0 | 0 | 0 | 0 | 0 | 0 | 0 | 0 | 0 | 0
9 | 28 | 15 | 5 | 1.7931 | 0 | 13.5789 | 0 | 0 | 0 | 0.0012057 | 0.04 | 0 | 0 | 2.5284 | 0 | 17.9416 | 0 | 0 | 0 | 0 | 0 | 0 | 0 | 0 | 0 | 0 | 0 | 0 | 0 | 0.45131 | 0 | 0.54519 | 0 | 0 | 0 | 0.315 | 0.6901 | 0 | 0 | 0 | 0 | 2.0016 | 0 | 0 | 0 | 0 | 0 | 0 | 0 | 0 | 0 | 0 | 0 | 0 | 0
9 | 28 | 16 | 5 | 1.7931 | 0 | 13.5789 | 0 | 0 | 0 | 0.0012057 | 0.04 | 0 | 0 | 2.5284 | 0 | 17.9416 | 0 | 0 | 0 | 0 | 0 | 0 | 0 | 0 | 0 | 0 | 0 | 0 | 0 | 0.45131 | 0 | 0.54519 | 0 | 0 | 0 | 0.315 | 0.6901 | 0 | 0 | 0 | 0 | 2.0016 | 0 | 0 | 0 | 0 | 0 | 0 | 0 | 0 | 0 | 0 | 0 | 0 | 0
9 | 28 | 17 | 5 | 1.7931 | 0 | 13.5789 | 0 | 0 | 0 | 0.0012057 | 0.04 | 0 | 0 | 3.9573 | 0 | 19.3705 | 0 | 0 | 0 | 0 | 0 | 0 | 0 | 0 | 0 | 0 | 0 | 0 | 0 | 0.45131 | 0 | 0.54519 | 0 | 0 | 0 | 0.525 | 0.6901 | 0 | 0 | 0 | 0 | 2.2116 | 0 | 0 | 0 | 0 | 0 | 0 | 0 | 0 | 0 | 0 | 0 | 0 | 0
9 | 28 | 18 | 5 | 1.7931 | 0 | 9.8682 | 0 | 0 | 0 | 0.0012057 | 0.04 | 0 | 0 | 3.9574 | 0 | 15.6599 | 0 | 0 | 0 | 0 | 0 | 0 | 0 | 0 | 0 | 0 | 0 | 0 | 0 | 0.45131 | 0 | 0.54519 | 0 | 0 | 0 | 0.525 | 0.6901 | 0 | 0 | 0 | 0 | 2.2116 | 0 | 0 | 0 | 0 | 0 | 0 | 0 | 0 | 0 | 0 | 0 | 0 | 0
9 | 28 | 19 | 5 | 1.7931 | 0 | 2.4469 | 0 | 0 | 0 | 0.0012057 | 0.04 | 0 | 0 | 3.8126 | 0 | 8.0938 | 0 | 0 | 0 | 0 | 0 | 0 | 0 | 0 | 0 | 0 | 0 | 0 | 0 | 0.45131 | 0 | 0.88038 | 0 | 0 | 0 | 0.42 | 0.6901 | 0 | 0 | 0 | 0 | 2.4418 | 0 | 0 | 0 | 0 | 0 | 0 | 0 | 0 | 0 | 0 | 0 | 0 | 0
9 | 28 | 20 | 5 | 1.7931 | 0 | 2.4469 | 0 | 0 | 0 | 0.0012057 | 0.04 | 0 | 0 | 2.9435 | 0 | 7.2247 | 0 | 0 | 0 | 0 | 0 | 0 | 0 | 0 | 0 | 0 | 0 | 0 | 0 | 0.45131 | 0 | 1.1038 | 0 | 0 | 0 | 0.3675 | 0.6901 | 0 | 0 | 0 | 0 | 2.6128 | 0 | 0 | 0 | 0 | 0 | 0 | 0 | 0 | 0 | 0 | 0 | 0 | 0
9 | 28 | 21 | 5 | 1.7931 | 0 | 2.4469 | 0 | 0 | 0 | 0.0012057 | 0.04 | 0 | 0 | 3.7734 | 0 | 8.0546 | 0 | 0 | 0 | 0 | 0 | 0 | 0 | 0 | 0 | 0 | 0 | 0 | 0 | 0.45131 | 0 | 1.2156 | 0 | 0 | 0 | 0.4725 | 0.6901 | 0 | 0 | 0 | 0 | 2.8295 | 0 | 0 | 0 | 0 | 0 | 0 | 0 | 0 | 0 | 0 | 0 | 0 | 0
9 | 28 | 22 | 5 | 1.7931 | 0 | 2.4469 | 0 | 0 | 0 | 0.0012057 | 0.04 | 0 | 0 | 2.5284 | 0 | 6.8096 | 0 | 0 | 0 | 0 | 0 | 0 | 0 | 0 | 0 | 0 | 0 | 0 | 0 | 0.45131 | 0 | 1.1038 | 0 | 0 | 0 | 0.315 | 0.6901 | 0 | 0 | 0 | 0 | 2.5602 | 0 | 0 | 0 | 0 | 0 | 0 | 0 | 0 | 0 | 0 | 0 | 0 | 0
9 | 28 | 23 | 5 | 1.7931 | 0 | 2.4469 | 0 | 0 | 0 | 0.0012057 | 0.04 | 0 | 0 | 0.45352 | 0 | 4.7348 | 0 | 0 | 0 | 0 | 0 | 0 | 0 | 0 | 0 | 0 | 0 | 0 | 0 | 0.45131 | 0 | 0.88038 | 0 | 0 | 0 | 0.0525 | 0.6901 | 0 | 0 | 0 | 0 | 2.0743 | 0 | 0 | 0 | 0 | 0 | 0 | 0 | 0 | 0 | 0 | 0 | 0 | 0
9 | 28 | 24 | 5 | 1.7931 | 0 | 2.4469 | 0 | 0 | 0 | 0.0012057 | 0.04 | 0 | 0 | 0.45364 | 0 | 4.7349 | 0 | 0 | 0 | 0 | 0 | 0 | 0 | 0 | 0 | 0 | 0 | 0 | 0 | 0.45131 | 0 | 0.54519 | 0 | 0 | 0 | 0.0525 | 0.6901 | 0 | 0 | 0 | 0 | 1.7391 | 0 | 0 | 0 | 0 | 0 | 0 | 0 | 0 | 0 | 0 | 0 | 0 | 0
9 | 29 | 1 | 6 | 1.7931 | 0 | 2.4469 | 0 | 0 | 0 | 0.0012057 | 0.04 | 0 | 0 | 0.45376 | 0 | 4.735 | 0 | 0 | 0 | 0 | 0 | 0 | 0 | 0 | 0 | 0 | 0 | 0 | 0 | 0.45131 | 0 | 0.32173 | 0 | 0 | 0 | 0.0525 | 0.6901 | 0 | 0 | 0 | 0 | 1.5156 | 0 | 0 | 0 | 0 | 0 | 0 | 0 | 0 | 0 | 0 | 0 | 0 | 0
9 | 29 | 2 | 6 | 1.7931 | 0 | 2.4469 | 0 | 0 | 0 | 0.0012057 | 0.04 | 0 | 0 | 0.45392 | 0 | 4.7351 | 0 | 0 | 0 | 0 | 0 | 0 | 0 | 0 | 0 | 0 | 0 | 0 | 0 | 0.45131 | 0 | 0.32173 | 0 | 0 | 0 | 0.0525 | 0.6901 | 0 | 0 | 0 | 0 | 1.5156 | 0 | 0 | 0 | 0 | 0 | 0 | 0 | 0 | 0 | 0 | 0 | 0 | 0
9 | 29 | 3 | 6 | 1.7931 | 0 | 2.4469 | 0 | 0 | 0 | 0.0012057 | 0.04 | 0 | 0 | 0.45401 | 0 | 4.7352 | 0 | 0 | 0 | 0 | 0 | 0 | 0 | 0 | 0 | 0 | 0 | 0 | 0 | 0.45131 | 0 | 0.32173 | 0 | 0 | 0 | 0.0525 | 0.6901 | 0 | 0 | 0 | 0 | 1.5156 | 0 | 0 | 0 | 0 | 0 | 0 | 0 | 0 | 0 | 0 | 0 | 0 | 0
9 | 29 | 4 | 6 | 1.7931 | 0 | 2.4469 | 0 | 0 | 0 | 0.0012057 | 0.04 | 0 | 0 | 0.45406 | 0 | 4.7353 | 0 | 0 | 0 | 0 | 0 | 0 | 0 | 0 | 0 | 0 | 0 | 0 | 0 | 0.45131 | 0 | 0.32173 | 0 | 0 | 0 | 0.0525 | 0.6901 | 0 | 0 | 0 | 0 | 1.5156 | 0 | 0 | 0 | 0 | 0 | 0 | 0 | 0 | 0 | 0 | 0 | 0 | 0
9 | 29 | 5 | 6 | 1.7931 | 0 | 2.4469 | 0 | 0 | 0 | 0.0012057 | 0.04 | 0 | 0 | 0.45415 | 0 | 4.7354 | 0 | 0 | 0 | 0 | 0 | 0 | 0 | 0 | 0 | 0 | 0 | 0 | 0 | 0.45131 | 0 | 0.32173 | 0 | 0 | 0 | 0.0525 | 0.6901 | 0 | 0 | 0 | 0 | 1.5156 | 0 | 0 | 0 | 0 | 0 | 0 | 0 | 0 | 0 | 0 | 0 | 0 | 0
9 | 29 | 6 | 6 | 1.7931 | 0 | 2.4469 | 0 | 0 | 0 | 0.0012057 | 0.04 | 0 | 0 | 2.5291 | 0 | 6.8103 | 0 | 0 | 0 | 0 | 0 | 0 | 0 | 0 | 0 | 0 | 0 | 0 | 0 | 0.45131 | 0 | 0.54519 | 0 | 0 | 0 | 0.315 | 0.6901 | 0 | 0 | 0 | 0 | 2.0016 | 0 | 0 | 0 | 0 | 0 | 0 | 0 | 0 | 0 | 0 | 0 | 0 | 0
9 | 29 | 7 | 6 | 1.7931 | 0 | 2.4469 | 0 | 0 | 0 | 0.0012057 | 0.2276 | 0 | 0 | 3.9577 | 0 | 8.4265 | 0 | 0 | 0 | 0 | 0 | 0 | 0 | 0 | 0 | 0 | 0 | 0 | 0 | 0.45131 | 0 | 0.71279 | 1.3237 | 0 | 0 | 0.525 | 0.6901 | 0 | 0 | 0 | 0 | 3.7029 | 0 | 0 | 0 | 0 | 0 | 0 | 0 | 0 | 0 | 0 | 0 | 0 | 0
9 | 29 | 8 | 6 | 1.7931 | 0 | 13.5789 | 0 | 0 | 0 | 0.0012057 | 0.077587 | 0 | 0 | 3.5877 | 0 | 19.0385 | 0 | 0 | 0 | 0 | 0 | 0 | 0 | 0 | 0 | 0 | 0 | 0 | 0 | 0.45131 | 0 | 0.71279 | 0.5132 | 0 | 0 | 0.42 | 0.6901 | 0 | 0 | 0 | 0 | 2.7874 | 0 | 0 | 0 | 0 | 0 | 0 | 0 | 0 | 0 | 0 | 0 | 0 | 0
9 | 29 | 9 | 6 | 1.7931 | 0 | 13.5789 | 0 | 0 | 0 | 0.0012057 | 0.04247 | 0 | 0 | 2.5291 | 0 | 17.9448 | 0 | 0 | 0 | 0 | 0 | 0 | 0 | 0 | 0 | 0 | 0 | 0 | 0 | 0.45131 | 0 | 0.71279 | 0.099153 | 0 | 0 | 0.315 | 0.6901 | 0 | 0 | 0 | 0 | 2.2683 | 0 | 0 | 0 | 0 | 0 | 0 | 0 | 0 | 0 | 0 | 0 | 0 | 0
9 | 29 | 10 | 6 | 1.7931 | 0 | 13.5789 | 0 | 0 | 0 | 0.0012057 | 0.04 | 0 | 0 | 2.5291 | 0 | 17.9423 | 0 | 0 | 0 | 0 | 0 | 0 | 0 | 0 | 0 | 0 | 0 | 0 | 0 | 0.45131 | 0 | 0.71279 | 0 | 0 | 0 | 0.315 | 0.6901 | 0 | 0 | 0 | 0 | 2.1692 | 0 | 0 | 0 | 0 | 0 | 0 | 0 | 0 | 0 | 0 | 0 | 0 | 0
9 | 29 | 11 | 6 | 1.7931 | 0 | 13.5789 | 0 | 0 | 0 | 0.0012057 | 0.04 | 0 | 0 | 2.9441 | 0 | 18.3573 | 0 | 0 | 0 | 0 | 0 | 0 | 0 | 0 | 0 | 0 | 0 | 0 | 0 | 0.45131 | 0 | 0.54519 | 0 | 0 | 0 | 0.3675 | 0.6901 | 0 | 0 | 0 | 0 | 2.0541 | 0 | 0 | 0 | 0 | 0 | 0 | 0 | 0 | 0 | 0 | 0 | 0 | 0
9 | 29 | 12 | 6 | 1.7931 | 0 | 8.6313 | 0 | 0 | 0 | 0.0012057 | 0.04 | 0 | 0 | 3.3591 | 0 | 13.8248 | 0 | 0 | 0 | 0 | 0 | 0 | 0 | 0 | 0 | 0 | 0 | 0 | 0 | 0.45131 | 0 | 0.54519 | 0 | 0 | 0 | 0.42 | 0.6901 | 0 | 0 | 0 | 0 | 2.1066 | 0 | 0 | 0 | 0 | 0 | 0 | 0 | 0 | 0 | 0 | 0 | 0 | 0
9 | 29 | 13 | 6 | 1.7931 | 0 | 13.5789 | 0 | 0 | 0 | 0.0012057 | 0.04 | 0 | 0 | 2.9442 | 0 | 18.3574 | 0 | 0 | 0 | 0 | 0 | 0 | 0 | 0 | 0 | 0 | 0 | 0 | 0 | 0.45131 | 0 | 0.54519 | 0 | 0 | 0 | 0.3675 | 0.6901 | 0 | 0 | 0 | 0 | 2.0541 | 0 | 0 | 0 | 0 | 0 | 0 | 0 | 0 | 0 | 0 | 0 | 0 | 0
9 | 29 | 14 | 6 | 1.7931 | 0 | 13.5789 | 0 | 0 | 0 | 0.0012057 | 0.04 | 0 | 0 | 2.9442 | 0 | 18.3574 | 0 | 0 | 0 | 0 | 0 | 0 | 0 | 0 | 0 | 0 | 0 | 0 | 0 | 0.45131 | 0 | 0.54519 | 0 | 0 | 0 | 0.3675 | 0.6901 | 0 | 0 | 0 | 0 | 2.0541 | 0 | 0 | 0 | 0 | 0 | 0 | 0 | 0 | 0 | 0 | 0 | 0 | 0
9 | 29 | 15 | 6 | 1.7931 | 0 | 13.5789 | 0 | 0 | 0 | 0.0012057 | 0.04 | 0 | 0 | 2.5293 | 0 | 17.9425 | 0 | 0 | 0 | 0 | 0 | 0 | 0 | 0 | 0 | 0 | 0 | 0 | 0 | 0.45131 | 0 | 0.54519 | 0 | 0 | 0 | 0.315 | 0.6901 | 0 | 0 | 0 | 0 | 2.0016 | 0 | 0 | 0 | 0 | 0 | 0 | 0 | 0 | 0 | 0 | 0 | 0 | 0
9 | 29 | 16 | 6 | 1.7931 | 0 | 13.5789 | 0 | 0 | 0 | 0.0012057 | 0.04 | 0 | 0 | 2.5293 | 0 | 17.9425 | 0 | 0 | 0 | 0 | 0 | 0 | 0 | 0 | 0 | 0 | 0 | 0 | 0 | 0.45131 | 0 | 0.54519 | 0 | 0 | 0 | 0.315 | 0.6901 | 0 | 0 | 0 | 0 | 2.0016 | 0 | 0 | 0 | 0 | 0 | 0 | 0 | 0 | 0 | 0 | 0 | 0 | 0
9 | 29 | 17 | 6 | 1.7931 | 0 | 13.5789 | 0 | 0 | 0 | 0.0012057 | 0.04 | 0 | 0 | 3.9577 | 0 | 19.371 | 0 | 0 | 0 | 0 | 0 | 0 | 0 | 0 | 0 | 0 | 0 | 0 | 0 | 0.45131 | 0 | 0.54519 | 0 | 0 | 0 | 0.525 | 0.6901 | 0 | 0 | 0 | 0 | 2.2116 | 0 | 0 | 0 | 0 | 0 | 0 | 0 | 0 | 0 | 0 | 0 | 0 | 0
9 | 29 | 18 | 6 | 1.7931 | 0 | 9.8682 | 0 | 0 | 0 | 0.0012057 | 0.04 | 0 | 0 | 3.9578 | 0 | 15.6603 | 0 | 0 | 0 | 0 | 0 | 0 | 0 | 0 | 0 | 0 | 0 | 0 | 0 | 0.45131 | 0 | 0.54519 | 0 | 0 | 0 | 0.525 | 0.6901 | 0 | 0 | 0 | 0 | 2.2116 | 0 | 0 | 0 | 0 | 0 | 0 | 0 | 0 | 0 | 0 | 0 | 0 | 0
9 | 29 | 19 | 6 | 1.7931 | 0 | 2.4469 | 0 | 0 | 0 | 0.0012057 | 0.044555 | 0 | 0 | 3.8142 | 0 | 8.1 | 0 | 0 | 0 | 0 | 0 | 0 | 0 | 0 | 0 | 0 | 0 | 0 | 0 | 0.45131 | 0 | 0.88038 | 0.04616 | 0 | 0 | 0.42 | 0.6901 | 0 | 0 | 0 | 0 | 2.488 | 0 | 0 | 0 | 0 | 0 | 0 | 0 | 0 | 0 | 0 | 0 | 0 | 0
9 | 29 | 20 | 6 | 1.7931 | 0 | 2.4469 | 0 | 0 | 0 | 0.0012057 | 0.065463 | 0 | 0 | 2.9443 | 0 | 7.251 | 0 | 0 | 0 | 0 | 0 | 0 | 0 | 0 | 0 | 0 | 0 | 0 | 0 | 0.45131 | 0 | 1.1038 | 0.36721 | 0 | 0 | 0.3675 | 0.6901 | 0 | 0 | 0 | 0 | 2.98 | 0 | 0 | 0 | 0 | 0 | 0 | 0 | 0 | 0 | 0 | 0 | 0 | 0
9 | 29 | 21 | 6 | 1.7931 | 0 | 2.4469 | 0 | 0 | 0 | 0.0012057 | 0.12208 | 0 | 0 | 3.7742 | 0 | 8.1375 | 0 | 0 | 0 | 0 | 0 | 0 | 0 | 0 | 0 | 0 | 0 | 0 | 0 | 0.45131 | 0 | 1.2156 | 0.63428 | 0 | 0 | 0.4725 | 0.6901 | 0 | 0 | 0 | 0 | 3.4638 | 0 | 0 | 0 | 0 | 0 | 0 | 0 | 0 | 0 | 0 | 0 | 0 | 0
9 | 29 | 22 | 6 | 1.7931 | 0 | 2.4469 | 0 | 0 | 0 | 0.0012057 | 0.16646 | 0 | 0 | 2.5293 | 0 | 6.937 | 0 | 0 | 0 | 0 | 0 | 0 | 0 | 0 | 0 | 0 | 0 | 0 | 0 | 0.45131 | 0 | 1.1038 | 0.96736 | 0 | 0 | 0.315 | 0.6901 | 0 | 0 | 0 | 0 | 3.5276 | 0 | 0 | 0 | 0 | 0 | 0 | 0 | 0 | 0 | 0 | 0 | 0 | 0
9 | 29 | 23 | 6 | 1.7931 | 0 | 2.4469 | 0 | 0 | 0 | 0.0012057 | 0.04 | 0 | 0 | 0.45445 | 0 | 4.7357 | 0 | 0 | 0 | 0 | 0 | 0 | 0 | 0 | 0 | 0 | 0 | 0 | 0 | 0.45131 | 0 | 0.88038 | 0 | 0 | 0 | 0.0525 | 0.6901 | 0 | 0 | 0 | 0 | 2.0743 | 0 | 0 | 0 | 0 | 0 | 0 | 0 | 0 | 0 | 0 | 0 | 0 | 0
9 | 29 | 24 | 6 | 1.7931 | 0 | 2.4469 | 0 | 0 | 0 | 0.0012057 | 0.04 | 0 | 0 | 0.45454 | 0 | 4.7358 | 0 | 0 | 0 | 0 | 0 | 0 | 0 | 0 | 0 | 0 | 0 | 0 | 0 | 0.45131 | 0 | 0.54519 | 0 | 0 | 0 | 0.0525 | 0.6901 | 0 | 0 | 0 | 0 | 1.7391 | 0 | 0 | 0 | 0 | 0 | 0 | 0 | 0 | 0 | 0 | 0 | 0 | 0
9 | 30 | 1 | 7 | 1.7931 | 0 | 2.4469 | 0 | 0 | 0 | 0.0012057 | 0.04222 | 0 | 0 | 0.45467 | 0 | 4.7381 | 0 | 0 | 0 | 0 | 0 | 0 | 0 | 0 | 0 | 0 | 0 | 0 | 0 | 0.45131 | 0 | 0.32173 | 0.060221 | 0 | 0 | 0.0525 | 0.6901 | 0 | 0 | 0 | 0 | 1.5759 | 0 | 0 | 0 | 0 | 0 | 0 | 0 | 0 | 0 | 0 | 0 | 0 | 0
9 | 30 | 2 | 7 | 1.7931 | 0 | 2.4469 | 0 | 0 | 0 | 0.0012057 | 0.056202 | 0 | 0 | 0.45482 | 0 | 4.7523 | 0 | 0 | 0 | 0 | 0 | 0 | 0 | 0 | 0 | 0 | 0 | 0 | 0 | 0.45131 | 0 | 0.32173 | 0.42842 | 0 | 0 | 0.0525 | 0.6901 | 0 | 0 | 0 | 0 | 1.9441 | 0 | 0 | 0 | 0 | 0 | 0 | 0 | 0 | 0 | 0 | 0 | 0 | 0
9 | 30 | 3 | 7 | 1.7931 | 0 | 2.4469 | 0 | 0 | 0 | 0.0012057 | 0.085476 | 0 | 0 | 0.45492 | 0 | 4.7816 | 0 | 0 | 0 | 0 | 0 | 0 | 0 | 0 | 0 | 0 | 0 | 0 | 0 | 0.45131 | 0 | 0.32173 | 0.71649 | 0 | 0 | 0.0525 | 0.6901 | 0 | 0 | 0 | 0 | 2.2321 | 0 | 0 | 0 | 0 | 0 | 0 | 0 | 0 | 0 | 0 | 0 | 0 | 0
9 | 30 | 4 | 7 | 1.7931 | 0 | 2.4469 | 0 | 0 | 0 | 0.0012057 | 0.11194 | 0 | 0 | 0.45501 | 0 | 4.8082 | 0 | 0 | 0 | 0 | 0 | 0 | 0 | 0 | 0 | 0 | 0 | 0 | 0 | 0.45131 | 0 | 0.32173 | 1.0234 | 0 | 0 | 0.0525 | 0.6901 | 0 | 0 | 0 | 0 | 2.5391 | 0 | 0 | 0 | 0 | 0 | 0 | 0 | 0 | 0 | 0 | 0 | 0 | 0
9 | 30 | 5 | 7 | 1.7931 | 0 | 2.4469 | 0 | 0 | 0 | 0.0012057 | 0.14241 | 0 | 0 | 0.45507 | 0 | 4.8387 | 0 | 0 | 0 | 0 | 0 | 0 | 0 | 0 | 0 | 0 | 0 | 0 | 0 | 0.45131 | 0 | 0.32173 | 1.3348 | 0 | 0 | 0.0525 | 0.6901 | 0 | 0 | 0 | 0 | 2.8505 | 0 | 0 | 0 | 0 | 0 | 0 | 0 | 0 | 0 | 0 | 0 | 0 | 0
9 | 30 | 6 | 7 | 1.7931 | 0 | 2.4469 | 0 | 0 | 0 | 0.0012057 | 0.16951 | 0 | 0 | 2.53 | 0 | 6.9408 | 0 | 0 | 0 | 0 | 0 | 0 | 0 | 0 | 0 | 0 | 0 | 0 | 0 | 0.45131 | 0 | 0.54519 | 1.5978 | 0 | 0 | 0.315 | 0.69142 | 0 | 0 | 0 | 0 | 3.6007 | 0 | 0 | 0 | 0 | 0 | 0 | 0 | 0 | 0 | 0 | 0 | 0 | 0
9 | 30 | 7 | 7 | 1.7931 | 0 | 2.4469 | 0 | 0 | 0 | 0.0012057 | 0.62978 | 0 | 0 | 3.9581 | 0 | 8.8291 | 0 | 0 | 0 | 0 | 0 | 0 | 0 | 0 | 0 | 0 | 0 | 0 | 0 | 0.45131 | 0 | 0.71279 | 3.4631 | 0 | 0 | 0.525 | 0.69254 | 0 | 0 | 0 | 0 | 5.8447 | 0 | 0 | 0 | 0 | 0 | 0 | 0 | 0 | 0 | 0 | 0 | 0 | 0
9 | 30 | 8 | 7 | 1.7931 | 0 | 13.5789 | 0 | 0 | 0 | 0.0012057 | 0.34358 | 0 | 0 | 3.5891 | 0 | 19.3059 | 0 | 0 | 0 | 0 | 0 | 0 | 0 | 0 | 0 | 0 | 0 | 0 | 0 | 0.45131 | 0 | 0.71279 | 2.1556 | 0 | 0 | 0.42 | 0.69324 | 0 | 0 | 0 | 0 | 4.433 | 0 | 0 | 0 | 0 | 0 | 0 | 0 | 0 | 0 | 0 | 0 | 0 | 0
9 | 30 | 9 | 7 | 1.7931 | 0 | 13.5789 | 0 | 0 | 0 | 0.0012057 | 0.23083 | 0 | 0 | 2.5301 | 0 | 18.1341 | 0 | 0 | 0 | 0 | 0 | 0 | 0 | 0 | 0 | 0 | 0 | 0 | 0 | 0.45131 | 0 | 0.71279 | 1.5162 | 0 | 0 | 0.315 | 0.6901 | 0 | 0 | 0 | 0 | 3.6854 | 0 | 0 | 0 | 0 | 0 | 0 | 0 | 0 | 0 | 0 | 0 | 0 | 0
9 | 30 | 10 | 7 | 1.7931 | 0 | 13.5789 | 0 | 0 | 0 | 0.0012057 | 0.24018 | 0 | 0 | 2.5301 | 0 | 18.1434 | 0 | 0 | 0 | 0 | 0 | 0 | 0 | 0 | 0 | 0 | 0 | 0 | 0 | 0.45131 | 0 | 0.71279 | 1.6143 | 0 | 0 | 0.315 | 0.69088 | 0 | 0 | 0 | 0 | 3.7843 | 0 | 0 | 0 | 0 | 0 | 0 | 0 | 0 | 0 | 0 | 0 | 0 | 0
9 | 30 | 11 | 7 | 1.7931 | 0 | 13.5789 | 0 | 0 | 0 | 0.0012057 | 0.20333 | 0 | 0 | 2.9451 | 0 | 18.5216 | 0 | 0 | 0 | 0 | 0 | 0 | 0 | 0 | 0 | 0 | 0 | 0 | 0 | 0.45131 | 0 | 0.54519 | 1.4413 | 0 | 0 | 0.3675 | 0.69027 | 0 | 0 | 0 | 0 | 3.4956 | 0 | 0 | 0 | 0 | 0 | 0 | 0 | 0 | 0 | 0 | 0 | 0 | 0
9 | 30 | 12 | 7 | 1.7931 | 0 | 8.6313 | 0 | 0 | 0 | 0.0012057 | 0.28377 | 0 | 0 | 3.3601 | 0 | 14.0695 | 0 | 0 | 0 | 0 | 0 | 0 | 0 | 0 | 0 | 0 | 0 | 0 | 0 | 0.45131 | 0 | 0.54519 | 1.6944 | 0 | 0 | 0.42 | 0.69045 | 0 | 0 | 0 | 0 | 3.8013 | 0 | 0 | 0 | 0 | 0 | 0 | 0 | 0 | 0 | 0 | 0 | 0 | 0
9 | 30 | 13 | 7 | 1.7931 | 0 | 13.5789 | 0 | 0 | 0 | 0.0012057 | 0.24633 | 0 | 0 | 2.9451 | 0 | 18.5647 | 0 | 0 | 0 | 0 | 0 | 0 | 0 | 0 | 0 | 0 | 0 | 0 | 0 | 0.45131 | 0 | 0.54519 | 1.6472 | 0 | 0 | 0.3675 | 0.6921 | 0 | 0 | 0 | 0 | 3.7033 | 0 | 0 | 0 | 0 | 0 | 0 | 0 | 0 | 0 | 0 | 0 | 0 | 0
9 | 30 | 14 | 7 | 1.7931 | 0 | 13.5789 | 0 | 0 | 0 | 0.0012057 | 0.18113 | 0 | 0 | 2.9452 | 0 | 18.4996 | 0 | 0 | 0 | 0 | 0 | 0 | 0 | 0 | 0 | 0 | 0 | 0 | 0 | 0.45131 | 0 | 0.54519 | 1.3806 | 0 | 0 | 0.3675 | 0.69111 | 0 | 0 | 0 | 0 | 3.4357 | 0 | 0 | 0 | 0 | 0 | 0 | 0 | 0 | 0 | 0 | 0 | 0 | 0
9 | 30 | 15 | 7 | 1.7931 | 0 | 13.5789 | 0 | 0 | 0 | 0.0012057 | 0.16578 | 0 | 0 | 2.5302 | 0 | 18.0692 | 0 | 0 | 0 | 0 | 0 | 0 | 0 | 0 | 0 | 0 | 0 | 0 | 0 | 0.45131 | 0 | 0.54519 | 1.2773 | 0 | 0 | 0.315 | 0.69042 | 0 | 0 | 0 | 0 | 3.2793 | 0 | 0 | 0 | 0 | 0 | 0 | 0 | 0 | 0 | 0 | 0 | 0 | 0
9 | 30 | 16 | 7 | 1.7931 | 0 | 13.5789 | 0 | 0 | 0 | 0.0012057 | 0.10245 | 0 | 0 | 2.5302 | 0 | 18.0059 | 0 | 0 | 0 | 0 | 0 | 0 | 0 | 0 | 0 | 0 | 0 | 0 | 0 | 0.45131 | 0 | 0.54519 | 0.65059 | 0 | 0 | 0.315 | 0.6901 | 0 | 0 | 0 | 0 | 2.6522 | 0 | 0 | 0 | 0 | 0 | 0 | 0 | 0 | 0 | 0 | 0 | 0 | 0
9 | 30 | 17 | 7 | 1.7931 | 0 | 13.5789 | 0 | 0 | 0 | 0.0012057 | 0.14672 | 0 | 0 | 3.9582 | 0 | 19.4782 | 0 | 0 | 0 | 0 | 0 | 0 | 0 | 0 | 0 | 0 | 0 | 0 | 0 | 0.45131 | 0 | 0.54519 | 1.2108 | 0 | 0 | 0.525 | 0.69087 | 0 | 0 | 0 | 0 | 3.4232 | 0 | 0 | 0 | 0 | 0 | 0 | 0 | 0 | 0 | 0 | 0 | 0 | 0
9 | 30 | 18 | 7 | 1.7931 | 0 | 9.8682 | 0 | 0 | 0 | 0.0012057 | 0.24896 | 0 | 0 | 3.9583 | 0 | 15.8698 | 0 | 0 | 0 | 0 | 0 | 0 | 0 | 0 | 0 | 0 | 0 | 0 | 0 | 0.45131 | 0 | 0.54519 | 1.7005 | 0 | 0 | 0.525 | 0.69278 | 0 | 0 | 0 | 0 | 3.9148 | 0 | 0 | 0 | 0 | 0 | 0 | 0 | 0 | 0 | 0 | 0 | 0 | 0
9 | 30 | 19 | 7 | 1.7931 | 0 | 2.4469 | 0 | 0 | 0 | 0.0012057 | 0.41514 | 0 | 0 | 3.8161 | 0 | 8.4725 | 0 | 0 | 0 | 0 | 0 | 0 | 0 | 0 | 0 | 0 | 0 | 0 | 0 | 0.45131 | 0 | 0.88038 | 2.2943 | 0 | 0 | 0.42 | 0.69411 | 0 | 0 | 0 | 0 | 4.7401 | 0 | 0 | 0 | 0 | 0 | 0 | 0 | 0 | 0 | 0 | 0 | 0 | 0
9 | 30 | 20 | 7 | 1.7931 | 0 | 2.4469 | 0 | 0 | 0 | 0.0012057 | 0.46468 | 0 | 0 | 2.9453 | 0 | 7.6512 | 0 | 0 | 0 | 0 | 0 | 0 | 0 | 0 | 0 | 0 | 0 | 0 | 0 | 0.45131 | 0 | 1.1038 | 2.505 | 0 | 0 | 0.3675 | 0.69428 | 0 | 0 | 0 | 0 | 5.122 | 0 | 0 | 0 | 0 | 0 | 0 | 0 | 0 | 0 | 0 | 0 | 0 | 0
9 | 30 | 21 | 7 | 1.7931 | 0 | 2.4469 | 0 | 0 | 0 | 0.0012057 | 0.48449 | 0 | 0 | 3.7753 | 0 | 8.501 | 0 | 0 | 0 | 0 | 0 | 0 | 0 | 0 | 0 | 0 | 0 | 0 | 0 | 0.45131 | 0 | 1.2156 | 2.6688 | 0 | 0 | 0.4725 | 0.69483 | 0 | 0 | 0 | 0 | 5.503 | 0 | 0 | 0 | 0 | 0 | 0 | 0 | 0 | 0 | 0 | 0 | 0 | 0
9 | 30 | 22 | 7 | 1.7931 | 0 | 2.4469 | 0 | 0 | 0 | 0.0012057 | 0.4982 | 0 | 0 | 2.5303 | 0 | 7.2697 | 0 | 0 | 0 | 0 | 0 | 0 | 0 | 0 | 0 | 0 | 0 | 0 | 0 | 0.45131 | 0 | 1.1038 | 2.7297 | 0 | 0 | 0.315 | 0.69533 | 0 | 0 | 0 | 0 | 5.2952 | 0 | 0 | 0 | 0 | 0 | 0 | 0 | 0 | 0 | 0 | 0 | 0 | 0
9 | 30 | 23 | 7 | 1.7931 | 0 | 2.4469 | 0 | 0 | 0 | 0.0012057 | 0.082815 | 0 | 0 | 0.45537 | 0 | 4.7794 | 0 | 0 | 0 | 0 | 0 | 0 | 0 | 0 | 0 | 0 | 0 | 0 | 0 | 0.45131 | 0 | 0.88038 | 0.95928 | 0 | 0 | 0.0525 | 0.69673 | 0 | 0 | 0 | 0 | 3.0402 | 0 | 0 | 0 | 0 | 0 | 0 | 0 | 0 | 0 | 0 | 0 | 0 | 0
9 | 30 | 24 | 7 | 1.7931 | 0 | 2.4469 | 0 | 0 | 0 | 0.0012057 | 0.19431 | 0 | 0 | 0.45546 | 0 | 4.891 | 0 | 0 | 0 | 0 | 0 | 0 | 0 | 0 | 0 | 0 | 0 | 0 | 0 | 0.45131 | 0 | 0.54519 | 2.0551 | 0 | 0 | 0.0525 | 0.69816 | 0 | 0 | 0 | 0 | 3.8023 | 0 | 0 | 0 | 0 | 0 | 0 | 0 | 0 | 0 | 0 | 0 | 0 | 0
10 | 1 | 1 | 1 | 1.7931 | 0 | 2.4469 | 0 | 0 | 0 | 0.0012057 | 0.25926 | 0 | 0 | 0.48085 | 0 | 4.9813 | 0 | 0 | 0 | 0 | 0 | 0 | 0 | 0 | 0 | 0 | 0 | 0 | 0 | 0.45131 | 0 | 0.32173 | 2.4274 | 0 | 0 | 0.0525 | 0.71152 | 0 | 0 | 0 | 0 | 3.9644 | 0 | 0 | 0 | 0 | 0 | 0 | 0 | 0 | 0 | 0 | 0 | 0 | 0
10 | 1 | 2 | 1 | 1.7931 | 0 | 2.4469 | 0 | 0 | 0 | 0.0012057 | 0.29647 | 0 | 0 | 0.48093 | 0 | 5.0186 | 0 | 0 | 0 | 0 | 0 | 0 | 0 | 0 | 0 | 0 | 0 | 0 | 0 | 0.45131 | 0 | 0.32173 | 2.6254 | 0 | 0 | 0.0525 | 0.71594 | 0 | 0 | 0 | 0 | 4.1669 | 0 | 0 | 0 | 0 | 0 | 0 | 0 | 0 | 0 | 0 | 0 | 0 | 0
10 | 1 | 3 | 1 | 1.7931 | 0 | 2.4469 | 0 | 0 | 0 | 0.0012057 | 0.33213 | 0 | 0 | 0.48096 | 0 | 5.0543 | 0 | 0 | 0 | 0 | 0 | 0 | 0 | 0 | 0 | 0 | 0 | 0 | 0 | 0.45131 | 0 | 0.32173 | 2.8831 | 0 | 0 | 0.0525 | 0.72053 | 0 | 0 | 0 | 0 | 4.4291 | 0 | 0 | 0 | 0 | 0 | 0 | 0 | 0 | 0 | 0 | 0 | 0 | 0
10 | 1 | 4 | 1 | 1.7931 | 0 | 2.4469 | 0 | 0 | 0 | 0.0012057 | 0.35638 | 0 | 0 | 0.48097 | 0 | 5.0786 | 0 | 0 | 0 | 0 | 0 | 0 | 0 | 0 | 0 | 0 | 0 | 0 | 0 | 0.45131 | 0 | 0.32173 | 3.0124 | 0 | 0 | 0.0525 | 0.72344 | 0 | 0 | 0 | 0 | 4.5614 | 0 | 0 | 0 | 0 | 0 | 0 | 0 | 0 | 0 | 0 | 0 | 0 | 0
10 | 1 | 5 | 1 | 1.7931 | 0 | 2.4469 | 0 | 0 | 0 | 0.0012057 | 0.367 | 0 | 0 | 0.48098 | 0 | 5.0892 | 0 | 0 | 0 | 0 | 0 | 0 | 0 | 0 | 0 | 0 | 0 | 0 | 0 | 0.45131 | 0 | 0.32173 | 3.0071 | 0 | 0 | 0.0525 | 0.72439 | 0 | 0 | 0 | 0 | 4.557 | 0 | 0 | 0 | 0 | 0 | 0 | 0 | 0 | 0 | 0 | 0 | 0 | 0
10 | 1 | 6 | 1 | 1.7931 | 0 | 2.4469 | 0 | 0 | 0 | 0.0012057 | 0.38613 | 0 | 0 | 2.6821 | 0 | 7.3095 | 0 | 0 | 0 | 0 | 0 | 0 | 0 | 0 | 0 | 0 | 0 | 0 | 0 | 0.45131 | 0 | 0.54519 | 2.9921 | 0 | 0 | 0.315 | 0.72021 | 0 | 0 | 0 | 0 | 5.0239 | 0 | 0 | 0 | 0 | 0 | 0 | 0 | 0 | 0 | 0 | 0 | 0 | 0
10 | 1 | 7 | 1 | 1.7931 | 0 | 2.4469 | 0 | 0 | 0 | 0.0012057 | 0.86605 | 0 | 0 | 3.9584 | 0 | 9.0657 | 0 | 0 | 0 | 0 | 0 | 0 | 0 | 0 | 0 | 0 | 0 | 0 | 0 | 0.45131 | 0 | 0.71279 | 4.8426 | 0 | 0 | 0.525 | 0.71619 | 0 | 0 | 0 | 0 | 7.2479 | 0 | 0 | 0 | 0 | 0 | 0 | 0 | 0 | 0 | 0 | 0 | 0 | 0
10 | 1 | 8 | 1 | 1.7931 | 0 | 13.5789 | 0 | 0 | 0 | 0.0012057 | 0.58093 | 0 | 0 | 4.0415 | 0 | 19.9956 | 0 | 0 | 0 | 0 | 0 | 0 | 0 | 0 | 0 | 0 | 0 | 0 | 0 | 0.45131 | 0 | 0.71279 | 3.0779 | 0 | 0 | 0.42 | 0.71302 | 0 | 0 | 0 | 0 | 5.375 | 0 | 0 | 0 | 0 | 0 | 0 | 0 | 0 | 0 | 0 | 0 | 0 | 0
10 | 1 | 9 | 1 | 1.7931 | 0 | 13.5789 | 0 | 0 | 0 | 0.0012057 | 0.48493 | 0 | 0 | 2.6821 | 0 | 18.5403 | 0 | 0 | 0 | 0 | 0 | 0 | 0 | 0 | 0 | 0 | 0 | 0 | 0 | 0.45131 | 0 | 0.71279 | 2.7481 | 0 | 0 | 0.315 | 0.71064 | 0 | 0 | 0 | 0 | 4.9379 | 0 | 0 | 0 | 0 | 0 | 0 | 0 | 0 | 0 | 0 | 0 | 0 | 0
10 | 1 | 10 | 1 | 1.7931 | 0 | 13.5789 | 0 | 0 | 0 | 0.0012057 | 0.42238 | 0 | 0 | 2.6821 | 0 | 18.4777 | 0 | 0 | 0 | 0 | 0 | 0 | 0 | 0 | 0 | 0 | 0 | 0 | 0 | 0.45131 | 0 | 0.71279 | 2.4068 | 0 | 0 | 0.315 | 0.70729 | 0 | 0 | 0 | 0 | 4.5932 | 0 | 0 | 0 | 0 | 0 | 0 | 0 | 0 | 0 | 0 | 0 | 0 | 0
10 | 1 | 11 | 1 | 1.7931 | 0 | 13.5789 | 0 | 0 | 0 | 0.0012057 | 0.39761 | 0 | 0 | 3.1223 | 0 | 18.8932 | 0 | 0 | 0 | 0 | 0 | 0 | 0 | 0 | 0 | 0 | 0 | 0 | 0 | 0.45131 | 0 | 0.54519 | 2.3368 | 0 | 0 | 0.3675 | 0.71182 | 0 | 0 | 0 | 0 | 4.4126 | 0 | 0 | 0 | 0 | 0 | 0 | 0 | 0 | 0 | 0 | 0 | 0 | 0
10 | 1 | 12 | 1 | 1.7931 | 0 | 8.6313 | 0 | 0 | 0 | 0.0012057 | 0.42283 | 0 | 0 | 3.5626 | 0 | 14.4111 | 0 | 0 | 0 | 0 | 0 | 0 | 0 | 0 | 0 | 0 | 0 | 0 | 0 | 0.45131 | 0 | 0.54519 | 2.3131 | 0 | 0 | 0.42 | 0.70895 | 0 | 0 | 0 | 0 | 4.4385 | 0 | 0 | 0 | 0 | 0 | 0 | 0 | 0 | 0 | 0 | 0 | 0 | 0
10 | 1 | 13 | 1 | 1.7931 | 0 | 13.5789 | 0 | 0 | 0 | 0.0012057 | 0.29798 | 0 | 0 | 3.1224 | 0 | 18.7935 | 0 | 0 | 0 | 0 | 0 | 0 | 0 | 0 | 0 | 0 | 0 | 0 | 0 | 0.45131 | 0 | 0.54519 | 1.9089 | 0 | 0 | 0.3675 | 0.70576 | 0 | 0 | 0 | 0 | 3.9787 | 0 | 0 | 0 | 0 | 0 | 0 | 0 | 0 | 0 | 0 | 0 | 0 | 0
10 | 1 | 14 | 1 | 1.7931 | 0 | 13.5789 | 0 | 0 | 0 | 0.0012057 | 0.24584 | 0 | 0 | 3.1224 | 0 | 18.7414 | 0 | 0 | 0 | 0 | 0 | 0 | 0 | 0 | 0 | 0 | 0 | 0 | 0 | 0.45131 | 0 | 0.54519 | 1.7276 | 0 | 0 | 0.3675 | 0.70331 | 0 | 0 | 0 | 0 | 3.7949 | 0 | 0 | 0 | 0 | 0 | 0 | 0 | 0 | 0 | 0 | 0 | 0 | 0
10 | 1 | 15 | 1 | 1.7931 | 0 | 13.5789 | 0 | 0 | 0 | 0.0012057 | 0.26257 | 0 | 0 | 2.6821 | 0 | 18.3179 | 0 | 0 | 0 | 0 | 0 | 0 | 0 | 0 | 0 | 0 | 0 | 0 | 0 | 0.45131 | 0 | 0.54519 | 1.7807 | 0 | 0 | 0.315 | 0.70511 | 0 | 0 | 0 | 0 | 3.7973 | 0 | 0 | 0 | 0 | 0 | 0 | 0 | 0 | 0 | 0 | 0 | 0 | 0
10 | 1 | 16 | 1 | 1.7931 | 0 | 13.5789 | 0 | 0 | 0 | 0.0012057 | 0.24271 | 0 | 0 | 2.6821 | 0 | 18.2981 | 0 | 0 | 0 | 0 | 0 | 0 | 0 | 0 | 0 | 0 | 0 | 0 | 0 | 0.45131 | 0 | 0.54519 | 1.6557 | 0 | 0 | 0.315 | 0.70495 | 0 | 0 | 0 | 0 | 3.6722 | 0 | 0 | 0 | 0 | 0 | 0 | 0 | 0 | 0 | 0 | 0 | 0 | 0
10 | 1 | 17 | 1 | 1.7931 | 0 | 13.5789 | 0 | 0 | 0 | 0.0012057 | 0.28929 | 0 | 0 | 3.9584 | 0 | 19.6209 | 0 | 0 | 0 | 0 | 0 | 0 | 0 | 0 | 0 | 0 | 0 | 0 | 0 | 0.45131 | 0 | 0.54519 | 1.9924 | 0 | 0 | 0.525 | 0.71612 | 0 | 0 | 0 | 0 | 4.23 | 0 | 0 | 0 | 0 | 0 | 0 | 0 | 0 | 0 | 0 | 0 | 0 | 0
10 | 1 | 18 | 1 | 1.7931 | 0 | 9.8682 | 0 | 0 | 0 | 0.0012057 | 0.28856 | 0 | 0 | 3.9585 | 0 | 15.9096 | 0 | 0 | 0 | 0 | 0 | 0 | 0 | 0 | 0 | 0 | 0 | 0 | 0 | 0.45131 | 0 | 0.54519 | 1.8154 | 0 | 0 | 0.525 | 0.70839 | 0 | 0 | 0 | 0 | 4.0453 | 0 | 0 | 0 | 0 | 0 | 0 | 0 | 0 | 0 | 0 | 0 | 0 | 0
10 | 1 | 19 | 1 | 1.7931 | 0 | 2.4469 | 0 | 0 | 0 | 0.0012057 | 0.38664 | 0 | 0 | 4.5148 | 0 | 9.1427 | 0 | 0 | 0 | 0 | 0 | 0 | 0 | 0 | 0 | 0 | 0 | 0 | 0 | 0.45131 | 0 | 0.88038 | 1.8916 | 0 | 0 | 0.42 | 0.69927 | 0 | 0 | 0 | 0 | 4.3425 | 0 | 0 | 0 | 0 | 0 | 0 | 0 | 0 | 0 | 0 | 0 | 0 | 0
10 | 1 | 20 | 1 | 1.7931 | 0 | 2.4469 | 0 | 0 | 0 | 0.0012057 | 0.39208 | 0 | 0 | 3.1223 | 0 | 7.7556 | 0 | 0 | 0 | 0 | 0 | 0 | 0 | 0 | 0 | 0 | 0 | 0 | 0 | 0.45131 | 0 | 1.1038 | 1.7771 | 0 | 0 | 0.3675 | 0.69518 | 0 | 0 | 0 | 0 | 4.395 | 0 | 0 | 0 | 0 | 0 | 0 | 0 | 0 | 0 | 0 | 0 | 0 | 0
10 | 1 | 21 | 1 | 1.7931 | 0 | 2.4469 | 0 | 0 | 0 | 0.0012057 | 0.4295 | 0 | 0 | 3.9584 | 0 | 8.6291 | 0 | 0 | 0 | 0 | 0 | 0 | 0 | 0 | 0 | 0 | 0 | 0 | 0 | 0.45131 | 0 | 1.2156 | 2.0495 | 0 | 0 | 0.4725 | 0.69494 | 0 | 0 | 0 | 0 | 4.8838 | 0 | 0 | 0 | 0 | 0 | 0 | 0 | 0 | 0 | 0 | 0 | 0 | 0
10 | 1 | 22 | 1 | 1.7931 | 0 | 2.4469 | 0 | 0 | 0 | 0.0012057 | 0.41243 | 0 | 0 | 2.7259 | 0 | 7.3796 | 0 | 0 | 0 | 0 | 0 | 0 | 0 | 0 | 0 | 0 | 0 | 0 | 0 | 0.45131 | 0 | 1.1038 | 2.0031 | 0 | 0 | 0.315 | 0.69506 | 0 | 0 | 0 | 0 | 4.5683 | 0 | 0 | 0 | 0 | 0 | 0 | 0 | 0 | 0 | 0 | 0 | 0 | 0
10 | 1 | 23 | 1 | 1.7931 | 0 | 2.4469 | 0 | 0 | 0 | 0.0012057 | 0.058972 | 0 | 0 | 0.48095 | 0 | 4.7811 | 0 | 0 | 0 | 0 | 0 | 0 | 0 | 0 | 0 | 0 | 0 | 0 | 0 | 0.45131 | 0 | 0.88038 | 0.56029 | 0 | 0 | 0.0525 | 0.70143 | 0 | 0 | 0 | 0 | 2.6459 | 0 | 0 | 0 | 0 | 0 | 0 | 0 | 0 | 0 | 0 | 0 | 0 | 0
10 | 1 | 24 | 1 | 1.7931 | 0 | 2.4469 | 0 | 0 | 0 | 0.0012057 | 0.12665 | 0 | 0 | 0.48097 | 0 | 4.8488 | 0 | 0 | 0 | 0 | 0 | 0 | 0 | 0 | 0 | 0 | 0 | 0 | 0 | 0.45131 | 0 | 0.54519 | 1.3582 | 0 | 0 | 0.0525 | 0.71092 | 0 | 0 | 0 | 0 | 3.1181 | 0 | 0 | 0 | 0 | 0 | 0 | 0 | 0 | 0 | 0 | 0 | 0 | 0
10 | 2 | 1 | 2 | 1.7931 | 0 | 2.4469 | 0 | 0 | 0 | 0.0012057 | 0.18431 | 0 | 0 | 0.48101 | 0 | 4.9066 | 0 | 0 | 0 | 0 | 0 | 0 | 0 | 0 | 0 | 0 | 0 | 0 | 0 | 0.45131 | 0 | 0.32173 | 1.883 | 0 | 0 | 0.0525 | 0.72042 | 0 | 0 | 0 | 0 | 3.429 | 0 | 0 | 0 | 0 | 0 | 0 | 0 | 0 | 0 | 0 | 0 | 0 | 0
10 | 2 | 2 | 2 | 1.7931 | 0 | 2.4469 | 0 | 0 | 0 | 0.0012057 | 0.22324 | 0 | 0 | 0.48104 | 0 | 4.9455 | 0 | 0 | 0 | 0 | 0 | 0 | 0 | 0 | 0 | 0 | 0 | 0 | 0 | 0.45131 | 0 | 0.32173 | 2.2425 | 0 | 0 | 0.0525 | 0.724 | 0 | 0 | 0 | 0 | 3.7921 | 0 | 0 | 0 | 0 | 0 | 0 | 0 | 0 | 0 | 0 | 0 | 0 | 0
10 | 2 | 3 | 2 | 1.7931 | 0 | 2.4469 | 0 | 0 | 0 | 0.0012057 | 0.23402 | 0 | 0 | 0.48105 | 0 | 4.9563 | 0 | 0 | 0 | 0 | 0 | 0 | 0 | 0 | 0 | 0 | 0 | 0 | 0 | 0.45131 | 0 | 0.32173 | 2.0961 | 0 | 0 | 0.0525 | 0.72357 | 0 | 0 | 0 | 0 | 3.6452 | 0 | 0 | 0 | 0 | 0 | 0 | 0 | 0 | 0 | 0 | 0 | 0 | 0
10 | 2 | 4 | 2 | 1.7931 | 0 | 2.4469 | 0 | 0 | 0 | 0.0012057 | 0.26351 | 0 | 0 | 0.48105 | 0 | 4.9858 | 0 | 0 | 0 | 0 | 0 | 0 | 0 | 0 | 0 | 0 | 0 | 0 | 0 | 0.45131 | 0 | 0.32173 | 2.2961 | 0 | 0 | 0.0525 | 0.72703 | 0 | 0 | 0 | 0 | 3.8487 | 0 | 0 | 0 | 0 | 0 | 0 | 0 | 0 | 0 | 0 | 0 | 0 | 0
10 | 2 | 5 | 2 | 1.7931 | 0 | 2.4469 | 0 | 0 | 0 | 0.0012057 | 0.26872 | 0 | 0 | 0.48106 | 0 | 4.991 | 0 | 0 | 0 | 0 | 0 | 0 | 0 | 0 | 0 | 0 | 0 | 0 | 0 | 0.45131 | 0 | 0.32173 | 2.2491 | 0 | 0 | 0.0525 | 0.72674 | 0 | 0 | 0 | 0 | 3.8014 | 0 | 0 | 0 | 0 | 0 | 0 | 0 | 0 | 0 | 0 | 0 | 0 | 0
10 | 2 | 6 | 2 | 1.7931 | 0 | 2.4469 | 0 | 0 | 0 | 0.0012057 | 0.28838 | 0 | 0 | 2.6822 | 0 | 7.2118 | 0 | 0 | 0 | 0 | 0 | 0 | 0 | 0 | 0 | 0 | 0 | 0 | 0 | 0.45131 | 0 | 0.54519 | 2.2226 | 0 | 0 | 0.315 | 0.7223 | 0 | 0 | 0 | 0 | 4.2564 | 0 | 0 | 0 | 0 | 0 | 0 | 0 | 0 | 0 | 0 | 0 | 0 | 0
10 | 2 | 7 | 2 | 1.7931 | 0 | 2.4469 | 0 | 0 | 0 | 0.0012057 | 0.73612 | 0 | 0 | 3.9585 | 0 | 8.9358 | 0 | 0 | 0 | 0 | 0 | 0 | 0 | 0 | 0 | 0 | 0 | 0 | 0 | 0.45131 | 0 | 0.71279 | 3.7018 | 0 | 0 | 0.525 | 0.71538 | 0 | 0 | 0 | 0 | 6.1062 | 0 | 0 | 0 | 0 | 0 | 0 | 0 | 0 | 0 | 0 | 0 | 0 | 0
10 | 2 | 8 | 2 | 1.7931 | 0 | 13.5789 | 0 | 0 | 0 | 0.0012057 | 0.38695 | 0 | 0 | 4.0416 | 0 | 19.8017 | 0 | 0 | 0 | 0 | 0 | 0 | 0 | 0 | 0 | 0 | 0 | 0 | 0 | 0.45131 | 0 | 0.71279 | 1.9162 | 0 | 0 | 0.42 | 0.70778 | 0 | 0 | 0 | 0 | 4.2081 | 0 | 0 | 0 | 0 | 0 | 0 | 0 | 0 | 0 | 0 | 0 | 0 | 0
10 | 2 | 9 | 2 | 1.7931 | 0 | 13.5789 | 0 | 0 | 0 | 0.0012057 | 0.22589 | 0 | 0 | 2.6822 | 0 | 18.2813 | 0 | 0 | 0 | 0 | 0 | 0 | 0 | 0 | 0 | 0 | 0 | 0 | 0 | 0.45131 | 0 | 0.71279 | 1.179 | 0 | 0 | 0.315 | 0.70574 | 0 | 0 | 0 | 0 | 3.3639 | 0 | 0 | 0 | 0 | 0 | 0 | 0 | 0 | 0 | 0 | 0 | 0 | 0
10 | 2 | 10 | 2 | 1.7931 | 0 | 13.5789 | 0 | 0 | 0 | 0.0012057 | 0.14702 | 0 | 0 | 2.6822 | 0 | 18.2024 | 0 | 0 | 0 | 0 | 0 | 0 | 0 | 0 | 0 | 0 | 0 | 0 | 0 | 0.45131 | 0 | 0.71279 | 0.80313 | 0 | 0 | 0.315 | 0.70427 | 0 | 0 | 0 | 0 | 2.9865 | 0 | 0 | 0 | 0 | 0 | 0 | 0 | 0 | 0 | 0 | 0 | 0 | 0
10 | 2 | 11 | 2 | 1.7931 | 0 | 13.5789 | 0 | 0 | 0 | 0.0012057 | 0.078625 | 0 | 0 | 3.1224 | 0 | 18.5742 | 0 | 0 | 0 | 0 | 0 | 0 | 0 | 0 | 0 | 0 | 0 | 0 | 0 | 0.45131 | 0 | 0.54519 | 0.31326 | 0 | 0 | 0.3675 | 0.70346 | 0 | 0 | 0 | 0 | 2.3807 | 0 | 0 | 0 | 0 | 0 | 0 | 0 | 0 | 0 | 0 | 0 | 0 | 0
10 | 2 | 12 | 2 | 1.7931 | 0 | 8.6313 | 0 | 0 | 0 | 0.0012057 | 0.05468 | 0 | 0 | 3.5626 | 0 | 14.043 | 0 | 0 | 0 | 0 | 0 | 0 | 0 | 0 | 0 | 0 | 0 | 0 | 0 | 0.45131 | 0 | 0.54519 | 0.13422 | 0 | 0 | 0.42 | 0.69984 | 0 | 0 | 0 | 0 | 2.2506 | 0 | 0 | 0 | 0 | 0 | 0 | 0 | 0 | 0 | 0 | 0 | 0 | 0
10 | 2 | 13 | 2 | 1.7931 | 0 | 13.5789 | 0 | 0 | 0 | 0.0012057 | 0.064813 | 0 | 0 | 3.1224 | 0 | 18.5604 | 0 | 0 | 0 | 0 | 0 | 0 | 0 | 0 | 0 | 0 | 0 | 0 | 0 | 0.45131 | 0 | 0.54519 | 0.12038 | 0 | 0 | 0.3675 | 0.70136 | 0 | 0 | 0 | 0 | 2.1858 | 0 | 0 | 0 | 0 | 0 | 0 | 0 | 0 | 0 | 0 | 0 | 0 | 0
10 | 2 | 14 | 2 | 1.7931 | 0 | 13.5789 | 0 | 0 | 0 | 0.0012057 | 0.059512 | 0 | 0 | 3.1224 | 0 | 18.5551 | 0 | 0 | 0 | 0 | 0 | 0 | 0 | 0 | 0 | 0 | 0 | 0 | 0 | 0.45131 | 0 | 0.54519 | 0.087245 | 0.045015 | 0 | 0.3675 | 0.70017 | 0 | 0 | 0 | 0 | 2.1964 | 0 | 0 | 0 | 0 | 0 | 0 | 0 | 0 | 0 | 0 | 0 | 0 | 0
10 | 2 | 15 | 2 | 1.7931 | 0 | 13.5789 | 0 | 0 | 0 | 0.0012057 | 0.062032 | 0 | 0 | 2.6822 | 0 | 18.1174 | 0 | 0 | 0 | 0 | 0 | 0 | 0 | 0 | 0 | 0 | 0 | 0 | 0 | 0.45131 | 0 | 0.54519 | 0.070826 | 0.067906 | 0 | 0.315 | 0.69973 | 0 | 0 | 0 | 0 | 2.15 | 0 | 0 | 0 | 0 | 0 | 0 | 0 | 0 | 0 | 0 | 0 | 0 | 0
10 | 2 | 16 | 2 | 1.7931 | 0 | 13.5789 | 0 | 0 | 0 | 0.0012057 | 0.06215 | 0 | 0 | 2.6822 | 0 | 18.1175 | 0 | 0 | 0 | 0 | 0 | 0 | 0 | 0 | 0 | 0 | 0 | 0 | 0 | 0.45131 | 0 | 0.54519 | 0.074959 | 0.068896 | 0 | 0.315 | 0.69865 | 0 | 0 | 0 | 0 | 2.154 | 0 | 0 | 0 | 0 | 0 | 0 | 0 | 0 | 0 | 0 | 0 | 0 | 0
10 | 2 | 17 | 2 | 1.7931 | 0 | 13.5789 | 0 | 0 | 0 | 0.0012057 | 0.056349 | 0 | 0 | 3.9585 | 0 | 19.388 | 0 | 0 | 0 | 0 | 0 | 0 | 0 | 0 | 0 | 0 | 0 | 0 | 0 | 0.45131 | 0 | 0.54519 | 0.038099 | 0.056566 | 0 | 0.525 | 0.69876 | 0 | 0 | 0 | 0 | 2.3149 | 0 | 0 | 0 | 0 | 0 | 0 | 0 | 0 | 0 | 0 | 0 | 0 | 0
10 | 2 | 18 | 2 | 1.7931 | 0 | 9.8682 | 0 | 0 | 0 | 0.0012057 | 0.05279 | 0 | 0 | 3.9585 | 0 | 15.6738 | 0 | 0 | 0 | 0 | 0 | 0 | 0 | 0 | 0 | 0 | 0 | 0 | 0 | 0.45131 | 0 | 0.54519 | 0.10852 | 0 | 0 | 0.525 | 0.70264 | 0 | 0 | 0 | 0 | 2.3327 | 0 | 0 | 0 | 0 | 0 | 0 | 0 | 0 | 0 | 0 | 0 | 0 | 0
10 | 2 | 19 | 2 | 1.7931 | 0 | 2.4469 | 0 | 0 | 0 | 0.0012057 | 0.063776 | 0 | 0 | 4.5148 | 0 | 8.8198 | 0 | 0 | 0 | 0 | 0 | 0 | 0 | 0 | 0 | 0 | 0 | 0 | 0 | 0.45131 | 0 | 0.88038 | 0.15682 | 0 | 0 | 0.42 | 0.69839 | 0 | 0 | 0 | 0 | 2.6069 | 0 | 0 | 0 | 0 | 0 | 0 | 0 | 0 | 0 | 0 | 0 | 0 | 0
10 | 2 | 20 | 2 | 1.7931 | 0 | 2.4469 | 0 | 0 | 0 | 0.0012057 | 0.066443 | 0 | 0 | 3.1224 | 0 | 7.43 | 0 | 0 | 0 | 0 | 0 | 0 | 0 | 0 | 0 | 0 | 0 | 0 | 0 | 0.45131 | 0 | 1.1038 | 0.11192 | 0 | 0 | 0.3675 | 0.69664 | 0 | 0 | 0 | 0 | 2.7312 | 0 | 0 | 0 | 0 | 0 | 0 | 0 | 0 | 0 | 0 | 0 | 0 | 0
10 | 2 | 21 | 2 | 1.7931 | 0 | 2.4469 | 0 | 0 | 0 | 0.0012057 | 0.06768 | 0 | 0 | 3.9584 | 0 | 8.2673 | 0 | 0 | 0 | 0 | 0 | 0 | 0 | 0 | 0 | 0 | 0 | 0 | 0 | 0.45131 | 0 | 1.2156 | 0.12355 | 0 | 0 | 0.4725 | 0.69585 | 0 | 0 | 0 | 0 | 2.9588 | 0 | 0 | 0 | 0 | 0 | 0 | 0 | 0 | 0 | 0 | 0 | 0 | 0
10 | 2 | 22 | 2 | 1.7931 | 0 | 2.4469 | 0 | 0 | 0 | 0.0012057 | 0.06771 | 0 | 0 | 2.726 | 0 | 7.0349 | 0 | 0 | 0 | 0 | 0 | 0 | 0 | 0 | 0 | 0 | 0 | 0 | 0 | 0.45131 | 0 | 1.1038 | 0.13652 | 0 | 0 | 0.315 | 0.69603 | 0 | 0 | 0 | 0 | 2.7027 | 0 | 0 | 0 | 0 | 0 | 0 | 0 | 0 | 0 | 0 | 0 | 0 | 0
10 | 2 | 23 | 2 | 1.7931 | 0 | 2.4469 | 0 | 0 | 0 | 0.0012057 | 0.040067 | 0 | 0 | 0.48097 | 0 | 4.7623 | 0 | 0 | 0 | 0 | 0 | 0 | 0 | 0 | 0 | 0 | 0 | 0 | 0 | 0.45131 | 0 | 0.88038 | 0.15908 | 0 | 0 | 0.0525 | 0.69756 | 0 | 0 | 0 | 0 | 2.2408 | 0 | 0 | 0 | 0 | 0 | 0 | 0 | 0 | 0 | 0 | 0 | 0 | 0
10 | 2 | 24 | 2 | 1.7931 | 0 | 2.4469 | 0 | 0 | 0 | 0.0012057 | 0.041086 | 0 | 0 | 0.48098 | 0 | 4.7633 | 0 | 0 | 0 | 0 | 0 | 0 | 0 | 0 | 0 | 0 | 0 | 0 | 0 | 0.45131 | 0 | 0.54519 | 0.20059 | 0 | 0 | 0.0525 | 0.70581 | 0 | 0 | 0 | 0 | 1.9554 | 0 | 0 | 0 | 0 | 0 | 0 | 0 | 0 | 0 | 0 | 0 | 0 | 0
10 | 3 | 1 | 3 | 1.7931 | 0 | 2.4469 | 0 | 0 | 0 | 0.0012057 | 0.042178 | 0 | 0 | 0.48101 | 0 | 4.7644 | 0 | 0 | 0 | 0 | 0 | 0 | 0 | 0 | 0 | 0 | 0 | 0 | 0 | 0.45131 | 0 | 0.32173 | 0.26703 | 0 | 0 | 0.0525 | 0.71146 | 0 | 0 | 0 | 0 | 1.804 | 0 | 0 | 0 | 0 | 0 | 0 | 0 | 0 | 0 | 0 | 0 | 0 | 0
10 | 3 | 2 | 3 | 1.7931 | 0 | 2.4469 | 0 | 0 | 0 | 0.0012057 | 0.042293 | 0 | 0 | 0.48103 | 0 | 4.7645 | 0 | 0 | 0 | 0 | 0 | 0 | 0 | 0 | 0 | 0 | 0 | 0 | 0 | 0.45131 | 0 | 0.32173 | 0.28325 | 0 | 0 | 0.0525 | 0.71166 | 0 | 0 | 0 | 0 | 1.8205 | 0 | 0 | 0 | 0 | 0 | 0 | 0 | 0 | 0 | 0 | 0 | 0 | 0
10 | 3 | 3 | 3 | 1.7931 | 0 | 2.4469 | 0 | 0 | 0 | 0.0012057 | 0.042556 | 0 | 0 | 0.48103 | 0 | 4.7648 | 0 | 0 | 0 | 0 | 0 | 0 | 0 | 0 | 0 | 0 | 0 | 0 | 0 | 0.45131 | 0 | 0.32173 | 0.29933 | 0 | 0 | 0.0525 | 0.71193 | 0 | 0 | 0 | 0 | 1.8368 | 0 | 0 | 0 | 0 | 0 | 0 | 0 | 0 | 0 | 0 | 0 | 0 | 0
10 | 3 | 4 | 3 | 1.7931 | 0 | 2.4469 | 0 | 0 | 0 | 0.0012057 | 0.042079 | 0 | 0 | 0.48103 | 0 | 4.7643 | 0 | 0 | 0 | 0 | 0 | 0 | 0 | 0 | 0 | 0 | 0 | 0 | 0 | 0.45131 | 0 | 0.32173 | 0.29372 | 0 | 0 | 0.0525 | 0.7109 | 0 | 0 | 0 | 0 | 1.8301 | 0 | 0 | 0 | 0 | 0 | 0 | 0 | 0 | 0 | 0 | 0 | 0 | 0
10 | 3 | 5 | 3 | 1.7931 | 0 | 2.4469 | 0 | 0 | 0 | 0.0012057 | 0.041332 | 0 | 0 | 0.48103 | 0 | 4.7636 | 0 | 0 | 0 | 0 | 0 | 0 | 0 | 0 | 0 | 0 | 0 | 0 | 0 | 0.45131 | 0 | 0.32173 | 0.28613 | 0 | 0 | 0.0525 | 0.70946 | 0 | 0 | 0 | 0 | 1.8211 | 0 | 0 | 0 | 0 | 0 | 0 | 0 | 0 | 0 | 0 | 0 | 0 | 0
10 | 3 | 6 | 3 | 1.7931 | 0 | 2.4469 | 0 | 0 | 0 | 0.0012057 | 0.041648 | 0 | 0 | 2.6822 | 0 | 6.965 | 0 | 0 | 0 | 0 | 0 | 0 | 0 | 0 | 0 | 0 | 0 | 0 | 0 | 0.45131 | 0 | 0.54519 | 0.26317 | 0 | 0 | 0.315 | 0.70445 | 0 | 0 | 0 | 0 | 2.2791 | 0 | 0 | 0 | 0 | 0 | 0 | 0 | 0 | 0 | 0 | 0 | 0 | 0
10 | 3 | 7 | 3 | 1.7931 | 0 | 2.4469 | 0 | 0 | 0 | 0.0012057 | 0.07594 | 0 | 0 | 3.9584 | 0 | 8.2756 | 0 | 0 | 0 | 0 | 0 | 0 | 0 | 0 | 0 | 0 | 0 | 0 | 0 | 0.45131 | 0 | 0.71279 | 0.4537 | 0 | 0 | 0.525 | 0.69965 | 0 | 0 | 0 | 0 | 2.8424 | 0 | 0 | 0 | 0 | 0 | 0 | 0 | 0 | 0 | 0 | 0 | 0 | 0
10 | 3 | 8 | 3 | 1.7931 | 0 | 13.5789 | 0 | 0 | 0 | 0.0012057 | 0.052371 | 0 | 0 | 4.0415 | 0 | 19.4671 | 0 | 0 | 0 | 0 | 0 | 0 | 0 | 0 | 0 | 0 | 0 | 0 | 0 | 0.45131 | 0 | 0.71279 | 0.10899 | 0 | 0 | 0.42 | 0.69621 | 0 | 0 | 0 | 0 | 2.3893 | 0 | 0 | 0 | 0 | 0 | 0 | 0 | 0 | 0 | 0 | 0 | 0 | 0
10 | 3 | 9 | 3 | 1.7931 | 0 | 13.5789 | 0 | 0 | 0 | 0.0012057 | 0.046263 | 0 | 0 | 2.6821 | 0 | 18.1016 | 0 | 0 | 0 | 0 | 0 | 0 | 0 | 0 | 0 | 0 | 0 | 0 | 0 | 0.45131 | 0 | 0.71279 | 0.075132 | 0 | 0 | 0.315 | 0.69565 | 0 | 0 | 0 | 0 | 2.2499 | 0 | 0 | 0 | 0 | 0 | 0 | 0 | 0 | 0 | 0 | 0 | 0 | 0
10 | 3 | 10 | 3 | 1.7931 | 0 | 13.5789 | 0 | 0 | 0 | 0.0012057 | 0.093921 | 0 | 0 | 2.6821 | 0 | 18.1492 | 0 | 0 | 0 | 0 | 0 | 0 | 0 | 0 | 0 | 0 | 0 | 0 | 0 | 0.45131 | 0 | 0.71279 | 0.042479 | 0 | 0 | 0.315 | 0.69513 | 0 | 0 | 0 | 0 | 2.2167 | 0 | 0 | 0 | 0 | 0 | 0 | 0 | 0 | 0 | 0 | 0 | 0 | 0
10 | 3 | 11 | 3 | 1.7931 | 0 | 13.5789 | 0 | 0 | 0 | 0.0012057 | 0.18924 | 0 | 0 | 3.1223 | 0 | 18.6848 | 0 | 0 | 0 | 0 | 0 | 0 | 0 | 0 | 0 | 0 | 0 | 0 | 0 | 0.45131 | 0 | 0.54519 | 0.021094 | 0.15197 | 0 | 0.3675 | 0.69515 | 0 | 0 | 0 | 0 | 2.2322 | 0 | 0 | 0 | 0 | 0 | 0 | 0 | 0 | 0 | 0 | 0 | 0 | 0
10 | 3 | 12 | 3 | 1.7931 | 0 | 8.6313 | 0 | 0 | 0 | 0.0012057 | 0.17754 | 0 | 0 | 3.5625 | 0 | 14.1657 | 0 | 0 | 0 | 0 | 0 | 0 | 0 | 0 | 0 | 0 | 0 | 0 | 0 | 0.45131 | 0 | 0.54519 | 0.0086285 | 0.7045 | 0 | 0.42 | 0.69449 | 0 | 0 | 0 | 0 | 2.8241 | 0 | 0 | 0 | 0 | 0 | 0 | 0 | 0 | 0 | 0 | 0 | 0 | 0
10 | 3 | 13 | 3 | 1.7931 | 0 | 13.5789 | 0 | 0 | 0 | 0.0012057 | 0.18442 | 0 | 0 | 3.1223 | 0 | 18.6799 | 0 | 0 | 0 | 0 | 0 | 0 | 0 | 0 | 0 | 0 | 0 | 0 | 0 | 0.45131 | 0 | 0.54519 | 0.0044255 | 0.92524 | 0 | 0.3675 | 0.6937 | 0 | 0 | 0 | 0 | 2.9874 | 0 | 0 | 0 | 0 | 0 | 0 | 0 | 0 | 0 | 0 | 0 | 0 | 0
10 | 3 | 14 | 3 | 1.7931 | 0 | 13.5789 | 0 | 0 | 0 | 0.0012057 | 0.19163 | 0 | 0 | 3.1223 | 0 | 18.6871 | 0 | 0 | 0 | 0 | 0 | 0 | 0 | 0 | 0 | 0 | 0 | 0 | 0 | 0.45131 | 0 | 0.54519 | 0.00069788 | 0.93473 | 0 | 0.3675 | 0.69333 | 0 | 0 | 0 | 0 | 2.9928 | 0 | 0 | 0 | 0 | 0 | 0 | 0 | 0 | 0 | 0 | 0 | 0 | 0
10 | 3 | 15 | 3 | 1.7931 | 0 | 13.5789 | 0 | 0 | 0 | 0.0012057 | 0.22968 | 0 | 0 | 2.682 | 0 | 18.2849 | 0 | 0 | 0 | 0 | 0 | 0 | 0 | 0 | 0 | 0 | 0 | 0 | 0 | 0.45131 | 0 | 0.54519 | 0 | 1.0133 | 0 | 0.315 | 0.69266 | 0 | 0 | 0 | 0 | 3.0174 | 0 | 0 | 0 | 0 | 0 | 0 | 0 | 0 | 0 | 0 | 0 | 0 | 0
10 | 3 | 16 | 3 | 1.7931 | 0 | 13.5789 | 0 | 0 | 0 | 0.0012057 | 0.22593 | 0 | 0 | 2.682 | 0 | 18.2812 | 0 | 0 | 0 | 0 | 0 | 0 | 0 | 0 | 0 | 0 | 0 | 0 | 0 | 0.45131 | 0 | 0.54519 | 0.00063395 | 1.0955 | 0 | 0.315 | 0.69258 | 0 | 0 | 0 | 0 | 3.1002 | 0 | 0 | 0 | 0 | 0 | 0 | 0 | 0 | 0 | 0 | 0 | 0 | 0
10 | 3 | 17 | 3 | 1.7931 | 0 | 13.5789 | 0 | 0 | 0 | 0.0012057 | 0.19849 | 0 | 0 | 3.9584 | 0 | 19.5301 | 0 | 0 | 0 | 0 | 0 | 0 | 0 | 0 | 0 | 0 | 0 | 0 | 0 | 0.45131 | 0 | 0.54519 | 0.0040666 | 1.0417 | 0 | 0.525 | 0.69288 | 0 | 0 | 0 | 0 | 3.2602 | 0 | 0 | 0 | 0 | 0 | 0 | 0 | 0 | 0 | 0 | 0 | 0 | 0
10 | 3 | 18 | 3 | 1.7931 | 0 | 9.8682 | 0 | 0 | 0 | 0.0012057 | 0.10528 | 0 | 0 | 3.9584 | 0 | 15.7262 | 0 | 0 | 0 | 0 | 0 | 0 | 0 | 0 | 0 | 0 | 0 | 0 | 0 | 0.45131 | 0 | 0.54519 | 0.014504 | 0.42606 | 0 | 0.525 | 0.69305 | 0 | 0 | 0 | 0 | 2.6551 | 0 | 0 | 0 | 0 | 0 | 0 | 0 | 0 | 0 | 0 | 0 | 0 | 0
10 | 3 | 19 | 3 | 1.7931 | 0 | 2.4469 | 0 | 0 | 0 | 0.0012057 | 0.065039 | 0 | 0 | 4.5146 | 0 | 8.8209 | 0 | 0 | 0 | 0 | 0 | 0 | 0 | 0 | 0 | 0 | 0 | 0 | 0 | 0.45131 | 0 | 0.88038 | 0.015941 | 0.15428 | 0 | 0.42 | 0.69155 | 0 | 0 | 0 | 0 | 2.6135 | 0 | 0 | 0 | 0 | 0 | 0 | 0 | 0 | 0 | 0 | 0 | 0 | 0
10 | 3 | 20 | 3 | 1.7931 | 0 | 2.4469 | 0 | 0 | 0 | 0.0012057 | 0.053344 | 0 | 0 | 3.1223 | 0 | 7.4168 | 0 | 0 | 0 | 0 | 0 | 0 | 0 | 0 | 0 | 0 | 0 | 0 | 0 | 0.45131 | 0 | 1.1038 | 0.020955 | 0.068831 | 0 | 0.3675 | 0.69029 | 0 | 0 | 0 | 0 | 2.7027 | 0 | 0 | 0 | 0 | 0 | 0 | 0 | 0 | 0 | 0 | 0 | 0 | 0
10 | 3 | 21 | 3 | 1.7931 | 0 | 2.4469 | 0 | 0 | 0 | 0.0012057 | 0.04862 | 0 | 0 | 3.9584 | 0 | 8.2482 | 0 | 0 | 0 | 0 | 0 | 0 | 0 | 0 | 0 | 0 | 0 | 0 | 0 | 0.45131 | 0 | 1.2156 | 0.0072431 | 0.037861 | 0 | 0.4725 | 0.6901 | 0 | 0 | 0 | 0 | 2.8746 | 0 | 0 | 0 | 0 | 0 | 0 | 0 | 0 | 0 | 0 | 0 | 0 | 0
10 | 3 | 22 | 3 | 1.7931 | 0 | 2.4469 | 0 | 0 | 0 | 0.0012057 | 0.046129 | 0 | 0 | 2.7257 | 0 | 7.0131 | 0 | 0 | 0 | 0 | 0 | 0 | 0 | 0 | 0 | 0 | 0 | 0 | 0 | 0.45131 | 0 | 1.1038 | 0.009742 | 0.023527 | 0 | 0.315 | 0.6901 | 0 | 0 | 0 | 0 | 2.5935 | 0 | 0 | 0 | 0 | 0 | 0 | 0 | 0 | 0 | 0 | 0 | 0 | 0
10 | 3 | 23 | 3 | 1.7931 | 0 | 2.4469 | 0 | 0 | 0 | 0.0012057 | 0.043723 | 0 | 0 | 0.4808 | 0 | 4.7657 | 0 | 0 | 0 | 0 | 0 | 0 | 0 | 0 | 0 | 0 | 0 | 0 | 0 | 0.45131 | 0 | 0.88038 | 0 | 0.019295 | 0 | 0.0525 | 0.69011 | 0 | 0 | 0 | 0 | 2.0936 | 0 | 0 | 0 | 0 | 0 | 0 | 0 | 0 | 0 | 0 | 0 | 0 | 0
10 | 3 | 24 | 3 | 1.7931 | 0 | 2.4469 | 0 | 0 | 0 | 0.0012057 | 0.042832 | 0 | 0 | 0.48085 | 0 | 4.7649 | 0 | 0 | 0 | 0 | 0 | 0 | 0 | 0 | 0 | 0 | 0 | 0 | 0 | 0.45131 | 0 | 0.54519 | 0.034205 | 0.014146 | 0 | 0.0525 | 0.69186 | 0 | 0 | 0 | 0 | 1.7892 | 0 | 0 | 0 | 0 | 0 | 0 | 0 | 0 | 0 | 0 | 0 | 0 | 0
10 | 4 | 1 | 4 | 1.7931 | 0 | 2.4469 | 0 | 0 | 0 | 0.0012057 | 0.042058 | 0 | 0 | 0.48088 | 0 | 4.7642 | 0 | 0 | 0 | 0 | 0 | 0 | 0 | 0 | 0 | 0 | 0 | 0 | 0 | 0.45131 | 0 | 0.32173 | 0.040671 | 0.010244 | 0 | 0.0525 | 0.69302 | 0 | 0 | 0 | 0 | 1.5695 | 0 | 0 | 0 | 0 | 0 | 0 | 0 | 0 | 0 | 0 | 0 | 0 | 0
10 | 4 | 2 | 4 | 1.7931 | 0 | 2.4469 | 0 | 0 | 0 | 0.0012057 | 0.041564 | 0 | 0 | 0.48091 | 0 | 4.7637 | 0 | 0 | 0 | 0 | 0 | 0 | 0 | 0 | 0 | 0 | 0 | 0 | 0 | 0.45131 | 0 | 0.32173 | 0.040827 | 0.0077528 | 0 | 0.0525 | 0.69304 | 0 | 0 | 0 | 0 | 1.5672 | 0 | 0 | 0 | 0 | 0 | 0 | 0 | 0 | 0 | 0 | 0 | 0 | 0
10 | 4 | 3 | 4 | 1.7931 | 0 | 2.4469 | 0 | 0 | 0 | 0.0012057 | 0.041696 | 0 | 0 | 0.48091 | 0 | 4.7638 | 0 | 0 | 0 | 0 | 0 | 0 | 0 | 0 | 0 | 0 | 0 | 0 | 0 | 0.45131 | 0 | 0.32173 | 0.043444 | 0.0082871 | 0 | 0.0525 | 0.6929 | 0 | 0 | 0 | 0 | 1.5702 | 0 | 0 | 0 | 0 | 0 | 0 | 0 | 0 | 0 | 0 | 0 | 0 | 0
10 | 4 | 4 | 4 | 1.7931 | 0 | 2.4469 | 0 | 0 | 0 | 0.0012057 | 0.041283 | 0 | 0 | 0.48091 | 0 | 4.7634 | 0 | 0 | 0 | 0 | 0 | 0 | 0 | 0 | 0 | 0 | 0 | 0 | 0 | 0.45131 | 0 | 0.32173 | 0.045716 | 0.0062711 | 0 | 0.0525 | 0.69269 | 0 | 0 | 0 | 0 | 1.5702 | 0 | 0 | 0 | 0 | 0 | 0 | 0 | 0 | 0 | 0 | 0 | 0 | 0
10 | 4 | 5 | 4 | 1.7931 | 0 | 2.4469 | 0 | 0 | 0 | 0.0012057 | 0.040576 | 0 | 0 | 0.4809 | 0 | 4.7627 | 0 | 0 | 0 | 0 | 0 | 0 | 0 | 0 | 0 | 0 | 0 | 0 | 0 | 0.45131 | 0 | 0.32173 | 0.047813 | 0.002764 | 0 | 0.0525 | 0.69248 | 0 | 0 | 0 | 0 | 1.5686 | 0 | 0 | 0 | 0 | 0 | 0 | 0 | 0 | 0 | 0 | 0 | 0 | 0
10 | 4 | 6 | 4 | 1.7931 | 0 | 2.4469 | 0 | 0 | 0 | 0.0012057 | 0.04 | 0 | 0 | 2.682 | 0 | 6.9633 | 0 | 0 | 0 | 0 | 0 | 0 | 0 | 0 | 0 | 0 | 0 | 0 | 0 | 0.45131 | 0 | 0.54519 | 0.046178 | 0 | 0 | 0.315 | 0.69131 | 0 | 0 | 0 | 0 | 2.049 | 0 | 0 | 0 | 0 | 0 | 0 | 0 | 0 | 0 | 0 | 0 | 0 | 0
10 | 4 | 7 | 4 | 1.7931 | 0 | 2.4469 | 0 | 0 | 0 | 0.0012057 | 0.042553 | 0 | 0 | 3.9584 | 0 | 8.2422 | 0 | 0 | 0 | 0 | 0 | 0 | 0 | 0 | 0 | 0 | 0 | 0 | 0 | 0.45131 | 0 | 0.71279 | 0.025982 | 0 | 0 | 0.525 | 0.6901 | 0 | 0 | 0 | 0 | 2.4052 | 0 | 0 | 0 | 0 | 0 | 0 | 0 | 0 | 0 | 0 | 0 | 0 | 0
10 | 4 | 8 | 4 | 1.7931 | 0 | 13.5789 | 0 | 0 | 0 | 0.0012057 | 0.076398 | 0 | 0 | 4.0413 | 0 | 19.4909 | 0 | 0 | 0 | 0 | 0 | 0 | 0 | 0 | 0 | 0 | 0 | 0 | 0 | 0.45131 | 0 | 0.71279 | 0 | 0.054238 | 0 | 0.42 | 0.6901 | 0 | 0 | 0 | 0 | 2.3284 | 0 | 0 | 0 | 0 | 0 | 0 | 0 | 0 | 0 | 0 | 0 | 0 | 0
10 | 4 | 9 | 4 | 1.7931 | 0 | 13.5789 | 0 | 0 | 0 | 0.0012057 | 0.12768 | 0 | 0 | 2.682 | 0 | 18.1828 | 0 | 0 | 0 | 0 | 0 | 0 | 0 | 0 | 0 | 0 | 0 | 0 | 0 | 0.45131 | 0 | 0.71279 | 0 | 0.42836 | 0 | 0.315 | 0.6901 | 0 | 0 | 0 | 0 | 2.5976 | 0 | 0 | 0 | 0 | 0 | 0 | 0 | 0 | 0 | 0 | 0 | 0 | 0
10 | 4 | 10 | 4 | 1.7931 | 0 | 13.5789 | 0 | 0 | 0 | 0.0012057 | 0.19249 | 0 | 0 | 2.6819 | 0 | 18.2476 | 0 | 0 | 0 | 0 | 0 | 0 | 0 | 0 | 0 | 0 | 0 | 0 | 0 | 0.45131 | 0 | 0.71279 | 0 | 0.97221 | 0 | 0.315 | 0.6901 | 0 | 0 | 0 | 0 | 3.1414 | 0 | 0 | 0 | 0 | 0 | 0 | 0 | 0 | 0 | 0 | 0 | 0 | 0
10 | 4 | 11 | 4 | 1.7931 | 0 | 13.5789 | 0 | 0 | 0 | 0.0012057 | 0.26782 | 0 | 0 | 3.1221 | 0 | 18.7631 | 0 | 0 | 0 | 0 | 0 | 0 | 0 | 0 | 0 | 0 | 0 | 0 | 0 | 0.45131 | 0 | 0.54519 | 0 | 1.1577 | 0 | 0.3675 | 0.6901 | 0 | 0 | 0 | 0 | 3.2118 | 0 | 0 | 0 | 0 | 0 | 0 | 0 | 0 | 0 | 0 | 0 | 0 | 0
10 | 4 | 12 | 4 | 1.7931 | 0 | 8.6313 | 0 | 0 | 0 | 0.0012057 | 0.368 | 0 | 0 | 3.5623 | 0 | 14.3559 | 0 | 0 | 0 | 0 | 0 | 0 | 0 | 0 | 0 | 0 | 0 | 0 | 0 | 0.45131 | 0 | 0.54519 | 0 | 1.5035 | 0 | 0.42 | 0.6901 | 0 | 0 | 0 | 0 | 3.6101 | 0 | 0 | 0 | 0 | 0 | 0 | 0 | 0 | 0 | 0 | 0 | 0 | 0
10 | 4 | 13 | 4 | 1.7931 | 0 | 13.5789 | 0 | 0 | 0 | 0.0012057 | 0.44403 | 0 | 0 | 3.122 | 0 | 18.9392 | 0 | 0 | 0 | 0 | 0 | 0 | 0 | 0 | 0 | 0 | 0 | 0 | 0 | 0.45131 | 0 | 0.54519 | 0 | 2.4738 | 0 | 0.3675 | 0.6901 | 0 | 0 | 0 | 0 | 4.5279 | 0 | 0 | 0 | 0 | 0 | 0 | 0 | 0 | 0 | 0 | 0 | 0 | 0
10 | 4 | 14 | 4 | 1.7931 | 0 | 13.5789 | 0 | 0 | 0 | 0.0012057 | 0.50397 | 0 | 0 | 3.1219 | 0 | 18.9991 | 0 | 0 | 0 | 0 | 0 | 0 | 0 | 0 | 0 | 0 | 0 | 0 | 0 | 0.45131 | 0 | 0.54519 | 0 | 2.884 | 0 | 0.3675 | 0.6901 | 0 | 0 | 0 | 0 | 4.9381 | 0 | 0 | 0 | 0 | 0 | 0 | 0 | 0 | 0 | 0 | 0 | 0 | 0
10 | 4 | 15 | 4 | 1.7931 | 0 | 13.5789 | 0 | 0 | 0 | 0.0012057 | 0.48804 | 0 | 0 | 2.6816 | 0 | 18.5429 | 0 | 0 | 0 | 0 | 0 | 0 | 0 | 0 | 0 | 0 | 0 | 0 | 0 | 0.45131 | 0 | 0.54519 | 0 | 2.7378 | 0 | 0.315 | 0.6901 | 0 | 0 | 0 | 0 | 4.7395 | 0 | 0 | 0 | 0 | 0 | 0 | 0 | 0 | 0 | 0 | 0 | 0 | 0
10 | 4 | 16 | 4 | 1.7931 | 0 | 13.5789 | 0 | 0 | 0 | 0.0012057 | 0.44995 | 0 | 0 | 2.6816 | 0 | 18.5047 | 0 | 0 | 0 | 0 | 0 | 0 | 0 | 0 | 0 | 0 | 0 | 0 | 0 | 0.45131 | 0 | 0.54519 | 0 | 2.4642 | 0 | 0.315 | 0.6901 | 0 | 0 | 0 | 0 | 4.4658 | 0 | 0 | 0 | 0 | 0 | 0 | 0 | 0 | 0 | 0 | 0 | 0 | 0
10 | 4 | 17 | 4 | 1.7931 | 0 | 13.5789 | 0 | 0 | 0 | 0.0012057 | 0.40554 | 0 | 0 | 3.9581 | 0 | 19.7369 | 0 | 0 | 0 | 0 | 0 | 0 | 0 | 0 | 0 | 0 | 0 | 0 | 0 | 0.45131 | 0 | 0.54519 | 0 | 2.2887 | 0 | 0.525 | 0.6901 | 0 | 0 | 0 | 0 | 4.5003 | 0 | 0 | 0 | 0 | 0 | 0 | 0 | 0 | 0 | 0 | 0 | 0 | 0
10 | 4 | 18 | 4 | 1.7931 | 0 | 9.8682 | 0 | 0 | 0 | 0.0012057 | 0.27302 | 0 | 0 | 3.9581 | 0 | 15.8937 | 0 | 0 | 0 | 0 | 0 | 0 | 0 | 0 | 0 | 0 | 0 | 0 | 0 | 0.45131 | 0 | 0.54519 | 0 | 1.453 | 0 | 0.525 | 0.6901 | 0 | 0 | 0 | 0 | 3.6646 | 0 | 0 | 0 | 0 | 0 | 0 | 0 | 0 | 0 | 0 | 0 | 0 | 0
10 | 4 | 19 | 4 | 1.7931 | 0 | 2.4469 | 0 | 0 | 0 | 0.0012057 | 0.15005 | 0 | 0 | 4.5136 | 0 | 8.9049 | 0 | 0 | 0 | 0 | 0 | 0 | 0 | 0 | 0 | 0 | 0 | 0 | 0 | 0.45131 | 0 | 0.88038 | 0 | 0.64743 | 0 | 0.42 | 0.6901 | 0 | 0 | 0 | 0 | 3.0892 | 0 | 0 | 0 | 0 | 0 | 0 | 0 | 0 | 0 | 0 | 0 | 0 | 0
10 | 4 | 20 | 4 | 1.7931 | 0 | 2.4469 | 0 | 0 | 0 | 0.0012057 | 0.11571 | 0 | 0 | 3.1217 | 0 | 7.4786 | 0 | 0 | 0 | 0 | 0 | 0 | 0 | 0 | 0 | 0 | 0 | 0 | 0 | 0.45131 | 0 | 1.1038 | 0 | 0.42189 | 0 | 0.3675 | 0.6901 | 0 | 0 | 0 | 0 | 3.0347 | 0 | 0 | 0 | 0 | 0 | 0 | 0 | 0 | 0 | 0 | 0 | 0 | 0
10 | 4 | 21 | 4 | 1.7931 | 0 | 2.4469 | 0 | 0 | 0 | 0.0012057 | 0.095154 | 0 | 0 | 3.958 | 0 | 8.2944 | 0 | 0 | 0 | 0 | 0 | 0 | 0 | 0 | 0 | 0 | 0 | 0 | 0 | 0.45131 | 0 | 1.2156 | 0 | 0.30733 | 0 | 0.4725 | 0.6901 | 0 | 0 | 0 | 0 | 3.1368 | 0 | 0 | 0 | 0 | 0 | 0 | 0 | 0 | 0 | 0 | 0 | 0 | 0
10 | 4 | 22 | 4 | 1.7931 | 0 | 2.4469 | 0 | 0 | 0 | 0.0012057 | 0.08837 | 0 | 0 | 2.7247 | 0 | 7.0543 | 0 | 0 | 0 | 0 | 0 | 0 | 0 | 0 | 0 | 0 | 0 | 0 | 0 | 0.45131 | 0 | 1.1038 | 0 | 0.27084 | 0 | 0.315 | 0.6901 | 0 | 0 | 0 | 0 | 2.8311 | 0 | 0 | 0 | 0 | 0 | 0 | 0 | 0 | 0 | 0 | 0 | 0 | 0
10 | 4 | 23 | 4 | 1.7931 | 0 | 2.4469 | 0 | 0 | 0 | 0.0012057 | 0.075908 | 0 | 0 | 0.48005 | 0 | 4.7972 | 0 | 0 | 0 | 0 | 0 | 0 | 0 | 0 | 0 | 0 | 0 | 0 | 0 | 0.45131 | 0 | 0.88038 | 0 | 0.19542 | 0 | 0.0525 | 0.6901 | 0 | 0 | 0 | 0 | 2.2697 | 0 | 0 | 0 | 0 | 0 | 0 | 0 | 0 | 0 | 0 | 0 | 0 | 0
10 | 4 | 24 | 4 | 1.7931 | 0 | 2.4469 | 0 | 0 | 0 | 0.0012057 | 0.073797 | 0 | 0 | 0.48008 | 0 | 4.7951 | 0 | 0 | 0 | 0 | 0 | 0 | 0 | 0 | 0 | 0 | 0 | 0 | 0 | 0.45131 | 0 | 0.54519 | 0 | 0.18274 | 0 | 0.0525 | 0.6901 | 0 | 0 | 0 | 0 | 1.9218 | 0 | 0 | 0 | 0 | 0 | 0 | 0 | 0 | 0 | 0 | 0 | 0 | 0
10 | 5 | 1 | 5 | 1.7931 | 0 | 2.4469 | 0 | 0 | 0 | 0.0012057 | 0.069822 | 0 | 0 | 0.48018 | 0 | 4.7912 | 0 | 0 | 0 | 0 | 0 | 0 | 0 | 0 | 0 | 0 | 0 | 0 | 0 | 0.45131 | 0 | 0.32173 | 0 | 0.1616 | 0 | 0.0525 | 0.6901 | 0 | 0 | 0 | 0 | 1.6772 | 0 | 0 | 0 | 0 | 0 | 0 | 0 | 0 | 0 | 0 | 0 | 0 | 0
10 | 5 | 2 | 5 | 1.7931 | 0 | 2.4469 | 0 | 0 | 0 | 0.0012057 | 0.066941 | 0 | 0 | 0.48026 | 0 | 4.7884 | 0 | 0 | 0 | 0 | 0 | 0 | 0 | 0 | 0 | 0 | 0 | 0 | 0 | 0.45131 | 0 | 0.32173 | 0 | 0.14557 | 0 | 0.0525 | 0.6901 | 0 | 0 | 0 | 0 | 1.6612 | 0 | 0 | 0 | 0 | 0 | 0 | 0 | 0 | 0 | 0 | 0 | 0 | 0
10 | 5 | 3 | 5 | 1.7931 | 0 | 2.4469 | 0 | 0 | 0 | 0.0012057 | 0.063558 | 0 | 0 | 0.4803 | 0 | 4.7851 | 0 | 0 | 0 | 0 | 0 | 0 | 0 | 0 | 0 | 0 | 0 | 0 | 0 | 0.45131 | 0 | 0.32173 | 0 | 0.12388 | 0 | 0.0525 | 0.6901 | 0 | 0 | 0 | 0 | 1.6395 | 0 | 0 | 0 | 0 | 0 | 0 | 0 | 0 | 0 | 0 | 0 | 0 | 0
10 | 5 | 4 | 5 | 1.7931 | 0 | 2.4469 | 0 | 0 | 0 | 0.0012057 | 0.074546 | 0 | 0 | 0.48032 | 0 | 4.7961 | 0 | 0 | 0 | 0 | 0 | 0 | 0 | 0 | 0 | 0 | 0 | 0 | 0 | 0.45131 | 0 | 0.32173 | 0 | 0.15517 | 0 | 0.0525 | 0.6901 | 0 | 0 | 0 | 0 | 1.6708 | 0 | 0 | 0 | 0 | 0 | 0 | 0 | 0 | 0 | 0 | 0 | 0 | 0
10 | 5 | 5 | 5 | 1.7931 | 0 | 2.4469 | 0 | 0 | 0 | 0.0012057 | 0.058411 | 0 | 0 | 0.4803 | 0 | 4.7799 | 0 | 0 | 0 | 0 | 0 | 0 | 0 | 0 | 0 | 0 | 0 | 0 | 0 | 0.45131 | 0 | 0.32173 | 0 | 0.098948 | 0 | 0.0525 | 0.6901 | 0 | 0 | 0 | 0 | 1.6146 | 0 | 0 | 0 | 0 | 0 | 0 | 0 | 0 | 0 | 0 | 0 | 0 | 0
10 | 5 | 6 | 5 | 1.7931 | 0 | 2.4469 | 0 | 0 | 0 | 0.0012057 | 0.050851 | 0 | 0 | 2.6814 | 0 | 6.9735 | 0 | 0 | 0 | 0 | 0 | 0 | 0 | 0 | 0 | 0 | 0 | 0 | 0 | 0.45131 | 0 | 0.54519 | 0 | 0.056678 | 0 | 0.315 | 0.6901 | 0 | 0 | 0 | 0 | 2.0583 | 0 | 0 | 0 | 0 | 0 | 0 | 0 | 0 | 0 | 0 | 0 | 0 | 0
10 | 5 | 7 | 5 | 1.7931 | 0 | 2.4469 | 0 | 0 | 0 | 0.0012057 | 0.045169 | 0 | 0 | 3.9581 | 0 | 8.2444 | 0 | 0 | 0 | 0 | 0 | 0 | 0 | 0 | 0 | 0 | 0 | 0 | 0 | 0.45131 | 0 | 0.71279 | 0 | 0.025713 | 0 | 0.525 | 0.6901 | 0 | 0 | 0 | 0 | 2.4049 | 0 | 0 | 0 | 0 | 0 | 0 | 0 | 0 | 0 | 0 | 0 | 0 | 0
10 | 5 | 8 | 5 | 1.7931 | 0 | 13.5789 | 0 | 0 | 0 | 0.0012057 | 0.14892 | 0 | 0 | 4.0403 | 0 | 19.5624 | 0 | 0 | 0 | 0 | 0 | 0 | 0 | 0 | 0 | 0 | 0 | 0 | 0 | 0.45131 | 0 | 0.71279 | 0 | 0.17365 | 0 | 0.42 | 0.6901 | 0 | 0 | 0 | 0 | 2.4478 | 0 | 0 | 0 | 0 | 0 | 0 | 0 | 0 | 0 | 0 | 0 | 0 | 0
10 | 5 | 9 | 5 | 1.7931 | 0 | 13.5789 | 0 | 0 | 0 | 0.0012057 | 0.25524 | 0 | 0 | 2.6812 | 0 | 18.3097 | 0 | 0 | 0 | 0 | 0 | 0 | 0 | 0 | 0 | 0 | 0 | 0 | 0 | 0.45131 | 0 | 0.71279 | 0 | 0.96986 | 0 | 0.315 | 0.6901 | 0 | 0 | 0 | 0 | 3.1391 | 0 | 0 | 0 | 0 | 0 | 0 | 0 | 0 | 0 | 0 | 0 | 0 | 0
10 | 5 | 10 | 5 | 1.7931 | 0 | 13.5789 | 0 | 0 | 0 | 0.0012057 | 0.3381 | 0 | 0 | 2.6811 | 0 | 18.3924 | 0 | 0 | 0 | 0 | 0 | 0 | 0 | 0 | 0 | 0 | 0 | 0 | 0 | 0.45131 | 0 | 0.71279 | 0 | 1.7237 | 0 | 0.315 | 0.6901 | 0 | 0 | 0 | 0 | 3.8929 | 0 | 0 | 0 | 0 | 0 | 0 | 0 | 0 | 0 | 0 | 0 | 0 | 0
10 | 5 | 11 | 5 | 1.7931 | 0 | 13.5789 | 0 | 0 | 0 | 0.0012057 | 0.41247 | 0 | 0 | 3.1213 | 0 | 18.907 | 0 | 0 | 0 | 0 | 0 | 0 | 0 | 0 | 0 | 0 | 0 | 0 | 0 | 0.45131 | 0 | 0.54519 | 0 | 2.2279 | 0 | 0.3675 | 0.6901 | 0 | 0 | 0 | 0 | 4.282 | 0 | 0 | 0 | 0 | 0 | 0 | 0 | 0 | 0 | 0 | 0 | 0 | 0
10 | 5 | 12 | 5 | 1.7931 | 0 | 8.6313 | 0 | 0 | 0 | 0.0012057 | 0.44231 | 0 | 0 | 3.5615 | 0 | 14.4295 | 0 | 0 | 0 | 0 | 0 | 0 | 0 | 0 | 0 | 0 | 0 | 0 | 0 | 0.45131 | 0 | 0.54519 | 0 | 2.3609 | 0 | 0.42 | 0.6901 | 0 | 0 | 0 | 0 | 4.4675 | 0 | 0 | 0 | 0 | 0 | 0 | 0 | 0 | 0 | 0 | 0 | 0 | 0
10 | 5 | 13 | 5 | 1.7931 | 0 | 13.5789 | 0 | 0 | 0 | 0.0012057 | 0.5438 | 0 | 0 | 3.1212 | 0 | 19.0382 | 0 | 0 | 0 | 0 | 0 | 0 | 0 | 0 | 0 | 0 | 0 | 0 | 0 | 0.45131 | 0 | 0.54519 | 0 | 2.962 | 0 | 0.3675 | 0.6901 | 0 | 0 | 0 | 0 | 5.0161 | 0 | 0 | 0 | 0 | 0 | 0 | 0 | 0 | 0 | 0 | 0 | 0 | 0
10 | 5 | 14 | 5 | 1.7931 | 0 | 13.5789 | 0 | 0 | 0 | 0.0012057 | 0.60643 | 0 | 0 | 3.1212 | 0 | 19.1008 | 0 | 0 | 0 | 0 | 0 | 0 | 0 | 0 | 0 | 0 | 0 | 0 | 0 | 0.45131 | 0 | 0.54519 | 0 | 3.4228 | 0 | 0.3675 | 0.6901 | 0 | 0 | 0 | 0 | 5.4769 | 0 | 0 | 0 | 0 | 0 | 0 | 0 | 0 | 0 | 0 | 0 | 0 | 0
10 | 5 | 15 | 5 | 1.7931 | 0 | 13.5789 | 0 | 0 | 0 | 0.0012057 | 0.56576 | 0 | 0 | 2.6809 | 0 | 18.6198 | 0 | 0 | 0 | 0 | 0 | 0 | 0 | 0 | 0 | 0 | 0 | 0 | 0 | 0.45131 | 0 | 0.54519 | 0 | 3.1514 | 0 | 0.315 | 0.6901 | 0 | 0 | 0 | 0 | 5.153 | 0 | 0 | 0 | 0 | 0 | 0 | 0 | 0 | 0 | 0 | 0 | 0 | 0
10 | 5 | 16 | 5 | 1.7931 | 0 | 13.5789 | 0 | 0 | 0 | 0.0012057 | 0.50327 | 0 | 0 | 2.6808 | 0 | 18.5573 | 0 | 0 | 0 | 0 | 0 | 0 | 0 | 0 | 0 | 0 | 0 | 0 | 0 | 0.45131 | 0 | 0.54519 | 0 | 2.8412 | 0 | 0.315 | 0.6901 | 0 | 0 | 0 | 0 | 4.8428 | 0 | 0 | 0 | 0 | 0 | 0 | 0 | 0 | 0 | 0 | 0 | 0 | 0
10 | 5 | 17 | 5 | 1.7931 | 0 | 13.5789 | 0 | 0 | 0 | 0.0012057 | 0.44334 | 0 | 0 | 3.9578 | 0 | 19.7743 | 0 | 0 | 0 | 0 | 0 | 0 | 0 | 0 | 0 | 0 | 0 | 0 | 0 | 0.45131 | 0 | 0.54519 | 0 | 2.5583 | 0 | 0.525 | 0.6901 | 0 | 0 | 0 | 0 | 4.77 | 0 | 0 | 0 | 0 | 0 | 0 | 0 | 0 | 0 | 0 | 0 | 0 | 0
10 | 5 | 18 | 5 | 1.7931 | 0 | 9.8682 | 0 | 0 | 0 | 0.0012057 | 0.2939 | 0 | 0 | 3.9578 | 0 | 15.9142 | 0 | 0 | 0 | 0 | 0 | 0 | 0 | 0 | 0 | 0 | 0 | 0 | 0 | 0.45131 | 0 | 0.54519 | 0 | 1.629 | 0 | 0.525 | 0.6901 | 0 | 0 | 0 | 0 | 3.8406 | 0 | 0 | 0 | 0 | 0 | 0 | 0 | 0 | 0 | 0 | 0 | 0 | 0
10 | 5 | 19 | 5 | 1.7931 | 0 | 2.4469 | 0 | 0 | 0 | 0.0012057 | 0.16901 | 0 | 0 | 4.5122 | 0 | 8.9225 | 0 | 0 | 0 | 0 | 0 | 0 | 0 | 0 | 0 | 0 | 0 | 0 | 0 | 0.45131 | 0 | 0.88038 | 0 | 0.80344 | 0 | 0.42 | 0.6901 | 0 | 0 | 0 | 0 | 3.2452 | 0 | 0 | 0 | 0 | 0 | 0 | 0 | 0 | 0 | 0 | 0 | 0 | 0
10 | 5 | 20 | 5 | 1.7931 | 0 | 2.4469 | 0 | 0 | 0 | 0.0012057 | 0.11551 | 0 | 0 | 3.121 | 0 | 7.4777 | 0 | 0 | 0 | 0 | 0 | 0 | 0 | 0 | 0 | 0 | 0 | 0 | 0 | 0.45131 | 0 | 1.1038 | 0 | 0.44178 | 0 | 0.3675 | 0.6901 | 0 | 0 | 0 | 0 | 3.0545 | 0 | 0 | 0 | 0 | 0 | 0 | 0 | 0 | 0 | 0 | 0 | 0 | 0
10 | 5 | 21 | 5 | 1.7931 | 0 | 2.4469 | 0 | 0 | 0 | 0.0012057 | 0.10725 | 0 | 0 | 3.9577 | 0 | 8.3062 | 0 | 0 | 0 | 0 | 0 | 0 | 0 | 0 | 0 | 0 | 0 | 0 | 0 | 0.45131 | 0 | 1.2156 | 0 | 0.3982 | 0 | 0.4725 | 0.6901 | 0 | 0 | 0 | 0 | 3.2277 | 0 | 0 | 0 | 0 | 0 | 0 | 0 | 0 | 0 | 0 | 0 | 0 | 0
10 | 5 | 22 | 5 | 1.7931 | 0 | 2.4469 | 0 | 0 | 0 | 0.0012057 | 0.092385 | 0 | 0 | 2.7237 | 0 | 7.0573 | 0 | 0 | 0 | 0 | 0 | 0 | 0 | 0 | 0 | 0 | 0 | 0 | 0 | 0.45131 | 0 | 1.1038 | 0 | 0.30173 | 0 | 0.315 | 0.6901 | 0 | 0 | 0 | 0 | 2.862 | 0 | 0 | 0 | 0 | 0 | 0 | 0 | 0 | 0 | 0 | 0 | 0 | 0
10 | 5 | 23 | 5 | 1.7931 | 0 | 2.4469 | 0 | 0 | 0 | 0.0012057 | 0.07955 | 0 | 0 | 0.47935 | 0 | 4.8001 | 0 | 0 | 0 | 0 | 0 | 0 | 0 | 0 | 0 | 0 | 0 | 0 | 0 | 0.45131 | 0 | 0.88038 | 0 | 0.22804 | 0 | 0.0525 | 0.6901 | 0 | 0 | 0 | 0 | 2.3023 | 0 | 0 | 0 | 0 | 0 | 0 | 0 | 0 | 0 | 0 | 0 | 0 | 0
10 | 5 | 24 | 5 | 1.7931 | 0 | 2.4469 | 0 | 0 | 0 | 0.0012057 | 0.075754 | 0 | 0 | 0.47939 | 0 | 4.7964 | 0 | 0 | 0 | 0 | 0 | 0 | 0 | 0 | 0 | 0 | 0 | 0 | 0 | 0.45131 | 0 | 0.54519 | 0 | 0.20781 | 0 | 0.0525 | 0.6901 | 0 | 0 | 0 | 0 | 1.9469 | 0 | 0 | 0 | 0 | 0 | 0 | 0 | 0 | 0 | 0 | 0 | 0 | 0
10 | 6 | 1 | 6 | 1.7931 | 0 | 2.4469 | 0 | 0 | 0 | 0.0012057 | 0.07566 | 0 | 0 | 0.47948 | 0 | 4.7964 | 0 | 0 | 0 | 0 | 0 | 0 | 0 | 0 | 0 | 0 | 0 | 0 | 0 | 0.45131 | 0 | 0.32173 | 0 | 0.20829 | 0 | 0.0525 | 0.6901 | 0 | 0 | 0 | 0 | 1.7239 | 0 | 0 | 0 | 0 | 0 | 0 | 0 | 0 | 0 | 0 | 0 | 0 | 0
10 | 6 | 2 | 6 | 1.7931 | 0 | 2.4469 | 0 | 0 | 0 | 0.0012057 | 0.066943 | 0 | 0 | 0.47956 | 0 | 4.7877 | 0 | 0 | 0 | 0 | 0 | 0 | 0 | 0 | 0 | 0 | 0 | 0 | 0 | 0.45131 | 0 | 0.32173 | 0 | 0.15484 | 0 | 0.0525 | 0.6901 | 0 | 0 | 0 | 0 | 1.6705 | 0 | 0 | 0 | 0 | 0 | 0 | 0 | 0 | 0 | 0 | 0 | 0 | 0
10 | 6 | 3 | 6 | 1.7931 | 0 | 2.4469 | 0 | 0 | 0 | 0.0012057 | 0.061229 | 0 | 0 | 0.47961 | 0 | 4.7821 | 0 | 0 | 0 | 0 | 0 | 0 | 0 | 0 | 0 | 0 | 0 | 0 | 0 | 0.45131 | 0 | 0.32173 | 0 | 0.1243 | 0 | 0.0525 | 0.6901 | 0 | 0 | 0 | 0 | 1.64 | 0 | 0 | 0 | 0 | 0 | 0 | 0 | 0 | 0 | 0 | 0 | 0 | 0
10 | 6 | 4 | 6 | 1.7931 | 0 | 2.4469 | 0 | 0 | 0 | 0.0012057 | 0.058308 | 0 | 0 | 0.47962 | 0 | 4.7792 | 0 | 0 | 0 | 0 | 0 | 0 | 0 | 0 | 0 | 0 | 0 | 0 | 0 | 0.45131 | 0 | 0.32173 | 0 | 0.11021 | 0 | 0.0525 | 0.6901 | 0 | 0 | 0 | 0 | 1.6259 | 0 | 0 | 0 | 0 | 0 | 0 | 0 | 0 | 0 | 0 | 0 | 0 | 0
10 | 6 | 5 | 6 | 1.7931 | 0 | 2.4469 | 0 | 0 | 0 | 0.0012057 | 0.057819 | 0 | 0 | 0.47962 | 0 | 4.7787 | 0 | 0 | 0 | 0 | 0 | 0 | 0 | 0 | 0 | 0 | 0 | 0 | 0 | 0.45131 | 0 | 0.32173 | 0 | 0.10739 | 0 | 0.0525 | 0.6901 | 0 | 0 | 0 | 0 | 1.623 | 0 | 0 | 0 | 0 | 0 | 0 | 0 | 0 | 0 | 0 | 0 | 0 | 0
10 | 6 | 6 | 6 | 1.7931 | 0 | 2.4469 | 0 | 0 | 0 | 0.0012057 | 0.05435 | 0 | 0 | 2.6808 | 0 | 6.9763 | 0 | 0 | 0 | 0 | 0 | 0 | 0 | 0 | 0 | 0 | 0 | 0 | 0 | 0.45131 | 0 | 0.54519 | 0 | 0.085861 | 0 | 0.315 | 0.6901 | 0 | 0 | 0 | 0 | 2.0875 | 0 | 0 | 0 | 0 | 0 | 0 | 0 | 0 | 0 | 0 | 0 | 0 | 0
10 | 6 | 7 | 6 | 1.7931 | 0 | 2.4469 | 0 | 0 | 0 | 0.0012057 | 0.051381 | 0 | 0 | 3.9577 | 0 | 8.2503 | 0 | 0 | 0 | 0 | 0 | 0 | 0 | 0 | 0 | 0 | 0 | 0 | 0 | 0.45131 | 0 | 0.71279 | 0 | 0.068514 | 0 | 0.525 | 0.6901 | 0 | 0 | 0 | 0 | 2.4477 | 0 | 0 | 0 | 0 | 0 | 0 | 0 | 0 | 0 | 0 | 0 | 0 | 0
10 | 6 | 8 | 6 | 1.7931 | 0 | 13.5789 | 0 | 0 | 0 | 0.0012057 | 0.11911 | 0 | 0 | 4.0392 | 0 | 19.5315 | 0 | 0 | 0 | 0 | 0 | 0 | 0 | 0 | 0 | 0 | 0 | 0 | 0 | 0.45131 | 0 | 0.71279 | 0 | 0.2123 | 0 | 0.42 | 0.6901 | 0 | 0 | 0 | 0 | 2.4865 | 0 | 0 | 0 | 0 | 0 | 0 | 0 | 0 | 0 | 0 | 0 | 0 | 0
10 | 6 | 9 | 6 | 1.7931 | 0 | 13.5789 | 0 | 0 | 0 | 0.0012057 | 0.14658 | 0 | 0 | 2.6805 | 0 | 18.2003 | 0 | 0 | 0 | 0 | 0 | 0 | 0 | 0 | 0 | 0 | 0 | 0 | 0 | 0.45131 | 0 | 0.71279 | 0 | 0.53077 | 0 | 0.315 | 0.6901 | 0 | 0 | 0 | 0 | 2.7 | 0 | 0 | 0 | 0 | 0 | 0 | 0 | 0 | 0 | 0 | 0 | 0 | 0
10 | 6 | 10 | 6 | 1.7931 | 0 | 13.5789 | 0 | 0 | 0 | 0.0012057 | 0.076238 | 0 | 0 | 2.6805 | 0 | 18.13 | 0 | 0 | 0 | 0 | 0 | 0 | 0 | 0 | 0 | 0 | 0 | 0 | 0 | 0.45131 | 0 | 0.71279 | 0 | 0.23619 | 0 | 0.315 | 0.6901 | 0 | 0 | 0 | 0 | 2.4054 | 0 | 0 | 0 | 0 | 0 | 0 | 0 | 0 | 0 | 0 | 0 | 0 | 0
10 | 6 | 11 | 6 | 1.7931 | 0 | 13.5789 | 0 | 0 | 0 | 0.0012057 | 0.055567 | 0 | 0 | 3.1208 | 0 | 18.5496 | 0 | 0 | 0 | 0 | 0 | 0 | 0 | 0 | 0 | 0 | 0 | 0 | 0 | 0.45131 | 0 | 0.54519 | 0 | 0.082621 | 0 | 0.3675 | 0.6901 | 0 | 0 | 0 | 0 | 2.1367 | 0 | 0 | 0 | 0 | 0 | 0 | 0 | 0 | 0 | 0 | 0 | 0 | 0
10 | 6 | 12 | 6 | 1.7931 | 0 | 8.6313 | 0 | 0 | 0 | 0.0012057 | 0.054017 | 0 | 0 | 3.5612 | 0 | 14.0408 | 0 | 0 | 0 | 0 | 0 | 0 | 0 | 0 | 0 | 0 | 0 | 0 | 0 | 0.45131 | 0 | 0.54519 | 0 | 0.06179 | 0 | 0.42 | 0.6901 | 0 | 0 | 0 | 0 | 2.1684 | 0 | 0 | 0 | 0 | 0 | 0 | 0 | 0 | 0 | 0 | 0 | 0 | 0
10 | 6 | 13 | 6 | 1.7931 | 0 | 13.5789 | 0 | 0 | 0 | 0.0012057 | 0.19256 | 0 | 0 | 3.121 | 0 | 18.6868 | 0 | 0 | 0 | 0 | 0 | 0 | 0 | 0 | 0 | 0 | 0 | 0 | 0 | 0.45131 | 0 | 0.54519 | 0 | 0.37217 | 0 | 0.3675 | 0.6901 | 0 | 0 | 0 | 0 | 2.4263 | 0 | 0 | 0 | 0 | 0 | 0 | 0 | 0 | 0 | 0 | 0 | 0 | 0
10 | 6 | 14 | 6 | 1.7931 | 0 | 13.5789 | 0 | 0 | 0 | 0.0012057 | 0.28594 | 0 | 0 | 3.121 | 0 | 18.7801 | 0 | 0 | 0 | 0 | 0 | 0 | 0 | 0 | 0 | 0 | 0 | 0 | 0 | 0.45131 | 0 | 0.54519 | 0 | 1.2114 | 0 | 0.3675 | 0.6901 | 0 | 0 | 0 | 0 | 3.2655 | 0 | 0 | 0 | 0 | 0 | 0 | 0 | 0 | 0 | 0 | 0 | 0 | 0
10 | 6 | 15 | 6 | 1.7931 | 0 | 13.5789 | 0 | 0 | 0 | 0.0012057 | 0.28737 | 0 | 0 | 2.6807 | 0 | 18.3413 | 0 | 0 | 0 | 0 | 0 | 0 | 0 | 0 | 0 | 0 | 0 | 0 | 0 | 0.45131 | 0 | 0.54519 | 0 | 1.1299 | 0 | 0.315 | 0.6901 | 0 | 0 | 0 | 0 | 3.1315 | 0 | 0 | 0 | 0 | 0 | 0 | 0 | 0 | 0 | 0 | 0 | 0 | 0
10 | 6 | 16 | 6 | 1.7931 | 0 | 13.5789 | 0 | 0 | 0 | 0.0012057 | 0.27307 | 0 | 0 | 2.6807 | 0 | 18.327 | 0 | 0 | 0 | 0 | 0 | 0 | 0 | 0 | 0 | 0 | 0 | 0 | 0 | 0.45131 | 0 | 0.54519 | 0 | 1.0879 | 0 | 0.315 | 0.6901 | 0 | 0 | 0 | 0 | 3.0895 | 0 | 0 | 0 | 0 | 0 | 0 | 0 | 0 | 0 | 0 | 0 | 0 | 0
10 | 6 | 17 | 6 | 1.7931 | 0 | 13.5789 | 0 | 0 | 0 | 0.0012057 | 0.2272 | 0 | 0 | 3.9577 | 0 | 19.5581 | 0 | 0 | 0 | 0 | 0 | 0 | 0 | 0 | 0 | 0 | 0 | 0 | 0 | 0.45131 | 0 | 0.54519 | 0 | 0.86314 | 0 | 0.525 | 0.6901 | 0 | 0 | 0 | 0 | 3.0747 | 0 | 0 | 0 | 0 | 0 | 0 | 0 | 0 | 0 | 0 | 0 | 0 | 0
10 | 6 | 18 | 6 | 1.7931 | 0 | 9.8682 | 0 | 0 | 0 | 0.0012057 | 0.11395 | 0 | 0 | 3.9577 | 0 | 15.7342 | 0 | 0 | 0 | 0 | 0 | 0 | 0 | 0 | 0 | 0 | 0 | 0 | 0 | 0.45131 | 0 | 0.54519 | 0 | 0.33804 | 0 | 0.525 | 0.6901 | 0 | 0 | 0 | 0 | 2.5496 | 0 | 0 | 0 | 0 | 0 | 0 | 0 | 0 | 0 | 0 | 0 | 0 | 0
10 | 6 | 19 | 6 | 1.7931 | 0 | 2.4469 | 0 | 0 | 0 | 0.0012057 | 0.048646 | 0 | 0 | 4.5118 | 0 | 8.8017 | 0 | 0 | 0 | 0 | 0 | 0 | 0 | 0 | 0 | 0 | 0 | 0 | 0 | 0.45131 | 0 | 0.88038 | 0 | 0.038537 | 0 | 0.42 | 0.6901 | 0 | 0 | 0 | 0 | 2.4803 | 0 | 0 | 0 | 0 | 0 | 0 | 0 | 0 | 0 | 0 | 0 | 0 | 0
10 | 6 | 20 | 6 | 1.7931 | 0 | 2.4469 | 0 | 0 | 0 | 0.0012057 | 0.04 | 0 | 0 | 3.1208 | 0 | 7.402 | 0 | 0 | 0 | 0 | 0 | 0 | 0 | 0 | 0 | 0 | 0 | 0 | 0 | 0.45131 | 0 | 1.1038 | 0 | 0 | 0 | 0.3675 | 0.6901 | 0 | 0 | 0 | 0 | 2.6128 | 0 | 0 | 0 | 0 | 0 | 0 | 0 | 0 | 0 | 0 | 0 | 0 | 0
10 | 6 | 21 | 6 | 1.7931 | 0 | 2.4469 | 0 | 0 | 0 | 0.0012057 | 0.04 | 0 | 0 | 3.9576 | 0 | 8.2388 | 0 | 0 | 0 | 0 | 0 | 0 | 0 | 0 | 0 | 0 | 0 | 0 | 0 | 0.45131 | 0 | 1.2156 | 0 | 0 | 0 | 0.4725 | 0.6901 | 0 | 0 | 0 | 0 | 2.8295 | 0 | 0 | 0 | 0 | 0 | 0 | 0 | 0 | 0 | 0 | 0 | 0 | 0
10 | 6 | 22 | 6 | 1.7931 | 0 | 2.4469 | 0 | 0 | 0 | 0.0012057 | 0.04 | 0 | 0 | 2.7234 | 0 | 7.0046 | 0 | 0 | 0 | 0 | 0 | 0 | 0 | 0 | 0 | 0 | 0 | 0 | 0 | 0.45131 | 0 | 1.1038 | 0 | 0 | 0 | 0.315 | 0.6901 | 0 | 0 | 0 | 0 | 2.5602 | 0 | 0 | 0 | 0 | 0 | 0 | 0 | 0 | 0 | 0 | 0 | 0 | 0
10 | 6 | 23 | 6 | 1.7931 | 0 | 2.4469 | 0 | 0 | 0 | 0.0012057 | 0.04 | 0 | 0 | 0.47918 | 0 | 4.7604 | 0 | 0 | 0 | 0 | 0 | 0 | 0 | 0 | 0 | 0 | 0 | 0 | 0 | 0.45131 | 0 | 0.88038 | 0 | 0 | 0 | 0.0525 | 0.6901 | 0 | 0 | 0 | 0 | 2.0743 | 0 | 0 | 0 | 0 | 0 | 0 | 0 | 0 | 0 | 0 | 0 | 0 | 0
10 | 6 | 24 | 6 | 1.7931 | 0 | 2.4469 | 0 | 0 | 0 | 0.0012057 | 0.04 | 0 | 0 | 0.47927 | 0 | 4.7605 | 0 | 0 | 0 | 0 | 0 | 0 | 0 | 0 | 0 | 0 | 0 | 0 | 0 | 0.45131 | 0 | 0.54519 | 0 | 0 | 0 | 0.0525 | 0.6901 | 0 | 0 | 0 | 0 | 1.7391 | 0 | 0 | 0 | 0 | 0 | 0 | 0 | 0 | 0 | 0 | 0 | 0 | 0
10 | 7 | 1 | 7 | 1.7931 | 0 | 2.4469 | 0 | 0 | 0 | 0.0012057 | 0.04 | 0 | 0 | 0.47952 | 0 | 4.7607 | 0 | 0 | 0 | 0 | 0 | 0 | 0 | 0 | 0 | 0 | 0 | 0 | 0 | 0.45131 | 0 | 0.32173 | 0 | 0 | 0 | 0.0525 | 0.6901 | 0 | 0 | 0 | 0 | 1.5156 | 0 | 0 | 0 | 0 | 0 | 0 | 0 | 0 | 0 | 0 | 0 | 0 | 0
10 | 7 | 2 | 7 | 1.7931 | 0 | 2.4469 | 0 | 0 | 0 | 0.0012057 | 0.04 | 0 | 0 | 0.47962 | 0 | 4.7608 | 0 | 0 | 0 | 0 | 0 | 0 | 0 | 0 | 0 | 0 | 0 | 0 | 0 | 0.45131 | 0 | 0.32173 | 0 | 0 | 0 | 0.0525 | 0.6901 | 0 | 0 | 0 | 0 | 1.5156 | 0 | 0 | 0 | 0 | 0 | 0 | 0 | 0 | 0 | 0 | 0 | 0 | 0
10 | 7 | 3 | 7 | 1.7931 | 0 | 2.4469 | 0 | 0 | 0 | 0.0012057 | 0.04 | 0 | 0 | 0.47971 | 0 | 4.7609 | 0 | 0 | 0 | 0 | 0 | 0 | 0 | 0 | 0 | 0 | 0 | 0 | 0 | 0.45131 | 0 | 0.32173 | 0 | 0 | 0 | 0.0525 | 0.6901 | 0 | 0 | 0 | 0 | 1.5156 | 0 | 0 | 0 | 0 | 0 | 0 | 0 | 0 | 0 | 0 | 0 | 0 | 0
10 | 7 | 4 | 7 | 1.7931 | 0 | 2.4469 | 0 | 0 | 0 | 0.0012057 | 0.04 | 0 | 0 | 0.47976 | 0 | 4.761 | 0 | 0 | 0 | 0 | 0 | 0 | 0 | 0 | 0 | 0 | 0 | 0 | 0 | 0.45131 | 0 | 0.32173 | 0 | 0 | 0 | 0.0525 | 0.6901 | 0 | 0 | 0 | 0 | 1.5156 | 0 | 0 | 0 | 0 | 0 | 0 | 0 | 0 | 0 | 0 | 0 | 0 | 0
10 | 7 | 5 | 7 | 1.7931 | 0 | 2.4469 | 0 | 0 | 0 | 0.0012057 | 0.04 | 0 | 0 | 0.47979 | 0 | 4.761 | 0 | 0 | 0 | 0 | 0 | 0 | 0 | 0 | 0 | 0 | 0 | 0 | 0 | 0.45131 | 0 | 0.32173 | 0 | 0 | 0 | 0.0525 | 0.6901 | 0 | 0 | 0 | 0 | 1.5156 | 0 | 0 | 0 | 0 | 0 | 0 | 0 | 0 | 0 | 0 | 0 | 0 | 0
10 | 7 | 6 | 7 | 1.7931 | 0 | 2.4469 | 0 | 0 | 0 | 0.0012057 | 0.04 | 0 | 0 | 2.681 | 0 | 6.9622 | 0 | 0 | 0 | 0 | 0 | 0 | 0 | 0 | 0 | 0 | 0 | 0 | 0 | 0.45131 | 0 | 0.54519 | 0 | 0 | 0 | 0.315 | 0.6901 | 0 | 0 | 0 | 0 | 2.0016 | 0 | 0 | 0 | 0 | 0 | 0 | 0 | 0 | 0 | 0 | 0 | 0 | 0
10 | 7 | 7 | 7 | 1.7931 | 0 | 2.4469 | 0 | 0 | 0 | 0.0012057 | 0.040163 | 0 | 0 | 3.9579 | 0 | 8.2393 | 0 | 0 | 0 | 0 | 0 | 0 | 0 | 0 | 0 | 0 | 0 | 0 | 0 | 0.45131 | 0 | 0.71279 | 0.056322 | 0 | 0 | 0.525 | 0.6901 | 0 | 0 | 0 | 0 | 2.4355 | 0 | 0 | 0 | 0 | 0 | 0 | 0 | 0 | 0 | 0 | 0 | 0 | 0
10 | 7 | 8 | 7 | 1.7931 | 0 | 13.5789 | 0 | 0 | 0 | 0.0012057 | 0.04 | 0 | 0 | 4.0399 | 0 | 19.4531 | 0 | 0 | 0 | 0 | 0 | 0 | 0 | 0 | 0 | 0 | 0 | 0 | 0 | 0.45131 | 0 | 0.71279 | 0 | 0 | 0 | 0.42 | 0.6901 | 0 | 0 | 0 | 0 | 2.2742 | 0 | 0 | 0 | 0 | 0 | 0 | 0 | 0 | 0 | 0 | 0 | 0 | 0
10 | 7 | 9 | 7 | 1.7931 | 0 | 13.5789 | 0 | 0 | 0 | 0.0012057 | 0.04 | 0 | 0 | 2.6811 | 0 | 18.0943 | 0 | 0 | 0 | 0 | 0 | 0 | 0 | 0 | 0 | 0 | 0 | 0 | 0 | 0.45131 | 0 | 0.71279 | 0 | 0 | 0 | 0.315 | 0.6901 | 0 | 0 | 0 | 0 | 2.1692 | 0 | 0 | 0 | 0 | 0 | 0 | 0 | 0 | 0 | 0 | 0 | 0 | 0
10 | 7 | 10 | 7 | 1.7931 | 0 | 13.5789 | 0 | 0 | 0 | 0.0012057 | 0.041255 | 0 | 0 | 2.681 | 0 | 18.0955 | 0 | 0 | 0 | 0 | 0 | 0 | 0 | 0 | 0 | 0 | 0 | 0 | 0 | 0.45131 | 0 | 0.71279 | 0 | 0 | 0 | 0.315 | 0.6901 | 0 | 0 | 0 | 0 | 2.1692 | 0 | 0 | 0 | 0 | 0 | 0 | 0 | 0 | 0 | 0 | 0 | 0 | 0
10 | 7 | 11 | 7 | 1.7931 | 0 | 13.5789 | 0 | 0 | 0 | 0.0012057 | 0.051139 | 0 | 0 | 3.1213 | 0 | 18.5456 | 0 | 0 | 0 | 0 | 0 | 0 | 0 | 0 | 0 | 0 | 0 | 0 | 0 | 0.45131 | 0 | 0.54519 | 0 | 0.025853 | 0 | 0.3675 | 0.6901 | 0 | 0 | 0 | 0 | 2.08 | 0 | 0 | 0 | 0 | 0 | 0 | 0 | 0 | 0 | 0 | 0 | 0 | 0
10 | 7 | 12 | 7 | 1.7931 | 0 | 8.6313 | 0 | 0 | 0 | 0.0012057 | 0.075561 | 0 | 0 | 3.5616 | 0 | 14.0628 | 0 | 0 | 0 | 0 | 0 | 0 | 0 | 0 | 0 | 0 | 0 | 0 | 0 | 0.45131 | 0 | 0.54519 | 0 | 0.059349 | 0 | 0.42 | 0.6901 | 0 | 0 | 0 | 0 | 2.166 | 0 | 0 | 0 | 0 | 0 | 0 | 0 | 0 | 0 | 0 | 0 | 0 | 0
10 | 7 | 13 | 7 | 1.7931 | 0 | 13.5789 | 0 | 0 | 0 | 0.0012057 | 0.08636 | 0 | 0 | 3.1214 | 0 | 18.581 | 0 | 0 | 0 | 0 | 0 | 0 | 0 | 0 | 0 | 0 | 0 | 0 | 0 | 0.45131 | 0 | 0.54519 | 0 | 0.15647 | 0 | 0.3675 | 0.6901 | 0 | 0 | 0 | 0 | 2.2106 | 0 | 0 | 0 | 0 | 0 | 0 | 0 | 0 | 0 | 0 | 0 | 0 | 0
10 | 7 | 14 | 7 | 1.7931 | 0 | 13.5789 | 0 | 0 | 0 | 0.0012057 | 0.095189 | 0 | 0 | 3.1214 | 0 | 18.5899 | 0 | 0 | 0 | 0 | 0 | 0 | 0 | 0 | 0 | 0 | 0 | 0 | 0 | 0.45131 | 0 | 0.54519 | 0 | 0.18814 | 0 | 0.3675 | 0.6901 | 0 | 0 | 0 | 0 | 2.2422 | 0 | 0 | 0 | 0 | 0 | 0 | 0 | 0 | 0 | 0 | 0 | 0 | 0
10 | 7 | 15 | 7 | 1.7931 | 0 | 13.5789 | 0 | 0 | 0 | 0.0012057 | 0.091905 | 0 | 0 | 2.6812 | 0 | 18.1464 | 0 | 0 | 0 | 0 | 0 | 0 | 0 | 0 | 0 | 0 | 0 | 0 | 0 | 0.45131 | 0 | 0.54519 | 0 | 0.18142 | 0 | 0.315 | 0.6901 | 0 | 0 | 0 | 0 | 2.183 | 0 | 0 | 0 | 0 | 0 | 0 | 0 | 0 | 0 | 0 | 0 | 0 | 0
10 | 7 | 16 | 7 | 1.7931 | 0 | 13.5789 | 0 | 0 | 0 | 0.0012057 | 0.063296 | 0 | 0 | 2.6813 | 0 | 18.1178 | 0 | 0 | 0 | 0 | 0 | 0 | 0 | 0 | 0 | 0 | 0 | 0 | 0 | 0.45131 | 0 | 0.54519 | 0 | 0.080473 | 0 | 0.315 | 0.6901 | 0 | 0 | 0 | 0 | 2.0821 | 0 | 0 | 0 | 0 | 0 | 0 | 0 | 0 | 0 | 0 | 0 | 0 | 0
10 | 7 | 17 | 7 | 1.7931 | 0 | 13.5789 | 0 | 0 | 0 | 0.0012057 | 0.050017 | 0 | 0 | 3.9581 | 0 | 19.3813 | 0 | 0 | 0 | 0 | 0 | 0 | 0 | 0 | 0 | 0 | 0 | 0 | 0 | 0.45131 | 0 | 0.54519 | 0 | 0.033323 | 0 | 0.525 | 0.6901 | 0 | 0 | 0 | 0 | 2.2449 | 0 | 0 | 0 | 0 | 0 | 0 | 0 | 0 | 0 | 0 | 0 | 0 | 0
10 | 7 | 18 | 7 | 1.7931 | 0 | 9.8682 | 0 | 0 | 0 | 0.0012057 | 0.04 | 0 | 0 | 3.9581 | 0 | 15.6606 | 0 | 0 | 0 | 0 | 0 | 0 | 0 | 0 | 0 | 0 | 0 | 0 | 0 | 0.45131 | 0 | 0.54519 | 0 | 0 | 0 | 0.525 | 0.6901 | 0 | 0 | 0 | 0 | 2.2116 | 0 | 0 | 0 | 0 | 0 | 0 | 0 | 0 | 0 | 0 | 0 | 0 | 0
10 | 7 | 19 | 7 | 1.7931 | 0 | 2.4469 | 0 | 0 | 0 | 0.0012057 | 0.042311 | 0 | 0 | 4.5134 | 0 | 8.7969 | 0 | 0 | 0 | 0 | 0 | 0 | 0 | 0 | 0 | 0 | 0 | 0 | 0 | 0.45131 | 0 | 0.88038 | 0.058047 | 0 | 0 | 0.42 | 0.6901 | 0 | 0 | 0 | 0 | 2.4998 | 0 | 0 | 0 | 0 | 0 | 0 | 0 | 0 | 0 | 0 | 0 | 0 | 0
10 | 7 | 20 | 7 | 1.7931 | 0 | 2.4469 | 0 | 0 | 0 | 0.0012057 | 0.048534 | 0 | 0 | 3.1217 | 0 | 7.4114 | 0 | 0 | 0 | 0 | 0 | 0 | 0 | 0 | 0 | 0 | 0 | 0 | 0 | 0.45131 | 0 | 1.1038 | 0.082633 | 0 | 0 | 0.3675 | 0.6901 | 0 | 0 | 0 | 0 | 2.6954 | 0 | 0 | 0 | 0 | 0 | 0 | 0 | 0 | 0 | 0 | 0 | 0 | 0
10 | 7 | 21 | 7 | 1.7931 | 0 | 2.4469 | 0 | 0 | 0 | 0.0012057 | 0.050503 | 0 | 0 | 3.9581 | 0 | 8.2498 | 0 | 0 | 0 | 0 | 0 | 0 | 0 | 0 | 0 | 0 | 0 | 0 | 0 | 0.45131 | 0 | 1.2156 | 0.090285 | 0 | 0 | 0.4725 | 0.6901 | 0 | 0 | 0 | 0 | 2.9198 | 0 | 0 | 0 | 0 | 0 | 0 | 0 | 0 | 0 | 0 | 0 | 0 | 0
10 | 7 | 22 | 7 | 1.7931 | 0 | 2.4469 | 0 | 0 | 0 | 0.0012057 | 0.054697 | 0 | 0 | 2.7249 | 0 | 7.0208 | 0 | 0 | 0 | 0 | 0 | 0 | 0 | 0 | 0 | 0 | 0 | 0 | 0 | 0.45131 | 0 | 1.1038 | 0.16609 | 0 | 0 | 0.315 | 0.6901 | 0 | 0 | 0 | 0 | 2.7264 | 0 | 0 | 0 | 0 | 0 | 0 | 0 | 0 | 0 | 0 | 0 | 0 | 0
10 | 7 | 23 | 7 | 1.7931 | 0 | 2.4469 | 0 | 0 | 0 | 0.0012057 | 0.04 | 0 | 0 | 0.48027 | 0 | 4.7615 | 0 | 0 | 0 | 0 | 0 | 0 | 0 | 0 | 0 | 0 | 0 | 0 | 0 | 0.45131 | 0 | 0.88038 | 0 | 0 | 0 | 0.0525 | 0.6901 | 0 | 0 | 0 | 0 | 2.0743 | 0 | 0 | 0 | 0 | 0 | 0 | 0 | 0 | 0 | 0 | 0 | 0 | 0
10 | 7 | 24 | 7 | 1.7931 | 0 | 2.4469 | 0 | 0 | 0 | 0.0012057 | 0.042543 | 0 | 0 | 0.48032 | 0 | 4.7641 | 0 | 0 | 0 | 0 | 0 | 0 | 0 | 0 | 0 | 0 | 0 | 0 | 0 | 0.45131 | 0 | 0.54519 | 0.07193 | 0 | 0 | 0.0525 | 0.6901 | 0 | 0 | 0 | 0 | 1.811 | 0 | 0 | 0 | 0 | 0 | 0 | 0 | 0 | 0 | 0 | 0 | 0 | 0
10 | 8 | 1 | 8 | 1.7931 | 0 | 2.4469 | 0 | 0 | 0 | 0.0012057 | 0.045523 | 0 | 0 | 0.48067 | 0 | 4.7674 | 0 | 0 | 0 | 0 | 0 | 0 | 0 | 0 | 0 | 0 | 0 | 0 | 0 | 0.45131 | 0 | 0.32173 | 0.088674 | 0 | 0 | 0.0525 | 0.6901 | 0 | 0 | 0 | 0 | 1.6043 | 0 | 0 | 0 | 0 | 0 | 0 | 0 | 0 | 0 | 0 | 0 | 0 | 0
10 | 8 | 2 | 8 | 1.7931 | 0 | 2.4469 | 0 | 0 | 0 | 0.0012057 | 0.054942 | 0 | 0 | 0.48078 | 0 | 4.777 | 0 | 0 | 0 | 0 | 0 | 0 | 0 | 0 | 0 | 0 | 0 | 0 | 0 | 0.45131 | 0 | 0.32173 | 0.37712 | 0 | 0 | 0.0525 | 0.69161 | 0 | 0 | 0 | 0 | 1.8943 | 0 | 0 | 0 | 0 | 0 | 0 | 0 | 0 | 0 | 0 | 0 | 0 | 0
10 | 8 | 3 | 8 | 1.7931 | 0 | 2.4469 | 0 | 0 | 0 | 0.0012057 | 0.08076 | 0 | 0 | 0.48088 | 0 | 4.8029 | 0 | 0 | 0 | 0 | 0 | 0 | 0 | 0 | 0 | 0 | 0 | 0 | 0 | 0.45131 | 0 | 0.32173 | 0.85559 | 0 | 0 | 0.0525 | 0.69844 | 0 | 0 | 0 | 0 | 2.3796 | 0 | 0 | 0 | 0 | 0 | 0 | 0 | 0 | 0 | 0 | 0 | 0 | 0
10 | 8 | 4 | 8 | 1.7931 | 0 | 2.4469 | 0 | 0 | 0 | 0.0012057 | 0.11332 | 0 | 0 | 0.48091 | 0 | 4.8354 | 0 | 0 | 0 | 0 | 0 | 0 | 0 | 0 | 0 | 0 | 0 | 0 | 0 | 0.45131 | 0 | 0.32173 | 1.3408 | 0 | 0 | 0.0525 | 0.70205 | 0 | 0 | 0 | 0 | 2.8683 | 0 | 0 | 0 | 0 | 0 | 0 | 0 | 0 | 0 | 0 | 0 | 0 | 0
10 | 8 | 5 | 8 | 1.7931 | 0 | 2.4469 | 0 | 0 | 0 | 0.0012057 | 0.18104 | 0 | 0 | 0.48091 | 0 | 4.9032 | 0 | 0 | 0 | 0 | 0 | 0 | 0 | 0 | 0 | 0 | 0 | 0 | 0 | 0.45131 | 0 | 0.32173 | 1.9192 | 0 | 0 | 0.0525 | 0.70673 | 0 | 0 | 0 | 0 | 3.4514 | 0 | 0 | 0 | 0 | 0 | 0 | 0 | 0 | 0 | 0 | 0 | 0 | 0
10 | 8 | 6 | 8 | 1.7931 | 0 | 2.4469 | 0 | 0 | 0 | 0.0012057 | 0.22379 | 0 | 0 | 2.6821 | 0 | 7.1471 | 0 | 0 | 0 | 0 | 0 | 0 | 0 | 0 | 0 | 0 | 0 | 0 | 0 | 0.45131 | 0 | 0.54519 | 2.1851 | 0 | 0 | 0.315 | 0.70823 | 0 | 0 | 0 | 0 | 4.2049 | 0 | 0 | 0 | 0 | 0 | 0 | 0 | 0 | 0 | 0 | 0 | 0 | 0
10 | 8 | 7 | 8 | 1.7931 | 0 | 2.4469 | 0 | 0 | 0 | 0.0012057 | 0.68387 | 0 | 0 | 3.9584 | 0 | 8.8835 | 0 | 0 | 0 | 0 | 0 | 0 | 0 | 0 | 0 | 0 | 0 | 0 | 0 | 0.45131 | 0 | 0.71279 | 4.7569 | 0 | 0 | 0.525 | 0.70745 | 0 | 0 | 0 | 0 | 7.1535 | 0 | 0 | 0 | 0 | 0 | 0 | 0 | 0 | 0 | 0 | 0 | 0 | 0
10 | 8 | 8 | 8 | 1.7931 | 0 | 13.5789 | 0 | 0 | 0 | 0.0012057 | 0.42494 | 0 | 0 | 4.0414 | 0 | 19.8395 | 0 | 0 | 0 | 0 | 0 | 0 | 0 | 0 | 0 | 0 | 0 | 0 | 0 | 0.45131 | 0 | 0.71279 | 3.2173 | 0 | 0 | 0.42 | 0.70853 | 0 | 0 | 0 | 0 | 5.5099 | 0 | 0 | 0 | 0 | 0 | 0 | 0 | 0 | 0 | 0 | 0 | 0 | 0
10 | 8 | 9 | 8 | 1.7931 | 0 | 13.5789 | 0 | 0 | 0 | 0.0012057 | 0.29701 | 0 | 0 | 2.6821 | 0 | 18.3523 | 0 | 0 | 0 | 0 | 0 | 0 | 0 | 0 | 0 | 0 | 0 | 0 | 0 | 0.45131 | 0 | 0.71279 | 2.2331 | 0 | 0 | 0.315 | 0.70449 | 0 | 0 | 0 | 0 | 4.4167 | 0 | 0 | 0 | 0 | 0 | 0 | 0 | 0 | 0 | 0 | 0 | 0 | 0
10 | 8 | 10 | 8 | 1.7931 | 0 | 13.5789 | 0 | 0 | 0 | 0.0012057 | 0.24872 | 0 | 0 | 2.6821 | 0 | 18.304 | 0 | 0 | 0 | 0 | 0 | 0 | 0 | 0 | 0 | 0 | 0 | 0 | 0 | 0.45131 | 0 | 0.71279 | 1.8837 | 0 | 0 | 0.315 | 0.70171 | 0 | 0 | 0 | 0 | 4.0645 | 0 | 0 | 0 | 0 | 0 | 0 | 0 | 0 | 0 | 0 | 0 | 0 | 0
10 | 8 | 11 | 8 | 1.7931 | 0 | 13.5789 | 0 | 0 | 0 | 0.0012057 | 0.17319 | 0 | 0 | 3.1223 | 0 | 18.6687 | 0 | 0 | 0 | 0 | 0 | 0 | 0 | 0 | 0 | 0 | 0 | 0 | 0 | 0.45131 | 0 | 0.54519 | 1.4021 | 0 | 0 | 0.3675 | 0.69517 | 0 | 0 | 0 | 0 | 3.4613 | 0 | 0 | 0 | 0 | 0 | 0 | 0 | 0 | 0 | 0 | 0 | 0 | 0
10 | 8 | 12 | 8 | 1.7931 | 0 | 8.6313 | 0 | 0 | 0 | 0.0012057 | 0.1493 | 0 | 0 | 3.5625 | 0 | 14.1375 | 0 | 0 | 0 | 0 | 0 | 0 | 0 | 0 | 0 | 0 | 0 | 0 | 0 | 0.45131 | 0 | 0.54519 | 1.165 | 0 | 0 | 0.42 | 0.69539 | 0 | 0 | 0 | 0 | 3.2769 | 0 | 0 | 0 | 0 | 0 | 0 | 0 | 0 | 0 | 0 | 0 | 0 | 0
10 | 8 | 13 | 8 | 1.7931 | 0 | 13.5789 | 0 | 0 | 0 | 0.0012057 | 0.062727 | 0 | 0 | 3.1223 | 0 | 18.5583 | 0 | 0 | 0 | 0 | 0 | 0 | 0 | 0 | 0 | 0 | 0 | 0 | 0 | 0.45131 | 0 | 0.54519 | 0.4503 | 0 | 0 | 0.3675 | 0.69518 | 0 | 0 | 0 | 0 | 2.5095 | 0 | 0 | 0 | 0 | 0 | 0 | 0 | 0 | 0 | 0 | 0 | 0 | 0
10 | 8 | 14 | 8 | 1.7931 | 0 | 13.5789 | 0 | 0 | 0 | 0.0012057 | 0.044225 | 0 | 0 | 3.1223 | 0 | 18.5398 | 0 | 0 | 0 | 0 | 0 | 0 | 0 | 0 | 0 | 0 | 0 | 0 | 0 | 0.45131 | 0 | 0.54519 | 0.22163 | 0 | 0 | 0.3675 | 0.69617 | 0 | 0 | 0 | 0 | 2.2818 | 0 | 0 | 0 | 0 | 0 | 0 | 0 | 0 | 0 | 0 | 0 | 0 | 0
10 | 8 | 15 | 8 | 1.7931 | 0 | 13.5789 | 0 | 0 | 0 | 0.0012057 | 0.056963 | 0 | 0 | 2.6821 | 0 | 18.1123 | 0 | 0 | 0 | 0 | 0 | 0 | 0 | 0 | 0 | 0 | 0 | 0 | 0 | 0.45131 | 0 | 0.54519 | 0.29925 | 0 | 0 | 0.315 | 0.6959 | 0 | 0 | 0 | 0 | 2.3067 | 0 | 0 | 0 | 0 | 0 | 0 | 0 | 0 | 0 | 0 | 0 | 0 | 0
10 | 8 | 16 | 8 | 1.7931 | 0 | 13.5789 | 0 | 0 | 0 | 0.0012057 | 0.06463 | 0 | 0 | 2.6821 | 0 | 18.1199 | 0 | 0 | 0 | 0 | 0 | 0 | 0 | 0 | 0 | 0 | 0 | 0 | 0 | 0.45131 | 0 | 0.54519 | 0.40804 | 0.0078546 | 0 | 0.315 | 0.69617 | 0 | 0 | 0 | 0 | 2.4236 | 0 | 0 | 0 | 0 | 0 | 0 | 0 | 0 | 0 | 0 | 0 | 0 | 0
10 | 8 | 17 | 8 | 1.7931 | 0 | 13.5789 | 0 | 0 | 0 | 0.0012057 | 0.084361 | 0 | 0 | 3.9584 | 0 | 19.416 | 0 | 0 | 0 | 0 | 0 | 0 | 0 | 0 | 0 | 0 | 0 | 0 | 0 | 0.45131 | 0 | 0.54519 | 0.54605 | 0 | 0 | 0.525 | 0.69842 | 0 | 0 | 0 | 0 | 2.766 | 0 | 0 | 0 | 0 | 0 | 0 | 0 | 0 | 0 | 0 | 0 | 0 | 0
10 | 8 | 18 | 8 | 1.7931 | 0 | 9.8682 | 0 | 0 | 0 | 0.0012057 | 0.14752 | 0 | 0 | 3.9584 | 0 | 15.7685 | 0 | 0 | 0 | 0 | 0 | 0 | 0 | 0 | 0 | 0 | 0 | 0 | 0 | 0.45131 | 0 | 0.54519 | 1.0926 | 0 | 0 | 0.525 | 0.70198 | 0 | 0 | 0 | 0 | 3.3161 | 0 | 0 | 0 | 0 | 0 | 0 | 0 | 0 | 0 | 0 | 0 | 0 | 0
10 | 8 | 19 | 8 | 1.7931 | 0 | 2.4469 | 0 | 0 | 0 | 0.0012057 | 0.2379 | 0 | 0 | 4.5148 | 0 | 8.9939 | 0 | 0 | 0 | 0 | 0 | 0 | 0 | 0 | 0 | 0 | 0 | 0 | 0 | 0.45131 | 0 | 0.88038 | 1.5817 | 0 | 0 | 0.42 | 0.70076 | 0 | 0 | 0 | 0 | 4.0341 | 0 | 0 | 0 | 0 | 0 | 0 | 0 | 0 | 0 | 0 | 0 | 0 | 0
10 | 8 | 20 | 8 | 1.7931 | 0 | 2.4469 | 0 | 0 | 0 | 0.0012057 | 0.30313 | 0 | 0 | 3.1223 | 0 | 7.6667 | 0 | 0 | 0 | 0 | 0 | 0 | 0 | 0 | 0 | 0 | 0 | 0 | 0 | 0.45131 | 0 | 1.1038 | 1.9332 | 0 | 0 | 0.3675 | 0.69977 | 0 | 0 | 0 | 0 | 4.5556 | 0 | 0 | 0 | 0 | 0 | 0 | 0 | 0 | 0 | 0 | 0 | 0 | 0
10 | 8 | 21 | 8 | 1.7931 | 0 | 2.4469 | 0 | 0 | 0 | 0.0012057 | 0.34562 | 0 | 0 | 3.9584 | 0 | 8.5453 | 0 | 0 | 0 | 0 | 0 | 0 | 0 | 0 | 0 | 0 | 0 | 0 | 0 | 0.45131 | 0 | 1.2156 | 2.1615 | 0 | 0 | 0.4725 | 0.70011 | 0 | 0 | 0 | 0 | 5.001 | 0 | 0 | 0 | 0 | 0 | 0 | 0 | 0 | 0 | 0 | 0 | 0 | 0
10 | 8 | 22 | 8 | 1.7931 | 0 | 2.4469 | 0 | 0 | 0 | 0.0012057 | 0.34969 | 0 | 0 | 2.7259 | 0 | 7.3168 | 0 | 0 | 0 | 0 | 0 | 0 | 0 | 0 | 0 | 0 | 0 | 0 | 0 | 0.45131 | 0 | 1.1038 | 2.2419 | 0 | 0 | 0.315 | 0.7 | 0 | 0 | 0 | 0 | 4.8121 | 0 | 0 | 0 | 0 | 0 | 0 | 0 | 0 | 0 | 0 | 0 | 0 | 0
10 | 8 | 23 | 8 | 1.7931 | 0 | 2.4469 | 0 | 0 | 0 | 0.0012057 | 0.062582 | 0 | 0 | 0.48094 | 0 | 4.7847 | 0 | 0 | 0 | 0 | 0 | 0 | 0 | 0 | 0 | 0 | 0 | 0 | 0 | 0.45131 | 0 | 0.88038 | 0.59705 | 0 | 0 | 0.0525 | 0.70256 | 0 | 0 | 0 | 0 | 2.6838 | 0 | 0 | 0 | 0 | 0 | 0 | 0 | 0 | 0 | 0 | 0 | 0 | 0
10 | 8 | 24 | 8 | 1.7931 | 0 | 2.4469 | 0 | 0 | 0 | 0.0012057 | 0.1364 | 0 | 0 | 0.48096 | 0 | 4.8586 | 0 | 0 | 0 | 0 | 0 | 0 | 0 | 0 | 0 | 0 | 0 | 0 | 0 | 0.45131 | 0 | 0.54519 | 1.725 | 0 | 0 | 0.0525 | 0.7135 | 0 | 0 | 0 | 0 | 3.4876 | 0 | 0 | 0 | 0 | 0 | 0 | 0 | 0 | 0 | 0 | 0 | 0 | 0
10 | 9 | 1 | 2 | 1.7931 | 0 | 2.4469 | 0 | 0 | 0 | 0.0012057 | 0.19153 | 0 | 0 | 0.48101 | 0 | 4.9138 | 0 | 0 | 0 | 0 | 0 | 0 | 0 | 0 | 0 | 0 | 0 | 0 | 0 | 0.45131 | 0 | 0.32173 | 2.0513 | 0 | 0 | 0.0525 | 0.72224 | 0 | 0 | 0 | 0 | 3.599 | 0 | 0 | 0 | 0 | 0 | 0 | 0 | 0 | 0 | 0 | 0 | 0 | 0
10 | 9 | 2 | 2 | 1.7931 | 0 | 2.4469 | 0 | 0 | 0 | 0.0012057 | 0.21124 | 0 | 0 | 0.48104 | 0 | 4.9335 | 0 | 0 | 0 | 0 | 0 | 0 | 0 | 0 | 0 | 0 | 0 | 0 | 0 | 0.45131 | 0 | 0.32173 | 2.1992 | 0 | 0 | 0.0525 | 0.7223 | 0 | 0 | 0 | 0 | 3.747 | 0 | 0 | 0 | 0 | 0 | 0 | 0 | 0 | 0 | 0 | 0 | 0 | 0
10 | 9 | 3 | 2 | 1.7931 | 0 | 2.4469 | 0 | 0 | 0 | 0.0012057 | 0.24523 | 0 | 0 | 0.48104 | 0 | 4.9675 | 0 | 0 | 0 | 0 | 0 | 0 | 0 | 0 | 0 | 0 | 0 | 0 | 0 | 0.45131 | 0 | 0.32173 | 2.5831 | 0 | 0 | 0.0525 | 0.7263 | 0 | 0 | 0 | 0 | 4.1349 | 0 | 0 | 0 | 0 | 0 | 0 | 0 | 0 | 0 | 0 | 0 | 0 | 0
10 | 9 | 4 | 2 | 1.7931 | 0 | 2.4469 | 0 | 0 | 0 | 0.0012057 | 0.27183 | 0 | 0 | 0.48104 | 0 | 4.9941 | 0 | 0 | 0 | 0 | 0 | 0 | 0 | 0 | 0 | 0 | 0 | 0 | 0 | 0.45131 | 0 | 0.32173 | 2.7932 | 0 | 0 | 0.0525 | 0.72883 | 0 | 0 | 0 | 0 | 4.3476 | 0 | 0 | 0 | 0 | 0 | 0 | 0 | 0 | 0 | 0 | 0 | 0 | 0
10 | 9 | 5 | 2 | 1.7931 | 0 | 2.4469 | 0 | 0 | 0 | 0.0012057 | 0.29384 | 0 | 0 | 0.48105 | 0 | 5.0161 | 0 | 0 | 0 | 0 | 0 | 0 | 0 | 0 | 0 | 0 | 0 | 0 | 0 | 0.45131 | 0 | 0.32173 | 3.0499 | 0 | 0 | 0.0525 | 0.72954 | 0 | 0 | 0 | 0 | 4.605 | 0 | 0 | 0 | 0 | 0 | 0 | 0 | 0 | 0 | 0 | 0 | 0 | 0
10 | 9 | 6 | 2 | 1.7931 | 0 | 2.4469 | 0 | 0 | 0 | 0.0012057 | 0.30982 | 0 | 0 | 2.6822 | 0 | 7.2332 | 0 | 0 | 0 | 0 | 0 | 0 | 0 | 0 | 0 | 0 | 0 | 0 | 0 | 0.45131 | 0 | 0.54519 | 3.1307 | 0 | 0 | 0.315 | 0.72239 | 0 | 0 | 0 | 0 | 5.1646 | 0 | 0 | 0 | 0 | 0 | 0 | 0 | 0 | 0 | 0 | 0 | 0 | 0
10 | 9 | 7 | 2 | 1.7931 | 0 | 2.4469 | 0 | 0 | 0 | 0.0012057 | 0.81412 | 0 | 0 | 3.9585 | 0 | 9.0138 | 0 | 0 | 0 | 0 | 0 | 0 | 0 | 0 | 0 | 0 | 0 | 0 | 0 | 0.45131 | 0 | 0.71279 | 5.4966 | 0 | 0 | 0.525 | 0.72324 | 0 | 0 | 0 | 0 | 7.9089 | 0 | 0 | 0 | 0 | 0 | 0 | 0 | 0 | 0 | 0 | 0 | 0 | 0
10 | 9 | 8 | 2 | 1.7931 | 0 | 13.5789 | 0 | 0 | 0 | 0.0012057 | 0.48757 | 0 | 0 | 4.0415 | 0 | 19.9023 | 0 | 0 | 0 | 0 | 0 | 0 | 0 | 0 | 0 | 0 | 0 | 0 | 0 | 0.45131 | 0 | 0.71279 | 3.408 | 0 | 0 | 0.42 | 0.71553 | 0 | 0 | 0 | 0 | 5.7076 | 0 | 0 | 0 | 0 | 0 | 0 | 0 | 0 | 0 | 0 | 0 | 0 | 0
10 | 9 | 9 | 2 | 1.7931 | 0 | 13.5789 | 0 | 0 | 0 | 0.0012057 | 0.30397 | 0 | 0 | 2.6822 | 0 | 18.3593 | 0 | 0 | 0 | 0 | 0 | 0 | 0 | 0 | 0 | 0 | 0 | 0 | 0 | 0.45131 | 0 | 0.71279 | 2.1154 | 0 | 0 | 0.315 | 0.70119 | 0 | 0 | 0 | 0 | 4.2957 | 0 | 0 | 0 | 0 | 0 | 0 | 0 | 0 | 0 | 0 | 0 | 0 | 0
10 | 9 | 10 | 2 | 1.7931 | 0 | 13.5789 | 0 | 0 | 0 | 0.0012057 | 0.2631 | 0 | 0 | 2.6822 | 0 | 18.3185 | 0 | 0 | 0 | 0 | 0 | 0 | 0 | 0 | 0 | 0 | 0 | 0 | 0 | 0.45131 | 0 | 0.71279 | 1.7792 | 0 | 0 | 0.315 | 0.70524 | 0 | 0 | 0 | 0 | 3.9635 | 0 | 0 | 0 | 0 | 0 | 0 | 0 | 0 | 0 | 0 | 0 | 0 | 0
10 | 9 | 11 | 2 | 1.7931 | 0 | 13.5789 | 0 | 0 | 0 | 0.0012057 | 0.18715 | 0 | 0 | 3.1224 | 0 | 18.6828 | 0 | 0 | 0 | 0 | 0 | 0 | 0 | 0 | 0 | 0 | 0 | 0 | 0 | 0.45131 | 0 | 0.54519 | 1.3829 | 0 | 0 | 0.3675 | 0.70628 | 0 | 0 | 0 | 0 | 3.4532 | 0 | 0 | 0 | 0 | 0 | 0 | 0 | 0 | 0 | 0 | 0 | 0 | 0
10 | 9 | 12 | 2 | 1.7931 | 0 | 8.6313 | 0 | 0 | 0 | 0.0012057 | 0.13542 | 0 | 0 | 3.5626 | 0 | 14.1237 | 0 | 0 | 0 | 0 | 0 | 0 | 0 | 0 | 0 | 0 | 0 | 0 | 0 | 0.45131 | 0 | 0.54519 | 1.0708 | 0 | 0 | 0.42 | 0.70503 | 0 | 0 | 0 | 0 | 3.1924 | 0 | 0 | 0 | 0 | 0 | 0 | 0 | 0 | 0 | 0 | 0 | 0 | 0
10 | 9 | 13 | 2 | 1.7931 | 0 | 13.5789 | 0 | 0 | 0 | 0.0012057 | 0.072876 | 0 | 0 | 3.1224 | 0 | 18.5685 | 0 | 0 | 0 | 0 | 0 | 0 | 0 | 0 | 0 | 0 | 0 | 0 | 0 | 0.45131 | 0 | 0.54519 | 0.65007 | 0 | 0 | 0.3675 | 0.70896 | 0 | 0 | 0 | 0 | 2.723 | 0 | 0 | 0 | 0 | 0 | 0 | 0 | 0 | 0 | 0 | 0 | 0 | 0
10 | 9 | 14 | 2 | 1.7931 | 0 | 13.5789 | 0 | 0 | 0 | 0.0012057 | 0.050899 | 0 | 0 | 3.1224 | 0 | 18.5465 | 0 | 0 | 0 | 0 | 0 | 0 | 0 | 0 | 0 | 0 | 0 | 0 | 0 | 0.45131 | 0 | 0.54519 | 0.44681 | 0 | 0 | 0.3675 | 0.71005 | 0 | 0 | 0 | 0 | 2.5209 | 0 | 0 | 0 | 0 | 0 | 0 | 0 | 0 | 0 | 0 | 0 | 0 | 0
10 | 9 | 15 | 2 | 1.7931 | 0 | 13.5789 | 0 | 0 | 0 | 0.0012057 | 0.070763 | 0 | 0 | 2.6822 | 0 | 18.1262 | 0 | 0 | 0 | 0 | 0 | 0 | 0 | 0 | 0 | 0 | 0 | 0 | 0 | 0.45131 | 0 | 0.54519 | 0.49431 | 0.010967 | 0 | 0.315 | 0.71125 | 0 | 0 | 0 | 0 | 2.528 | 0 | 0 | 0 | 0 | 0 | 0 | 0 | 0 | 0 | 0 | 0 | 0 | 0
10 | 9 | 16 | 2 | 1.7931 | 0 | 13.5789 | 0 | 0 | 0 | 0.0012057 | 0.079755 | 0 | 0 | 2.6822 | 0 | 18.1352 | 0 | 0 | 0 | 0 | 0 | 0 | 0 | 0 | 0 | 0 | 0 | 0 | 0 | 0.45131 | 0 | 0.54519 | 0.60296 | 0.009179 | 0 | 0.315 | 0.71226 | 0 | 0 | 0 | 0 | 2.6359 | 0 | 0 | 0 | 0 | 0 | 0 | 0 | 0 | 0 | 0 | 0 | 0 | 0
10 | 9 | 17 | 2 | 1.7931 | 0 | 13.5789 | 0 | 0 | 0 | 0.0012057 | 0.082936 | 0 | 0 | 3.9585 | 0 | 19.4146 | 0 | 0 | 0 | 0 | 0 | 0 | 0 | 0 | 0 | 0 | 0 | 0 | 0 | 0.45131 | 0 | 0.54519 | 0.63205 | 0.00055678 | 0 | 0.525 | 0.70918 | 0 | 0 | 0 | 0 | 2.8633 | 0 | 0 | 0 | 0 | 0 | 0 | 0 | 0 | 0 | 0 | 0 | 0 | 0
10 | 9 | 18 | 2 | 1.7931 | 0 | 9.8682 | 0 | 0 | 0 | 0.0012057 | 0.12199 | 0 | 0 | 3.9585 | 0 | 15.743 | 0 | 0 | 0 | 0 | 0 | 0 | 0 | 0 | 0 | 0 | 0 | 0 | 0 | 0.45131 | 0 | 0.54519 | 0.89668 | 0 | 0 | 0.525 | 0.71384 | 0 | 0 | 0 | 0 | 3.132 | 0 | 0 | 0 | 0 | 0 | 0 | 0 | 0 | 0 | 0 | 0 | 0 | 0
10 | 9 | 19 | 2 | 1.7931 | 0 | 2.4469 | 0 | 0 | 0 | 0.0012057 | 0.20562 | 0 | 0 | 4.515 | 0 | 8.9618 | 0 | 0 | 0 | 0 | 0 | 0 | 0 | 0 | 0 | 0 | 0 | 0 | 0 | 0.45131 | 0 | 0.88038 | 1.1615 | 0 | 0 | 0.42 | 0.7088 | 0 | 0 | 0 | 0 | 3.622 | 0 | 0 | 0 | 0 | 0 | 0 | 0 | 0 | 0 | 0 | 0 | 0 | 0
10 | 9 | 20 | 2 | 1.7931 | 0 | 2.4469 | 0 | 0 | 0 | 0.0012057 | 0.23816 | 0 | 0 | 3.1224 | 0 | 7.6018 | 0 | 0 | 0 | 0 | 0 | 0 | 0 | 0 | 0 | 0 | 0 | 0 | 0 | 0.45131 | 0 | 1.1038 | 1.3791 | 0 | 0 | 0.3675 | 0.70481 | 0 | 0 | 0 | 0 | 4.0066 | 0 | 0 | 0 | 0 | 0 | 0 | 0 | 0 | 0 | 0 | 0 | 0 | 0
10 | 9 | 21 | 2 | 1.7931 | 0 | 2.4469 | 0 | 0 | 0 | 0.0012057 | 0.28946 | 0 | 0 | 3.9585 | 0 | 8.4891 | 0 | 0 | 0 | 0 | 0 | 0 | 0 | 0 | 0 | 0 | 0 | 0 | 0 | 0.45131 | 0 | 1.2156 | 1.6994 | 0 | 0 | 0.4725 | 0.70491 | 0 | 0 | 0 | 0 | 4.5437 | 0 | 0 | 0 | 0 | 0 | 0 | 0 | 0 | 0 | 0 | 0 | 0 | 0
10 | 9 | 22 | 2 | 1.7931 | 0 | 2.4469 | 0 | 0 | 0 | 0.0012057 | 0.32332 | 0 | 0 | 2.726 | 0 | 7.2906 | 0 | 0 | 0 | 0 | 0 | 0 | 0 | 0 | 0 | 0 | 0 | 0 | 0 | 0.45131 | 0 | 1.1038 | 1.8347 | 0 | 0 | 0.315 | 0.70899 | 0 | 0 | 0 | 0 | 4.4138 | 0 | 0 | 0 | 0 | 0 | 0 | 0 | 0 | 0 | 0 | 0 | 0 | 0
10 | 9 | 23 | 2 | 1.7931 | 0 | 2.4469 | 0 | 0 | 0 | 0.0012057 | 0.052535 | 0 | 0 | 0.48104 | 0 | 4.7748 | 0 | 0 | 0 | 0 | 0 | 0 | 0 | 0 | 0 | 0 | 0 | 0 | 0 | 0.45131 | 0 | 0.88038 | 0.55299 | 0 | 0 | 0.0525 | 0.71373 | 0 | 0 | 0 | 0 | 2.6509 | 0 | 0 | 0 | 0 | 0 | 0 | 0 | 0 | 0 | 0 | 0 | 0 | 0
10 | 9 | 24 | 2 | 1.7931 | 0 | 2.4469 | 0 | 0 | 0 | 0.0012057 | 0.084985 | 0 | 0 | 0.48106 | 0 | 4.8073 | 0 | 0 | 0 | 0 | 0 | 0 | 0 | 0 | 0 | 0 | 0 | 0 | 0 | 0.45131 | 0 | 0.54519 | 1.0417 | 0 | 0 | 0.0525 | 0.72213 | 0 | 0 | 0 | 0 | 2.8129 | 0 | 0 | 0 | 0 | 0 | 0 | 0 | 0 | 0 | 0 | 0 | 0 | 0
10 | 10 | 1 | 3 | 1.7931 | 0 | 2.4469 | 0 | 0 | 0 | 0.0012057 | 0.13011 | 0 | 0 | 0.48109 | 0 | 4.8524 | 0 | 0 | 0 | 0 | 0 | 0 | 0 | 0 | 0 | 0 | 0 | 0 | 0 | 0.45131 | 0 | 0.32173 | 1.6806 | 0 | 0 | 0.0525 | 0.72983 | 0 | 0 | 0 | 0 | 3.2359 | 0 | 0 | 0 | 0 | 0 | 0 | 0 | 0 | 0 | 0 | 0 | 0 | 0
10 | 10 | 2 | 3 | 1.7931 | 0 | 2.4469 | 0 | 0 | 0 | 0.0012057 | 0.16296 | 0 | 0 | 0.48112 | 0 | 4.8853 | 0 | 0 | 0 | 0 | 0 | 0 | 0 | 0 | 0 | 0 | 0 | 0 | 0 | 0.45131 | 0 | 0.32173 | 1.7815 | 0 | 0 | 0.0525 | 0.73233 | 0 | 0 | 0 | 0 | 3.3394 | 0 | 0 | 0 | 0 | 0 | 0 | 0 | 0 | 0 | 0 | 0 | 0 | 0
10 | 10 | 3 | 3 | 1.7931 | 0 | 2.4469 | 0 | 0 | 0 | 0.0012057 | 0.19369 | 0 | 0 | 0.48112 | 0 | 4.916 | 0 | 0 | 0 | 0 | 0 | 0 | 0 | 0 | 0 | 0 | 0 | 0 | 0 | 0.45131 | 0 | 0.32173 | 1.9835 | 0 | 0 | 0.0525 | 0.73599 | 0 | 0 | 0 | 0 | 3.545 | 0 | 0 | 0 | 0 | 0 | 0 | 0 | 0 | 0 | 0 | 0 | 0 | 0
10 | 10 | 4 | 3 | 1.7931 | 0 | 2.4469 | 0 | 0 | 0 | 0.0012057 | 0.21343 | 0 | 0 | 0.48113 | 0 | 4.9358 | 0 | 0 | 0 | 0 | 0 | 0 | 0 | 0 | 0 | 0 | 0 | 0 | 0 | 0.45131 | 0 | 0.32173 | 2.1354 | 0 | 0 | 0.0525 | 0.73772 | 0 | 0 | 0 | 0 | 3.6987 | 0 | 0 | 0 | 0 | 0 | 0 | 0 | 0 | 0 | 0 | 0 | 0 | 0
10 | 10 | 5 | 3 | 1.7931 | 0 | 2.4469 | 0 | 0 | 0 | 0.0012057 | 0.22944 | 0 | 0 | 0.48113 | 0 | 4.9518 | 0 | 0 | 0 | 0 | 0 | 0 | 0 | 0 | 0 | 0 | 0 | 0 | 0 | 0.45131 | 0 | 0.32173 | 2.2711 | 0 | 0 | 0.0525 | 0.73896 | 0 | 0 | 0 | 0 | 3.8356 | 0 | 0 | 0 | 0 | 0 | 0 | 0 | 0 | 0 | 0 | 0 | 0 | 0
10 | 10 | 6 | 3 | 1.7931 | 0 | 2.4469 | 0 | 0 | 0 | 0.0012057 | 0.24816 | 0 | 0 | 2.6823 | 0 | 7.1716 | 0 | 0 | 0 | 0 | 0 | 0 | 0 | 0 | 0 | 0 | 0 | 0 | 0 | 0.45131 | 0 | 0.54519 | 2.3883 | 0 | 0 | 0.315 | 0.73407 | 0 | 0 | 0 | 0 | 4.4339 | 0 | 0 | 0 | 0 | 0 | 0 | 0 | 0 | 0 | 0 | 0 | 0 | 0
10 | 10 | 7 | 3 | 1.7931 | 0 | 2.4469 | 0 | 0 | 0 | 0.0012057 | 0.72524 | 0 | 0 | 3.9585 | 0 | 8.925 | 0 | 0 | 0 | 0 | 0 | 0 | 0 | 0 | 0 | 0 | 0 | 0 | 0 | 0.45131 | 0 | 0.71279 | 4.4246 | 0 | 0 | 0.525 | 0.7297 | 0 | 0 | 0 | 0 | 6.8434 | 0 | 0 | 0 | 0 | 0 | 0 | 0 | 0 | 0 | 0 | 0 | 0 | 0
10 | 10 | 8 | 3 | 1.7931 | 0 | 13.5789 | 0 | 0 | 0 | 0.0012057 | 0.39097 | 0 | 0 | 4.0416 | 0 | 19.8058 | 0 | 0 | 0 | 0 | 0 | 0 | 0 | 0 | 0 | 0 | 0 | 0 | 0 | 0.45131 | 0 | 0.71279 | 2.5006 | 0 | 0 | 0.42 | 0.72051 | 0 | 0 | 0 | 0 | 4.8052 | 0 | 0 | 0 | 0 | 0 | 0 | 0 | 0 | 0 | 0 | 0 | 0 | 0
10 | 10 | 9 | 3 | 1.7931 | 0 | 13.5789 | 0 | 0 | 0 | 0.0012057 | 0.26867 | 0 | 0 | 2.6822 | 0 | 18.3241 | 0 | 0 | 0 | 0 | 0 | 0 | 0 | 0 | 0 | 0 | 0 | 0 | 0 | 0.45131 | 0 | 0.71279 | 1.6372 | 0 | 0 | 0.315 | 0.71485 | 0 | 0 | 0 | 0 | 3.8311 | 0 | 0 | 0 | 0 | 0 | 0 | 0 | 0 | 0 | 0 | 0 | 0 | 0
10 | 10 | 10 | 3 | 1.7931 | 0 | 13.5789 | 0 | 0 | 0 | 0.0012057 | 0.19712 | 0 | 0 | 2.6822 | 0 | 18.2525 | 0 | 0 | 0 | 0 | 0 | 0 | 0 | 0 | 0 | 0 | 0 | 0 | 0 | 0.45131 | 0 | 0.71279 | 1.2835 | 0 | 0 | 0.315 | 0.71376 | 0 | 0 | 0 | 0 | 3.4763 | 0 | 0 | 0 | 0 | 0 | 0 | 0 | 0 | 0 | 0 | 0 | 0 | 0
10 | 10 | 11 | 3 | 1.7931 | 0 | 13.5789 | 0 | 0 | 0 | 0.0012057 | 0.11309 | 0 | 0 | 3.1224 | 0 | 18.6087 | 0 | 0 | 0 | 0 | 0 | 0 | 0 | 0 | 0 | 0 | 0 | 0 | 0 | 0.45131 | 0 | 0.54519 | 0.86886 | 0 | 0 | 0.3675 | 0.71282 | 0 | 0 | 0 | 0 | 2.9457 | 0 | 0 | 0 | 0 | 0 | 0 | 0 | 0 | 0 | 0 | 0 | 0 | 0
10 | 10 | 12 | 3 | 1.7931 | 0 | 8.6313 | 0 | 0 | 0 | 0.0012057 | 0.077595 | 0 | 0 | 3.5627 | 0 | 14.0659 | 0 | 0 | 0 | 0 | 0 | 0 | 0 | 0 | 0 | 0 | 0 | 0 | 0 | 0.45131 | 0 | 0.54519 | 0.51002 | 0 | 0 | 0.42 | 0.70961 | 0 | 0 | 0 | 0 | 2.6361 | 0 | 0 | 0 | 0 | 0 | 0 | 0 | 0 | 0 | 0 | 0 | 0 | 0
10 | 10 | 13 | 3 | 1.7931 | 0 | 13.5789 | 0 | 0 | 0 | 0.0012057 | 0.050057 | 0 | 0 | 3.1224 | 0 | 18.5457 | 0 | 0 | 0 | 0 | 0 | 0 | 0 | 0 | 0 | 0 | 0 | 0 | 0 | 0.45131 | 0 | 0.54519 | 0.25881 | 0.026107 | 0 | 0.3675 | 0.70993 | 0 | 0 | 0 | 0 | 2.3588 | 0 | 0 | 0 | 0 | 0 | 0 | 0 | 0 | 0 | 0 | 0 | 0 | 0
10 | 10 | 14 | 3 | 1.7931 | 0 | 13.5789 | 0 | 0 | 0 | 0.0012057 | 0.053589 | 0 | 0 | 3.1224 | 0 | 18.5492 | 0 | 0 | 0 | 0 | 0 | 0 | 0 | 0 | 0 | 0 | 0 | 0 | 0 | 0.45131 | 0 | 0.54519 | 0.19016 | 0.057413 | 0 | 0.3675 | 0.70824 | 0 | 0 | 0 | 0 | 2.3198 | 0 | 0 | 0 | 0 | 0 | 0 | 0 | 0 | 0 | 0 | 0 | 0 | 0
10 | 10 | 15 | 3 | 1.7931 | 0 | 13.5789 | 0 | 0 | 0 | 0.0012057 | 0.057297 | 0 | 0 | 2.6822 | 0 | 18.1127 | 0 | 0 | 0 | 0 | 0 | 0 | 0 | 0 | 0 | 0 | 0 | 0 | 0 | 0.45131 | 0 | 0.54519 | 0.18779 | 0.067379 | 0 | 0.315 | 0.70829 | 0 | 0 | 0 | 0 | 2.275 | 0 | 0 | 0 | 0 | 0 | 0 | 0 | 0 | 0 | 0 | 0 | 0 | 0
10 | 10 | 16 | 3 | 1.7931 | 0 | 13.5789 | 0 | 0 | 0 | 0.0012057 | 0.06715 | 0 | 0 | 2.6822 | 0 | 18.1226 | 0 | 0 | 0 | 0 | 0 | 0 | 0 | 0 | 0 | 0 | 0 | 0 | 0 | 0.45131 | 0 | 0.54519 | 0.15273 | 0.09636 | 0 | 0.315 | 0.70733 | 0 | 0 | 0 | 0 | 2.2679 | 0 | 0 | 0 | 0 | 0 | 0 | 0 | 0 | 0 | 0 | 0 | 0 | 0
10 | 10 | 17 | 3 | 1.7931 | 0 | 13.5789 | 0 | 0 | 0 | 0.0012057 | 0.052526 | 0 | 0 | 3.9585 | 0 | 19.3842 | 0 | 0 | 0 | 0 | 0 | 0 | 0 | 0 | 0 | 0 | 0 | 0 | 0 | 0.45131 | 0 | 0.54519 | 0.18188 | 0.060386 | 0 | 0.525 | 0.70585 | 0 | 0 | 0 | 0 | 2.4696 | 0 | 0 | 0 | 0 | 0 | 0 | 0 | 0 | 0 | 0 | 0 | 0 | 0
10 | 10 | 18 | 3 | 1.7931 | 0 | 9.8682 | 0 | 0 | 0 | 0.0012057 | 0.054082 | 0 | 0 | 3.9585 | 0 | 15.6751 | 0 | 0 | 0 | 0 | 0 | 0 | 0 | 0 | 0 | 0 | 0 | 0 | 0 | 0.45131 | 0 | 0.54519 | 0.29185 | 0 | 0 | 0.525 | 0.71089 | 0 | 0 | 0 | 0 | 2.5242 | 0 | 0 | 0 | 0 | 0 | 0 | 0 | 0 | 0 | 0 | 0 | 0 | 0
10 | 10 | 19 | 3 | 1.7931 | 0 | 2.4469 | 0 | 0 | 0 | 0.0012057 | 0.075625 | 0 | 0 | 4.5149 | 0 | 8.8318 | 0 | 0 | 0 | 0 | 0 | 0 | 0 | 0 | 0 | 0 | 0 | 0 | 0 | 0.45131 | 0 | 0.88038 | 0.40888 | 0 | 0 | 0.42 | 0.706 | 0 | 0 | 0 | 0 | 2.8666 | 0 | 0 | 0 | 0 | 0 | 0 | 0 | 0 | 0 | 0 | 0 | 0 | 0
10 | 10 | 20 | 3 | 1.7931 | 0 | 2.4469 | 0 | 0 | 0 | 0.0012057 | 0.095568 | 0 | 0 | 3.1224 | 0 | 7.4592 | 0 | 0 | 0 | 0 | 0 | 0 | 0 | 0 | 0 | 0 | 0 | 0 | 0 | 0.45131 | 0 | 1.1038 | 0.46388 | 0 | 0 | 0.3675 | 0.70186 | 0 | 0 | 0 | 0 | 3.0884 | 0 | 0 | 0 | 0 | 0 | 0 | 0 | 0 | 0 | 0 | 0 | 0 | 0
10 | 10 | 21 | 3 | 1.7931 | 0 | 2.4469 | 0 | 0 | 0 | 0.0012057 | 0.11261 | 0 | 0 | 3.9585 | 0 | 8.3123 | 0 | 0 | 0 | 0 | 0 | 0 | 0 | 0 | 0 | 0 | 0 | 0 | 0 | 0.45131 | 0 | 1.2156 | 0.62937 | 0 | 0 | 0.4725 | 0.70151 | 0 | 0 | 0 | 0 | 3.4703 | 0 | 0 | 0 | 0 | 0 | 0 | 0 | 0 | 0 | 0 | 0 | 0 | 0
10 | 10 | 22 | 3 | 1.7931 | 0 | 2.4469 | 0 | 0 | 0 | 0.0012057 | 0.12326 | 0 | 0 | 2.726 | 0 | 7.0905 | 0 | 0 | 0 | 0 | 0 | 0 | 0 | 0 | 0 | 0 | 0 | 0 | 0 | 0.45131 | 0 | 1.1038 | 0.77388 | 0 | 0 | 0.315 | 0.70282 | 0 | 0 | 0 | 0 | 3.3468 | 0 | 0 | 0 | 0 | 0 | 0 | 0 | 0 | 0 | 0 | 0 | 0 | 0
10 | 10 | 23 | 3 | 1.7931 | 0 | 2.4469 | 0 | 0 | 0 | 0.0012057 | 0.04 | 0 | 0 | 0.48101 | 0 | 4.7622 | 0 | 0 | 0 | 0 | 0 | 0 | 0 | 0 | 0 | 0 | 0 | 0 | 0 | 0.45131 | 0 | 0.88038 | 0.25566 | 0 | 0 | 0.0525 | 0.70758 | 0 | 0 | 0 | 0 | 2.3474 | 0 | 0 | 0 | 0 | 0 | 0 | 0 | 0 | 0 | 0 | 0 | 0 | 0
10 | 10 | 24 | 3 | 1.7931 | 0 | 2.4469 | 0 | 0 | 0 | 0.0012057 | 0.04174 | 0 | 0 | 0.48103 | 0 | 4.764 | 0 | 0 | 0 | 0 | 0 | 0 | 0 | 0 | 0 | 0 | 0 | 0 | 0 | 0.45131 | 0 | 0.54519 | 0.35639 | 0 | 0 | 0.0525 | 0.71541 | 0 | 0 | 0 | 0 | 2.1208 | 0 | 0 | 0 | 0 | 0 | 0 | 0 | 0 | 0 | 0 | 0 | 0 | 0
10 | 11 | 1 | 4 | 1.7931 | 0 | 2.4469 | 0 | 0 | 0 | 0.0012057 | 0.044024 | 0 | 0 | 0.48106 | 0 | 4.7663 | 0 | 0 | 0 | 0 | 0 | 0 | 0 | 0 | 0 | 0 | 0 | 0 | 0 | 0.45131 | 0 | 0.32173 | 0.39425 | 0 | 0 | 0.0525 | 0.72088 | 0 | 0 | 0 | 0 | 1.9407 | 0 | 0 | 0 | 0 | 0 | 0 | 0 | 0 | 0 | 0 | 0 | 0 | 0
10 | 11 | 2 | 4 | 1.7931 | 0 | 2.4469 | 0 | 0 | 0 | 0.0012057 | 0.045005 | 0 | 0 | 0.48108 | 0 | 4.7673 | 0 | 0 | 0 | 0 | 0 | 0 | 0 | 0 | 0 | 0 | 0 | 0 | 0 | 0.45131 | 0 | 0.32173 | 0.39814 | 0 | 0 | 0.0525 | 0.72073 | 0 | 0 | 0 | 0 | 1.9444 | 0 | 0 | 0 | 0 | 0 | 0 | 0 | 0 | 0 | 0 | 0 | 0 | 0
10 | 11 | 3 | 4 | 1.7931 | 0 | 2.4469 | 0 | 0 | 0 | 0.0012057 | 0.04561 | 0 | 0 | 0.48109 | 0 | 4.7679 | 0 | 0 | 0 | 0 | 0 | 0 | 0 | 0 | 0 | 0 | 0 | 0 | 0 | 0.45131 | 0 | 0.32173 | 0.39737 | 0 | 0 | 0.0525 | 0.7201 | 0 | 0 | 0 | 0 | 1.943 | 0 | 0 | 0 | 0 | 0 | 0 | 0 | 0 | 0 | 0 | 0 | 0 | 0
10 | 11 | 4 | 4 | 1.7931 | 0 | 2.4469 | 0 | 0 | 0 | 0.0012057 | 0.046103 | 0 | 0 | 0.48108 | 0 | 4.7684 | 0 | 0 | 0 | 0 | 0 | 0 | 0 | 0 | 0 | 0 | 0 | 0 | 0 | 0.45131 | 0 | 0.32173 | 0.40859 | 0 | 0 | 0.0525 | 0.71927 | 0 | 0 | 0 | 0 | 1.9534 | 0 | 0 | 0 | 0 | 0 | 0 | 0 | 0 | 0 | 0 | 0 | 0 | 0
10 | 11 | 5 | 4 | 1.7931 | 0 | 2.4469 | 0 | 0 | 0 | 0.0012057 | 0.04713 | 0 | 0 | 0.48108 | 0 | 4.7694 | 0 | 0 | 0 | 0 | 0 | 0 | 0 | 0 | 0 | 0 | 0 | 0 | 0 | 0.45131 | 0 | 0.32173 | 0.47996 | 0 | 0 | 0.0525 | 0.71928 | 0 | 0 | 0 | 0 | 2.0248 | 0 | 0 | 0 | 0 | 0 | 0 | 0 | 0 | 0 | 0 | 0 | 0 | 0
10 | 11 | 6 | 4 | 1.7931 | 0 | 2.4469 | 0 | 0 | 0 | 0.0012057 | 0.059054 | 0 | 0 | 2.6822 | 0 | 6.9825 | 0 | 0 | 0 | 0 | 0 | 0 | 0 | 0 | 0 | 0 | 0 | 0 | 0 | 0.45131 | 0 | 0.54519 | 0.66866 | 0 | 0 | 0.315 | 0.71582 | 0 | 0 | 0 | 0 | 2.696 | 0 | 0 | 0 | 0 | 0 | 0 | 0 | 0 | 0 | 0 | 0 | 0 | 0
10 | 11 | 7 | 4 | 1.7931 | 0 | 2.4469 | 0 | 0 | 0 | 0.0012057 | 0.37418 | 0 | 0 | 3.9585 | 0 | 8.5739 | 0 | 0 | 0 | 0 | 0 | 0 | 0 | 0 | 0 | 0 | 0 | 0 | 0 | 0.45131 | 0 | 0.71279 | 1.9707 | 0 | 0 | 0.525 | 0.71264 | 0 | 0 | 0 | 0 | 4.3724 | 0 | 0 | 0 | 0 | 0 | 0 | 0 | 0 | 0 | 0 | 0 | 0 | 0
10 | 11 | 8 | 4 | 1.7931 | 0 | 13.5789 | 0 | 0 | 0 | 0.0012057 | 0.15363 | 0 | 0 | 4.0416 | 0 | 19.5684 | 0 | 0 | 0 | 0 | 0 | 0 | 0 | 0 | 0 | 0 | 0 | 0 | 0 | 0.45131 | 0 | 0.71279 | 1.057 | 0 | 0 | 0.42 | 0.70816 | 0 | 0 | 0 | 0 | 3.3493 | 0 | 0 | 0 | 0 | 0 | 0 | 0 | 0 | 0 | 0 | 0 | 0 | 0
10 | 11 | 9 | 4 | 1.7931 | 0 | 13.5789 | 0 | 0 | 0 | 0.0012057 | 0.076093 | 0 | 0 | 2.6822 | 0 | 18.1315 | 0 | 0 | 0 | 0 | 0 | 0 | 0 | 0 | 0 | 0 | 0 | 0 | 0 | 0.45131 | 0 | 0.71279 | 0.60621 | 0 | 0 | 0.315 | 0.70567 | 0 | 0 | 0 | 0 | 2.791 | 0 | 0 | 0 | 0 | 0 | 0 | 0 | 0 | 0 | 0 | 0 | 0 | 0
10 | 11 | 10 | 4 | 1.7931 | 0 | 13.5789 | 0 | 0 | 0 | 0.0012057 | 0.048142 | 0 | 0 | 2.6822 | 0 | 18.1035 | 0 | 0 | 0 | 0 | 0 | 0 | 0 | 0 | 0 | 0 | 0 | 0 | 0 | 0.45131 | 0 | 0.71279 | 0.27907 | 0 | 0 | 0.315 | 0.70184 | 0 | 0 | 0 | 0 | 2.46 | 0 | 0 | 0 | 0 | 0 | 0 | 0 | 0 | 0 | 0 | 0 | 0 | 0
10 | 11 | 11 | 4 | 1.7931 | 0 | 13.5789 | 0 | 0 | 0 | 0.0012057 | 0.05691 | 0 | 0 | 3.1224 | 0 | 18.5525 | 0 | 0 | 0 | 0 | 0 | 0 | 0 | 0 | 0 | 0 | 0 | 0 | 0 | 0.45131 | 0 | 0.54519 | 0.16599 | 0.071377 | 0 | 0.3675 | 0.70081 | 0 | 0 | 0 | 0 | 2.3022 | 0 | 0 | 0 | 0 | 0 | 0 | 0 | 0 | 0 | 0 | 0 | 0 | 0
10 | 11 | 12 | 4 | 1.7931 | 0 | 8.6313 | 0 | 0 | 0 | 0.0012057 | 0.10059 | 0 | 0 | 3.5626 | 0 | 14.0889 | 0 | 0 | 0 | 0 | 0 | 0 | 0 | 0 | 0 | 0 | 0 | 0 | 0 | 0.45131 | 0 | 0.54519 | 0.054444 | 0.10904 | 0 | 0.42 | 0.69836 | 0 | 0 | 0 | 0 | 2.2784 | 0 | 0 | 0 | 0 | 0 | 0 | 0 | 0 | 0 | 0 | 0 | 0 | 0
10 | 11 | 13 | 4 | 1.7931 | 0 | 13.5789 | 0 | 0 | 0 | 0.0012057 | 0.12311 | 0 | 0 | 3.1224 | 0 | 18.6187 | 0 | 0 | 0 | 0 | 0 | 0 | 0 | 0 | 0 | 0 | 0 | 0 | 0 | 0.45131 | 0 | 0.54519 | 0.044217 | 0.50408 | 0 | 0.3675 | 0.69795 | 0 | 0 | 0 | 0 | 2.6103 | 0 | 0 | 0 | 0 | 0 | 0 | 0 | 0 | 0 | 0 | 0 | 0 | 0
10 | 11 | 14 | 4 | 1.7931 | 0 | 13.5789 | 0 | 0 | 0 | 0.0012057 | 0.12631 | 0 | 0 | 3.1224 | 0 | 18.6219 | 0 | 0 | 0 | 0 | 0 | 0 | 0 | 0 | 0 | 0 | 0 | 0 | 0 | 0.45131 | 0 | 0.54519 | 0.033928 | 0.54348 | 0 | 0.3675 | 0.69742 | 0 | 0 | 0 | 0 | 2.6388 | 0 | 0 | 0 | 0 | 0 | 0 | 0 | 0 | 0 | 0 | 0 | 0 | 0
10 | 11 | 15 | 4 | 1.7931 | 0 | 13.5789 | 0 | 0 | 0 | 0.0012057 | 0.12927 | 0 | 0 | 2.6821 | 0 | 18.1846 | 0 | 0 | 0 | 0 | 0 | 0 | 0 | 0 | 0 | 0 | 0 | 0 | 0 | 0.45131 | 0 | 0.54519 | 0.047647 | 0.49884 | 0 | 0.315 | 0.69762 | 0 | 0 | 0 | 0 | 2.5556 | 0 | 0 | 0 | 0 | 0 | 0 | 0 | 0 | 0 | 0 | 0 | 0 | 0
10 | 11 | 16 | 4 | 1.7931 | 0 | 13.5789 | 0 | 0 | 0 | 0.0012057 | 0.11894 | 0 | 0 | 2.6821 | 0 | 18.1743 | 0 | 0 | 0 | 0 | 0 | 0 | 0 | 0 | 0 | 0 | 0 | 0 | 0 | 0.45131 | 0 | 0.54519 | 0.047343 | 0.44687 | 0 | 0.315 | 0.69752 | 0 | 0 | 0 | 0 | 2.5032 | 0 | 0 | 0 | 0 | 0 | 0 | 0 | 0 | 0 | 0 | 0 | 0 | 0
10 | 11 | 17 | 4 | 1.7931 | 0 | 13.5789 | 0 | 0 | 0 | 0.0012057 | 0.09329 | 0 | 0 | 3.9584 | 0 | 19.4249 | 0 | 0 | 0 | 0 | 0 | 0 | 0 | 0 | 0 | 0 | 0 | 0 | 0 | 0.45131 | 0 | 0.54519 | 0.061188 | 0.31029 | 0 | 0.525 | 0.69786 | 0 | 0 | 0 | 0 | 2.5908 | 0 | 0 | 0 | 0 | 0 | 0 | 0 | 0 | 0 | 0 | 0 | 0 | 0
10 | 11 | 18 | 4 | 1.7931 | 0 | 9.8682 | 0 | 0 | 0 | 0.0012057 | 0.046995 | 0 | 0 | 3.9584 | 0 | 15.668 | 0 | 0 | 0 | 0 | 0 | 0 | 0 | 0 | 0 | 0 | 0 | 0 | 0 | 0.45131 | 0 | 0.54519 | 0.14655 | 0.037147 | 0 | 0.525 | 0.699 | 0 | 0 | 0 | 0 | 2.4042 | 0 | 0 | 0 | 0 | 0 | 0 | 0 | 0 | 0 | 0 | 0 | 0 | 0
10 | 11 | 19 | 4 | 1.7931 | 0 | 2.4469 | 0 | 0 | 0 | 0.0012057 | 0.047255 | 0 | 0 | 4.5148 | 0 | 8.8033 | 0 | 0 | 0 | 0 | 0 | 0 | 0 | 0 | 0 | 0 | 0 | 0 | 0 | 0.45131 | 0 | 0.88038 | 0.099904 | 0 | 0 | 0.42 | 0.69653 | 0 | 0 | 0 | 0 | 2.5481 | 0 | 0 | 0 | 0 | 0 | 0 | 0 | 0 | 0 | 0 | 0 | 0 | 0
10 | 11 | 20 | 4 | 1.7931 | 0 | 2.4469 | 0 | 0 | 0 | 0.0012057 | 0.047901 | 0 | 0 | 3.1223 | 0 | 7.4115 | 0 | 0 | 0 | 0 | 0 | 0 | 0 | 0 | 0 | 0 | 0 | 0 | 0 | 0.45131 | 0 | 1.1038 | 0.11074 | 0 | 0 | 0.3675 | 0.69516 | 0 | 0 | 0 | 0 | 2.7285 | 0 | 0 | 0 | 0 | 0 | 0 | 0 | 0 | 0 | 0 | 0 | 0 | 0
10 | 11 | 21 | 4 | 1.7931 | 0 | 2.4469 | 0 | 0 | 0 | 0.0012057 | 0.050323 | 0 | 0 | 3.9584 | 0 | 8.25 | 0 | 0 | 0 | 0 | 0 | 0 | 0 | 0 | 0 | 0 | 0 | 0 | 0 | 0.45131 | 0 | 1.2156 | 0.12069 | 0 | 0 | 0.4725 | 0.69436 | 0 | 0 | 0 | 0 | 2.9544 | 0 | 0 | 0 | 0 | 0 | 0 | 0 | 0 | 0 | 0 | 0 | 0 | 0
10 | 11 | 22 | 4 | 1.7931 | 0 | 2.4469 | 0 | 0 | 0 | 0.0012057 | 0.051084 | 0 | 0 | 2.7259 | 0 | 7.0182 | 0 | 0 | 0 | 0 | 0 | 0 | 0 | 0 | 0 | 0 | 0 | 0 | 0 | 0.45131 | 0 | 1.1038 | 0.1225 | 0 | 0 | 0.315 | 0.69451 | 0 | 0 | 0 | 0 | 2.6872 | 0 | 0 | 0 | 0 | 0 | 0 | 0 | 0 | 0 | 0 | 0 | 0 | 0
10 | 11 | 23 | 4 | 1.7931 | 0 | 2.4469 | 0 | 0 | 0 | 0.0012057 | 0.04 | 0 | 0 | 0.48094 | 0 | 4.7622 | 0 | 0 | 0 | 0 | 0 | 0 | 0 | 0 | 0 | 0 | 0 | 0 | 0 | 0.45131 | 0 | 0.88038 | 0.062545 | 0 | 0 | 0.0525 | 0.69537 | 0 | 0 | 0 | 0 | 2.1421 | 0 | 0 | 0 | 0 | 0 | 0 | 0 | 0 | 0 | 0 | 0 | 0 | 0
10 | 11 | 24 | 4 | 1.7931 | 0 | 2.4469 | 0 | 0 | 0 | 0.0012057 | 0.04 | 0 | 0 | 0.48095 | 0 | 4.7622 | 0 | 0 | 0 | 0 | 0 | 0 | 0 | 0 | 0 | 0 | 0 | 0 | 0 | 0.45131 | 0 | 0.54519 | 0.18856 | 0 | 0 | 0.0525 | 0.69991 | 0 | 0 | 0 | 0 | 1.9375 | 0 | 0 | 0 | 0 | 0 | 0 | 0 | 0 | 0 | 0 | 0 | 0 | 0
10 | 12 | 1 | 5 | 1.7931 | 0 | 2.4469 | 0 | 0 | 0 | 0.0012057 | 0.04 | 0 | 0 | 0.48098 | 0 | 4.7622 | 0 | 0 | 0 | 0 | 0 | 0 | 0 | 0 | 0 | 0 | 0 | 0 | 0 | 0.45131 | 0 | 0.32173 | 0.22056 | 0 | 0 | 0.0525 | 0.70482 | 0 | 0 | 0 | 0 | 1.7509 | 0 | 0 | 0 | 0 | 0 | 0 | 0 | 0 | 0 | 0 | 0 | 0 | 0
10 | 12 | 2 | 5 | 1.7931 | 0 | 2.4469 | 0 | 0 | 0 | 0.0012057 | 0.04 | 0 | 0 | 0.481 | 0 | 4.7622 | 0 | 0 | 0 | 0 | 0 | 0 | 0 | 0 | 0 | 0 | 0 | 0 | 0 | 0.45131 | 0 | 0.32173 | 0.22216 | 0 | 0 | 0.0525 | 0.70501 | 0 | 0 | 0 | 0 | 1.7527 | 0 | 0 | 0 | 0 | 0 | 0 | 0 | 0 | 0 | 0 | 0 | 0 | 0
10 | 12 | 3 | 5 | 1.7931 | 0 | 2.4469 | 0 | 0 | 0 | 0.0012057 | 0.04 | 0 | 0 | 0.48101 | 0 | 4.7622 | 0 | 0 | 0 | 0 | 0 | 0 | 0 | 0 | 0 | 0 | 0 | 0 | 0 | 0.45131 | 0 | 0.32173 | 0.22276 | 0 | 0 | 0.0525 | 0.70508 | 0 | 0 | 0 | 0 | 1.7534 | 0 | 0 | 0 | 0 | 0 | 0 | 0 | 0 | 0 | 0 | 0 | 0 | 0
10 | 12 | 4 | 5 | 1.7931 | 0 | 2.4469 | 0 | 0 | 0 | 0.0012057 | 0.04 | 0 | 0 | 0.48101 | 0 | 4.7622 | 0 | 0 | 0 | 0 | 0 | 0 | 0 | 0 | 0 | 0 | 0 | 0 | 0 | 0.45131 | 0 | 0.32173 | 0.24371 | 0 | 0 | 0.0525 | 0.70536 | 0 | 0 | 0 | 0 | 1.7746 | 0 | 0 | 0 | 0 | 0 | 0 | 0 | 0 | 0 | 0 | 0 | 0 | 0
10 | 12 | 5 | 5 | 1.7931 | 0 | 2.4469 | 0 | 0 | 0 | 0.0012057 | 0.04 | 0 | 0 | 0.481 | 0 | 4.7622 | 0 | 0 | 0 | 0 | 0 | 0 | 0 | 0 | 0 | 0 | 0 | 0 | 0 | 0.45131 | 0 | 0.32173 | 0.2461 | 0 | 0 | 0.0525 | 0.70581 | 0 | 0 | 0 | 0 | 1.7775 | 0 | 0 | 0 | 0 | 0 | 0 | 0 | 0 | 0 | 0 | 0 | 0 | 0
10 | 12 | 6 | 5 | 1.7931 | 0 | 2.4469 | 0 | 0 | 0 | 0.0012057 | 0.04 | 0 | 0 | 2.6821 | 0 | 6.9634 | 0 | 0 | 0 | 0 | 0 | 0 | 0 | 0 | 0 | 0 | 0 | 0 | 0 | 0.45131 | 0 | 0.54519 | 0.22067 | 0 | 0 | 0.315 | 0.70054 | 0 | 0 | 0 | 0 | 2.2327 | 0 | 0 | 0 | 0 | 0 | 0 | 0 | 0 | 0 | 0 | 0 | 0 | 0
10 | 12 | 7 | 5 | 1.7931 | 0 | 2.4469 | 0 | 0 | 0 | 0.0012057 | 0.065132 | 0 | 0 | 3.9584 | 0 | 8.2648 | 0 | 0 | 0 | 0 | 0 | 0 | 0 | 0 | 0 | 0 | 0 | 0 | 0 | 0.45131 | 0 | 0.71279 | 0.34285 | 0 | 0 | 0.525 | 0.69627 | 0 | 0 | 0 | 0 | 2.7282 | 0 | 0 | 0 | 0 | 0 | 0 | 0 | 0 | 0 | 0 | 0 | 0 | 0
10 | 12 | 8 | 5 | 1.7931 | 0 | 13.5789 | 0 | 0 | 0 | 0.0012057 | 0.040089 | 0 | 0 | 4.0415 | 0 | 19.4548 | 0 | 0 | 0 | 0 | 0 | 0 | 0 | 0 | 0 | 0 | 0 | 0 | 0 | 0.45131 | 0 | 0.71279 | 0.097856 | 0 | 0 | 0.42 | 0.69504 | 0 | 0 | 0 | 0 | 2.377 | 0 | 0 | 0 | 0 | 0 | 0 | 0 | 0 | 0 | 0 | 0 | 0 | 0
10 | 12 | 9 | 5 | 1.7931 | 0 | 13.5789 | 0 | 0 | 0 | 0.0012057 | 0.080468 | 0 | 0 | 2.6821 | 0 | 18.1358 | 0 | 0 | 0 | 0 | 0 | 0 | 0 | 0 | 0 | 0 | 0 | 0 | 0 | 0.45131 | 0 | 0.71279 | 0.055998 | 0 | 0 | 0.315 | 0.69452 | 0 | 0 | 0 | 0 | 2.2296 | 0 | 0 | 0 | 0 | 0 | 0 | 0 | 0 | 0 | 0 | 0 | 0 | 0
10 | 12 | 10 | 5 | 1.7931 | 0 | 13.5789 | 0 | 0 | 0 | 0.0012057 | 0.18725 | 0 | 0 | 2.6821 | 0 | 18.2425 | 0 | 0 | 0 | 0 | 0 | 0 | 0 | 0 | 0 | 0 | 0 | 0 | 0 | 0.45131 | 0 | 0.71279 | 0.048061 | 0.12694 | 0 | 0.315 | 0.69422 | 0 | 0 | 0 | 0 | 2.3483 | 0 | 0 | 0 | 0 | 0 | 0 | 0 | 0 | 0 | 0 | 0 | 0 | 0
10 | 12 | 11 | 5 | 1.7931 | 0 | 13.5789 | 0 | 0 | 0 | 0.0012057 | 0.22145 | 0 | 0 | 3.1223 | 0 | 18.717 | 0 | 0 | 0 | 0 | 0 | 0 | 0 | 0 | 0 | 0 | 0 | 0 | 0 | 0.45131 | 0 | 0.54519 | 0.038598 | 0.71095 | 0 | 0.3675 | 0.69456 | 0 | 0 | 0 | 0 | 2.8081 | 0 | 0 | 0 | 0 | 0 | 0 | 0 | 0 | 0 | 0 | 0 | 0 | 0
10 | 12 | 12 | 5 | 1.7931 | 0 | 8.6313 | 0 | 0 | 0 | 0.0012057 | 0.19919 | 0 | 0 | 3.5625 | 0 | 14.1874 | 0 | 0 | 0 | 0 | 0 | 0 | 0 | 0 | 0 | 0 | 0 | 0 | 0 | 0.45131 | 0 | 0.54519 | 0.027898 | 0.94135 | 0 | 0.42 | 0.69459 | 0 | 0 | 0 | 0 | 3.0804 | 0 | 0 | 0 | 0 | 0 | 0 | 0 | 0 | 0 | 0 | 0 | 0 | 0
10 | 12 | 13 | 5 | 1.7931 | 0 | 13.5789 | 0 | 0 | 0 | 0.0012057 | 0.20508 | 0 | 0 | 3.1223 | 0 | 18.7006 | 0 | 0 | 0 | 0 | 0 | 0 | 0 | 0 | 0 | 0 | 0 | 0 | 0 | 0.45131 | 0 | 0.54519 | 0.022892 | 0.91225 | 0 | 0.3675 | 0.69395 | 0 | 0 | 0 | 0 | 2.9931 | 0 | 0 | 0 | 0 | 0 | 0 | 0 | 0 | 0 | 0 | 0 | 0 | 0
10 | 12 | 14 | 5 | 1.7931 | 0 | 13.5789 | 0 | 0 | 0 | 0.0012057 | 0.18614 | 0 | 0 | 3.1223 | 0 | 18.6816 | 0 | 0 | 0 | 0 | 0 | 0 | 0 | 0 | 0 | 0 | 0 | 0 | 0 | 0.45131 | 0 | 0.54519 | 0.022556 | 0.79849 | 0 | 0.3675 | 0.69374 | 0 | 0 | 0 | 0 | 2.8788 | 0 | 0 | 0 | 0 | 0 | 0 | 0 | 0 | 0 | 0 | 0 | 0 | 0
10 | 12 | 15 | 5 | 1.7931 | 0 | 13.5789 | 0 | 0 | 0 | 0.0012057 | 0.18954 | 0 | 0 | 2.6821 | 0 | 18.2448 | 0 | 0 | 0 | 0 | 0 | 0 | 0 | 0 | 0 | 0 | 0 | 0 | 0 | 0.45131 | 0 | 0.54519 | 0.018408 | 0.79225 | 0 | 0.315 | 0.69335 | 0 | 0 | 0 | 0 | 2.8155 | 0 | 0 | 0 | 0 | 0 | 0 | 0 | 0 | 0 | 0 | 0 | 0 | 0
10 | 12 | 16 | 5 | 1.7931 | 0 | 13.5789 | 0 | 0 | 0 | 0.0012057 | 0.16351 | 0 | 0 | 2.682 | 0 | 18.2188 | 0 | 0 | 0 | 0 | 0 | 0 | 0 | 0 | 0 | 0 | 0 | 0 | 0 | 0.45131 | 0 | 0.54519 | 0.035981 | 0.67794 | 0 | 0.315 | 0.69358 | 0 | 0 | 0 | 0 | 2.719 | 0 | 0 | 0 | 0 | 0 | 0 | 0 | 0 | 0 | 0 | 0 | 0 | 0
10 | 12 | 17 | 5 | 1.7931 | 0 | 13.5789 | 0 | 0 | 0 | 0.0012057 | 0.14246 | 0 | 0 | 3.9584 | 0 | 19.4741 | 0 | 0 | 0 | 0 | 0 | 0 | 0 | 0 | 0 | 0 | 0 | 0 | 0 | 0.45131 | 0 | 0.54519 | 0.043091 | 0.59221 | 0 | 0.525 | 0.69374 | 0 | 0 | 0 | 0 | 2.8505 | 0 | 0 | 0 | 0 | 0 | 0 | 0 | 0 | 0 | 0 | 0 | 0 | 0
10 | 12 | 18 | 5 | 1.7931 | 0 | 9.8682 | 0 | 0 | 0 | 0.0012057 | 0.08579 | 0 | 0 | 3.9584 | 0 | 15.7067 | 0 | 0 | 0 | 0 | 0 | 0 | 0 | 0 | 0 | 0 | 0 | 0 | 0 | 0.45131 | 0 | 0.54519 | 0.050018 | 0.26698 | 0 | 0.525 | 0.69387 | 0 | 0 | 0 | 0 | 2.5324 | 0 | 0 | 0 | 0 | 0 | 0 | 0 | 0 | 0 | 0 | 0 | 0 | 0
10 | 12 | 19 | 5 | 1.7931 | 0 | 2.4469 | 0 | 0 | 0 | 0.0012057 | 0.052854 | 0 | 0 | 4.5146 | 0 | 8.8087 | 0 | 0 | 0 | 0 | 0 | 0 | 0 | 0 | 0 | 0 | 0 | 0 | 0 | 0.45131 | 0 | 0.88038 | 0.044914 | 0.068537 | 0 | 0.42 | 0.69244 | 0 | 0 | 0 | 0 | 2.5576 | 0 | 0 | 0 | 0 | 0 | 0 | 0 | 0 | 0 | 0 | 0 | 0 | 0
10 | 12 | 20 | 5 | 1.7931 | 0 | 2.4469 | 0 | 0 | 0 | 0.0012057 | 0.042669 | 0 | 0 | 3.1223 | 0 | 7.4062 | 0 | 0 | 0 | 0 | 0 | 0 | 0 | 0 | 0 | 0 | 0 | 0 | 0 | 0.45131 | 0 | 1.1038 | 0.040386 | 0.012806 | 0 | 0.3675 | 0.69111 | 0 | 0 | 0 | 0 | 2.6669 | 0 | 0 | 0 | 0 | 0 | 0 | 0 | 0 | 0 | 0 | 0 | 0 | 0
10 | 12 | 21 | 5 | 1.7931 | 0 | 2.4469 | 0 | 0 | 0 | 0.0012057 | 0.04116 | 0 | 0 | 3.9584 | 0 | 8.2408 | 0 | 0 | 0 | 0 | 0 | 0 | 0 | 0 | 0 | 0 | 0 | 0 | 0 | 0.45131 | 0 | 1.2156 | 0.039127 | 0.0055416 | 0 | 0.4725 | 0.69028 | 0 | 0 | 0 | 0 | 2.8743 | 0 | 0 | 0 | 0 | 0 | 0 | 0 | 0 | 0 | 0 | 0 | 0 | 0
10 | 12 | 22 | 5 | 1.7931 | 0 | 2.4469 | 0 | 0 | 0 | 0.0012057 | 0.040475 | 0 | 0 | 2.7258 | 0 | 7.0075 | 0 | 0 | 0 | 0 | 0 | 0 | 0 | 0 | 0 | 0 | 0 | 0 | 0 | 0.45131 | 0 | 1.1038 | 0.043856 | 0.0027495 | 0 | 0.315 | 0.69042 | 0 | 0 | 0 | 0 | 2.6072 | 0 | 0 | 0 | 0 | 0 | 0 | 0 | 0 | 0 | 0 | 0 | 0 | 0
10 | 12 | 23 | 5 | 1.7931 | 0 | 2.4469 | 0 | 0 | 0 | 0.0012057 | 0.04 | 0 | 0 | 0.48086 | 0 | 4.7621 | 0 | 0 | 0 | 0 | 0 | 0 | 0 | 0 | 0 | 0 | 0 | 0 | 0 | 0.45131 | 0 | 0.88038 | 0.045888 | 0 | 0 | 0.0525 | 0.69125 | 0 | 0 | 0 | 0 | 2.1213 | 0 | 0 | 0 | 0 | 0 | 0 | 0 | 0 | 0 | 0 | 0 | 0 | 0
10 | 12 | 24 | 5 | 1.7931 | 0 | 2.4469 | 0 | 0 | 0 | 0.0012057 | 0.040475 | 0 | 0 | 0.48087 | 0 | 4.7626 | 0 | 0 | 0 | 0 | 0 | 0 | 0 | 0 | 0 | 0 | 0 | 0 | 0 | 0.45131 | 0 | 0.54519 | 0.048165 | 0 | 0 | 0.0525 | 0.69259 | 0 | 0 | 0 | 0 | 1.7897 | 0 | 0 | 0 | 0 | 0 | 0 | 0 | 0 | 0 | 0 | 0 | 0 | 0
10 | 13 | 1 | 6 | 1.7931 | 0 | 2.4469 | 0 | 0 | 0 | 0.0012057 | 0.042715 | 0 | 0 | 0.4809 | 0 | 4.7648 | 0 | 0 | 0 | 0 | 0 | 0 | 0 | 0 | 0 | 0 | 0 | 0 | 0 | 0.45131 | 0 | 0.32173 | 0.051988 | 0.0098303 | 0 | 0.0525 | 0.69354 | 0 | 0 | 0 | 0 | 1.5809 | 0 | 0 | 0 | 0 | 0 | 0 | 0 | 0 | 0 | 0 | 0 | 0 | 0
10 | 13 | 2 | 6 | 1.7931 | 0 | 2.4469 | 0 | 0 | 0 | 0.0012057 | 0.040464 | 0 | 0 | 0.48092 | 0 | 4.7626 | 0 | 0 | 0 | 0 | 0 | 0 | 0 | 0 | 0 | 0 | 0 | 0 | 0 | 0.45131 | 0 | 0.32173 | 0.055316 | 0.0023572 | 0 | 0.0525 | 0.69367 | 0 | 0 | 0 | 0 | 1.5769 | 0 | 0 | 0 | 0 | 0 | 0 | 0 | 0 | 0 | 0 | 0 | 0 | 0
10 | 13 | 3 | 6 | 1.7931 | 0 | 2.4469 | 0 | 0 | 0 | 0.0012057 | 0.040715 | 0 | 0 | 0.48092 | 0 | 4.7629 | 0 | 0 | 0 | 0 | 0 | 0 | 0 | 0 | 0 | 0 | 0 | 0 | 0 | 0.45131 | 0 | 0.32173 | 0.057772 | 0.0039732 | 0 | 0.0525 | 0.69348 | 0 | 0 | 0 | 0 | 1.5808 | 0 | 0 | 0 | 0 | 0 | 0 | 0 | 0 | 0 | 0 | 0 | 0 | 0
10 | 13 | 4 | 6 | 1.7931 | 0 | 2.4469 | 0 | 0 | 0 | 0.0012057 | 0.040109 | 0 | 0 | 0.48092 | 0 | 4.7622 | 0 | 0 | 0 | 0 | 0 | 0 | 0 | 0 | 0 | 0 | 0 | 0 | 0 | 0.45131 | 0 | 0.32173 | 0.059741 | 0.00053472 | 0 | 0.0525 | 0.6933 | 0 | 0 | 0 | 0 | 1.5791 | 0 | 0 | 0 | 0 | 0 | 0 | 0 | 0 | 0 | 0 | 0 | 0 | 0
10 | 13 | 5 | 6 | 1.7931 | 0 | 2.4469 | 0 | 0 | 0 | 0.0012057 | 0.04 | 0 | 0 | 0.48091 | 0 | 4.7621 | 0 | 0 | 0 | 0 | 0 | 0 | 0 | 0 | 0 | 0 | 0 | 0 | 0 | 0.45131 | 0 | 0.32173 | 0.056222 | 0 | 0 | 0.0525 | 0.69315 | 0 | 0 | 0 | 0 | 1.5749 | 0 | 0 | 0 | 0 | 0 | 0 | 0 | 0 | 0 | 0 | 0 | 0 | 0
10 | 13 | 6 | 6 | 1.7931 | 0 | 2.4469 | 0 | 0 | 0 | 0.0012057 | 0.04 | 0 | 0 | 2.682 | 0 | 6.9633 | 0 | 0 | 0 | 0 | 0 | 0 | 0 | 0 | 0 | 0 | 0 | 0 | 0 | 0.45131 | 0 | 0.54519 | 0.055177 | 0 | 0 | 0.315 | 0.69228 | 0 | 0 | 0 | 0 | 2.059 | 0 | 0 | 0 | 0 | 0 | 0 | 0 | 0 | 0 | 0 | 0 | 0 | 0
10 | 13 | 7 | 6 | 1.7931 | 0 | 2.4469 | 0 | 0 | 0 | 0.0012057 | 0.04 | 0 | 0 | 3.9584 | 0 | 8.2396 | 0 | 0 | 0 | 0 | 0 | 0 | 0 | 0 | 0 | 0 | 0 | 0 | 0 | 0.45131 | 0 | 0.71279 | 0.05078 | 0 | 0 | 0.525 | 0.69122 | 0 | 0 | 0 | 0 | 2.4311 | 0 | 0 | 0 | 0 | 0 | 0 | 0 | 0 | 0 | 0 | 0 | 0 | 0
10 | 13 | 8 | 6 | 1.7931 | 0 | 13.5789 | 0 | 0 | 0 | 0.0012057 | 0.047165 | 0 | 0 | 4.0413 | 0 | 19.4617 | 0 | 0 | 0 | 0 | 0 | 0 | 0 | 0 | 0 | 0 | 0 | 0 | 0 | 0.45131 | 0 | 0.71279 | 0.044434 | 0 | 0 | 0.42 | 0.69079 | 0 | 0 | 0 | 0 | 2.3193 | 0 | 0 | 0 | 0 | 0 | 0 | 0 | 0 | 0 | 0 | 0 | 0 | 0
10 | 13 | 9 | 6 | 1.7931 | 0 | 13.5789 | 0 | 0 | 0 | 0.0012057 | 0.12296 | 0 | 0 | 2.682 | 0 | 18.1782 | 0 | 0 | 0 | 0 | 0 | 0 | 0 | 0 | 0 | 0 | 0 | 0 | 0 | 0.45131 | 0 | 0.71279 | 0.043951 | 0.14673 | 0 | 0.315 | 0.69059 | 0 | 0 | 0 | 0 | 2.3604 | 0 | 0 | 0 | 0 | 0 | 0 | 0 | 0 | 0 | 0 | 0 | 0 | 0
10 | 13 | 10 | 6 | 1.7931 | 0 | 13.5789 | 0 | 0 | 0 | 0.0012057 | 0.097169 | 0 | 0 | 2.682 | 0 | 18.1524 | 0 | 0 | 0 | 0 | 0 | 0 | 0 | 0 | 0 | 0 | 0 | 0 | 0 | 0.45131 | 0 | 0.71279 | 0.036587 | 0.37504 | 0 | 0.315 | 0.69024 | 0 | 0 | 0 | 0 | 2.581 | 0 | 0 | 0 | 0 | 0 | 0 | 0 | 0 | 0 | 0 | 0 | 0 | 0
10 | 13 | 11 | 6 | 1.7931 | 0 | 13.5789 | 0 | 0 | 0 | 0.0012057 | 0.17513 | 0 | 0 | 3.1222 | 0 | 18.6706 | 0 | 0 | 0 | 0 | 0 | 0 | 0 | 0 | 0 | 0 | 0 | 0 | 0 | 0.45131 | 0 | 0.54519 | 0.034016 | 0.7569 | 0 | 0.3675 | 0.69061 | 0 | 0 | 0 | 0 | 2.8455 | 0 | 0 | 0 | 0 | 0 | 0 | 0 | 0 | 0 | 0 | 0 | 0 | 0
10 | 13 | 12 | 6 | 1.7931 | 0 | 8.6313 | 0 | 0 | 0 | 0.0012057 | 0.1924 | 0 | 0 | 3.5625 | 0 | 14.1805 | 0 | 0 | 0 | 0 | 0 | 0 | 0 | 0 | 0 | 0 | 0 | 0 | 0 | 0.45131 | 0 | 0.54519 | 0.031472 | 0.8513 | 0 | 0.42 | 0.69046 | 0 | 0 | 0 | 0 | 2.9897 | 0 | 0 | 0 | 0 | 0 | 0 | 0 | 0 | 0 | 0 | 0 | 0 | 0
10 | 13 | 13 | 6 | 1.7931 | 0 | 13.5789 | 0 | 0 | 0 | 0.0012057 | 0.25272 | 0 | 0 | 3.1222 | 0 | 18.7481 | 0 | 0 | 0 | 0 | 0 | 0 | 0 | 0 | 0 | 0 | 0 | 0 | 0 | 0.45131 | 0 | 0.54519 | 0 | 1.019 | 0 | 0.3675 | 0.6901 | 0 | 0 | 0 | 0 | 3.0731 | 0 | 0 | 0 | 0 | 0 | 0 | 0 | 0 | 0 | 0 | 0 | 0 | 0
10 | 13 | 14 | 6 | 1.7931 | 0 | 13.5789 | 0 | 0 | 0 | 0.0012057 | 0.40764 | 0 | 0 | 3.1222 | 0 | 18.9031 | 0 | 0 | 0 | 0 | 0 | 0 | 0 | 0 | 0 | 0 | 0 | 0 | 0 | 0.45131 | 0 | 0.54519 | 0 | 1.4682 | 0 | 0.3675 | 0.6901 | 0 | 0 | 0 | 0 | 3.5223 | 0 | 0 | 0 | 0 | 0 | 0 | 0 | 0 | 0 | 0 | 0 | 0 | 0
10 | 13 | 15 | 6 | 1.7931 | 0 | 13.5789 | 0 | 0 | 0 | 0.0012057 | 0.39762 | 0 | 0 | 2.682 | 0 | 18.4528 | 0 | 0 | 0 | 0 | 0 | 0 | 0 | 0 | 0 | 0 | 0 | 0 | 0 | 0.45131 | 0 | 0.54519 | 0 | 1.9734 | 0 | 0.315 | 0.6901 | 0 | 0 | 0 | 0 | 3.975 | 0 | 0 | 0 | 0 | 0 | 0 | 0 | 0 | 0 | 0 | 0 | 0 | 0
10 | 13 | 16 | 6 | 1.7931 | 0 | 13.5789 | 0 | 0 | 0 | 0.0012057 | 0.32319 | 0 | 0 | 2.682 | 0 | 18.3784 | 0 | 0 | 0 | 0 | 0 | 0 | 0 | 0 | 0 | 0 | 0 | 0 | 0 | 0.45131 | 0 | 0.54519 | 0 | 1.6974 | 0 | 0.315 | 0.6901 | 0 | 0 | 0 | 0 | 3.699 | 0 | 0 | 0 | 0 | 0 | 0 | 0 | 0 | 0 | 0 | 0 | 0 | 0
10 | 13 | 17 | 6 | 1.7931 | 0 | 13.5789 | 0 | 0 | 0 | 0.0012057 | 0.22706 | 0 | 0 | 3.9583 | 0 | 19.5586 | 0 | 0 | 0 | 0 | 0 | 0 | 0 | 0 | 0 | 0 | 0 | 0 | 0 | 0.45131 | 0 | 0.54519 | 0 | 1.1048 | 0 | 0.525 | 0.6901 | 0 | 0 | 0 | 0 | 3.3164 | 0 | 0 | 0 | 0 | 0 | 0 | 0 | 0 | 0 | 0 | 0 | 0 | 0
10 | 13 | 18 | 6 | 1.7931 | 0 | 9.8682 | 0 | 0 | 0 | 0.0012057 | 0.11205 | 0 | 0 | 3.9583 | 0 | 15.7329 | 0 | 0 | 0 | 0 | 0 | 0 | 0 | 0 | 0 | 0 | 0 | 0 | 0 | 0.45131 | 0 | 0.54519 | 0 | 0.4157 | 0 | 0.525 | 0.6901 | 0 | 0 | 0 | 0 | 2.6273 | 0 | 0 | 0 | 0 | 0 | 0 | 0 | 0 | 0 | 0 | 0 | 0 | 0
10 | 13 | 19 | 6 | 1.7931 | 0 | 2.4469 | 0 | 0 | 0 | 0.0012057 | 0.059283 | 0 | 0 | 4.5144 | 0 | 8.8149 | 0 | 0 | 0 | 0 | 0 | 0 | 0 | 0 | 0 | 0 | 0 | 0 | 0 | 0.45131 | 0 | 0.88038 | 0 | 0.11256 | 0 | 0.42 | 0.6901 | 0 | 0 | 0 | 0 | 2.5544 | 0 | 0 | 0 | 0 | 0 | 0 | 0 | 0 | 0 | 0 | 0 | 0 | 0
10 | 13 | 20 | 6 | 1.7931 | 0 | 2.4469 | 0 | 0 | 0 | 0.0012057 | 0.04945 | 0 | 0 | 3.1221 | 0 | 7.4128 | 0 | 0 | 0 | 0 | 0 | 0 | 0 | 0 | 0 | 0 | 0 | 0 | 0 | 0.45131 | 0 | 1.1038 | 0 | 0.050877 | 0 | 0.3675 | 0.6901 | 0 | 0 | 0 | 0 | 2.6636 | 0 | 0 | 0 | 0 | 0 | 0 | 0 | 0 | 0 | 0 | 0 | 0 | 0
10 | 13 | 21 | 6 | 1.7931 | 0 | 2.4469 | 0 | 0 | 0 | 0.0012057 | 0.044104 | 0 | 0 | 3.9583 | 0 | 8.2436 | 0 | 0 | 0 | 0 | 0 | 0 | 0 | 0 | 0 | 0 | 0 | 0 | 0 | 0.45131 | 0 | 1.2156 | 0 | 0.020412 | 0 | 0.4725 | 0.6901 | 0 | 0 | 0 | 0 | 2.8499 | 0 | 0 | 0 | 0 | 0 | 0 | 0 | 0 | 0 | 0 | 0 | 0 | 0
10 | 13 | 22 | 6 | 1.7931 | 0 | 2.4469 | 0 | 0 | 0 | 0.0012057 | 0.040767 | 0 | 0 | 2.7254 | 0 | 7.0074 | 0 | 0 | 0 | 0 | 0 | 0 | 0 | 0 | 0 | 0 | 0 | 0 | 0 | 0.45131 | 0 | 1.1038 | 0 | 0.0035126 | 0 | 0.315 | 0.6901 | 0 | 0 | 0 | 0 | 2.5638 | 0 | 0 | 0 | 0 | 0 | 0 | 0 | 0 | 0 | 0 | 0 | 0 | 0
10 | 13 | 23 | 6 | 1.7931 | 0 | 2.4469 | 0 | 0 | 0 | 0.0012057 | 0.040782 | 0 | 0 | 0.48056 | 0 | 4.7626 | 0 | 0 | 0 | 0 | 0 | 0 | 0 | 0 | 0 | 0 | 0 | 0 | 0 | 0.45131 | 0 | 0.88038 | 0 | 0.0035036 | 0 | 0.0525 | 0.6901 | 0 | 0 | 0 | 0 | 2.0778 | 0 | 0 | 0 | 0 | 0 | 0 | 0 | 0 | 0 | 0 | 0 | 0 | 0
10 | 13 | 24 | 6 | 1.7931 | 0 | 2.4469 | 0 | 0 | 0 | 0.0012057 | 0.04 | 0 | 0 | 0.48059 | 0 | 4.7618 | 0 | 0 | 0 | 0 | 0 | 0 | 0 | 0 | 0 | 0 | 0 | 0 | 0 | 0.45131 | 0 | 0.54519 | 0 | 0 | 0 | 0.0525 | 0.6901 | 0 | 0 | 0 | 0 | 1.7391 | 0 | 0 | 0 | 0 | 0 | 0 | 0 | 0 | 0 | 0 | 0 | 0 | 0
10 | 14 | 1 | 7 | 1.7931 | 0 | 2.4469 | 0 | 0 | 0 | 0.0012057 | 0.04 | 0 | 0 | 0.48069 | 0 | 4.7619 | 0 | 0 | 0 | 0 | 0 | 0 | 0 | 0 | 0 | 0 | 0 | 0 | 0 | 0.45131 | 0 | 0.32173 | 0 | 0 | 0 | 0.0525 | 0.6901 | 0 | 0 | 0 | 0 | 1.5156 | 0 | 0 | 0 | 0 | 0 | 0 | 0 | 0 | 0 | 0 | 0 | 0 | 0
10 | 14 | 2 | 7 | 1.7931 | 0 | 2.4469 | 0 | 0 | 0 | 0.0012057 | 0.04 | 0 | 0 | 0.48082 | 0 | 4.762 | 0 | 0 | 0 | 0 | 0 | 0 | 0 | 0 | 0 | 0 | 0 | 0 | 0 | 0.45131 | 0 | 0.32173 | 0.055051 | 0 | 0 | 0.0525 | 0.69059 | 0 | 0 | 0 | 0 | 1.5712 | 0 | 0 | 0 | 0 | 0 | 0 | 0 | 0 | 0 | 0 | 0 | 0 | 0
10 | 14 | 3 | 7 | 1.7931 | 0 | 2.4469 | 0 | 0 | 0 | 0.0012057 | 0.04 | 0 | 0 | 0.48086 | 0 | 4.7621 | 0 | 0 | 0 | 0 | 0 | 0 | 0 | 0 | 0 | 0 | 0 | 0 | 0 | 0.45131 | 0 | 0.32173 | 0.056734 | 0 | 0 | 0.0525 | 0.69102 | 0 | 0 | 0 | 0 | 1.5733 | 0 | 0 | 0 | 0 | 0 | 0 | 0 | 0 | 0 | 0 | 0 | 0 | 0
10 | 14 | 4 | 7 | 1.7931 | 0 | 2.4469 | 0 | 0 | 0 | 0.0012057 | 0.04 | 0 | 0 | 0.48087 | 0 | 4.7621 | 0 | 0 | 0 | 0 | 0 | 0 | 0 | 0 | 0 | 0 | 0 | 0 | 0 | 0.45131 | 0 | 0.32173 | 0.058805 | 0 | 0 | 0.0525 | 0.69099 | 0 | 0 | 0 | 0 | 1.5753 | 0 | 0 | 0 | 0 | 0 | 0 | 0 | 0 | 0 | 0 | 0 | 0 | 0
10 | 14 | 5 | 7 | 1.7931 | 0 | 2.4469 | 0 | 0 | 0 | 0.0012057 | 0.04 | 0 | 0 | 0.48087 | 0 | 4.7621 | 0 | 0 | 0 | 0 | 0 | 0 | 0 | 0 | 0 | 0 | 0 | 0 | 0 | 0.45131 | 0 | 0.32173 | 0.060656 | 0 | 0 | 0.0525 | 0.69095 | 0 | 0 | 0 | 0 | 1.5772 | 0 | 0 | 0 | 0 | 0 | 0 | 0 | 0 | 0 | 0 | 0 | 0 | 0
10 | 14 | 6 | 7 | 1.7931 | 0 | 2.4469 | 0 | 0 | 0 | 0.0012057 | 0.04 | 0 | 0 | 2.682 | 0 | 6.9632 | 0 | 0 | 0 | 0 | 0 | 0 | 0 | 0 | 0 | 0 | 0 | 0 | 0 | 0.45131 | 0 | 0.54519 | 0 | 0 | 0 | 0.315 | 0.6901 | 0 | 0 | 0 | 0 | 2.0016 | 0 | 0 | 0 | 0 | 0 | 0 | 0 | 0 | 0 | 0 | 0 | 0 | 0
10 | 14 | 7 | 7 | 1.7931 | 0 | 2.4469 | 0 | 0 | 0 | 0.0012057 | 0.04 | 0 | 0 | 3.9583 | 0 | 8.2396 | 0 | 0 | 0 | 0 | 0 | 0 | 0 | 0 | 0 | 0 | 0 | 0 | 0 | 0.45131 | 0 | 0.71279 | 0 | 0 | 0 | 0.525 | 0.6901 | 0 | 0 | 0 | 0 | 2.3792 | 0 | 0 | 0 | 0 | 0 | 0 | 0 | 0 | 0 | 0 | 0 | 0 | 0
10 | 14 | 8 | 7 | 1.7931 | 0 | 13.5789 | 0 | 0 | 0 | 0.0012057 | 0.04 | 0 | 0 | 4.0412 | 0 | 19.4544 | 0 | 0 | 0 | 0 | 0 | 0 | 0 | 0 | 0 | 0 | 0 | 0 | 0 | 0.45131 | 0 | 0.71279 | 0 | 0 | 0 | 0.42 | 0.6901 | 0 | 0 | 0 | 0 | 2.2742 | 0 | 0 | 0 | 0 | 0 | 0 | 0 | 0 | 0 | 0 | 0 | 0 | 0
10 | 14 | 9 | 7 | 1.7931 | 0 | 13.5789 | 0 | 0 | 0 | 0.0012057 | 0.04 | 0 | 0 | 2.6819 | 0 | 18.0951 | 0 | 0 | 0 | 0 | 0 | 0 | 0 | 0 | 0 | 0 | 0 | 0 | 0 | 0.45131 | 0 | 0.71279 | 0 | 0 | 0 | 0.315 | 0.6901 | 0 | 0 | 0 | 0 | 2.1692 | 0 | 0 | 0 | 0 | 0 | 0 | 0 | 0 | 0 | 0 | 0 | 0 | 0
10 | 14 | 10 | 7 | 1.7931 | 0 | 13.5789 | 0 | 0 | 0 | 0.0012057 | 0.043123 | 0 | 0 | 2.6819 | 0 | 18.0982 | 0 | 0 | 0 | 0 | 0 | 0 | 0 | 0 | 0 | 0 | 0 | 0 | 0 | 0.45131 | 0 | 0.71279 | 0 | 0 | 0 | 0.315 | 0.6901 | 0 | 0 | 0 | 0 | 2.1692 | 0 | 0 | 0 | 0 | 0 | 0 | 0 | 0 | 0 | 0 | 0 | 0 | 0
10 | 14 | 11 | 7 | 1.7931 | 0 | 13.5789 | 0 | 0 | 0 | 0.0012057 | 0.056038 | 0 | 0 | 3.1221 | 0 | 18.5513 | 0 | 0 | 0 | 0 | 0 | 0 | 0 | 0 | 0 | 0 | 0 | 0 | 0 | 0.45131 | 0 | 0.54519 | 0 | 0.045773 | 0 | 0.3675 | 0.6901 | 0 | 0 | 0 | 0 | 2.0999 | 0 | 0 | 0 | 0 | 0 | 0 | 0 | 0 | 0 | 0 | 0 | 0 | 0
10 | 14 | 12 | 7 | 1.7931 | 0 | 8.6313 | 0 | 0 | 0 | 0.0012057 | 0.06496 | 0 | 0 | 3.5623 | 0 | 14.0529 | 0 | 0 | 0 | 0 | 0 | 0 | 0 | 0 | 0 | 0 | 0 | 0 | 0 | 0.45131 | 0 | 0.54519 | 0 | 0.1542 | 0 | 0.42 | 0.6901 | 0 | 0 | 0 | 0 | 2.2608 | 0 | 0 | 0 | 0 | 0 | 0 | 0 | 0 | 0 | 0 | 0 | 0 | 0
10 | 14 | 13 | 7 | 1.7931 | 0 | 13.5789 | 0 | 0 | 0 | 0.0012057 | 0.078946 | 0 | 0 | 3.1221 | 0 | 18.5742 | 0 | 0 | 0 | 0 | 0 | 0 | 0 | 0 | 0 | 0 | 0 | 0 | 0 | 0.45131 | 0 | 0.54519 | 0 | 0.19419 | 0 | 0.3675 | 0.6901 | 0 | 0 | 0 | 0 | 2.2483 | 0 | 0 | 0 | 0 | 0 | 0 | 0 | 0 | 0 | 0 | 0 | 0 | 0
10 | 14 | 14 | 7 | 1.7931 | 0 | 13.5789 | 0 | 0 | 0 | 0.0012057 | 0.095236 | 0 | 0 | 3.1221 | 0 | 18.5905 | 0 | 0 | 0 | 0 | 0 | 0 | 0 | 0 | 0 | 0 | 0 | 0 | 0 | 0.45131 | 0 | 0.54519 | 0 | 0.28706 | 0 | 0.3675 | 0.6901 | 0 | 0 | 0 | 0 | 2.3412 | 0 | 0 | 0 | 0 | 0 | 0 | 0 | 0 | 0 | 0 | 0 | 0 | 0
10 | 14 | 15 | 7 | 1.7931 | 0 | 13.5789 | 0 | 0 | 0 | 0.0012057 | 0.10151 | 0 | 0 | 2.6818 | 0 | 18.1566 | 0 | 0 | 0 | 0 | 0 | 0 | 0 | 0 | 0 | 0 | 0 | 0 | 0 | 0.45131 | 0 | 0.54519 | 0 | 0.33738 | 0 | 0.315 | 0.6901 | 0 | 0 | 0 | 0 | 2.339 | 0 | 0 | 0 | 0 | 0 | 0 | 0 | 0 | 0 | 0 | 0 | 0 | 0
10 | 14 | 16 | 7 | 1.7931 | 0 | 13.5789 | 0 | 0 | 0 | 0.0012057 | 0.083498 | 0 | 0 | 2.6818 | 0 | 18.1386 | 0 | 0 | 0 | 0 | 0 | 0 | 0 | 0 | 0 | 0 | 0 | 0 | 0 | 0.45131 | 0 | 0.54519 | 0 | 0.24888 | 0 | 0.315 | 0.6901 | 0 | 0 | 0 | 0 | 2.2505 | 0 | 0 | 0 | 0 | 0 | 0 | 0 | 0 | 0 | 0 | 0 | 0 | 0
10 | 14 | 17 | 7 | 1.7931 | 0 | 13.5789 | 0 | 0 | 0 | 0.0012057 | 0.08024 | 0 | 0 | 3.9583 | 0 | 19.4118 | 0 | 0 | 0 | 0 | 0 | 0 | 0 | 0 | 0 | 0 | 0 | 0 | 0 | 0.45131 | 0 | 0.54519 | 0 | 0.22807 | 0 | 0.525 | 0.6901 | 0 | 0 | 0 | 0 | 2.4397 | 0 | 0 | 0 | 0 | 0 | 0 | 0 | 0 | 0 | 0 | 0 | 0 | 0
10 | 14 | 18 | 7 | 1.7931 | 0 | 9.8682 | 0 | 0 | 0 | 0.0012057 | 0.044704 | 0 | 0 | 3.9583 | 0 | 15.6656 | 0 | 0 | 0 | 0 | 0 | 0 | 0 | 0 | 0 | 0 | 0 | 0 | 0 | 0.45131 | 0 | 0.54519 | 0 | 0.025649 | 0 | 0.525 | 0.6901 | 0 | 0 | 0 | 0 | 2.2372 | 0 | 0 | 0 | 0 | 0 | 0 | 0 | 0 | 0 | 0 | 0 | 0 | 0
10 | 14 | 19 | 7 | 1.7931 | 0 | 2.4469 | 0 | 0 | 0 | 0.0012057 | 0.04 | 0 | 0 | 4.5143 | 0 | 8.7955 | 0 | 0 | 0 | 0 | 0 | 0 | 0 | 0 | 0 | 0 | 0 | 0 | 0 | 0.45131 | 0 | 0.88038 | 0 | 0 | 0 | 0.42 | 0.6901 | 0 | 0 | 0 | 0 | 2.4418 | 0 | 0 | 0 | 0 | 0 | 0 | 0 | 0 | 0 | 0 | 0 | 0 | 0
10 | 14 | 20 | 7 | 1.7931 | 0 | 2.4469 | 0 | 0 | 0 | 0.0012057 | 0.04 | 0 | 0 | 3.122 | 0 | 7.4033 | 0 | 0 | 0 | 0 | 0 | 0 | 0 | 0 | 0 | 0 | 0 | 0 | 0 | 0.45131 | 0 | 1.1038 | 0 | 0 | 0 | 0.3675 | 0.6901 | 0 | 0 | 0 | 0 | 2.6128 | 0 | 0 | 0 | 0 | 0 | 0 | 0 | 0 | 0 | 0 | 0 | 0 | 0
10 | 14 | 21 | 7 | 1.7931 | 0 | 2.4469 | 0 | 0 | 0 | 0.0012057 | 0.04 | 0 | 0 | 3.9582 | 0 | 8.2394 | 0 | 0 | 0 | 0 | 0 | 0 | 0 | 0 | 0 | 0 | 0 | 0 | 0 | 0.45131 | 0 | 1.2156 | 0 | 0 | 0 | 0.4725 | 0.6901 | 0 | 0 | 0 | 0 | 2.8295 | 0 | 0 | 0 | 0 | 0 | 0 | 0 | 0 | 0 | 0 | 0 | 0 | 0
10 | 14 | 22 | 7 | 1.7931 | 0 | 2.4469 | 0 | 0 | 0 | 0.0012057 | 0.04 | 0 | 0 | 2.7253 | 0 | 7.0065 | 0 | 0 | 0 | 0 | 0 | 0 | 0 | 0 | 0 | 0 | 0 | 0 | 0 | 0.45131 | 0 | 1.1038 | 0 | 0 | 0 | 0.315 | 0.6901 | 0 | 0 | 0 | 0 | 2.5602 | 0 | 0 | 0 | 0 | 0 | 0 | 0 | 0 | 0 | 0 | 0 | 0 | 0
10 | 14 | 23 | 7 | 1.7931 | 0 | 2.4469 | 0 | 0 | 0 | 0.0012057 | 0.04 | 0 | 0 | 0.48049 | 0 | 4.7617 | 0 | 0 | 0 | 0 | 0 | 0 | 0 | 0 | 0 | 0 | 0 | 0 | 0 | 0.45131 | 0 | 0.88038 | 0 | 0 | 0 | 0.0525 | 0.6901 | 0 | 0 | 0 | 0 | 2.0743 | 0 | 0 | 0 | 0 | 0 | 0 | 0 | 0 | 0 | 0 | 0 | 0 | 0
10 | 14 | 24 | 7 | 1.7931 | 0 | 2.4469 | 0 | 0 | 0 | 0.0012057 | 0.04 | 0 | 0 | 0.48053 | 0 | 4.7618 | 0 | 0 | 0 | 0 | 0 | 0 | 0 | 0 | 0 | 0 | 0 | 0 | 0 | 0.45131 | 0 | 0.54519 | 0 | 0 | 0 | 0.0525 | 0.6901 | 0 | 0 | 0 | 0 | 1.7391 | 0 | 0 | 0 | 0 | 0 | 0 | 0 | 0 | 0 | 0 | 0 | 0 | 0
10 | 15 | 1 | 1 | 1.7931 | 0 | 2.4469 | 0 | 0 | 0 | 0.0012057 | 0.04 | 0 | 0 | 0.48065 | 0 | 4.7619 | 0 | 0 | 0 | 0 | 0 | 0 | 0 | 0 | 0 | 0 | 0 | 0 | 0 | 0.45131 | 0 | 0.32173 | 0 | 0 | 0 | 0.0525 | 0.6901 | 0 | 0 | 0 | 0 | 1.5156 | 0 | 0 | 0 | 0 | 0 | 0 | 0 | 0 | 0 | 0 | 0 | 0 | 0
10 | 15 | 2 | 1 | 1.7931 | 0 | 2.4469 | 0 | 0 | 0 | 0.0012057 | 0.04 | 0 | 0 | 0.48077 | 0 | 4.762 | 0 | 0 | 0 | 0 | 0 | 0 | 0 | 0 | 0 | 0 | 0 | 0 | 0 | 0.45131 | 0 | 0.32173 | 0 | 0 | 0 | 0.0525 | 0.6901 | 0 | 0 | 0 | 0 | 1.5156 | 0 | 0 | 0 | 0 | 0 | 0 | 0 | 0 | 0 | 0 | 0 | 0 | 0
10 | 15 | 3 | 1 | 1.7931 | 0 | 2.4469 | 0 | 0 | 0 | 0.0012057 | 0.04 | 0 | 0 | 0.48083 | 0 | 4.7621 | 0 | 0 | 0 | 0 | 0 | 0 | 0 | 0 | 0 | 0 | 0 | 0 | 0 | 0.45131 | 0 | 0.32173 | 0.038817 | 0 | 0 | 0.0525 | 0.69019 | 0 | 0 | 0 | 0 | 1.5546 | 0 | 0 | 0 | 0 | 0 | 0 | 0 | 0 | 0 | 0 | 0 | 0 | 0
10 | 15 | 4 | 1 | 1.7931 | 0 | 2.4469 | 0 | 0 | 0 | 0.0012057 | 0.04 | 0 | 0 | 0.48085 | 0 | 4.7621 | 0 | 0 | 0 | 0 | 0 | 0 | 0 | 0 | 0 | 0 | 0 | 0 | 0 | 0.45131 | 0 | 0.32173 | 0.05201 | 0 | 0 | 0.0525 | 0.69097 | 0 | 0 | 0 | 0 | 1.5685 | 0 | 0 | 0 | 0 | 0 | 0 | 0 | 0 | 0 | 0 | 0 | 0 | 0
10 | 15 | 5 | 1 | 1.7931 | 0 | 2.4469 | 0 | 0 | 0 | 0.0012057 | 0.04 | 0 | 0 | 0.48087 | 0 | 4.7621 | 0 | 0 | 0 | 0 | 0 | 0 | 0 | 0 | 0 | 0 | 0 | 0 | 0 | 0.45131 | 0 | 0.32173 | 0.05241 | 0 | 0 | 0.0525 | 0.69106 | 0 | 0 | 0 | 0 | 1.569 | 0 | 0 | 0 | 0 | 0 | 0 | 0 | 0 | 0 | 0 | 0 | 0 | 0
10 | 15 | 6 | 1 | 1.7931 | 0 | 2.4469 | 0 | 0 | 0 | 0.0012057 | 0.04 | 0 | 0 | 2.682 | 0 | 6.9632 | 0 | 0 | 0 | 0 | 0 | 0 | 0 | 0 | 0 | 0 | 0 | 0 | 0 | 0.45131 | 0 | 0.54519 | 0.050099 | 0 | 0 | 0.315 | 0.69022 | 0 | 0 | 0 | 0 | 2.0518 | 0 | 0 | 0 | 0 | 0 | 0 | 0 | 0 | 0 | 0 | 0 | 0 | 0
10 | 15 | 7 | 1 | 1.7931 | 0 | 2.4469 | 0 | 0 | 0 | 0.0012057 | 0.045084 | 0 | 0 | 3.9584 | 0 | 8.2447 | 0 | 0 | 0 | 0 | 0 | 0 | 0 | 0 | 0 | 0 | 0 | 0 | 0 | 0.45131 | 0 | 0.71279 | 0.048266 | 0 | 0 | 0.525 | 0.6901 | 0 | 0 | 0 | 0 | 2.4275 | 0 | 0 | 0 | 0 | 0 | 0 | 0 | 0 | 0 | 0 | 0 | 0 | 0
10 | 15 | 8 | 1 | 1.7931 | 0 | 13.5789 | 0 | 0 | 0 | 0.0012057 | 0.04 | 0 | 0 | 4.0413 | 0 | 19.4545 | 0 | 0 | 0 | 0 | 0 | 0 | 0 | 0 | 0 | 0 | 0 | 0 | 0 | 0.45131 | 0 | 0.71279 | 0 | 0 | 0 | 0.42 | 0.6901 | 0 | 0 | 0 | 0 | 2.2742 | 0 | 0 | 0 | 0 | 0 | 0 | 0 | 0 | 0 | 0 | 0 | 0 | 0
10 | 15 | 9 | 1 | 1.7931 | 0 | 13.5789 | 0 | 0 | 0 | 0.0012057 | 0.04 | 0 | 0 | 2.682 | 0 | 18.0952 | 0 | 0 | 0 | 0 | 0 | 0 | 0 | 0 | 0 | 0 | 0 | 0 | 0 | 0.45131 | 0 | 0.71279 | 0 | 0 | 0 | 0.315 | 0.6901 | 0 | 0 | 0 | 0 | 2.1692 | 0 | 0 | 0 | 0 | 0 | 0 | 0 | 0 | 0 | 0 | 0 | 0 | 0
10 | 15 | 10 | 1 | 1.7931 | 0 | 13.5789 | 0 | 0 | 0 | 0.0012057 | 0.053305 | 0 | 0 | 2.682 | 0 | 18.1085 | 0 | 0 | 0 | 0 | 0 | 0 | 0 | 0 | 0 | 0 | 0 | 0 | 0 | 0.45131 | 0 | 0.71279 | 0 | 0 | 0 | 0.315 | 0.6901 | 0 | 0 | 0 | 0 | 2.1692 | 0 | 0 | 0 | 0 | 0 | 0 | 0 | 0 | 0 | 0 | 0 | 0 | 0
10 | 15 | 11 | 1 | 1.7931 | 0 | 13.5789 | 0 | 0 | 0 | 0.0012057 | 0.1753 | 0 | 0 | 3.1222 | 0 | 18.6707 | 0 | 0 | 0 | 0 | 0 | 0 | 0 | 0 | 0 | 0 | 0 | 0 | 0 | 0.45131 | 0 | 0.54519 | 0 | 0.10137 | 0 | 0.3675 | 0.6901 | 0 | 0 | 0 | 0 | 2.1555 | 0 | 0 | 0 | 0 | 0 | 0 | 0 | 0 | 0 | 0 | 0 | 0 | 0
10 | 15 | 12 | 1 | 1.7931 | 0 | 8.6313 | 0 | 0 | 0 | 0.0012057 | 0.13302 | 0 | 0 | 3.5624 | 0 | 14.1211 | 0 | 0 | 0 | 0 | 0 | 0 | 0 | 0 | 0 | 0 | 0 | 0 | 0 | 0.45131 | 0 | 0.54519 | 0 | 0.5358 | 0 | 0.42 | 0.6901 | 0 | 0 | 0 | 0 | 2.6424 | 0 | 0 | 0 | 0 | 0 | 0 | 0 | 0 | 0 | 0 | 0 | 0 | 0
10 | 15 | 13 | 1 | 1.7931 | 0 | 13.5789 | 0 | 0 | 0 | 0.0012057 | 0.15045 | 0 | 0 | 3.1222 | 0 | 18.6458 | 0 | 0 | 0 | 0 | 0 | 0 | 0 | 0 | 0 | 0 | 0 | 0 | 0 | 0.45131 | 0 | 0.54519 | 0 | 0.50659 | 0 | 0.3675 | 0.6901 | 0 | 0 | 0 | 0 | 2.5607 | 0 | 0 | 0 | 0 | 0 | 0 | 0 | 0 | 0 | 0 | 0 | 0 | 0
10 | 15 | 14 | 1 | 1.7931 | 0 | 13.5789 | 0 | 0 | 0 | 0.0012057 | 0.18189 | 0 | 0 | 3.1222 | 0 | 18.6773 | 0 | 0 | 0 | 0 | 0 | 0 | 0 | 0 | 0 | 0 | 0 | 0 | 0 | 0.45131 | 0 | 0.54519 | 0 | 0.61508 | 0 | 0.3675 | 0.6901 | 0 | 0 | 0 | 0 | 2.6692 | 0 | 0 | 0 | 0 | 0 | 0 | 0 | 0 | 0 | 0 | 0 | 0 | 0
10 | 15 | 15 | 1 | 1.7931 | 0 | 13.5789 | 0 | 0 | 0 | 0.0012057 | 0.20782 | 0 | 0 | 2.6819 | 0 | 18.2629 | 0 | 0 | 0 | 0 | 0 | 0 | 0 | 0 | 0 | 0 | 0 | 0 | 0 | 0.45131 | 0 | 0.54519 | 0 | 0.67532 | 0 | 0.315 | 0.6901 | 0 | 0 | 0 | 0 | 2.6769 | 0 | 0 | 0 | 0 | 0 | 0 | 0 | 0 | 0 | 0 | 0 | 0 | 0
10 | 15 | 16 | 1 | 1.7931 | 0 | 13.5789 | 0 | 0 | 0 | 0.0012057 | 0.18463 | 0 | 0 | 2.6819 | 0 | 18.2398 | 0 | 0 | 0 | 0 | 0 | 0 | 0 | 0 | 0 | 0 | 0 | 0 | 0 | 0.45131 | 0 | 0.54519 | 0 | 0.71721 | 0 | 0.315 | 0.6901 | 0 | 0 | 0 | 0 | 2.7188 | 0 | 0 | 0 | 0 | 0 | 0 | 0 | 0 | 0 | 0 | 0 | 0 | 0
10 | 15 | 17 | 1 | 1.7931 | 0 | 13.5789 | 0 | 0 | 0 | 0.0012057 | 0.13356 | 0 | 0 | 3.9583 | 0 | 19.4651 | 0 | 0 | 0 | 0 | 0 | 0 | 0 | 0 | 0 | 0 | 0 | 0 | 0 | 0.45131 | 0 | 0.54519 | 0 | 0.46761 | 0 | 0.525 | 0.6901 | 0 | 0 | 0 | 0 | 2.6792 | 0 | 0 | 0 | 0 | 0 | 0 | 0 | 0 | 0 | 0 | 0 | 0 | 0
10 | 15 | 18 | 1 | 1.7931 | 0 | 9.8682 | 0 | 0 | 0 | 0.0012057 | 0.071667 | 0 | 0 | 3.9583 | 0 | 15.6925 | 0 | 0 | 0 | 0 | 0 | 0 | 0 | 0 | 0 | 0 | 0 | 0 | 0 | 0.45131 | 0 | 0.54519 | 0 | 0.16085 | 0 | 0.525 | 0.6901 | 0 | 0 | 0 | 0 | 2.3725 | 0 | 0 | 0 | 0 | 0 | 0 | 0 | 0 | 0 | 0 | 0 | 0 | 0
10 | 15 | 19 | 1 | 1.7931 | 0 | 2.4469 | 0 | 0 | 0 | 0.0012057 | 0.04 | 0 | 0 | 4.5144 | 0 | 8.7956 | 0 | 0 | 0 | 0 | 0 | 0 | 0 | 0 | 0 | 0 | 0 | 0 | 0 | 0.45131 | 0 | 0.88038 | 0 | 0 | 0 | 0.42 | 0.6901 | 0 | 0 | 0 | 0 | 2.4418 | 0 | 0 | 0 | 0 | 0 | 0 | 0 | 0 | 0 | 0 | 0 | 0 | 0
10 | 15 | 20 | 1 | 1.7931 | 0 | 2.4469 | 0 | 0 | 0 | 0.0012057 | 0.04 | 0 | 0 | 3.1221 | 0 | 7.4033 | 0 | 0 | 0 | 0 | 0 | 0 | 0 | 0 | 0 | 0 | 0 | 0 | 0 | 0.45131 | 0 | 1.1038 | 0 | 0 | 0 | 0.3675 | 0.6901 | 0 | 0 | 0 | 0 | 2.6128 | 0 | 0 | 0 | 0 | 0 | 0 | 0 | 0 | 0 | 0 | 0 | 0 | 0
10 | 15 | 21 | 1 | 1.7931 | 0 | 2.4469 | 0 | 0 | 0 | 0.0012057 | 0.04 | 0 | 0 | 3.9583 | 0 | 8.2395 | 0 | 0 | 0 | 0 | 0 | 0 | 0 | 0 | 0 | 0 | 0 | 0 | 0 | 0.45131 | 0 | 1.2156 | 0 | 0 | 0 | 0.4725 | 0.6901 | 0 | 0 | 0 | 0 | 2.8295 | 0 | 0 | 0 | 0 | 0 | 0 | 0 | 0 | 0 | 0 | 0 | 0 | 0
10 | 15 | 22 | 1 | 1.7931 | 0 | 2.4469 | 0 | 0 | 0 | 0.0012057 | 0.04 | 0 | 0 | 2.7254 | 0 | 7.0066 | 0 | 0 | 0 | 0 | 0 | 0 | 0 | 0 | 0 | 0 | 0 | 0 | 0 | 0.45131 | 0 | 1.1038 | 0 | 0 | 0 | 0.315 | 0.6901 | 0 | 0 | 0 | 0 | 2.5602 | 0 | 0 | 0 | 0 | 0 | 0 | 0 | 0 | 0 | 0 | 0 | 0 | 0
10 | 15 | 23 | 1 | 1.7931 | 0 | 2.4469 | 0 | 0 | 0 | 0.0012057 | 0.04 | 0 | 0 | 0.48054 | 0 | 4.7618 | 0 | 0 | 0 | 0 | 0 | 0 | 0 | 0 | 0 | 0 | 0 | 0 | 0 | 0.45131 | 0 | 0.88038 | 0 | 0 | 0 | 0.0525 | 0.6901 | 0 | 0 | 0 | 0 | 2.0743 | 0 | 0 | 0 | 0 | 0 | 0 | 0 | 0 | 0 | 0 | 0 | 0 | 0
10 | 15 | 24 | 1 | 1.7931 | 0 | 2.4469 | 0 | 0 | 0 | 0.0012057 | 0.04 | 0 | 0 | 0.48058 | 0 | 4.7618 | 0 | 0 | 0 | 0 | 0 | 0 | 0 | 0 | 0 | 0 | 0 | 0 | 0 | 0.45131 | 0 | 0.54519 | 0 | 0 | 0 | 0.0525 | 0.6901 | 0 | 0 | 0 | 0 | 1.7391 | 0 | 0 | 0 | 0 | 0 | 0 | 0 | 0 | 0 | 0 | 0 | 0 | 0
10 | 16 | 1 | 2 | 1.7931 | 0 | 2.4469 | 0 | 0 | 0 | 0.0012057 | 0.04 | 0 | 0 | 0.48068 | 0 | 4.7619 | 0 | 0 | 0 | 0 | 0 | 0 | 0 | 0 | 0 | 0 | 0 | 0 | 0 | 0.45131 | 0 | 0.32173 | 0 | 0 | 0 | 0.0525 | 0.6901 | 0 | 0 | 0 | 0 | 1.5156 | 0 | 0 | 0 | 0 | 0 | 0 | 0 | 0 | 0 | 0 | 0 | 0 | 0
10 | 16 | 2 | 2 | 1.7931 | 0 | 2.4469 | 0 | 0 | 0 | 0.0012057 | 0.04 | 0 | 0 | 0.48079 | 0 | 4.762 | 0 | 0 | 0 | 0 | 0 | 0 | 0 | 0 | 0 | 0 | 0 | 0 | 0 | 0.45131 | 0 | 0.32173 | 0.061277 | 0 | 0 | 0.0525 | 0.69067 | 0 | 0 | 0 | 0 | 1.5775 | 0 | 0 | 0 | 0 | 0 | 0 | 0 | 0 | 0 | 0 | 0 | 0 | 0
10 | 16 | 3 | 2 | 1.7931 | 0 | 2.4469 | 0 | 0 | 0 | 0.0012057 | 0.04 | 0 | 0 | 0.48086 | 0 | 4.7621 | 0 | 0 | 0 | 0 | 0 | 0 | 0 | 0 | 0 | 0 | 0 | 0 | 0 | 0.45131 | 0 | 0.32173 | 0.063025 | 0 | 0 | 0.0525 | 0.69058 | 0 | 0 | 0 | 0 | 1.5792 | 0 | 0 | 0 | 0 | 0 | 0 | 0 | 0 | 0 | 0 | 0 | 0 | 0
10 | 16 | 4 | 2 | 1.7931 | 0 | 2.4469 | 0 | 0 | 0 | 0.0012057 | 0.04 | 0 | 0 | 0.48086 | 0 | 4.7621 | 0 | 0 | 0 | 0 | 0 | 0 | 0 | 0 | 0 | 0 | 0 | 0 | 0 | 0.45131 | 0 | 0.32173 | 0.062914 | 0 | 0 | 0.0525 | 0.69056 | 0 | 0 | 0 | 0 | 1.579 | 0 | 0 | 0 | 0 | 0 | 0 | 0 | 0 | 0 | 0 | 0 | 0 | 0
10 | 16 | 5 | 2 | 1.7931 | 0 | 2.4469 | 0 | 0 | 0 | 0.0012057 | 0.04 | 0 | 0 | 0.48086 | 0 | 4.7621 | 0 | 0 | 0 | 0 | 0 | 0 | 0 | 0 | 0 | 0 | 0 | 0 | 0 | 0.45131 | 0 | 0.32173 | 0.067926 | 0 | 0 | 0.0525 | 0.69125 | 0 | 0 | 0 | 0 | 1.5847 | 0 | 0 | 0 | 0 | 0 | 0 | 0 | 0 | 0 | 0 | 0 | 0 | 0
10 | 16 | 6 | 2 | 1.7931 | 0 | 2.4469 | 0 | 0 | 0 | 0.0012057 | 0.04 | 0 | 0 | 2.682 | 0 | 6.9632 | 0 | 0 | 0 | 0 | 0 | 0 | 0 | 0 | 0 | 0 | 0 | 0 | 0 | 0.45131 | 0 | 0.54519 | 0.063652 | 0 | 0 | 0.315 | 0.69074 | 0 | 0 | 0 | 0 | 2.0659 | 0 | 0 | 0 | 0 | 0 | 0 | 0 | 0 | 0 | 0 | 0 | 0 | 0
10 | 16 | 7 | 2 | 1.7931 | 0 | 2.4469 | 0 | 0 | 0 | 0.0012057 | 0.044171 | 0 | 0 | 3.9584 | 0 | 8.2438 | 0 | 0 | 0 | 0 | 0 | 0 | 0 | 0 | 0 | 0 | 0 | 0 | 0 | 0.45131 | 0 | 0.71279 | 0.05567 | 0 | 0 | 0.525 | 0.6901 | 0 | 0 | 0 | 0 | 2.4349 | 0 | 0 | 0 | 0 | 0 | 0 | 0 | 0 | 0 | 0 | 0 | 0 | 0
10 | 16 | 8 | 2 | 1.7931 | 0 | 13.5789 | 0 | 0 | 0 | 0.0012057 | 0.04 | 0 | 0 | 4.0413 | 0 | 19.4545 | 0 | 0 | 0 | 0 | 0 | 0 | 0 | 0 | 0 | 0 | 0 | 0 | 0 | 0.45131 | 0 | 0.71279 | 0 | 0 | 0 | 0.42 | 0.6901 | 0 | 0 | 0 | 0 | 2.2742 | 0 | 0 | 0 | 0 | 0 | 0 | 0 | 0 | 0 | 0 | 0 | 0 | 0
10 | 16 | 9 | 2 | 1.7931 | 0 | 13.5789 | 0 | 0 | 0 | 0.0012057 | 0.043969 | 0 | 0 | 2.682 | 0 | 18.0991 | 0 | 0 | 0 | 0 | 0 | 0 | 0 | 0 | 0 | 0 | 0 | 0 | 0 | 0.45131 | 0 | 0.71279 | 0 | 0 | 0 | 0.315 | 0.6901 | 0 | 0 | 0 | 0 | 2.1692 | 0 | 0 | 0 | 0 | 0 | 0 | 0 | 0 | 0 | 0 | 0 | 0 | 0
10 | 16 | 10 | 2 | 1.7931 | 0 | 13.5789 | 0 | 0 | 0 | 0.0012057 | 0.070351 | 0 | 0 | 2.682 | 0 | 18.1255 | 0 | 0 | 0 | 0 | 0 | 0 | 0 | 0 | 0 | 0 | 0 | 0 | 0 | 0.45131 | 0 | 0.71279 | 0 | 0.083346 | 0 | 0.315 | 0.6901 | 0 | 0 | 0 | 0 | 2.2525 | 0 | 0 | 0 | 0 | 0 | 0 | 0 | 0 | 0 | 0 | 0 | 0 | 0
10 | 16 | 11 | 2 | 1.7931 | 0 | 13.5789 | 0 | 0 | 0 | 0.0012057 | 0.098562 | 0 | 0 | 3.1222 | 0 | 18.5939 | 0 | 0 | 0 | 0 | 0 | 0 | 0 | 0 | 0 | 0 | 0 | 0 | 0 | 0.45131 | 0 | 0.54519 | 0 | 0.3764 | 0 | 0.3675 | 0.6901 | 0 | 0 | 0 | 0 | 2.4305 | 0 | 0 | 0 | 0 | 0 | 0 | 0 | 0 | 0 | 0 | 0 | 0 | 0
10 | 16 | 12 | 2 | 1.7931 | 0 | 8.6313 | 0 | 0 | 0 | 0.0012057 | 0.11115 | 0 | 0 | 3.5624 | 0 | 14.0992 | 0 | 0 | 0 | 0 | 0 | 0 | 0 | 0 | 0 | 0 | 0 | 0 | 0 | 0.45131 | 0 | 0.54519 | 0 | 0.34864 | 0 | 0.42 | 0.6901 | 0 | 0 | 0 | 0 | 2.4552 | 0 | 0 | 0 | 0 | 0 | 0 | 0 | 0 | 0 | 0 | 0 | 0 | 0
10 | 16 | 13 | 2 | 1.7931 | 0 | 13.5789 | 0 | 0 | 0 | 0.0012057 | 0.12261 | 0 | 0 | 3.1222 | 0 | 18.618 | 0 | 0 | 0 | 0 | 0 | 0 | 0 | 0 | 0 | 0 | 0 | 0 | 0 | 0.45131 | 0 | 0.54519 | 0 | 0.41049 | 0 | 0.3675 | 0.6901 | 0 | 0 | 0 | 0 | 2.4646 | 0 | 0 | 0 | 0 | 0 | 0 | 0 | 0 | 0 | 0 | 0 | 0 | 0
10 | 16 | 14 | 2 | 1.7931 | 0 | 13.5789 | 0 | 0 | 0 | 0.0012057 | 0.15399 | 0 | 0 | 3.1222 | 0 | 18.6494 | 0 | 0 | 0 | 0 | 0 | 0 | 0 | 0 | 0 | 0 | 0 | 0 | 0 | 0.45131 | 0 | 0.54519 | 0 | 0.53032 | 0 | 0.3675 | 0.6901 | 0 | 0 | 0 | 0 | 2.5844 | 0 | 0 | 0 | 0 | 0 | 0 | 0 | 0 | 0 | 0 | 0 | 0 | 0
10 | 16 | 15 | 2 | 1.7931 | 0 | 13.5789 | 0 | 0 | 0 | 0.0012057 | 0.15166 | 0 | 0 | 2.682 | 0 | 18.2068 | 0 | 0 | 0 | 0 | 0 | 0 | 0 | 0 | 0 | 0 | 0 | 0 | 0 | 0.45131 | 0 | 0.54519 | 0 | 0.563 | 0 | 0.315 | 0.6901 | 0 | 0 | 0 | 0 | 2.5646 | 0 | 0 | 0 | 0 | 0 | 0 | 0 | 0 | 0 | 0 | 0 | 0 | 0
10 | 16 | 16 | 2 | 1.7931 | 0 | 13.5789 | 0 | 0 | 0 | 0.0012057 | 0.14179 | 0 | 0 | 2.682 | 0 | 18.197 | 0 | 0 | 0 | 0 | 0 | 0 | 0 | 0 | 0 | 0 | 0 | 0 | 0 | 0.45131 | 0 | 0.54519 | 0 | 0.52831 | 0 | 0.315 | 0.6901 | 0 | 0 | 0 | 0 | 2.5299 | 0 | 0 | 0 | 0 | 0 | 0 | 0 | 0 | 0 | 0 | 0 | 0 | 0
10 | 16 | 17 | 2 | 1.7931 | 0 | 13.5789 | 0 | 0 | 0 | 0.0012057 | 0.088952 | 0 | 0 | 3.9583 | 0 | 19.4205 | 0 | 0 | 0 | 0 | 0 | 0 | 0 | 0 | 0 | 0 | 0 | 0 | 0 | 0.45131 | 0 | 0.54519 | 0 | 0.26935 | 0 | 0.525 | 0.6901 | 0 | 0 | 0 | 0 | 2.481 | 0 | 0 | 0 | 0 | 0 | 0 | 0 | 0 | 0 | 0 | 0 | 0 | 0
10 | 16 | 18 | 2 | 1.7931 | 0 | 9.8682 | 0 | 0 | 0 | 0.0012057 | 0.048322 | 0 | 0 | 3.9584 | 0 | 15.6692 | 0 | 0 | 0 | 0 | 0 | 0 | 0 | 0 | 0 | 0 | 0 | 0 | 0 | 0.45131 | 0 | 0.54519 | 0.046406 | 0.048261 | 0 | 0.525 | 0.69066 | 0 | 0 | 0 | 0 | 2.3068 | 0 | 0 | 0 | 0 | 0 | 0 | 0 | 0 | 0 | 0 | 0 | 0 | 0
10 | 16 | 19 | 2 | 1.7931 | 0 | 2.4469 | 0 | 0 | 0 | 0.0012057 | 0.04 | 0 | 0 | 4.5145 | 0 | 8.7957 | 0 | 0 | 0 | 0 | 0 | 0 | 0 | 0 | 0 | 0 | 0 | 0 | 0 | 0.45131 | 0 | 0.88038 | 0 | 0 | 0 | 0.42 | 0.6901 | 0 | 0 | 0 | 0 | 2.4418 | 0 | 0 | 0 | 0 | 0 | 0 | 0 | 0 | 0 | 0 | 0 | 0 | 0
10 | 16 | 20 | 2 | 1.7931 | 0 | 2.4469 | 0 | 0 | 0 | 0.0012057 | 0.04 | 0 | 0 | 3.1222 | 0 | 7.4034 | 0 | 0 | 0 | 0 | 0 | 0 | 0 | 0 | 0 | 0 | 0 | 0 | 0 | 0.45131 | 0 | 1.1038 | 0 | 0 | 0 | 0.3675 | 0.6901 | 0 | 0 | 0 | 0 | 2.6128 | 0 | 0 | 0 | 0 | 0 | 0 | 0 | 0 | 0 | 0 | 0 | 0 | 0
10 | 16 | 21 | 2 | 1.7931 | 0 | 2.4469 | 0 | 0 | 0 | 0.0012057 | 0.04 | 0 | 0 | 3.9583 | 0 | 8.2395 | 0 | 0 | 0 | 0 | 0 | 0 | 0 | 0 | 0 | 0 | 0 | 0 | 0 | 0.45131 | 0 | 1.2156 | 0 | 0 | 0 | 0.4725 | 0.6901 | 0 | 0 | 0 | 0 | 2.8295 | 0 | 0 | 0 | 0 | 0 | 0 | 0 | 0 | 0 | 0 | 0 | 0 | 0
10 | 16 | 22 | 2 | 1.7931 | 0 | 2.4469 | 0 | 0 | 0 | 0.0012057 | 0.04 | 0 | 0 | 2.7254 | 0 | 7.0067 | 0 | 0 | 0 | 0 | 0 | 0 | 0 | 0 | 0 | 0 | 0 | 0 | 0 | 0.45131 | 0 | 1.1038 | 0 | 0 | 0 | 0.315 | 0.6901 | 0 | 0 | 0 | 0 | 2.5602 | 0 | 0 | 0 | 0 | 0 | 0 | 0 | 0 | 0 | 0 | 0 | 0 | 0
10 | 16 | 23 | 2 | 1.7931 | 0 | 2.4469 | 0 | 0 | 0 | 0.0012057 | 0.04 | 0 | 0 | 0.48072 | 0 | 4.7619 | 0 | 0 | 0 | 0 | 0 | 0 | 0 | 0 | 0 | 0 | 0 | 0 | 0 | 0.45131 | 0 | 0.88038 | 0 | 0 | 0 | 0.0525 | 0.6901 | 0 | 0 | 0 | 0 | 2.0743 | 0 | 0 | 0 | 0 | 0 | 0 | 0 | 0 | 0 | 0 | 0 | 0 | 0
10 | 16 | 24 | 2 | 1.7931 | 0 | 2.4469 | 0 | 0 | 0 | 0.0012057 | 0.04 | 0 | 0 | 0.48083 | 0 | 4.7621 | 0 | 0 | 0 | 0 | 0 | 0 | 0 | 0 | 0 | 0 | 0 | 0 | 0 | 0.45131 | 0 | 0.54519 | 0.076766 | 0 | 0 | 0.0525 | 0.69188 | 0 | 0 | 0 | 0 | 1.8176 | 0 | 0 | 0 | 0 | 0 | 0 | 0 | 0 | 0 | 0 | 0 | 0 | 0
10 | 17 | 1 | 3 | 1.7931 | 0 | 2.4469 | 0 | 0 | 0 | 0.0012057 | 0.04 | 0 | 0 | 0.48089 | 0 | 4.7621 | 0 | 0 | 0 | 0 | 0 | 0 | 0 | 0 | 0 | 0 | 0 | 0 | 0 | 0.45131 | 0 | 0.32173 | 0.085316 | 0 | 0 | 0.0525 | 0.69326 | 0 | 0 | 0 | 0 | 1.6041 | 0 | 0 | 0 | 0 | 0 | 0 | 0 | 0 | 0 | 0 | 0 | 0 | 0
10 | 17 | 2 | 3 | 1.7931 | 0 | 2.4469 | 0 | 0 | 0 | 0.0012057 | 0.04 | 0 | 0 | 0.48091 | 0 | 4.7621 | 0 | 0 | 0 | 0 | 0 | 0 | 0 | 0 | 0 | 0 | 0 | 0 | 0 | 0.45131 | 0 | 0.32173 | 0.087589 | 0 | 0 | 0.0525 | 0.69363 | 0 | 0 | 0 | 0 | 1.6068 | 0 | 0 | 0 | 0 | 0 | 0 | 0 | 0 | 0 | 0 | 0 | 0 | 0
10 | 17 | 3 | 3 | 1.7931 | 0 | 2.4469 | 0 | 0 | 0 | 0.0012057 | 0.04 | 0 | 0 | 0.48092 | 0 | 4.7621 | 0 | 0 | 0 | 0 | 0 | 0 | 0 | 0 | 0 | 0 | 0 | 0 | 0 | 0.45131 | 0 | 0.32173 | 0.09069 | 0 | 0 | 0.0525 | 0.69412 | 0 | 0 | 0 | 0 | 1.6103 | 0 | 0 | 0 | 0 | 0 | 0 | 0 | 0 | 0 | 0 | 0 | 0 | 0
10 | 17 | 4 | 3 | 1.7931 | 0 | 2.4469 | 0 | 0 | 0 | 0.0012057 | 0.04 | 0 | 0 | 0.48093 | 0 | 4.7622 | 0 | 0 | 0 | 0 | 0 | 0 | 0 | 0 | 0 | 0 | 0 | 0 | 0 | 0.45131 | 0 | 0.32173 | 0.096123 | 0 | 0 | 0.0525 | 0.69435 | 0 | 0 | 0 | 0 | 1.616 | 0 | 0 | 0 | 0 | 0 | 0 | 0 | 0 | 0 | 0 | 0 | 0 | 0
10 | 17 | 5 | 3 | 1.7931 | 0 | 2.4469 | 0 | 0 | 0 | 0.0012057 | 0.04 | 0 | 0 | 0.48093 | 0 | 4.7622 | 0 | 0 | 0 | 0 | 0 | 0 | 0 | 0 | 0 | 0 | 0 | 0 | 0 | 0.45131 | 0 | 0.32173 | 0.098359 | 0 | 0 | 0.0525 | 0.69468 | 0 | 0 | 0 | 0 | 1.6186 | 0 | 0 | 0 | 0 | 0 | 0 | 0 | 0 | 0 | 0 | 0 | 0 | 0
10 | 17 | 6 | 3 | 1.7931 | 0 | 2.4469 | 0 | 0 | 0 | 0.0012057 | 0.040677 | 0 | 0 | 2.6821 | 0 | 6.964 | 0 | 0 | 0 | 0 | 0 | 0 | 0 | 0 | 0 | 0 | 0 | 0 | 0 | 0.45131 | 0 | 0.54519 | 0.15671 | 0 | 0 | 0.315 | 0.69485 | 0 | 0 | 0 | 0 | 2.1631 | 0 | 0 | 0 | 0 | 0 | 0 | 0 | 0 | 0 | 0 | 0 | 0 | 0
10 | 17 | 7 | 3 | 1.7931 | 0 | 2.4469 | 0 | 0 | 0 | 0.0012057 | 0.10257 | 0 | 0 | 3.9584 | 0 | 8.3022 | 0 | 0 | 0 | 0 | 0 | 0 | 0 | 0 | 0 | 0 | 0 | 0 | 0 | 0.45131 | 0 | 0.71279 | 0.71134 | 0 | 0 | 0.525 | 0.69413 | 0 | 0 | 0 | 0 | 3.0946 | 0 | 0 | 0 | 0 | 0 | 0 | 0 | 0 | 0 | 0 | 0 | 0 | 0
10 | 17 | 8 | 3 | 1.7931 | 0 | 13.5789 | 0 | 0 | 0 | 0.0012057 | 0.051643 | 0 | 0 | 4.0414 | 0 | 19.4663 | 0 | 0 | 0 | 0 | 0 | 0 | 0 | 0 | 0 | 0 | 0 | 0 | 0 | 0.45131 | 0 | 0.71279 | 0.2559 | 0 | 0 | 0.42 | 0.69443 | 0 | 0 | 0 | 0 | 2.5344 | 0 | 0 | 0 | 0 | 0 | 0 | 0 | 0 | 0 | 0 | 0 | 0 | 0
10 | 17 | 9 | 3 | 1.7931 | 0 | 13.5789 | 0 | 0 | 0 | 0.0012057 | 0.048079 | 0 | 0 | 2.6821 | 0 | 18.1034 | 0 | 0 | 0 | 0 | 0 | 0 | 0 | 0 | 0 | 0 | 0 | 0 | 0 | 0.45131 | 0 | 0.71279 | 0.16453 | 0 | 0 | 0.315 | 0.69432 | 0 | 0 | 0 | 0 | 2.3379 | 0 | 0 | 0 | 0 | 0 | 0 | 0 | 0 | 0 | 0 | 0 | 0 | 0
10 | 17 | 10 | 3 | 1.7931 | 0 | 13.5789 | 0 | 0 | 0 | 0.0012057 | 0.04427 | 0 | 0 | 2.6821 | 0 | 18.0996 | 0 | 0 | 0 | 0 | 0 | 0 | 0 | 0 | 0 | 0 | 0 | 0 | 0 | 0.45131 | 0 | 0.71279 | 0.13595 | 0 | 0 | 0.315 | 0.69379 | 0 | 0 | 0 | 0 | 2.3088 | 0 | 0 | 0 | 0 | 0 | 0 | 0 | 0 | 0 | 0 | 0 | 0 | 0
10 | 17 | 11 | 3 | 1.7931 | 0 | 13.5789 | 0 | 0 | 0 | 0.0012057 | 0.048778 | 0 | 0 | 3.1223 | 0 | 18.5443 | 0 | 0 | 0 | 0 | 0 | 0 | 0 | 0 | 0 | 0 | 0 | 0 | 0 | 0.45131 | 0 | 0.54519 | 0.13022 | 0 | 0 | 0.3675 | 0.69462 | 0 | 0 | 0 | 0 | 2.1888 | 0 | 0 | 0 | 0 | 0 | 0 | 0 | 0 | 0 | 0 | 0 | 0 | 0
10 | 17 | 12 | 3 | 1.7931 | 0 | 8.6313 | 0 | 0 | 0 | 0.0012057 | 0.042666 | 0 | 0 | 3.5625 | 0 | 14.0309 | 0 | 0 | 0 | 0 | 0 | 0 | 0 | 0 | 0 | 0 | 0 | 0 | 0 | 0.45131 | 0 | 0.54519 | 0.13296 | 0 | 0 | 0.42 | 0.69491 | 0 | 0 | 0 | 0 | 2.2444 | 0 | 0 | 0 | 0 | 0 | 0 | 0 | 0 | 0 | 0 | 0 | 0 | 0
10 | 17 | 13 | 3 | 1.7931 | 0 | 13.5789 | 0 | 0 | 0 | 0.0012057 | 0.04 | 0 | 0 | 3.1223 | 0 | 18.5355 | 0 | 0 | 0 | 0 | 0 | 0 | 0 | 0 | 0 | 0 | 0 | 0 | 0 | 0.45131 | 0 | 0.54519 | 0.081919 | 0 | 0 | 0.3675 | 0.69503 | 0 | 0 | 0 | 0 | 2.141 | 0 | 0 | 0 | 0 | 0 | 0 | 0 | 0 | 0 | 0 | 0 | 0 | 0
10 | 17 | 14 | 3 | 1.7931 | 0 | 13.5789 | 0 | 0 | 0 | 0.0012057 | 0.046196 | 0 | 0 | 3.1223 | 0 | 18.5417 | 0 | 0 | 0 | 0 | 0 | 0 | 0 | 0 | 0 | 0 | 0 | 0 | 0 | 0.45131 | 0 | 0.54519 | 0.080157 | 0 | 0 | 0.3675 | 0.6947 | 0 | 0 | 0 | 0 | 2.1389 | 0 | 0 | 0 | 0 | 0 | 0 | 0 | 0 | 0 | 0 | 0 | 0 | 0
10 | 17 | 15 | 3 | 1.7931 | 0 | 13.5789 | 0 | 0 | 0 | 0.0012057 | 0.040694 | 0 | 0 | 2.6821 | 0 | 18.096 | 0 | 0 | 0 | 0 | 0 | 0 | 0 | 0 | 0 | 0 | 0 | 0 | 0 | 0.45131 | 0 | 0.54519 | 0.086705 | 0.0018494 | 0 | 0.315 | 0.69541 | 0 | 0 | 0 | 0 | 2.0955 | 0 | 0 | 0 | 0 | 0 | 0 | 0 | 0 | 0 | 0 | 0 | 0 | 0
10 | 17 | 16 | 3 | 1.7931 | 0 | 13.5789 | 0 | 0 | 0 | 0.0012057 | 0.040163 | 0 | 0 | 2.6821 | 0 | 18.0955 | 0 | 0 | 0 | 0 | 0 | 0 | 0 | 0 | 0 | 0 | 0 | 0 | 0 | 0.45131 | 0 | 0.54519 | 0.13502 | 0 | 0 | 0.315 | 0.69572 | 0 | 0 | 0 | 0 | 2.1422 | 0 | 0 | 0 | 0 | 0 | 0 | 0 | 0 | 0 | 0 | 0 | 0 | 0
10 | 17 | 17 | 3 | 1.7931 | 0 | 13.5789 | 0 | 0 | 0 | 0.0012057 | 0.041699 | 0 | 0 | 3.9584 | 0 | 19.3733 | 0 | 0 | 0 | 0 | 0 | 0 | 0 | 0 | 0 | 0 | 0 | 0 | 0 | 0.45131 | 0 | 0.54519 | 0.14233 | 0 | 0 | 0.525 | 0.69539 | 0 | 0 | 0 | 0 | 2.3592 | 0 | 0 | 0 | 0 | 0 | 0 | 0 | 0 | 0 | 0 | 0 | 0 | 0
10 | 17 | 18 | 3 | 1.7931 | 0 | 9.8682 | 0 | 0 | 0 | 0.0012057 | 0.048417 | 0 | 0 | 3.9584 | 0 | 15.6694 | 0 | 0 | 0 | 0 | 0 | 0 | 0 | 0 | 0 | 0 | 0 | 0 | 0 | 0.45131 | 0 | 0.54519 | 0.17031 | 0 | 0 | 0.525 | 0.69593 | 0 | 0 | 0 | 0 | 2.3877 | 0 | 0 | 0 | 0 | 0 | 0 | 0 | 0 | 0 | 0 | 0 | 0 | 0
10 | 17 | 19 | 3 | 1.7931 | 0 | 2.4469 | 0 | 0 | 0 | 0.0012057 | 0.096347 | 0 | 0 | 4.5147 | 0 | 8.8523 | 0 | 0 | 0 | 0 | 0 | 0 | 0 | 0 | 0 | 0 | 0 | 0 | 0 | 0.45131 | 0 | 0.88038 | 0.61762 | 0 | 0 | 0.42 | 0.696 | 0 | 0 | 0 | 0 | 3.0653 | 0 | 0 | 0 | 0 | 0 | 0 | 0 | 0 | 0 | 0 | 0 | 0 | 0
10 | 17 | 20 | 3 | 1.7931 | 0 | 2.4469 | 0 | 0 | 0 | 0.0012057 | 0.12396 | 0 | 0 | 3.1223 | 0 | 7.4875 | 0 | 0 | 0 | 0 | 0 | 0 | 0 | 0 | 0 | 0 | 0 | 0 | 0 | 0.45131 | 0 | 1.1038 | 0.77015 | 0 | 0 | 0.3675 | 0.69464 | 0 | 0 | 0 | 0 | 3.3874 | 0 | 0 | 0 | 0 | 0 | 0 | 0 | 0 | 0 | 0 | 0 | 0 | 0
10 | 17 | 21 | 3 | 1.7931 | 0 | 2.4469 | 0 | 0 | 0 | 0.0012057 | 0.16647 | 0 | 0 | 3.9584 | 0 | 8.3661 | 0 | 0 | 0 | 0 | 0 | 0 | 0 | 0 | 0 | 0 | 0 | 0 | 0 | 0.45131 | 0 | 1.2156 | 1.1652 | 0 | 0 | 0.4725 | 0.69417 | 0 | 0 | 0 | 0 | 3.9987 | 0 | 0 | 0 | 0 | 0 | 0 | 0 | 0 | 0 | 0 | 0 | 0 | 0
10 | 17 | 22 | 3 | 1.7931 | 0 | 2.4469 | 0 | 0 | 0 | 0.0012057 | 0.2243 | 0 | 0 | 2.7259 | 0 | 7.1914 | 0 | 0 | 0 | 0 | 0 | 0 | 0 | 0 | 0 | 0 | 0 | 0 | 0 | 0.45131 | 0 | 1.1038 | 1.5351 | 0 | 0 | 0.315 | 0.69502 | 0 | 0 | 0 | 0 | 4.1002 | 0 | 0 | 0 | 0 | 0 | 0 | 0 | 0 | 0 | 0 | 0 | 0 | 0
10 | 17 | 23 | 3 | 1.7931 | 0 | 2.4469 | 0 | 0 | 0 | 0.0012057 | 0.045741 | 0 | 0 | 0.48095 | 0 | 4.7679 | 0 | 0 | 0 | 0 | 0 | 0 | 0 | 0 | 0 | 0 | 0 | 0 | 0 | 0.45131 | 0 | 0.88038 | 0.18516 | 0 | 0 | 0.0525 | 0.69591 | 0 | 0 | 0 | 0 | 2.2653 | 0 | 0 | 0 | 0 | 0 | 0 | 0 | 0 | 0 | 0 | 0 | 0 | 0
10 | 17 | 24 | 3 | 1.7931 | 0 | 2.4469 | 0 | 0 | 0 | 0.0012057 | 0.058327 | 0 | 0 | 0.48096 | 0 | 4.7805 | 0 | 0 | 0 | 0 | 0 | 0 | 0 | 0 | 0 | 0 | 0 | 0 | 0 | 0.45131 | 0 | 0.54519 | 0.69283 | 0 | 0 | 0.0525 | 0.70593 | 0 | 0 | 0 | 0 | 2.4478 | 0 | 0 | 0 | 0 | 0 | 0 | 0 | 0 | 0 | 0 | 0 | 0 | 0
10 | 18 | 1 | 4 | 1.7931 | 0 | 2.4469 | 0 | 0 | 0 | 0.0012057 | 0.090937 | 0 | 0 | 0.48101 | 0 | 4.8132 | 0 | 0 | 0 | 0 | 0 | 0 | 0 | 0 | 0 | 0 | 0 | 0 | 0 | 0.45131 | 0 | 0.32173 | 1.3318 | 0 | 0 | 0.0525 | 0.71288 | 0 | 0 | 0 | 0 | 2.8702 | 0 | 0 | 0 | 0 | 0 | 0 | 0 | 0 | 0 | 0 | 0 | 0 | 0
10 | 18 | 2 | 4 | 1.7931 | 0 | 2.4469 | 0 | 0 | 0 | 0.0012057 | 0.13334 | 0 | 0 | 0.48103 | 0 | 4.8556 | 0 | 0 | 0 | 0 | 0 | 0 | 0 | 0 | 0 | 0 | 0 | 0 | 0 | 0.45131 | 0 | 0.32173 | 1.7026 | 0 | 0 | 0.0525 | 0.7189 | 0 | 0 | 0 | 0 | 3.2471 | 0 | 0 | 0 | 0 | 0 | 0 | 0 | 0 | 0 | 0 | 0 | 0 | 0
10 | 18 | 3 | 4 | 1.7931 | 0 | 2.4469 | 0 | 0 | 0 | 0.0012057 | 0.18268 | 0 | 0 | 0.48104 | 0 | 4.905 | 0 | 0 | 0 | 0 | 0 | 0 | 0 | 0 | 0 | 0 | 0 | 0 | 0 | 0.45131 | 0 | 0.32173 | 2.1392 | 0 | 0 | 0.0525 | 0.72464 | 0 | 0 | 0 | 0 | 3.6893 | 0 | 0 | 0 | 0 | 0 | 0 | 0 | 0 | 0 | 0 | 0 | 0 | 0
10 | 18 | 4 | 4 | 1.7931 | 0 | 2.4469 | 0 | 0 | 0 | 0.0012057 | 0.20043 | 0 | 0 | 0.48105 | 0 | 4.9227 | 0 | 0 | 0 | 0 | 0 | 0 | 0 | 0 | 0 | 0 | 0 | 0 | 0 | 0.45131 | 0 | 0.32173 | 2.2008 | 0 | 0 | 0.0525 | 0.72443 | 0 | 0 | 0 | 0 | 3.7508 | 0 | 0 | 0 | 0 | 0 | 0 | 0 | 0 | 0 | 0 | 0 | 0 | 0
10 | 18 | 5 | 4 | 1.7931 | 0 | 2.4469 | 0 | 0 | 0 | 0.0012057 | 0.22181 | 0 | 0 | 0.48104 | 0 | 4.9441 | 0 | 0 | 0 | 0 | 0 | 0 | 0 | 0 | 0 | 0 | 0 | 0 | 0 | 0.45131 | 0 | 0.32173 | 2.4466 | 0 | 0 | 0.0525 | 0.72542 | 0 | 0 | 0 | 0 | 3.9975 | 0 | 0 | 0 | 0 | 0 | 0 | 0 | 0 | 0 | 0 | 0 | 0 | 0
10 | 18 | 6 | 4 | 1.7931 | 0 | 2.4469 | 0 | 0 | 0 | 0.0012057 | 0.31615 | 0 | 0 | 2.6822 | 0 | 7.2396 | 0 | 0 | 0 | 0 | 0 | 0 | 0 | 0 | 0 | 0 | 0 | 0 | 0 | 0.45131 | 0 | 0.54519 | 3.2235 | 0 | 0 | 0.315 | 0.73265 | 0 | 0 | 0 | 0 | 5.2676 | 0 | 0 | 0 | 0 | 0 | 0 | 0 | 0 | 0 | 0 | 0 | 0 | 0
10 | 18 | 7 | 4 | 1.7931 | 0 | 2.4469 | 0 | 0 | 0 | 0.0012057 | 0.8009 | 0 | 0 | 3.9585 | 0 | 9.0006 | 0 | 0 | 0 | 0 | 0 | 0 | 0 | 0 | 0 | 0 | 0 | 0 | 0 | 0.45131 | 0 | 0.71279 | 5.5828 | 0 | 0 | 0.525 | 0.72551 | 0 | 0 | 0 | 0 | 7.9974 | 0 | 0 | 0 | 0 | 0 | 0 | 0 | 0 | 0 | 0 | 0 | 0 | 0
10 | 18 | 8 | 4 | 1.7931 | 0 | 13.5789 | 0 | 0 | 0 | 0.0012057 | 0.48181 | 0 | 0 | 4.0416 | 0 | 19.8966 | 0 | 0 | 0 | 0 | 0 | 0 | 0 | 0 | 0 | 0 | 0 | 0 | 0 | 0.45131 | 0 | 0.71279 | 3.6252 | 0 | 0 | 0.42 | 0.71771 | 0 | 0 | 0 | 0 | 5.927 | 0 | 0 | 0 | 0 | 0 | 0 | 0 | 0 | 0 | 0 | 0 | 0 | 0
10 | 18 | 9 | 4 | 1.7931 | 0 | 13.5789 | 0 | 0 | 0 | 0.0012057 | 0.36829 | 0 | 0 | 2.6822 | 0 | 18.4237 | 0 | 0 | 0 | 0 | 0 | 0 | 0 | 0 | 0 | 0 | 0 | 0 | 0 | 0.45131 | 0 | 0.71279 | 2.7033 | 0 | 0 | 0.315 | 0.71815 | 0 | 0 | 0 | 0 | 4.9006 | 0 | 0 | 0 | 0 | 0 | 0 | 0 | 0 | 0 | 0 | 0 | 0 | 0
10 | 18 | 10 | 4 | 1.7931 | 0 | 13.5789 | 0 | 0 | 0 | 0.0012057 | 0.30301 | 0 | 0 | 2.6822 | 0 | 18.3584 | 0 | 0 | 0 | 0 | 0 | 0 | 0 | 0 | 0 | 0 | 0 | 0 | 0 | 0.45131 | 0 | 0.71279 | 2.2397 | 0 | 0 | 0.315 | 0.71516 | 0 | 0 | 0 | 0 | 4.4339 | 0 | 0 | 0 | 0 | 0 | 0 | 0 | 0 | 0 | 0 | 0 | 0 | 0
10 | 18 | 11 | 4 | 1.7931 | 0 | 13.5789 | 0 | 0 | 0 | 0.0012057 | 0.22074 | 0 | 0 | 3.1224 | 0 | 18.7164 | 0 | 0 | 0 | 0 | 0 | 0 | 0 | 0 | 0 | 0 | 0 | 0 | 0 | 0.45131 | 0 | 0.54519 | 1.6847 | 0 | 0 | 0.3675 | 0.70742 | 0 | 0 | 0 | 0 | 3.7561 | 0 | 0 | 0 | 0 | 0 | 0 | 0 | 0 | 0 | 0 | 0 | 0 | 0
10 | 18 | 12 | 4 | 1.7931 | 0 | 8.6313 | 0 | 0 | 0 | 0.0012057 | 0.12979 | 0 | 0 | 3.5626 | 0 | 14.1181 | 0 | 0 | 0 | 0 | 0 | 0 | 0 | 0 | 0 | 0 | 0 | 0 | 0 | 0.45131 | 0 | 0.54519 | 1.1762 | 0 | 0 | 0.42 | 0.70376 | 0 | 0 | 0 | 0 | 3.2965 | 0 | 0 | 0 | 0 | 0 | 0 | 0 | 0 | 0 | 0 | 0 | 0 | 0
10 | 18 | 13 | 4 | 1.7931 | 0 | 13.5789 | 0 | 0 | 0 | 0.0012057 | 0.067573 | 0 | 0 | 3.1224 | 0 | 18.5632 | 0 | 0 | 0 | 0 | 0 | 0 | 0 | 0 | 0 | 0 | 0 | 0 | 0 | 0.45131 | 0 | 0.54519 | 0.55942 | 0 | 0 | 0.3675 | 0.70463 | 0 | 0 | 0 | 0 | 2.628 | 0 | 0 | 0 | 0 | 0 | 0 | 0 | 0 | 0 | 0 | 0 | 0 | 0
10 | 18 | 14 | 4 | 1.7931 | 0 | 13.5789 | 0 | 0 | 0 | 0.0012057 | 0.045448 | 0 | 0 | 3.1224 | 0 | 18.5411 | 0 | 0 | 0 | 0 | 0 | 0 | 0 | 0 | 0 | 0 | 0 | 0 | 0 | 0.45131 | 0 | 0.54519 | 0.33129 | 0.010365 | 0 | 0.3675 | 0.70591 | 0 | 0 | 0 | 0 | 2.4116 | 0 | 0 | 0 | 0 | 0 | 0 | 0 | 0 | 0 | 0 | 0 | 0 | 0
10 | 18 | 15 | 4 | 1.7931 | 0 | 13.5789 | 0 | 0 | 0 | 0.0012057 | 0.052443 | 0 | 0 | 2.6822 | 0 | 18.1078 | 0 | 0 | 0 | 0 | 0 | 0 | 0 | 0 | 0 | 0 | 0 | 0 | 0 | 0.45131 | 0 | 0.54519 | 0.37027 | 0.014759 | 0 | 0.315 | 0.70484 | 0 | 0 | 0 | 0 | 2.4014 | 0 | 0 | 0 | 0 | 0 | 0 | 0 | 0 | 0 | 0 | 0 | 0 | 0
10 | 18 | 16 | 4 | 1.7931 | 0 | 13.5789 | 0 | 0 | 0 | 0.0012057 | 0.065449 | 0 | 0 | 2.6822 | 0 | 18.1208 | 0 | 0 | 0 | 0 | 0 | 0 | 0 | 0 | 0 | 0 | 0 | 0 | 0 | 0.45131 | 0 | 0.54519 | 0.5656 | 0.010113 | 0 | 0.315 | 0.70483 | 0 | 0 | 0 | 0 | 2.592 | 0 | 0 | 0 | 0 | 0 | 0 | 0 | 0 | 0 | 0 | 0 | 0 | 0
10 | 18 | 17 | 4 | 1.7931 | 0 | 13.5789 | 0 | 0 | 0 | 0.0012057 | 0.074081 | 0 | 0 | 3.9585 | 0 | 19.4058 | 0 | 0 | 0 | 0 | 0 | 0 | 0 | 0 | 0 | 0 | 0 | 0 | 0 | 0.45131 | 0 | 0.54519 | 0.5963 | 0 | 0 | 0.525 | 0.70352 | 0 | 0 | 0 | 0 | 2.8213 | 0 | 0 | 0 | 0 | 0 | 0 | 0 | 0 | 0 | 0 | 0 | 0 | 0
10 | 18 | 18 | 4 | 1.7931 | 0 | 9.8682 | 0 | 0 | 0 | 0.0012057 | 0.10665 | 0 | 0 | 3.9585 | 0 | 15.7277 | 0 | 0 | 0 | 0 | 0 | 0 | 0 | 0 | 0 | 0 | 0 | 0 | 0 | 0.45131 | 0 | 0.54519 | 0.8332 | 0 | 0 | 0.525 | 0.70656 | 0 | 0 | 0 | 0 | 3.0613 | 0 | 0 | 0 | 0 | 0 | 0 | 0 | 0 | 0 | 0 | 0 | 0 | 0
10 | 18 | 19 | 4 | 1.7931 | 0 | 2.4469 | 0 | 0 | 0 | 0.0012057 | 0.20012 | 0 | 0 | 4.5149 | 0 | 8.9562 | 0 | 0 | 0 | 0 | 0 | 0 | 0 | 0 | 0 | 0 | 0 | 0 | 0 | 0.45131 | 0 | 0.88038 | 1.2355 | 0 | 0 | 0.42 | 0.70303 | 0 | 0 | 0 | 0 | 3.6902 | 0 | 0 | 0 | 0 | 0 | 0 | 0 | 0 | 0 | 0 | 0 | 0 | 0
10 | 18 | 20 | 4 | 1.7931 | 0 | 2.4469 | 0 | 0 | 0 | 0.0012057 | 0.2296 | 0 | 0 | 3.1224 | 0 | 7.5932 | 0 | 0 | 0 | 0 | 0 | 0 | 0 | 0 | 0 | 0 | 0 | 0 | 0 | 0.45131 | 0 | 1.1038 | 1.5235 | 0 | 0 | 0.3675 | 0.69832 | 0 | 0 | 0 | 0 | 4.1445 | 0 | 0 | 0 | 0 | 0 | 0 | 0 | 0 | 0 | 0 | 0 | 0 | 0
10 | 18 | 21 | 4 | 1.7931 | 0 | 2.4469 | 0 | 0 | 0 | 0.0012057 | 0.25588 | 0 | 0 | 3.9584 | 0 | 8.4555 | 0 | 0 | 0 | 0 | 0 | 0 | 0 | 0 | 0 | 0 | 0 | 0 | 0 | 0.45131 | 0 | 1.2156 | 1.5506 | 0 | 0 | 0.4725 | 0.69619 | 0 | 0 | 0 | 0 | 4.3861 | 0 | 0 | 0 | 0 | 0 | 0 | 0 | 0 | 0 | 0 | 0 | 0 | 0
10 | 18 | 22 | 4 | 1.7931 | 0 | 2.4469 | 0 | 0 | 0 | 0.0012057 | 0.29151 | 0 | 0 | 2.726 | 0 | 7.2587 | 0 | 0 | 0 | 0 | 0 | 0 | 0 | 0 | 0 | 0 | 0 | 0 | 0 | 0.45131 | 0 | 1.1038 | 1.8319 | 0 | 0 | 0.315 | 0.69905 | 0 | 0 | 0 | 0 | 4.4011 | 0 | 0 | 0 | 0 | 0 | 0 | 0 | 0 | 0 | 0 | 0 | 0 | 0
10 | 18 | 23 | 4 | 1.7931 | 0 | 2.4469 | 0 | 0 | 0 | 0.0012057 | 0.047782 | 0 | 0 | 0.48098 | 0 | 4.77 | 0 | 0 | 0 | 0 | 0 | 0 | 0 | 0 | 0 | 0 | 0 | 0 | 0 | 0.45131 | 0 | 0.88038 | 0.39892 | 0 | 0 | 0.0525 | 0.70476 | 0 | 0 | 0 | 0 | 2.4879 | 0 | 0 | 0 | 0 | 0 | 0 | 0 | 0 | 0 | 0 | 0 | 0 | 0
10 | 18 | 24 | 4 | 1.7931 | 0 | 2.4469 | 0 | 0 | 0 | 0.0012057 | 0.08008 | 0 | 0 | 0.48101 | 0 | 4.8023 | 0 | 0 | 0 | 0 | 0 | 0 | 0 | 0 | 0 | 0 | 0 | 0 | 0 | 0.45131 | 0 | 0.54519 | 1.0733 | 0 | 0 | 0.0525 | 0.71487 | 0 | 0 | 0 | 0 | 2.8372 | 0 | 0 | 0 | 0 | 0 | 0 | 0 | 0 | 0 | 0 | 0 | 0 | 0
10 | 19 | 1 | 5 | 1.7931 | 0 | 2.4469 | 0 | 0 | 0 | 0.0012057 | 0.10312 | 0 | 0 | 0.48105 | 0 | 4.8254 | 0 | 0 | 0 | 0 | 0 | 0 | 0 | 0 | 0 | 0 | 0 | 0 | 0 | 0.45131 | 0 | 0.32173 | 1.4201 | 0 | 0 | 0.0525 | 0.71787 | 0 | 0 | 0 | 0 | 2.9635 | 0 | 0 | 0 | 0 | 0 | 0 | 0 | 0 | 0 | 0 | 0 | 0 | 0
10 | 19 | 2 | 5 | 1.7931 | 0 | 2.4469 | 0 | 0 | 0 | 0.0012057 | 0.16262 | 0 | 0 | 0.48106 | 0 | 4.8849 | 0 | 0 | 0 | 0 | 0 | 0 | 0 | 0 | 0 | 0 | 0 | 0 | 0 | 0.45131 | 0 | 0.32173 | 2.0254 | 0 | 0 | 0.0525 | 0.72631 | 0 | 0 | 0 | 0 | 3.5773 | 0 | 0 | 0 | 0 | 0 | 0 | 0 | 0 | 0 | 0 | 0 | 0 | 0
10 | 19 | 3 | 5 | 1.7931 | 0 | 2.4469 | 0 | 0 | 0 | 0.0012057 | 0.18978 | 0 | 0 | 0.48108 | 0 | 4.9121 | 0 | 0 | 0 | 0 | 0 | 0 | 0 | 0 | 0 | 0 | 0 | 0 | 0 | 0.45131 | 0 | 0.32173 | 2.14 | 0 | 0 | 0.0525 | 0.72863 | 0 | 0 | 0 | 0 | 3.6942 | 0 | 0 | 0 | 0 | 0 | 0 | 0 | 0 | 0 | 0 | 0 | 0 | 0
10 | 19 | 4 | 5 | 1.7931 | 0 | 2.4469 | 0 | 0 | 0 | 0.0012057 | 0.22598 | 0 | 0 | 0.48108 | 0 | 4.9483 | 0 | 0 | 0 | 0 | 0 | 0 | 0 | 0 | 0 | 0 | 0 | 0 | 0 | 0.45131 | 0 | 0.32173 | 2.3891 | 0 | 0 | 0.0525 | 0.73404 | 0 | 0 | 0 | 0 | 3.9486 | 0 | 0 | 0 | 0 | 0 | 0 | 0 | 0 | 0 | 0 | 0 | 0 | 0
10 | 19 | 5 | 5 | 1.7931 | 0 | 2.4469 | 0 | 0 | 0 | 0.0012057 | 0.24166 | 0 | 0 | 0.48109 | 0 | 4.964 | 0 | 0 | 0 | 0 | 0 | 0 | 0 | 0 | 0 | 0 | 0 | 0 | 0 | 0.45131 | 0 | 0.32173 | 2.4364 | 0 | 0 | 0.0525 | 0.73516 | 0 | 0 | 0 | 0 | 3.9971 | 0 | 0 | 0 | 0 | 0 | 0 | 0 | 0 | 0 | 0 | 0 | 0 | 0
10 | 19 | 6 | 5 | 1.7931 | 0 | 2.4469 | 0 | 0 | 0 | 0.0012057 | 0.27618 | 0 | 0 | 2.6822 | 0 | 7.1996 | 0 | 0 | 0 | 0 | 0 | 0 | 0 | 0 | 0 | 0 | 0 | 0 | 0 | 0.45131 | 0 | 0.54519 | 2.7133 | 0 | 0 | 0.315 | 0.7332 | 0 | 0 | 0 | 0 | 4.758 | 0 | 0 | 0 | 0 | 0 | 0 | 0 | 0 | 0 | 0 | 0 | 0 | 0
10 | 19 | 7 | 5 | 1.7931 | 0 | 2.4469 | 0 | 0 | 0 | 0.0012057 | 0.76646 | 0 | 0 | 3.9585 | 0 | 8.9662 | 0 | 0 | 0 | 0 | 0 | 0 | 0 | 0 | 0 | 0 | 0 | 0 | 0 | 0.45131 | 0 | 0.71279 | 4.9433 | 0 | 0 | 0.525 | 0.7298 | 0 | 0 | 0 | 0 | 7.3622 | 0 | 0 | 0 | 0 | 0 | 0 | 0 | 0 | 0 | 0 | 0 | 0 | 0
10 | 19 | 8 | 5 | 1.7931 | 0 | 13.5789 | 0 | 0 | 0 | 0.0012057 | 0.45556 | 0 | 0 | 4.0416 | 0 | 19.8704 | 0 | 0 | 0 | 0 | 0 | 0 | 0 | 0 | 0 | 0 | 0 | 0 | 0 | 0.45131 | 0 | 0.71279 | 3.1315 | 0 | 0 | 0.42 | 0.72335 | 0 | 0 | 0 | 0 | 5.439 | 0 | 0 | 0 | 0 | 0 | 0 | 0 | 0 | 0 | 0 | 0 | 0 | 0
10 | 19 | 9 | 5 | 1.7931 | 0 | 13.5789 | 0 | 0 | 0 | 0.0012057 | 0.30882 | 0 | 0 | 2.6822 | 0 | 18.3642 | 0 | 0 | 0 | 0 | 0 | 0 | 0 | 0 | 0 | 0 | 0 | 0 | 0 | 0.45131 | 0 | 0.71279 | 1.9666 | 0 | 0 | 0.315 | 0.71358 | 0 | 0 | 0 | 0 | 4.1593 | 0 | 0 | 0 | 0 | 0 | 0 | 0 | 0 | 0 | 0 | 0 | 0 | 0
10 | 19 | 10 | 5 | 1.7931 | 0 | 13.5789 | 0 | 0 | 0 | 0.0012057 | 0.23682 | 0 | 0 | 2.6822 | 0 | 18.2922 | 0 | 0 | 0 | 0 | 0 | 0 | 0 | 0 | 0 | 0 | 0 | 0 | 0 | 0.45131 | 0 | 0.71279 | 1.5683 | 0 | 0 | 0.315 | 0.71291 | 0 | 0 | 0 | 0 | 3.7603 | 0 | 0 | 0 | 0 | 0 | 0 | 0 | 0 | 0 | 0 | 0 | 0 | 0
10 | 19 | 11 | 5 | 1.7931 | 0 | 13.5789 | 0 | 0 | 0 | 0.0012057 | 0.16576 | 0 | 0 | 3.1224 | 0 | 18.6614 | 0 | 0 | 0 | 0 | 0 | 0 | 0 | 0 | 0 | 0 | 0 | 0 | 0 | 0.45131 | 0 | 0.54519 | 1.2048 | 0 | 0 | 0.3675 | 0.7136 | 0 | 0 | 0 | 0 | 3.2825 | 0 | 0 | 0 | 0 | 0 | 0 | 0 | 0 | 0 | 0 | 0 | 0 | 0
10 | 19 | 12 | 5 | 1.7931 | 0 | 8.6313 | 0 | 0 | 0 | 0.0012057 | 0.10106 | 0 | 0 | 3.5627 | 0 | 14.0894 | 0 | 0 | 0 | 0 | 0 | 0 | 0 | 0 | 0 | 0 | 0 | 0 | 0 | 0.45131 | 0 | 0.54519 | 0.79197 | 0 | 0 | 0.42 | 0.71058 | 0 | 0 | 0 | 0 | 2.919 | 0 | 0 | 0 | 0 | 0 | 0 | 0 | 0 | 0 | 0 | 0 | 0 | 0
10 | 19 | 13 | 5 | 1.7931 | 0 | 13.5789 | 0 | 0 | 0 | 0.0012057 | 0.060087 | 0 | 0 | 3.1224 | 0 | 18.5557 | 0 | 0 | 0 | 0 | 0 | 0 | 0 | 0 | 0 | 0 | 0 | 0 | 0 | 0.45131 | 0 | 0.54519 | 0.3975 | 0 | 0 | 0.3675 | 0.71196 | 0 | 0 | 0 | 0 | 2.4735 | 0 | 0 | 0 | 0 | 0 | 0 | 0 | 0 | 0 | 0 | 0 | 0 | 0
10 | 19 | 14 | 5 | 1.7931 | 0 | 13.5789 | 0 | 0 | 0 | 0.0012057 | 0.051023 | 0 | 0 | 3.1225 | 0 | 18.5467 | 0 | 0 | 0 | 0 | 0 | 0 | 0 | 0 | 0 | 0 | 0 | 0 | 0 | 0.45131 | 0 | 0.54519 | 0.29616 | 0.026998 | 0 | 0.3675 | 0.71205 | 0 | 0 | 0 | 0 | 2.3992 | 0 | 0 | 0 | 0 | 0 | 0 | 0 | 0 | 0 | 0 | 0 | 0 | 0
10 | 19 | 15 | 5 | 1.7931 | 0 | 13.5789 | 0 | 0 | 0 | 0.0012057 | 0.05788 | 0 | 0 | 2.6822 | 0 | 18.1133 | 0 | 0 | 0 | 0 | 0 | 0 | 0 | 0 | 0 | 0 | 0 | 0 | 0 | 0.45131 | 0 | 0.54519 | 0.36838 | 0.026264 | 0 | 0.315 | 0.71443 | 0 | 0 | 0 | 0 | 2.4206 | 0 | 0 | 0 | 0 | 0 | 0 | 0 | 0 | 0 | 0 | 0 | 0 | 0
10 | 19 | 16 | 5 | 1.7931 | 0 | 13.5789 | 0 | 0 | 0 | 0.0012057 | 0.06994 | 0 | 0 | 2.6822 | 0 | 18.1254 | 0 | 0 | 0 | 0 | 0 | 0 | 0 | 0 | 0 | 0 | 0 | 0 | 0 | 0.45131 | 0 | 0.54519 | 0.56134 | 0.01614 | 0 | 0.315 | 0.71576 | 0 | 0 | 0 | 0 | 2.6048 | 0 | 0 | 0 | 0 | 0 | 0 | 0 | 0 | 0 | 0 | 0 | 0 | 0
10 | 19 | 17 | 5 | 1.7931 | 0 | 13.5789 | 0 | 0 | 0 | 0.0012057 | 0.083033 | 0 | 0 | 3.9585 | 0 | 19.4147 | 0 | 0 | 0 | 0 | 0 | 0 | 0 | 0 | 0 | 0 | 0 | 0 | 0 | 0.45131 | 0 | 0.54519 | 0.63875 | 0 | 0 | 0.525 | 0.71632 | 0 | 0 | 0 | 0 | 2.8766 | 0 | 0 | 0 | 0 | 0 | 0 | 0 | 0 | 0 | 0 | 0 | 0 | 0
10 | 19 | 18 | 5 | 1.7931 | 0 | 9.8682 | 0 | 0 | 0 | 0.0012057 | 0.10954 | 0 | 0 | 3.9585 | 0 | 15.7306 | 0 | 0 | 0 | 0 | 0 | 0 | 0 | 0 | 0 | 0 | 0 | 0 | 0 | 0.45131 | 0 | 0.54519 | 0.71822 | 0 | 0 | 0.525 | 0.7175 | 0 | 0 | 0 | 0 | 2.9572 | 0 | 0 | 0 | 0 | 0 | 0 | 0 | 0 | 0 | 0 | 0 | 0 | 0
10 | 19 | 19 | 5 | 1.7931 | 0 | 2.4469 | 0 | 0 | 0 | 0.0012057 | 0.1915 | 0 | 0 | 4.515 | 0 | 8.9477 | 0 | 0 | 0 | 0 | 0 | 0 | 0 | 0 | 0 | 0 | 0 | 0 | 0 | 0.45131 | 0 | 0.88038 | 1.1311 | 0 | 0 | 0.42 | 0.71326 | 0 | 0 | 0 | 0 | 3.596 | 0 | 0 | 0 | 0 | 0 | 0 | 0 | 0 | 0 | 0 | 0 | 0 | 0
10 | 19 | 20 | 5 | 1.7931 | 0 | 2.4469 | 0 | 0 | 0 | 0.0012057 | 0.22801 | 0 | 0 | 3.1224 | 0 | 7.5917 | 0 | 0 | 0 | 0 | 0 | 0 | 0 | 0 | 0 | 0 | 0 | 0 | 0 | 0.45131 | 0 | 1.1038 | 1.3334 | 0 | 0 | 0.3675 | 0.71063 | 0 | 0 | 0 | 0 | 3.9666 | 0 | 0 | 0 | 0 | 0 | 0 | 0 | 0 | 0 | 0 | 0 | 0 | 0
10 | 19 | 21 | 5 | 1.7931 | 0 | 2.4469 | 0 | 0 | 0 | 0.0012057 | 0.26371 | 0 | 0 | 3.9585 | 0 | 8.4634 | 0 | 0 | 0 | 0 | 0 | 0 | 0 | 0 | 0 | 0 | 0 | 0 | 0 | 0.45131 | 0 | 1.2156 | 1.5665 | 0 | 0 | 0.4725 | 0.70847 | 0 | 0 | 0 | 0 | 4.4143 | 0 | 0 | 0 | 0 | 0 | 0 | 0 | 0 | 0 | 0 | 0 | 0 | 0
10 | 19 | 22 | 5 | 1.7931 | 0 | 2.4469 | 0 | 0 | 0 | 0.0012057 | 0.26839 | 0 | 0 | 2.7261 | 0 | 7.2357 | 0 | 0 | 0 | 0 | 0 | 0 | 0 | 0 | 0 | 0 | 0 | 0 | 0 | 0.45131 | 0 | 1.1038 | 1.5832 | 0 | 0 | 0.315 | 0.70825 | 0 | 0 | 0 | 0 | 4.1616 | 0 | 0 | 0 | 0 | 0 | 0 | 0 | 0 | 0 | 0 | 0 | 0 | 0
10 | 19 | 23 | 5 | 1.7931 | 0 | 2.4469 | 0 | 0 | 0 | 0.0012057 | 0.049355 | 0 | 0 | 0.48104 | 0 | 4.7716 | 0 | 0 | 0 | 0 | 0 | 0 | 0 | 0 | 0 | 0 | 0 | 0 | 0 | 0.45131 | 0 | 0.88038 | 0.45773 | 0 | 0 | 0.0525 | 0.71452 | 0 | 0 | 0 | 0 | 2.5564 | 0 | 0 | 0 | 0 | 0 | 0 | 0 | 0 | 0 | 0 | 0 | 0 | 0
10 | 19 | 24 | 5 | 1.7931 | 0 | 2.4469 | 0 | 0 | 0 | 0.0012057 | 0.060314 | 0 | 0 | 0.48106 | 0 | 4.7826 | 0 | 0 | 0 | 0 | 0 | 0 | 0 | 0 | 0 | 0 | 0 | 0 | 0 | 0.45131 | 0 | 0.54519 | 0.71927 | 0 | 0 | 0.0525 | 0.72065 | 0 | 0 | 0 | 0 | 2.4889 | 0 | 0 | 0 | 0 | 0 | 0 | 0 | 0 | 0 | 0 | 0 | 0 | 0
10 | 20 | 1 | 6 | 1.7931 | 0 | 2.4469 | 0 | 0 | 0 | 0.0012057 | 0.079592 | 0 | 0 | 0.48108 | 0 | 4.8019 | 0 | 0 | 0 | 0 | 0 | 0 | 0 | 0 | 0 | 0 | 0 | 0 | 0 | 0.45131 | 0 | 0.32173 | 0.95169 | 0 | 0 | 0.0525 | 0.7253 | 0 | 0 | 0 | 0 | 2.5025 | 0 | 0 | 0 | 0 | 0 | 0 | 0 | 0 | 0 | 0 | 0 | 0 | 0
10 | 20 | 2 | 6 | 1.7931 | 0 | 2.4469 | 0 | 0 | 0 | 0.0012057 | 0.099644 | 0 | 0 | 0.48111 | 0 | 4.822 | 0 | 0 | 0 | 0 | 0 | 0 | 0 | 0 | 0 | 0 | 0 | 0 | 0 | 0.45131 | 0 | 0.32173 | 1.2069 | 0 | 0 | 0.0525 | 0.72633 | 0 | 0 | 0 | 0 | 2.7588 | 0 | 0 | 0 | 0 | 0 | 0 | 0 | 0 | 0 | 0 | 0 | 0 | 0
10 | 20 | 3 | 6 | 1.7931 | 0 | 2.4469 | 0 | 0 | 0 | 0.0012057 | 0.11572 | 0 | 0 | 0.48111 | 0 | 4.8381 | 0 | 0 | 0 | 0 | 0 | 0 | 0 | 0 | 0 | 0 | 0 | 0 | 0 | 0.45131 | 0 | 0.32173 | 1.3216 | 0 | 0 | 0.0525 | 0.72587 | 0 | 0 | 0 | 0 | 2.873 | 0 | 0 | 0 | 0 | 0 | 0 | 0 | 0 | 0 | 0 | 0 | 0 | 0
10 | 20 | 4 | 6 | 1.7931 | 0 | 2.4469 | 0 | 0 | 0 | 0.0012057 | 0.12937 | 0 | 0 | 0.48111 | 0 | 4.8517 | 0 | 0 | 0 | 0 | 0 | 0 | 0 | 0 | 0 | 0 | 0 | 0 | 0 | 0.45131 | 0 | 0.32173 | 1.4665 | 0 | 0 | 0.0525 | 0.725 | 0 | 0 | 0 | 0 | 3.0171 | 0 | 0 | 0 | 0 | 0 | 0 | 0 | 0 | 0 | 0 | 0 | 0 | 0
10 | 20 | 5 | 6 | 1.7931 | 0 | 2.4469 | 0 | 0 | 0 | 0.0012057 | 0.15719 | 0 | 0 | 0.48111 | 0 | 4.8795 | 0 | 0 | 0 | 0 | 0 | 0 | 0 | 0 | 0 | 0 | 0 | 0 | 0 | 0.45131 | 0 | 0.32173 | 1.7727 | 0 | 0 | 0.0525 | 0.72837 | 0 | 0 | 0 | 0 | 3.3266 | 0 | 0 | 0 | 0 | 0 | 0 | 0 | 0 | 0 | 0 | 0 | 0 | 0
10 | 20 | 6 | 6 | 1.7931 | 0 | 2.4469 | 0 | 0 | 0 | 0.0012057 | 0.18301 | 0 | 0 | 2.6822 | 0 | 7.1065 | 0 | 0 | 0 | 0 | 0 | 0 | 0 | 0 | 0 | 0 | 0 | 0 | 0 | 0.45131 | 0 | 0.54519 | 1.8696 | 0 | 0 | 0.315 | 0.72738 | 0 | 0 | 0 | 0 | 3.9085 | 0 | 0 | 0 | 0 | 0 | 0 | 0 | 0 | 0 | 0 | 0 | 0 | 0
10 | 20 | 7 | 6 | 1.7931 | 0 | 2.4469 | 0 | 0 | 0 | 0.0012057 | 0.59652 | 0 | 0 | 3.9585 | 0 | 8.7962 | 0 | 0 | 0 | 0 | 0 | 0 | 0 | 0 | 0 | 0 | 0 | 0 | 0 | 0.45131 | 0 | 0.71279 | 3.6467 | 0 | 0 | 0.525 | 0.72273 | 0 | 0 | 0 | 0 | 6.0585 | 0 | 0 | 0 | 0 | 0 | 0 | 0 | 0 | 0 | 0 | 0 | 0 | 0
10 | 20 | 8 | 6 | 1.7931 | 0 | 13.5789 | 0 | 0 | 0 | 0.0012057 | 0.30179 | 0 | 0 | 4.0416 | 0 | 19.7166 | 0 | 0 | 0 | 0 | 0 | 0 | 0 | 0 | 0 | 0 | 0 | 0 | 0 | 0.45131 | 0 | 0.71279 | 1.8821 | 0 | 0 | 0.42 | 0.71648 | 0 | 0 | 0 | 0 | 4.1827 | 0 | 0 | 0 | 0 | 0 | 0 | 0 | 0 | 0 | 0 | 0 | 0 | 0
10 | 20 | 9 | 6 | 1.7931 | 0 | 13.5789 | 0 | 0 | 0 | 0.0012057 | 0.21424 | 0 | 0 | 2.6822 | 0 | 18.2697 | 0 | 0 | 0 | 0 | 0 | 0 | 0 | 0 | 0 | 0 | 0 | 0 | 0 | 0.45131 | 0 | 0.71279 | 1.4485 | 0 | 0 | 0.315 | 0.71463 | 0 | 0 | 0 | 0 | 3.6423 | 0 | 0 | 0 | 0 | 0 | 0 | 0 | 0 | 0 | 0 | 0 | 0 | 0
10 | 20 | 10 | 6 | 1.7931 | 0 | 13.5789 | 0 | 0 | 0 | 0.0012057 | 0.13269 | 0 | 0 | 2.6822 | 0 | 18.1881 | 0 | 0 | 0 | 0 | 0 | 0 | 0 | 0 | 0 | 0 | 0 | 0 | 0 | 0.45131 | 0 | 0.71279 | 1.0503 | 0 | 0 | 0.315 | 0.71136 | 0 | 0 | 0 | 0 | 3.2408 | 0 | 0 | 0 | 0 | 0 | 0 | 0 | 0 | 0 | 0 | 0 | 0 | 0
10 | 20 | 11 | 6 | 1.7931 | 0 | 13.5789 | 0 | 0 | 0 | 0.0012057 | 0.074229 | 0 | 0 | 3.1224 | 0 | 18.5699 | 0 | 0 | 0 | 0 | 0 | 0 | 0 | 0 | 0 | 0 | 0 | 0 | 0 | 0.45131 | 0 | 0.54519 | 0.54696 | 0 | 0 | 0.3675 | 0.71043 | 0 | 0 | 0 | 0 | 2.6214 | 0 | 0 | 0 | 0 | 0 | 0 | 0 | 0 | 0 | 0 | 0 | 0 | 0
10 | 20 | 12 | 6 | 1.7931 | 0 | 8.6313 | 0 | 0 | 0 | 0.0012057 | 0.066584 | 0 | 0 | 3.5627 | 0 | 14.0549 | 0 | 0 | 0 | 0 | 0 | 0 | 0 | 0 | 0 | 0 | 0 | 0 | 0 | 0.45131 | 0 | 0.54519 | 0.22422 | 0 | 0 | 0.42 | 0.70715 | 0 | 0 | 0 | 0 | 2.3479 | 0 | 0 | 0 | 0 | 0 | 0 | 0 | 0 | 0 | 0 | 0 | 0 | 0
10 | 20 | 13 | 6 | 1.7931 | 0 | 13.5789 | 0 | 0 | 0 | 0.0012057 | 0.056754 | 0 | 0 | 3.1224 | 0 | 18.5524 | 0 | 0 | 0 | 0 | 0 | 0 | 0 | 0 | 0 | 0 | 0 | 0 | 0 | 0.45131 | 0 | 0.54519 | 0.18583 | 0.069404 | 0 | 0.3675 | 0.70705 | 0 | 0 | 0 | 0 | 2.3263 | 0 | 0 | 0 | 0 | 0 | 0 | 0 | 0 | 0 | 0 | 0 | 0 | 0
10 | 20 | 14 | 6 | 1.7931 | 0 | 13.5789 | 0 | 0 | 0 | 0.0012057 | 0.075117 | 0 | 0 | 3.1224 | 0 | 18.5708 | 0 | 0 | 0 | 0 | 0 | 0 | 0 | 0 | 0 | 0 | 0 | 0 | 0 | 0.45131 | 0 | 0.54519 | 0.13751 | 0.093918 | 0 | 0.3675 | 0.70628 | 0 | 0 | 0 | 0 | 2.3017 | 0 | 0 | 0 | 0 | 0 | 0 | 0 | 0 | 0 | 0 | 0 | 0 | 0
10 | 20 | 15 | 6 | 1.7931 | 0 | 13.5789 | 0 | 0 | 0 | 0.0012057 | 0.088268 | 0 | 0 | 2.6822 | 0 | 18.1437 | 0 | 0 | 0 | 0 | 0 | 0 | 0 | 0 | 0 | 0 | 0 | 0 | 0 | 0.45131 | 0 | 0.54519 | 0.12236 | 0.18356 | 0 | 0.315 | 0.70538 | 0 | 0 | 0 | 0 | 2.3228 | 0 | 0 | 0 | 0 | 0 | 0 | 0 | 0 | 0 | 0 | 0 | 0 | 0
10 | 20 | 16 | 6 | 1.7931 | 0 | 13.5789 | 0 | 0 | 0 | 0.0012057 | 0.080763 | 0 | 0 | 2.6822 | 0 | 18.1362 | 0 | 0 | 0 | 0 | 0 | 0 | 0 | 0 | 0 | 0 | 0 | 0 | 0 | 0.45131 | 0 | 0.54519 | 0.13342 | 0.22972 | 0 | 0.315 | 0.70515 | 0 | 0 | 0 | 0 | 2.3798 | 0 | 0 | 0 | 0 | 0 | 0 | 0 | 0 | 0 | 0 | 0 | 0 | 0
10 | 20 | 17 | 6 | 1.7931 | 0 | 13.5789 | 0 | 0 | 0 | 0.0012057 | 0.050147 | 0 | 0 | 3.9585 | 0 | 19.3818 | 0 | 0 | 0 | 0 | 0 | 0 | 0 | 0 | 0 | 0 | 0 | 0 | 0 | 0.45131 | 0 | 0.54519 | 0.16554 | 0.044117 | 0 | 0.525 | 0.70566 | 0 | 0 | 0 | 0 | 2.4368 | 0 | 0 | 0 | 0 | 0 | 0 | 0 | 0 | 0 | 0 | 0 | 0 | 0
10 | 20 | 18 | 6 | 1.7931 | 0 | 9.8682 | 0 | 0 | 0 | 0.0012057 | 0.048599 | 0 | 0 | 3.9585 | 0 | 15.6696 | 0 | 0 | 0 | 0 | 0 | 0 | 0 | 0 | 0 | 0 | 0 | 0 | 0 | 0.45131 | 0 | 0.54519 | 0.19961 | 0 | 0 | 0.525 | 0.7081 | 0 | 0 | 0 | 0 | 2.4292 | 0 | 0 | 0 | 0 | 0 | 0 | 0 | 0 | 0 | 0 | 0 | 0 | 0
10 | 20 | 19 | 6 | 1.7931 | 0 | 2.4469 | 0 | 0 | 0 | 0.0012057 | 0.063653 | 0 | 0 | 4.5149 | 0 | 8.8198 | 0 | 0 | 0 | 0 | 0 | 0 | 0 | 0 | 0 | 0 | 0 | 0 | 0 | 0.45131 | 0 | 0.88038 | 0.22482 | 0 | 0 | 0.42 | 0.70315 | 0 | 0 | 0 | 0 | 2.6797 | 0 | 0 | 0 | 0 | 0 | 0 | 0 | 0 | 0 | 0 | 0 | 0 | 0
10 | 20 | 20 | 6 | 1.7931 | 0 | 2.4469 | 0 | 0 | 0 | 0.0012057 | 0.065553 | 0 | 0 | 3.1224 | 0 | 7.4292 | 0 | 0 | 0 | 0 | 0 | 0 | 0 | 0 | 0 | 0 | 0 | 0 | 0 | 0.45131 | 0 | 1.1038 | 0.2541 | 0 | 0 | 0.3675 | 0.69953 | 0 | 0 | 0 | 0 | 2.8763 | 0 | 0 | 0 | 0 | 0 | 0 | 0 | 0 | 0 | 0 | 0 | 0 | 0
10 | 20 | 21 | 6 | 1.7931 | 0 | 2.4469 | 0 | 0 | 0 | 0.0012057 | 0.073261 | 0 | 0 | 3.9584 | 0 | 8.2729 | 0 | 0 | 0 | 0 | 0 | 0 | 0 | 0 | 0 | 0 | 0 | 0 | 0 | 0.45131 | 0 | 1.2156 | 0.30233 | 0 | 0 | 0.4725 | 0.69725 | 0 | 0 | 0 | 0 | 3.139 | 0 | 0 | 0 | 0 | 0 | 0 | 0 | 0 | 0 | 0 | 0 | 0 | 0
10 | 20 | 22 | 6 | 1.7931 | 0 | 2.4469 | 0 | 0 | 0 | 0.0012057 | 0.086593 | 0 | 0 | 2.726 | 0 | 7.0538 | 0 | 0 | 0 | 0 | 0 | 0 | 0 | 0 | 0 | 0 | 0 | 0 | 0 | 0.45131 | 0 | 1.1038 | 0.48645 | 0 | 0 | 0.315 | 0.69955 | 0 | 0 | 0 | 0 | 3.0562 | 0 | 0 | 0 | 0 | 0 | 0 | 0 | 0 | 0 | 0 | 0 | 0 | 0
10 | 20 | 23 | 6 | 1.7931 | 0 | 2.4469 | 0 | 0 | 0 | 0.0012057 | 0.04 | 0 | 0 | 0.481 | 0 | 4.7622 | 0 | 0 | 0 | 0 | 0 | 0 | 0 | 0 | 0 | 0 | 0 | 0 | 0 | 0.45131 | 0 | 0.88038 | 0.23957 | 0 | 0 | 0.0525 | 0.7046 | 0 | 0 | 0 | 0 | 2.3284 | 0 | 0 | 0 | 0 | 0 | 0 | 0 | 0 | 0 | 0 | 0 | 0 | 0
10 | 20 | 24 | 6 | 1.7931 | 0 | 2.4469 | 0 | 0 | 0 | 0.0012057 | 0.04 | 0 | 0 | 0.48102 | 0 | 4.7622 | 0 | 0 | 0 | 0 | 0 | 0 | 0 | 0 | 0 | 0 | 0 | 0 | 0 | 0.45131 | 0 | 0.54519 | 0.28008 | 0 | 0 | 0.0525 | 0.71266 | 0 | 0 | 0 | 0 | 2.0417 | 0 | 0 | 0 | 0 | 0 | 0 | 0 | 0 | 0 | 0 | 0 | 0 | 0
10 | 21 | 1 | 7 | 1.7931 | 0 | 2.4469 | 0 | 0 | 0 | 0.0012057 | 0.040984 | 0 | 0 | 0.48105 | 0 | 4.7633 | 0 | 0 | 0 | 0 | 0 | 0 | 0 | 0 | 0 | 0 | 0 | 0 | 0 | 0.45131 | 0 | 0.32173 | 0.35168 | 0 | 0 | 0.0525 | 0.71765 | 0 | 0 | 0 | 0 | 1.8949 | 0 | 0 | 0 | 0 | 0 | 0 | 0 | 0 | 0 | 0 | 0 | 0 | 0
10 | 21 | 2 | 7 | 1.7931 | 0 | 2.4469 | 0 | 0 | 0 | 0.0012057 | 0.042049 | 0 | 0 | 0.48107 | 0 | 4.7643 | 0 | 0 | 0 | 0 | 0 | 0 | 0 | 0 | 0 | 0 | 0 | 0 | 0 | 0.45131 | 0 | 0.32173 | 0.35362 | 0 | 0 | 0.0525 | 0.71703 | 0 | 0 | 0 | 0 | 1.8962 | 0 | 0 | 0 | 0 | 0 | 0 | 0 | 0 | 0 | 0 | 0 | 0 | 0
10 | 21 | 3 | 7 | 1.7931 | 0 | 2.4469 | 0 | 0 | 0 | 0.0012057 | 0.043036 | 0 | 0 | 0.48107 | 0 | 4.7653 | 0 | 0 | 0 | 0 | 0 | 0 | 0 | 0 | 0 | 0 | 0 | 0 | 0 | 0.45131 | 0 | 0.32173 | 0.36874 | 0 | 0 | 0.0525 | 0.71667 | 0 | 0 | 0 | 0 | 1.911 | 0 | 0 | 0 | 0 | 0 | 0 | 0 | 0 | 0 | 0 | 0 | 0 | 0
10 | 21 | 4 | 7 | 1.7931 | 0 | 2.4469 | 0 | 0 | 0 | 0.0012057 | 0.043997 | 0 | 0 | 0.48107 | 0 | 4.7663 | 0 | 0 | 0 | 0 | 0 | 0 | 0 | 0 | 0 | 0 | 0 | 0 | 0 | 0.45131 | 0 | 0.32173 | 0.38511 | 0 | 0 | 0.0525 | 0.71665 | 0 | 0 | 0 | 0 | 1.9273 | 0 | 0 | 0 | 0 | 0 | 0 | 0 | 0 | 0 | 0 | 0 | 0 | 0
10 | 21 | 5 | 7 | 1.7931 | 0 | 2.4469 | 0 | 0 | 0 | 0.0012057 | 0.04514 | 0 | 0 | 0.48106 | 0 | 4.7674 | 0 | 0 | 0 | 0 | 0 | 0 | 0 | 0 | 0 | 0 | 0 | 0 | 0 | 0.45131 | 0 | 0.32173 | 0.40542 | 0 | 0 | 0.0525 | 0.71718 | 0 | 0 | 0 | 0 | 1.9481 | 0 | 0 | 0 | 0 | 0 | 0 | 0 | 0 | 0 | 0 | 0 | 0 | 0
10 | 21 | 6 | 7 | 1.7931 | 0 | 2.4469 | 0 | 0 | 0 | 0.0012057 | 0.04587 | 0 | 0 | 2.6822 | 0 | 6.9693 | 0 | 0 | 0 | 0 | 0 | 0 | 0 | 0 | 0 | 0 | 0 | 0 | 0 | 0.45131 | 0 | 0.54519 | 0.39385 | 0 | 0 | 0.315 | 0.71253 | 0 | 0 | 0 | 0 | 2.4179 | 0 | 0 | 0 | 0 | 0 | 0 | 0 | 0 | 0 | 0 | 0 | 0 | 0
10 | 21 | 7 | 7 | 1.7931 | 0 | 2.4469 | 0 | 0 | 0 | 0.0012057 | 0.22996 | 0 | 0 | 3.9585 | 0 | 8.4296 | 0 | 0 | 0 | 0 | 0 | 0 | 0 | 0 | 0 | 0 | 0 | 0 | 0 | 0.45131 | 0 | 0.71279 | 1.4746 | 0 | 0 | 0.525 | 0.70966 | 0 | 0 | 0 | 0 | 3.8734 | 0 | 0 | 0 | 0 | 0 | 0 | 0 | 0 | 0 | 0 | 0 | 0 | 0
10 | 21 | 8 | 7 | 1.7931 | 0 | 13.5789 | 0 | 0 | 0 | 0.0012057 | 0.080465 | 0 | 0 | 4.0416 | 0 | 19.4952 | 0 | 0 | 0 | 0 | 0 | 0 | 0 | 0 | 0 | 0 | 0 | 0 | 0 | 0.45131 | 0 | 0.71279 | 0.58613 | 0 | 0 | 0.42 | 0.70567 | 0 | 0 | 0 | 0 | 2.8759 | 0 | 0 | 0 | 0 | 0 | 0 | 0 | 0 | 0 | 0 | 0 | 0 | 0
10 | 21 | 9 | 7 | 1.7931 | 0 | 13.5789 | 0 | 0 | 0 | 0.0012057 | 0.049119 | 0 | 0 | 2.6822 | 0 | 18.1045 | 0 | 0 | 0 | 0 | 0 | 0 | 0 | 0 | 0 | 0 | 0 | 0 | 0 | 0.45131 | 0 | 0.71279 | 0.27727 | 0 | 0 | 0.315 | 0.70123 | 0 | 0 | 0 | 0 | 2.4576 | 0 | 0 | 0 | 0 | 0 | 0 | 0 | 0 | 0 | 0 | 0 | 0 | 0
10 | 21 | 10 | 7 | 1.7931 | 0 | 13.5789 | 0 | 0 | 0 | 0.0012057 | 0.077947 | 0 | 0 | 2.6822 | 0 | 18.1333 | 0 | 0 | 0 | 0 | 0 | 0 | 0 | 0 | 0 | 0 | 0 | 0 | 0 | 0.45131 | 0 | 0.71279 | 0.19566 | 0 | 0 | 0.315 | 0.69796 | 0 | 0 | 0 | 0 | 2.3727 | 0 | 0 | 0 | 0 | 0 | 0 | 0 | 0 | 0 | 0 | 0 | 0 | 0
10 | 21 | 11 | 7 | 1.7931 | 0 | 13.5789 | 0 | 0 | 0 | 0.0012057 | 0.091314 | 0 | 0 | 3.1224 | 0 | 18.5869 | 0 | 0 | 0 | 0 | 0 | 0 | 0 | 0 | 0 | 0 | 0 | 0 | 0 | 0.45131 | 0 | 0.54519 | 0.052896 | 0.11219 | 0 | 0.3675 | 0.69792 | 0 | 0 | 0 | 0 | 2.227 | 0 | 0 | 0 | 0 | 0 | 0 | 0 | 0 | 0 | 0 | 0 | 0 | 0
10 | 21 | 12 | 7 | 1.7931 | 0 | 8.6313 | 0 | 0 | 0 | 0.0012057 | 0.1307 | 0 | 0 | 3.5626 | 0 | 14.119 | 0 | 0 | 0 | 0 | 0 | 0 | 0 | 0 | 0 | 0 | 0 | 0 | 0 | 0.45131 | 0 | 0.54519 | 0.048066 | 0.30629 | 0 | 0.42 | 0.69775 | 0 | 0 | 0 | 0 | 2.4686 | 0 | 0 | 0 | 0 | 0 | 0 | 0 | 0 | 0 | 0 | 0 | 0 | 0
10 | 21 | 13 | 7 | 1.7931 | 0 | 13.5789 | 0 | 0 | 0 | 0.0012057 | 0.14214 | 0 | 0 | 3.1224 | 0 | 18.6377 | 0 | 0 | 0 | 0 | 0 | 0 | 0 | 0 | 0 | 0 | 0 | 0 | 0 | 0.45131 | 0 | 0.54519 | 0.052042 | 0.58213 | 0 | 0.3675 | 0.69768 | 0 | 0 | 0 | 0 | 2.6959 | 0 | 0 | 0 | 0 | 0 | 0 | 0 | 0 | 0 | 0 | 0 | 0 | 0
10 | 21 | 14 | 7 | 1.7931 | 0 | 13.5789 | 0 | 0 | 0 | 0.0012057 | 0.14916 | 0 | 0 | 3.1224 | 0 | 18.6447 | 0 | 0 | 0 | 0 | 0 | 0 | 0 | 0 | 0 | 0 | 0 | 0 | 0 | 0.45131 | 0 | 0.54519 | 0.047027 | 0.63406 | 0 | 0.3675 | 0.69742 | 0 | 0 | 0 | 0 | 2.7425 | 0 | 0 | 0 | 0 | 0 | 0 | 0 | 0 | 0 | 0 | 0 | 0 | 0
10 | 21 | 15 | 7 | 1.7931 | 0 | 13.5789 | 0 | 0 | 0 | 0.0012057 | 0.15259 | 0 | 0 | 2.6821 | 0 | 18.2079 | 0 | 0 | 0 | 0 | 0 | 0 | 0 | 0 | 0 | 0 | 0 | 0 | 0 | 0.45131 | 0 | 0.54519 | 0.051077 | 0.64409 | 0 | 0.315 | 0.69737 | 0 | 0 | 0 | 0 | 2.704 | 0 | 0 | 0 | 0 | 0 | 0 | 0 | 0 | 0 | 0 | 0 | 0 | 0
10 | 21 | 16 | 7 | 1.7931 | 0 | 13.5789 | 0 | 0 | 0 | 0.0012057 | 0.13506 | 0 | 0 | 2.6821 | 0 | 18.1904 | 0 | 0 | 0 | 0 | 0 | 0 | 0 | 0 | 0 | 0 | 0 | 0 | 0 | 0.45131 | 0 | 0.54519 | 0.050642 | 0.55511 | 0 | 0.315 | 0.69724 | 0 | 0 | 0 | 0 | 2.6145 | 0 | 0 | 0 | 0 | 0 | 0 | 0 | 0 | 0 | 0 | 0 | 0 | 0
10 | 21 | 17 | 7 | 1.7931 | 0 | 13.5789 | 0 | 0 | 0 | 0.0012057 | 0.093536 | 0 | 0 | 3.9584 | 0 | 19.4252 | 0 | 0 | 0 | 0 | 0 | 0 | 0 | 0 | 0 | 0 | 0 | 0 | 0 | 0.45131 | 0 | 0.54519 | 0.054948 | 0.30848 | 0 | 0.525 | 0.6973 | 0 | 0 | 0 | 0 | 2.5822 | 0 | 0 | 0 | 0 | 0 | 0 | 0 | 0 | 0 | 0 | 0 | 0 | 0
10 | 21 | 18 | 7 | 1.7931 | 0 | 9.8682 | 0 | 0 | 0 | 0.0012057 | 0.048133 | 0 | 0 | 3.9584 | 0 | 15.6691 | 0 | 0 | 0 | 0 | 0 | 0 | 0 | 0 | 0 | 0 | 0 | 0 | 0 | 0.45131 | 0 | 0.54519 | 0.063921 | 0.040138 | 0 | 0.525 | 0.69754 | 0 | 0 | 0 | 0 | 2.3231 | 0 | 0 | 0 | 0 | 0 | 0 | 0 | 0 | 0 | 0 | 0 | 0 | 0
10 | 21 | 19 | 7 | 1.7931 | 0 | 2.4469 | 0 | 0 | 0 | 0.0012057 | 0.046465 | 0 | 0 | 4.5148 | 0 | 8.8025 | 0 | 0 | 0 | 0 | 0 | 0 | 0 | 0 | 0 | 0 | 0 | 0 | 0 | 0.45131 | 0 | 0.88038 | 0.082785 | 0 | 0 | 0.42 | 0.69604 | 0 | 0 | 0 | 0 | 2.5305 | 0 | 0 | 0 | 0 | 0 | 0 | 0 | 0 | 0 | 0 | 0 | 0 | 0
10 | 21 | 20 | 7 | 1.7931 | 0 | 2.4469 | 0 | 0 | 0 | 0.0012057 | 0.04733 | 0 | 0 | 3.1223 | 0 | 7.4109 | 0 | 0 | 0 | 0 | 0 | 0 | 0 | 0 | 0 | 0 | 0 | 0 | 0 | 0.45131 | 0 | 1.1038 | 0.086745 | 0 | 0 | 0.3675 | 0.69479 | 0 | 0 | 0 | 0 | 2.7042 | 0 | 0 | 0 | 0 | 0 | 0 | 0 | 0 | 0 | 0 | 0 | 0 | 0
10 | 21 | 21 | 7 | 1.7931 | 0 | 2.4469 | 0 | 0 | 0 | 0.0012057 | 0.048782 | 0 | 0 | 3.9584 | 0 | 8.2484 | 0 | 0 | 0 | 0 | 0 | 0 | 0 | 0 | 0 | 0 | 0 | 0 | 0 | 0.45131 | 0 | 1.2156 | 0.117 | 0 | 0 | 0.4725 | 0.69407 | 0 | 0 | 0 | 0 | 2.9505 | 0 | 0 | 0 | 0 | 0 | 0 | 0 | 0 | 0 | 0 | 0 | 0 | 0
10 | 21 | 22 | 7 | 1.7931 | 0 | 2.4469 | 0 | 0 | 0 | 0.0012057 | 0.051177 | 0 | 0 | 2.7259 | 0 | 7.0183 | 0 | 0 | 0 | 0 | 0 | 0 | 0 | 0 | 0 | 0 | 0 | 0 | 0 | 0.45131 | 0 | 1.1038 | 0.13995 | 0 | 0 | 0.315 | 0.69443 | 0 | 0 | 0 | 0 | 2.7045 | 0 | 0 | 0 | 0 | 0 | 0 | 0 | 0 | 0 | 0 | 0 | 0 | 0
10 | 21 | 23 | 7 | 1.7931 | 0 | 2.4469 | 0 | 0 | 0 | 0.0012057 | 0.04 | 0 | 0 | 0.48094 | 0 | 4.7622 | 0 | 0 | 0 | 0 | 0 | 0 | 0 | 0 | 0 | 0 | 0 | 0 | 0 | 0.45131 | 0 | 0.88038 | 0.06554 | 0 | 0 | 0.0525 | 0.6953 | 0 | 0 | 0 | 0 | 2.145 | 0 | 0 | 0 | 0 | 0 | 0 | 0 | 0 | 0 | 0 | 0 | 0 | 0
10 | 21 | 24 | 7 | 1.7931 | 0 | 2.4469 | 0 | 0 | 0 | 0.0012057 | 0.04 | 0 | 0 | 0.48095 | 0 | 4.7622 | 0 | 0 | 0 | 0 | 0 | 0 | 0 | 0 | 0 | 0 | 0 | 0 | 0 | 0.45131 | 0 | 0.54519 | 0.1729 | 0 | 0 | 0.0525 | 0.69824 | 0 | 0 | 0 | 0 | 1.9201 | 0 | 0 | 0 | 0 | 0 | 0 | 0 | 0 | 0 | 0 | 0 | 0 | 0
10 | 22 | 1 | 1 | 1.7931 | 0 | 2.4469 | 0 | 0 | 0 | 0.0012057 | 0.04 | 0 | 0 | 0.48098 | 0 | 4.7622 | 0 | 0 | 0 | 0 | 0 | 0 | 0 | 0 | 0 | 0 | 0 | 0 | 0 | 0.45131 | 0 | 0.32173 | 0.20563 | 0 | 0 | 0.0525 | 0.70375 | 0 | 0 | 0 | 0 | 1.7349 | 0 | 0 | 0 | 0 | 0 | 0 | 0 | 0 | 0 | 0 | 0 | 0 | 0
10 | 22 | 2 | 1 | 1.7931 | 0 | 2.4469 | 0 | 0 | 0 | 0.0012057 | 0.04 | 0 | 0 | 0.48101 | 0 | 4.7622 | 0 | 0 | 0 | 0 | 0 | 0 | 0 | 0 | 0 | 0 | 0 | 0 | 0 | 0.45131 | 0 | 0.32173 | 0.20691 | 0 | 0 | 0.0525 | 0.7038 | 0 | 0 | 0 | 0 | 1.7362 | 0 | 0 | 0 | 0 | 0 | 0 | 0 | 0 | 0 | 0 | 0 | 0 | 0
10 | 22 | 3 | 1 | 1.7931 | 0 | 2.4469 | 0 | 0 | 0 | 0.0012057 | 0.04 | 0 | 0 | 0.48101 | 0 | 4.7622 | 0 | 0 | 0 | 0 | 0 | 0 | 0 | 0 | 0 | 0 | 0 | 0 | 0 | 0.45131 | 0 | 0.32173 | 0.21521 | 0 | 0 | 0.0525 | 0.70344 | 0 | 0 | 0 | 0 | 1.7442 | 0 | 0 | 0 | 0 | 0 | 0 | 0 | 0 | 0 | 0 | 0 | 0 | 0
10 | 22 | 4 | 1 | 1.7931 | 0 | 2.4469 | 0 | 0 | 0 | 0.0012057 | 0.04 | 0 | 0 | 0.481 | 0 | 4.7622 | 0 | 0 | 0 | 0 | 0 | 0 | 0 | 0 | 0 | 0 | 0 | 0 | 0 | 0.45131 | 0 | 0.32173 | 0.21533 | 0 | 0 | 0.0525 | 0.70344 | 0 | 0 | 0 | 0 | 1.7443 | 0 | 0 | 0 | 0 | 0 | 0 | 0 | 0 | 0 | 0 | 0 | 0 | 0
10 | 22 | 5 | 1 | 1.7931 | 0 | 2.4469 | 0 | 0 | 0 | 0.0012057 | 0.04 | 0 | 0 | 0.481 | 0 | 4.7622 | 0 | 0 | 0 | 0 | 0 | 0 | 0 | 0 | 0 | 0 | 0 | 0 | 0 | 0.45131 | 0 | 0.32173 | 0.21934 | 0 | 0 | 0.0525 | 0.70221 | 0 | 0 | 0 | 0 | 1.7471 | 0 | 0 | 0 | 0 | 0 | 0 | 0 | 0 | 0 | 0 | 0 | 0 | 0
10 | 22 | 6 | 1 | 1.7931 | 0 | 2.4469 | 0 | 0 | 0 | 0.0012057 | 0.04 | 0 | 0 | 2.6821 | 0 | 6.9634 | 0 | 0 | 0 | 0 | 0 | 0 | 0 | 0 | 0 | 0 | 0 | 0 | 0 | 0.45131 | 0 | 0.54519 | 0.20786 | 0 | 0 | 0.315 | 0.69786 | 0 | 0 | 0 | 0 | 2.2172 | 0 | 0 | 0 | 0 | 0 | 0 | 0 | 0 | 0 | 0 | 0 | 0 | 0
10 | 22 | 7 | 1 | 1.7931 | 0 | 2.4469 | 0 | 0 | 0 | 0.0012057 | 0.063288 | 0 | 0 | 3.9584 | 0 | 8.2629 | 0 | 0 | 0 | 0 | 0 | 0 | 0 | 0 | 0 | 0 | 0 | 0 | 0 | 0.45131 | 0 | 0.71279 | 0.19527 | 0 | 0 | 0.525 | 0.69553 | 0 | 0 | 0 | 0 | 2.5799 | 0 | 0 | 0 | 0 | 0 | 0 | 0 | 0 | 0 | 0 | 0 | 0 | 0
10 | 22 | 8 | 1 | 1.7931 | 0 | 13.5789 | 0 | 0 | 0 | 0.0012057 | 0.04031 | 0 | 0 | 4.0415 | 0 | 19.455 | 0 | 0 | 0 | 0 | 0 | 0 | 0 | 0 | 0 | 0 | 0 | 0 | 0 | 0.45131 | 0 | 0.71279 | 0.10532 | 0 | 0 | 0.42 | 0.69501 | 0 | 0 | 0 | 0 | 2.3844 | 0 | 0 | 0 | 0 | 0 | 0 | 0 | 0 | 0 | 0 | 0 | 0 | 0
10 | 22 | 9 | 1 | 1.7931 | 0 | 13.5789 | 0 | 0 | 0 | 0.0012057 | 0.049299 | 0 | 0 | 2.6821 | 0 | 18.1046 | 0 | 0 | 0 | 0 | 0 | 0 | 0 | 0 | 0 | 0 | 0 | 0 | 0 | 0.45131 | 0 | 0.71279 | 0.062073 | 0 | 0 | 0.315 | 0.69448 | 0 | 0 | 0 | 0 | 2.2357 | 0 | 0 | 0 | 0 | 0 | 0 | 0 | 0 | 0 | 0 | 0 | 0 | 0
10 | 22 | 10 | 1 | 1.7931 | 0 | 13.5789 | 0 | 0 | 0 | 0.0012057 | 0.069927 | 0 | 0 | 2.6821 | 0 | 18.1252 | 0 | 0 | 0 | 0 | 0 | 0 | 0 | 0 | 0 | 0 | 0 | 0 | 0 | 0.45131 | 0 | 0.71279 | 0.058476 | 0.095389 | 0 | 0.315 | 0.69446 | 0 | 0 | 0 | 0 | 2.3274 | 0 | 0 | 0 | 0 | 0 | 0 | 0 | 0 | 0 | 0 | 0 | 0 | 0
10 | 22 | 11 | 1 | 1.7931 | 0 | 13.5789 | 0 | 0 | 0 | 0.0012057 | 0.14039 | 0 | 0 | 3.1223 | 0 | 18.6359 | 0 | 0 | 0 | 0 | 0 | 0 | 0 | 0 | 0 | 0 | 0 | 0 | 0 | 0.45131 | 0 | 0.54519 | 0.057289 | 0.60575 | 0 | 0.3675 | 0.69493 | 0 | 0 | 0 | 0 | 2.722 | 0 | 0 | 0 | 0 | 0 | 0 | 0 | 0 | 0 | 0 | 0 | 0 | 0
10 | 22 | 12 | 1 | 1.7931 | 0 | 8.6313 | 0 | 0 | 0 | 0.0012057 | 0.16072 | 0 | 0 | 3.5625 | 0 | 14.1489 | 0 | 0 | 0 | 0 | 0 | 0 | 0 | 0 | 0 | 0 | 0 | 0 | 0 | 0.45131 | 0 | 0.54519 | 0.049727 | 0.64113 | 0 | 0.42 | 0.69472 | 0 | 0 | 0 | 0 | 2.8021 | 0 | 0 | 0 | 0 | 0 | 0 | 0 | 0 | 0 | 0 | 0 | 0 | 0
10 | 22 | 13 | 1 | 1.7931 | 0 | 13.5789 | 0 | 0 | 0 | 0.0012057 | 0.18134 | 0 | 0 | 3.1223 | 0 | 18.6769 | 0 | 0 | 0 | 0 | 0 | 0 | 0 | 0 | 0 | 0 | 0 | 0 | 0 | 0.45131 | 0 | 0.54519 | 0.045547 | 0.65779 | 0 | 0.3675 | 0.6945 | 0 | 0 | 0 | 0 | 2.7618 | 0 | 0 | 0 | 0 | 0 | 0 | 0 | 0 | 0 | 0 | 0 | 0 | 0
10 | 22 | 14 | 1 | 1.7931 | 0 | 13.5789 | 0 | 0 | 0 | 0.0012057 | 0.1138 | 0 | 0 | 3.1223 | 0 | 18.6093 | 0 | 0 | 0 | 0 | 0 | 0 | 0 | 0 | 0 | 0 | 0 | 0 | 0 | 0.45131 | 0 | 0.54519 | 0.041479 | 0.40459 | 0 | 0.3675 | 0.69431 | 0 | 0 | 0 | 0 | 2.5044 | 0 | 0 | 0 | 0 | 0 | 0 | 0 | 0 | 0 | 0 | 0 | 0 | 0
10 | 22 | 15 | 1 | 1.7931 | 0 | 13.5789 | 0 | 0 | 0 | 0.0012057 | 0.084132 | 0 | 0 | 2.6821 | 0 | 18.1394 | 0 | 0 | 0 | 0 | 0 | 0 | 0 | 0 | 0 | 0 | 0 | 0 | 0 | 0.45131 | 0 | 0.54519 | 0.040825 | 0.22794 | 0 | 0.315 | 0.69409 | 0 | 0 | 0 | 0 | 2.2744 | 0 | 0 | 0 | 0 | 0 | 0 | 0 | 0 | 0 | 0 | 0 | 0 | 0
10 | 22 | 16 | 1 | 1.7931 | 0 | 13.5789 | 0 | 0 | 0 | 0.0012057 | 0.063193 | 0 | 0 | 2.6821 | 0 | 18.1185 | 0 | 0 | 0 | 0 | 0 | 0 | 0 | 0 | 0 | 0 | 0 | 0 | 0 | 0.45131 | 0 | 0.54519 | 0.044223 | 0.12181 | 0 | 0.315 | 0.6941 | 0 | 0 | 0 | 0 | 2.1716 | 0 | 0 | 0 | 0 | 0 | 0 | 0 | 0 | 0 | 0 | 0 | 0 | 0
10 | 22 | 17 | 1 | 1.7931 | 0 | 13.5789 | 0 | 0 | 0 | 0.0012057 | 0.062975 | 0 | 0 | 3.9584 | 0 | 19.3946 | 0 | 0 | 0 | 0 | 0 | 0 | 0 | 0 | 0 | 0 | 0 | 0 | 0 | 0.45131 | 0 | 0.54519 | 0.044156 | 0.12268 | 0 | 0.525 | 0.69408 | 0 | 0 | 0 | 0 | 2.3824 | 0 | 0 | 0 | 0 | 0 | 0 | 0 | 0 | 0 | 0 | 0 | 0 | 0
10 | 22 | 18 | 1 | 1.7931 | 0 | 9.8682 | 0 | 0 | 0 | 0.0012057 | 0.044317 | 0 | 0 | 3.9584 | 0 | 15.6653 | 0 | 0 | 0 | 0 | 0 | 0 | 0 | 0 | 0 | 0 | 0 | 0 | 0 | 0.45131 | 0 | 0.54519 | 0.051267 | 0.021739 | 0 | 0.525 | 0.69422 | 0 | 0 | 0 | 0 | 2.2887 | 0 | 0 | 0 | 0 | 0 | 0 | 0 | 0 | 0 | 0 | 0 | 0 | 0
10 | 22 | 19 | 1 | 1.7931 | 0 | 2.4469 | 0 | 0 | 0 | 0.0012057 | 0.041077 | 0 | 0 | 4.5147 | 0 | 8.797 | 0 | 0 | 0 | 0 | 0 | 0 | 0 | 0 | 0 | 0 | 0 | 0 | 0 | 0.45131 | 0 | 0.88038 | 0.084906 | 0 | 0 | 0.42 | 0.69294 | 0 | 0 | 0 | 0 | 2.5295 | 0 | 0 | 0 | 0 | 0 | 0 | 0 | 0 | 0 | 0 | 0 | 0 | 0
10 | 22 | 20 | 1 | 1.7931 | 0 | 2.4469 | 0 | 0 | 0 | 0.0012057 | 0.041732 | 0 | 0 | 3.1223 | 0 | 7.4052 | 0 | 0 | 0 | 0 | 0 | 0 | 0 | 0 | 0 | 0 | 0 | 0 | 0 | 0.45131 | 0 | 1.1038 | 0.086475 | 0 | 0 | 0.3675 | 0.69168 | 0 | 0 | 0 | 0 | 2.7008 | 0 | 0 | 0 | 0 | 0 | 0 | 0 | 0 | 0 | 0 | 0 | 0 | 0
10 | 22 | 21 | 1 | 1.7931 | 0 | 2.4469 | 0 | 0 | 0 | 0.0012057 | 0.041881 | 0 | 0 | 3.9584 | 0 | 8.2415 | 0 | 0 | 0 | 0 | 0 | 0 | 0 | 0 | 0 | 0 | 0 | 0 | 0 | 0.45131 | 0 | 1.2156 | 0.088058 | 0 | 0 | 0.4725 | 0.69085 | 0 | 0 | 0 | 0 | 2.9183 | 0 | 0 | 0 | 0 | 0 | 0 | 0 | 0 | 0 | 0 | 0 | 0 | 0
10 | 22 | 22 | 1 | 1.7931 | 0 | 2.4469 | 0 | 0 | 0 | 0.0012057 | 0.042131 | 0 | 0 | 2.7258 | 0 | 7.0092 | 0 | 0 | 0 | 0 | 0 | 0 | 0 | 0 | 0 | 0 | 0 | 0 | 0 | 0.45131 | 0 | 1.1038 | 0.093884 | 0 | 0 | 0.315 | 0.69107 | 0 | 0 | 0 | 0 | 2.6551 | 0 | 0 | 0 | 0 | 0 | 0 | 0 | 0 | 0 | 0 | 0 | 0 | 0
10 | 22 | 23 | 1 | 1.7931 | 0 | 2.4469 | 0 | 0 | 0 | 0.0012057 | 0.04 | 0 | 0 | 0.48087 | 0 | 4.7621 | 0 | 0 | 0 | 0 | 0 | 0 | 0 | 0 | 0 | 0 | 0 | 0 | 0 | 0.45131 | 0 | 0.88038 | 0.060084 | 0 | 0 | 0.0525 | 0.69226 | 0 | 0 | 0 | 0 | 2.1365 | 0 | 0 | 0 | 0 | 0 | 0 | 0 | 0 | 0 | 0 | 0 | 0 | 0
10 | 22 | 24 | 1 | 1.7931 | 0 | 2.4469 | 0 | 0 | 0 | 0.0012057 | 0.04 | 0 | 0 | 0.48089 | 0 | 4.7621 | 0 | 0 | 0 | 0 | 0 | 0 | 0 | 0 | 0 | 0 | 0 | 0 | 0 | 0.45131 | 0 | 0.54519 | 0.069236 | 0 | 0 | 0.0525 | 0.69362 | 0 | 0 | 0 | 0 | 1.8119 | 0 | 0 | 0 | 0 | 0 | 0 | 0 | 0 | 0 | 0 | 0 | 0 | 0
10 | 23 | 1 | 2 | 1.7931 | 0 | 2.4469 | 0 | 0 | 0 | 0.0012057 | 0.04 | 0 | 0 | 0.48092 | 0 | 4.7621 | 0 | 0 | 0 | 0 | 0 | 0 | 0 | 0 | 0 | 0 | 0 | 0 | 0 | 0.45131 | 0 | 0.32173 | 0.078806 | 0 | 0 | 0.0525 | 0.69494 | 0 | 0 | 0 | 0 | 1.5993 | 0 | 0 | 0 | 0 | 0 | 0 | 0 | 0 | 0 | 0 | 0 | 0 | 0
10 | 23 | 2 | 2 | 1.7931 | 0 | 2.4469 | 0 | 0 | 0 | 0.0012057 | 0.04 | 0 | 0 | 0.48095 | 0 | 4.7622 | 0 | 0 | 0 | 0 | 0 | 0 | 0 | 0 | 0 | 0 | 0 | 0 | 0 | 0.45131 | 0 | 0.32173 | 0.079751 | 0 | 0 | 0.0525 | 0.69509 | 0 | 0 | 0 | 0 | 1.6004 | 0 | 0 | 0 | 0 | 0 | 0 | 0 | 0 | 0 | 0 | 0 | 0 | 0
10 | 23 | 3 | 2 | 1.7931 | 0 | 2.4469 | 0 | 0 | 0 | 0.0012057 | 0.04 | 0 | 0 | 0.48095 | 0 | 4.7622 | 0 | 0 | 0 | 0 | 0 | 0 | 0 | 0 | 0 | 0 | 0 | 0 | 0 | 0.45131 | 0 | 0.32173 | 0.08393 | 0 | 0 | 0.0525 | 0.69536 | 0 | 0 | 0 | 0 | 1.6048 | 0 | 0 | 0 | 0 | 0 | 0 | 0 | 0 | 0 | 0 | 0 | 0 | 0
10 | 23 | 4 | 2 | 1.7931 | 0 | 2.4469 | 0 | 0 | 0 | 0.0012057 | 0.04 | 0 | 0 | 0.48095 | 0 | 4.7622 | 0 | 0 | 0 | 0 | 0 | 0 | 0 | 0 | 0 | 0 | 0 | 0 | 0 | 0.45131 | 0 | 0.32173 | 0.083051 | 0 | 0 | 0.0525 | 0.69519 | 0 | 0 | 0 | 0 | 1.6038 | 0 | 0 | 0 | 0 | 0 | 0 | 0 | 0 | 0 | 0 | 0 | 0 | 0
10 | 23 | 5 | 2 | 1.7931 | 0 | 2.4469 | 0 | 0 | 0 | 0.0012057 | 0.04 | 0 | 0 | 0.48095 | 0 | 4.7622 | 0 | 0 | 0 | 0 | 0 | 0 | 0 | 0 | 0 | 0 | 0 | 0 | 0 | 0.45131 | 0 | 0.32173 | 0.081115 | 0 | 0 | 0.0525 | 0.69536 | 0 | 0 | 0 | 0 | 1.602 | 0 | 0 | 0 | 0 | 0 | 0 | 0 | 0 | 0 | 0 | 0 | 0 | 0
10 | 23 | 6 | 2 | 1.7931 | 0 | 2.4469 | 0 | 0 | 0 | 0.0012057 | 0.04 | 0 | 0 | 2.6821 | 0 | 6.9633 | 0 | 0 | 0 | 0 | 0 | 0 | 0 | 0 | 0 | 0 | 0 | 0 | 0 | 0.45131 | 0 | 0.54519 | 0.078232 | 0 | 0 | 0.315 | 0.69429 | 0 | 0 | 0 | 0 | 2.084 | 0 | 0 | 0 | 0 | 0 | 0 | 0 | 0 | 0 | 0 | 0 | 0 | 0
10 | 23 | 7 | 2 | 1.7931 | 0 | 2.4469 | 0 | 0 | 0 | 0.0012057 | 0.0531 | 0 | 0 | 3.9584 | 0 | 8.2527 | 0 | 0 | 0 | 0 | 0 | 0 | 0 | 0 | 0 | 0 | 0 | 0 | 0 | 0.45131 | 0 | 0.71279 | 0.18153 | 0 | 0 | 0.525 | 0.69326 | 0 | 0 | 0 | 0 | 2.5639 | 0 | 0 | 0 | 0 | 0 | 0 | 0 | 0 | 0 | 0 | 0 | 0 | 0
10 | 23 | 8 | 2 | 1.7931 | 0 | 13.5789 | 0 | 0 | 0 | 0.0012057 | 0.04 | 0 | 0 | 4.0414 | 0 | 19.4546 | 0 | 0 | 0 | 0 | 0 | 0 | 0 | 0 | 0 | 0 | 0 | 0 | 0 | 0.45131 | 0 | 0.71279 | 0.063814 | 0 | 0 | 0.42 | 0.69302 | 0 | 0 | 0 | 0 | 2.3409 | 0 | 0 | 0 | 0 | 0 | 0 | 0 | 0 | 0 | 0 | 0 | 0 | 0
10 | 23 | 9 | 2 | 1.7931 | 0 | 13.5789 | 0 | 0 | 0 | 0.0012057 | 0.04 | 0 | 0 | 2.682 | 0 | 18.0953 | 0 | 0 | 0 | 0 | 0 | 0 | 0 | 0 | 0 | 0 | 0 | 0 | 0 | 0.45131 | 0 | 0.71279 | 0.060744 | 0 | 0 | 0.315 | 0.69294 | 0 | 0 | 0 | 0 | 2.2328 | 0 | 0 | 0 | 0 | 0 | 0 | 0 | 0 | 0 | 0 | 0 | 0 | 0
10 | 23 | 10 | 2 | 1.7931 | 0 | 13.5789 | 0 | 0 | 0 | 0.0012057 | 0.04 | 0 | 0 | 2.682 | 0 | 18.0953 | 0 | 0 | 0 | 0 | 0 | 0 | 0 | 0 | 0 | 0 | 0 | 0 | 0 | 0.45131 | 0 | 0.71279 | 0.056465 | 0 | 0 | 0.315 | 0.69257 | 0 | 0 | 0 | 0 | 2.2281 | 0 | 0 | 0 | 0 | 0 | 0 | 0 | 0 | 0 | 0 | 0 | 0 | 0
10 | 23 | 11 | 2 | 1.7931 | 0 | 13.5789 | 0 | 0 | 0 | 0.0012057 | 0.04 | 0 | 0 | 3.1223 | 0 | 18.5355 | 0 | 0 | 0 | 0 | 0 | 0 | 0 | 0 | 0 | 0 | 0 | 0 | 0 | 0.45131 | 0 | 0.54519 | 0.056532 | 0 | 0 | 0.3675 | 0.69324 | 0 | 0 | 0 | 0 | 2.1138 | 0 | 0 | 0 | 0 | 0 | 0 | 0 | 0 | 0 | 0 | 0 | 0 | 0
10 | 23 | 12 | 2 | 1.7931 | 0 | 8.6313 | 0 | 0 | 0 | 0.0012057 | 0.04 | 0 | 0 | 3.5625 | 0 | 14.0282 | 0 | 0 | 0 | 0 | 0 | 0 | 0 | 0 | 0 | 0 | 0 | 0 | 0 | 0.45131 | 0 | 0.54519 | 0.05373 | 0 | 0 | 0.42 | 0.69327 | 0 | 0 | 0 | 0 | 2.1635 | 0 | 0 | 0 | 0 | 0 | 0 | 0 | 0 | 0 | 0 | 0 | 0 | 0
10 | 23 | 13 | 2 | 1.7931 | 0 | 13.5789 | 0 | 0 | 0 | 0.0012057 | 0.04 | 0 | 0 | 3.1223 | 0 | 18.5355 | 0 | 0 | 0 | 0 | 0 | 0 | 0 | 0 | 0 | 0 | 0 | 0 | 0 | 0.45131 | 0 | 0.54519 | 0.050461 | 0 | 0 | 0.3675 | 0.69319 | 0 | 0 | 0 | 0 | 2.1077 | 0 | 0 | 0 | 0 | 0 | 0 | 0 | 0 | 0 | 0 | 0 | 0 | 0
10 | 23 | 14 | 2 | 1.7931 | 0 | 13.5789 | 0 | 0 | 0 | 0.0012057 | 0.04 | 0 | 0 | 3.1223 | 0 | 18.5355 | 0 | 0 | 0 | 0 | 0 | 0 | 0 | 0 | 0 | 0 | 0 | 0 | 0 | 0.45131 | 0 | 0.54519 | 0.046951 | 0 | 0 | 0.3675 | 0.69305 | 0 | 0 | 0 | 0 | 2.104 | 0 | 0 | 0 | 0 | 0 | 0 | 0 | 0 | 0 | 0 | 0 | 0 | 0
10 | 23 | 15 | 2 | 1.7931 | 0 | 13.5789 | 0 | 0 | 0 | 0.0012057 | 0.04 | 0 | 0 | 2.682 | 0 | 18.0953 | 0 | 0 | 0 | 0 | 0 | 0 | 0 | 0 | 0 | 0 | 0 | 0 | 0 | 0.45131 | 0 | 0.54519 | 0.047027 | 0 | 0 | 0.315 | 0.69308 | 0 | 0 | 0 | 0 | 2.0516 | 0 | 0 | 0 | 0 | 0 | 0 | 0 | 0 | 0 | 0 | 0 | 0 | 0
10 | 23 | 16 | 2 | 1.7931 | 0 | 13.5789 | 0 | 0 | 0 | 0.0012057 | 0.04 | 0 | 0 | 2.682 | 0 | 18.0953 | 0 | 0 | 0 | 0 | 0 | 0 | 0 | 0 | 0 | 0 | 0 | 0 | 0 | 0.45131 | 0 | 0.54519 | 0.050704 | 0 | 0 | 0.315 | 0.69326 | 0 | 0 | 0 | 0 | 2.0555 | 0 | 0 | 0 | 0 | 0 | 0 | 0 | 0 | 0 | 0 | 0 | 0 | 0
10 | 23 | 17 | 2 | 1.7931 | 0 | 13.5789 | 0 | 0 | 0 | 0.0012057 | 0.04 | 0 | 0 | 3.9584 | 0 | 19.3716 | 0 | 0 | 0 | 0 | 0 | 0 | 0 | 0 | 0 | 0 | 0 | 0 | 0 | 0.45131 | 0 | 0.54519 | 0.05484 | 0 | 0 | 0.525 | 0.69356 | 0 | 0 | 0 | 0 | 2.2699 | 0 | 0 | 0 | 0 | 0 | 0 | 0 | 0 | 0 | 0 | 0 | 0 | 0
10 | 23 | 18 | 2 | 1.7931 | 0 | 9.8682 | 0 | 0 | 0 | 0.0012057 | 0.04 | 0 | 0 | 3.9584 | 0 | 15.6609 | 0 | 0 | 0 | 0 | 0 | 0 | 0 | 0 | 0 | 0 | 0 | 0 | 0 | 0.45131 | 0 | 0.54519 | 0.057925 | 0 | 0 | 0.525 | 0.69358 | 0 | 0 | 0 | 0 | 2.273 | 0 | 0 | 0 | 0 | 0 | 0 | 0 | 0 | 0 | 0 | 0 | 0 | 0
10 | 23 | 19 | 2 | 1.7931 | 0 | 2.4469 | 0 | 0 | 0 | 0.0012057 | 0.044191 | 0 | 0 | 4.5146 | 0 | 8.8001 | 0 | 0 | 0 | 0 | 0 | 0 | 0 | 0 | 0 | 0 | 0 | 0 | 0 | 0.45131 | 0 | 0.88038 | 0.087886 | 0 | 0 | 0.42 | 0.69222 | 0 | 0 | 0 | 0 | 2.5318 | 0 | 0 | 0 | 0 | 0 | 0 | 0 | 0 | 0 | 0 | 0 | 0 | 0
10 | 23 | 20 | 2 | 1.7931 | 0 | 2.4469 | 0 | 0 | 0 | 0.0012057 | 0.044364 | 0 | 0 | 3.1223 | 0 | 7.4078 | 0 | 0 | 0 | 0 | 0 | 0 | 0 | 0 | 0 | 0 | 0 | 0 | 0 | 0.45131 | 0 | 1.1038 | 0.083601 | 0 | 0 | 0.3675 | 0.69088 | 0 | 0 | 0 | 0 | 2.6971 | 0 | 0 | 0 | 0 | 0 | 0 | 0 | 0 | 0 | 0 | 0 | 0 | 0
10 | 23 | 21 | 2 | 1.7931 | 0 | 2.4469 | 0 | 0 | 0 | 0.0012057 | 0.044441 | 0 | 0 | 3.9584 | 0 | 8.244 | 0 | 0 | 0 | 0 | 0 | 0 | 0 | 0 | 0 | 0 | 0 | 0 | 0 | 0.45131 | 0 | 1.2156 | 0.059767 | 0 | 0 | 0.4725 | 0.6901 | 0 | 0 | 0 | 0 | 2.8893 | 0 | 0 | 0 | 0 | 0 | 0 | 0 | 0 | 0 | 0 | 0 | 0 | 0
10 | 23 | 22 | 2 | 1.7931 | 0 | 2.4469 | 0 | 0 | 0 | 0.0012057 | 0.044186 | 0 | 0 | 2.7258 | 0 | 7.0112 | 0 | 0 | 0 | 0 | 0 | 0 | 0 | 0 | 0 | 0 | 0 | 0 | 0 | 0.45131 | 0 | 1.1038 | 0.056061 | 0 | 0 | 0.315 | 0.6901 | 0 | 0 | 0 | 0 | 2.6163 | 0 | 0 | 0 | 0 | 0 | 0 | 0 | 0 | 0 | 0 | 0 | 0 | 0
10 | 23 | 23 | 2 | 1.7931 | 0 | 2.4469 | 0 | 0 | 0 | 0.0012057 | 0.04 | 0 | 0 | 0.48085 | 0 | 4.7621 | 0 | 0 | 0 | 0 | 0 | 0 | 0 | 0 | 0 | 0 | 0 | 0 | 0 | 0.45131 | 0 | 0.88038 | 0.042283 | 0 | 0 | 0.0525 | 0.69093 | 0 | 0 | 0 | 0 | 2.1174 | 0 | 0 | 0 | 0 | 0 | 0 | 0 | 0 | 0 | 0 | 0 | 0 | 0
10 | 23 | 24 | 2 | 1.7931 | 0 | 2.4469 | 0 | 0 | 0 | 0.0012057 | 0.04 | 0 | 0 | 0.48087 | 0 | 4.7621 | 0 | 0 | 0 | 0 | 0 | 0 | 0 | 0 | 0 | 0 | 0 | 0 | 0 | 0.45131 | 0 | 0.54519 | 0.051167 | 0 | 0 | 0.0525 | 0.69266 | 0 | 0 | 0 | 0 | 1.7928 | 0 | 0 | 0 | 0 | 0 | 0 | 0 | 0 | 0 | 0 | 0 | 0 | 0
10 | 24 | 1 | 3 | 1.7931 | 0 | 2.4469 | 0 | 0 | 0 | 0.0012057 | 0.04 | 0 | 0 | 0.4809 | 0 | 4.7621 | 0 | 0 | 0 | 0 | 0 | 0 | 0 | 0 | 0 | 0 | 0 | 0 | 0 | 0.45131 | 0 | 0.32173 | 0.059726 | 0 | 0 | 0.0525 | 0.69405 | 0 | 0 | 0 | 0 | 1.5793 | 0 | 0 | 0 | 0 | 0 | 0 | 0 | 0 | 0 | 0 | 0 | 0 | 0
10 | 24 | 2 | 3 | 1.7931 | 0 | 2.4469 | 0 | 0 | 0 | 0.0012057 | 0.04 | 0 | 0 | 0.48093 | 0 | 4.7622 | 0 | 0 | 0 | 0 | 0 | 0 | 0 | 0 | 0 | 0 | 0 | 0 | 0 | 0.45131 | 0 | 0.32173 | 0.061871 | 0 | 0 | 0.0525 | 0.69452 | 0 | 0 | 0 | 0 | 1.5819 | 0 | 0 | 0 | 0 | 0 | 0 | 0 | 0 | 0 | 0 | 0 | 0 | 0
10 | 24 | 3 | 3 | 1.7931 | 0 | 2.4469 | 0 | 0 | 0 | 0.0012057 | 0.04 | 0 | 0 | 0.48094 | 0 | 4.7622 | 0 | 0 | 0 | 0 | 0 | 0 | 0 | 0 | 0 | 0 | 0 | 0 | 0 | 0.45131 | 0 | 0.32173 | 0.057948 | 0 | 0 | 0.0525 | 0.6943 | 0 | 0 | 0 | 0 | 1.5778 | 0 | 0 | 0 | 0 | 0 | 0 | 0 | 0 | 0 | 0 | 0 | 0 | 0
10 | 24 | 4 | 3 | 1.7931 | 0 | 2.4469 | 0 | 0 | 0 | 0.0012057 | 0.04 | 0 | 0 | 0.48093 | 0 | 4.7622 | 0 | 0 | 0 | 0 | 0 | 0 | 0 | 0 | 0 | 0 | 0 | 0 | 0 | 0.45131 | 0 | 0.32173 | 0.054876 | 0 | 0 | 0.0525 | 0.69437 | 0 | 0 | 0 | 0 | 1.5748 | 0 | 0 | 0 | 0 | 0 | 0 | 0 | 0 | 0 | 0 | 0 | 0 | 0
10 | 24 | 5 | 3 | 1.7931 | 0 | 2.4469 | 0 | 0 | 0 | 0.0012057 | 0.04 | 0 | 0 | 0.48093 | 0 | 4.7622 | 0 | 0 | 0 | 0 | 0 | 0 | 0 | 0 | 0 | 0 | 0 | 0 | 0 | 0.45131 | 0 | 0.32173 | 0.058496 | 0 | 0 | 0.0525 | 0.69447 | 0 | 0 | 0 | 0 | 1.5785 | 0 | 0 | 0 | 0 | 0 | 0 | 0 | 0 | 0 | 0 | 0 | 0 | 0
10 | 24 | 6 | 3 | 1.7931 | 0 | 2.4469 | 0 | 0 | 0 | 0.0012057 | 0.04 | 0 | 0 | 2.6821 | 0 | 6.9633 | 0 | 0 | 0 | 0 | 0 | 0 | 0 | 0 | 0 | 0 | 0 | 0 | 0 | 0.45131 | 0 | 0.54519 | 0.058049 | 0 | 0 | 0.315 | 0.69361 | 0 | 0 | 0 | 0 | 2.0632 | 0 | 0 | 0 | 0 | 0 | 0 | 0 | 0 | 0 | 0 | 0 | 0 | 0
10 | 24 | 7 | 3 | 1.7931 | 0 | 2.4469 | 0 | 0 | 0 | 0.0012057 | 0.060661 | 0 | 0 | 3.9584 | 0 | 8.2603 | 0 | 0 | 0 | 0 | 0 | 0 | 0 | 0 | 0 | 0 | 0 | 0 | 0 | 0.45131 | 0 | 0.71279 | 0.15519 | 0 | 0 | 0.525 | 0.6928 | 0 | 0 | 0 | 0 | 2.5371 | 0 | 0 | 0 | 0 | 0 | 0 | 0 | 0 | 0 | 0 | 0 | 0 | 0
10 | 24 | 8 | 3 | 1.7931 | 0 | 13.5789 | 0 | 0 | 0 | 0.0012057 | 0.040813 | 0 | 0 | 4.0414 | 0 | 19.4554 | 0 | 0 | 0 | 0 | 0 | 0 | 0 | 0 | 0 | 0 | 0 | 0 | 0 | 0.45131 | 0 | 0.71279 | 0.073553 | 0 | 0 | 0.42 | 0.69241 | 0 | 0 | 0 | 0 | 2.3501 | 0 | 0 | 0 | 0 | 0 | 0 | 0 | 0 | 0 | 0 | 0 | 0 | 0
10 | 24 | 9 | 3 | 1.7931 | 0 | 13.5789 | 0 | 0 | 0 | 0.0012057 | 0.04 | 0 | 0 | 2.682 | 0 | 18.0952 | 0 | 0 | 0 | 0 | 0 | 0 | 0 | 0 | 0 | 0 | 0 | 0 | 0 | 0.45131 | 0 | 0.71279 | 0.037625 | 0 | 0 | 0.315 | 0.69202 | 0 | 0 | 0 | 0 | 2.2087 | 0 | 0 | 0 | 0 | 0 | 0 | 0 | 0 | 0 | 0 | 0 | 0 | 0
10 | 24 | 10 | 3 | 1.7931 | 0 | 13.5789 | 0 | 0 | 0 | 0.0012057 | 0.04 | 0 | 0 | 2.682 | 0 | 18.0952 | 0 | 0 | 0 | 0 | 0 | 0 | 0 | 0 | 0 | 0 | 0 | 0 | 0 | 0.45131 | 0 | 0.71279 | 0.03094 | 0 | 0 | 0.315 | 0.69169 | 0 | 0 | 0 | 0 | 2.2017 | 0 | 0 | 0 | 0 | 0 | 0 | 0 | 0 | 0 | 0 | 0 | 0 | 0
10 | 24 | 11 | 3 | 1.7931 | 0 | 13.5789 | 0 | 0 | 0 | 0.0012057 | 0.11505 | 0 | 0 | 3.1223 | 0 | 18.6105 | 0 | 0 | 0 | 0 | 0 | 0 | 0 | 0 | 0 | 0 | 0 | 0 | 0 | 0.45131 | 0 | 0.54519 | 0.022917 | 0 | 0 | 0.3675 | 0.69217 | 0 | 0 | 0 | 0 | 2.0791 | 0 | 0 | 0 | 0 | 0 | 0 | 0 | 0 | 0 | 0 | 0 | 0 | 0
10 | 24 | 12 | 3 | 1.7931 | 0 | 8.6313 | 0 | 0 | 0 | 0.0012057 | 0.13709 | 0 | 0 | 3.5625 | 0 | 14.1252 | 0 | 0 | 0 | 0 | 0 | 0 | 0 | 0 | 0 | 0 | 0 | 0 | 0 | 0.45131 | 0 | 0.54519 | 0.016225 | 0.26156 | 0 | 0.42 | 0.69183 | 0 | 0 | 0 | 0 | 2.3861 | 0 | 0 | 0 | 0 | 0 | 0 | 0 | 0 | 0 | 0 | 0 | 0 | 0
10 | 24 | 13 | 3 | 1.7931 | 0 | 13.5789 | 0 | 0 | 0 | 0.0012057 | 0.16788 | 0 | 0 | 3.1223 | 0 | 18.6633 | 0 | 0 | 0 | 0 | 0 | 0 | 0 | 0 | 0 | 0 | 0 | 0 | 0 | 0.45131 | 0 | 0.54519 | 0.0099168 | 0.75118 | 0 | 0.3675 | 0.69169 | 0 | 0 | 0 | 0 | 2.8168 | 0 | 0 | 0 | 0 | 0 | 0 | 0 | 0 | 0 | 0 | 0 | 0 | 0
10 | 24 | 14 | 3 | 1.7931 | 0 | 13.5789 | 0 | 0 | 0 | 0.0012057 | 0.17536 | 0 | 0 | 3.1223 | 0 | 18.6708 | 0 | 0 | 0 | 0 | 0 | 0 | 0 | 0 | 0 | 0 | 0 | 0 | 0 | 0.45131 | 0 | 0.54519 | 0.0067244 | 0.86077 | 0 | 0.3675 | 0.69141 | 0 | 0 | 0 | 0 | 2.9229 | 0 | 0 | 0 | 0 | 0 | 0 | 0 | 0 | 0 | 0 | 0 | 0 | 0
10 | 24 | 15 | 3 | 1.7931 | 0 | 13.5789 | 0 | 0 | 0 | 0.0012057 | 0.18005 | 0 | 0 | 2.682 | 0 | 18.2353 | 0 | 0 | 0 | 0 | 0 | 0 | 0 | 0 | 0 | 0 | 0 | 0 | 0 | 0.45131 | 0 | 0.54519 | 0.012617 | 0.809 | 0 | 0.315 | 0.69128 | 0 | 0 | 0 | 0 | 2.8244 | 0 | 0 | 0 | 0 | 0 | 0 | 0 | 0 | 0 | 0 | 0 | 0 | 0
10 | 24 | 16 | 3 | 1.7931 | 0 | 13.5789 | 0 | 0 | 0 | 0.0012057 | 0.16744 | 0 | 0 | 2.682 | 0 | 18.2227 | 0 | 0 | 0 | 0 | 0 | 0 | 0 | 0 | 0 | 0 | 0 | 0 | 0 | 0.45131 | 0 | 0.54519 | 0.018495 | 0.7566 | 0 | 0.315 | 0.69129 | 0 | 0 | 0 | 0 | 2.7779 | 0 | 0 | 0 | 0 | 0 | 0 | 0 | 0 | 0 | 0 | 0 | 0 | 0
10 | 24 | 17 | 3 | 1.7931 | 0 | 13.5789 | 0 | 0 | 0 | 0.0012057 | 0.10387 | 0 | 0 | 3.9584 | 0 | 19.4355 | 0 | 0 | 0 | 0 | 0 | 0 | 0 | 0 | 0 | 0 | 0 | 0 | 0 | 0.45131 | 0 | 0.54519 | 0.027728 | 0.40301 | 0 | 0.525 | 0.69157 | 0 | 0 | 0 | 0 | 2.6438 | 0 | 0 | 0 | 0 | 0 | 0 | 0 | 0 | 0 | 0 | 0 | 0 | 0
10 | 24 | 18 | 3 | 1.7931 | 0 | 9.8682 | 0 | 0 | 0 | 0.0012057 | 0.058555 | 0 | 0 | 3.9584 | 0 | 15.6795 | 0 | 0 | 0 | 0 | 0 | 0 | 0 | 0 | 0 | 0 | 0 | 0 | 0 | 0.45131 | 0 | 0.54519 | 0.037114 | 0.11297 | 0 | 0.525 | 0.69186 | 0 | 0 | 0 | 0 | 2.3634 | 0 | 0 | 0 | 0 | 0 | 0 | 0 | 0 | 0 | 0 | 0 | 0 | 0
10 | 24 | 19 | 3 | 1.7931 | 0 | 2.4469 | 0 | 0 | 0 | 0.0012057 | 0.04 | 0 | 0 | 4.5146 | 0 | 8.7958 | 0 | 0 | 0 | 0 | 0 | 0 | 0 | 0 | 0 | 0 | 0 | 0 | 0 | 0.45131 | 0 | 0.88038 | 0.036563 | 0 | 0 | 0.42 | 0.69054 | 0 | 0 | 0 | 0 | 2.4788 | 0 | 0 | 0 | 0 | 0 | 0 | 0 | 0 | 0 | 0 | 0 | 0 | 0
10 | 24 | 20 | 3 | 1.7931 | 0 | 2.4469 | 0 | 0 | 0 | 0.0012057 | 0.04 | 0 | 0 | 3.1222 | 0 | 7.4035 | 0 | 0 | 0 | 0 | 0 | 0 | 0 | 0 | 0 | 0 | 0 | 0 | 0 | 0.45131 | 0 | 1.1038 | 0 | 0 | 0 | 0.3675 | 0.6901 | 0 | 0 | 0 | 0 | 2.6128 | 0 | 0 | 0 | 0 | 0 | 0 | 0 | 0 | 0 | 0 | 0 | 0 | 0
10 | 24 | 21 | 3 | 1.7931 | 0 | 2.4469 | 0 | 0 | 0 | 0.0012057 | 0.04 | 0 | 0 | 3.9583 | 0 | 8.2396 | 0 | 0 | 0 | 0 | 0 | 0 | 0 | 0 | 0 | 0 | 0 | 0 | 0 | 0.45131 | 0 | 1.2156 | 0 | 0 | 0 | 0.4725 | 0.6901 | 0 | 0 | 0 | 0 | 2.8295 | 0 | 0 | 0 | 0 | 0 | 0 | 0 | 0 | 0 | 0 | 0 | 0 | 0
10 | 24 | 22 | 3 | 1.7931 | 0 | 2.4469 | 0 | 0 | 0 | 0.0012057 | 0.04 | 0 | 0 | 2.7256 | 0 | 7.0069 | 0 | 0 | 0 | 0 | 0 | 0 | 0 | 0 | 0 | 0 | 0 | 0 | 0 | 0.45131 | 0 | 1.1038 | 0 | 0 | 0 | 0.315 | 0.6901 | 0 | 0 | 0 | 0 | 2.5602 | 0 | 0 | 0 | 0 | 0 | 0 | 0 | 0 | 0 | 0 | 0 | 0 | 0
10 | 24 | 23 | 3 | 1.7931 | 0 | 2.4469 | 0 | 0 | 0 | 0.0012057 | 0.04 | 0 | 0 | 0.4807 | 0 | 4.7619 | 0 | 0 | 0 | 0 | 0 | 0 | 0 | 0 | 0 | 0 | 0 | 0 | 0 | 0.45131 | 0 | 0.88038 | 0 | 0 | 0 | 0.0525 | 0.6901 | 0 | 0 | 0 | 0 | 2.0743 | 0 | 0 | 0 | 0 | 0 | 0 | 0 | 0 | 0 | 0 | 0 | 0 | 0
10 | 24 | 24 | 3 | 1.7931 | 0 | 2.4469 | 0 | 0 | 0 | 0.0012057 | 0.04 | 0 | 0 | 0.48074 | 0 | 4.762 | 0 | 0 | 0 | 0 | 0 | 0 | 0 | 0 | 0 | 0 | 0 | 0 | 0 | 0.45131 | 0 | 0.54519 | 0 | 0 | 0 | 0.0525 | 0.6901 | 0 | 0 | 0 | 0 | 1.7391 | 0 | 0 | 0 | 0 | 0 | 0 | 0 | 0 | 0 | 0 | 0 | 0 | 0
10 | 25 | 1 | 4 | 1.7931 | 0 | 2.4469 | 0 | 0 | 0 | 0.0012057 | 0.04 | 0 | 0 | 0.48084 | 0 | 4.7621 | 0 | 0 | 0 | 0 | 0 | 0 | 0 | 0 | 0 | 0 | 0 | 0 | 0 | 0.45131 | 0 | 0.32173 | 0.044802 | 0 | 0 | 0.0525 | 0.69172 | 0 | 0 | 0 | 0 | 1.5621 | 0 | 0 | 0 | 0 | 0 | 0 | 0 | 0 | 0 | 0 | 0 | 0 | 0
10 | 25 | 2 | 4 | 1.7931 | 0 | 2.4469 | 0 | 0 | 0 | 0.0012057 | 0.04 | 0 | 0 | 0.48088 | 0 | 4.7621 | 0 | 0 | 0 | 0 | 0 | 0 | 0 | 0 | 0 | 0 | 0 | 0 | 0 | 0.45131 | 0 | 0.32173 | 0.051775 | 0 | 0 | 0.0525 | 0.69213 | 0 | 0 | 0 | 0 | 1.5695 | 0 | 0 | 0 | 0 | 0 | 0 | 0 | 0 | 0 | 0 | 0 | 0 | 0
10 | 25 | 3 | 4 | 1.7931 | 0 | 2.4469 | 0 | 0 | 0 | 0.0012057 | 0.04 | 0 | 0 | 0.48089 | 0 | 4.7621 | 0 | 0 | 0 | 0 | 0 | 0 | 0 | 0 | 0 | 0 | 0 | 0 | 0 | 0.45131 | 0 | 0.32173 | 0.051755 | 0 | 0 | 0.0525 | 0.69212 | 0 | 0 | 0 | 0 | 1.5694 | 0 | 0 | 0 | 0 | 0 | 0 | 0 | 0 | 0 | 0 | 0 | 0 | 0
10 | 25 | 4 | 4 | 1.7931 | 0 | 2.4469 | 0 | 0 | 0 | 0.0012057 | 0.04 | 0 | 0 | 0.48089 | 0 | 4.7621 | 0 | 0 | 0 | 0 | 0 | 0 | 0 | 0 | 0 | 0 | 0 | 0 | 0 | 0.45131 | 0 | 0.32173 | 0.055135 | 0 | 0 | 0.0525 | 0.69231 | 0 | 0 | 0 | 0 | 1.573 | 0 | 0 | 0 | 0 | 0 | 0 | 0 | 0 | 0 | 0 | 0 | 0 | 0
10 | 25 | 5 | 4 | 1.7931 | 0 | 2.4469 | 0 | 0 | 0 | 0.0012057 | 0.04 | 0 | 0 | 0.48089 | 0 | 4.7621 | 0 | 0 | 0 | 0 | 0 | 0 | 0 | 0 | 0 | 0 | 0 | 0 | 0 | 0.45131 | 0 | 0.32173 | 0.051247 | 0 | 0 | 0.0525 | 0.69199 | 0 | 0 | 0 | 0 | 1.5688 | 0 | 0 | 0 | 0 | 0 | 0 | 0 | 0 | 0 | 0 | 0 | 0 | 0
10 | 25 | 6 | 4 | 1.7931 | 0 | 2.4469 | 0 | 0 | 0 | 0.0012057 | 0.04 | 0 | 0 | 2.682 | 0 | 6.9633 | 0 | 0 | 0 | 0 | 0 | 0 | 0 | 0 | 0 | 0 | 0 | 0 | 0 | 0.45131 | 0 | 0.54519 | 0.046989 | 0 | 0 | 0.315 | 0.69085 | 0 | 0 | 0 | 0 | 2.0493 | 0 | 0 | 0 | 0 | 0 | 0 | 0 | 0 | 0 | 0 | 0 | 0 | 0
10 | 25 | 7 | 4 | 1.7931 | 0 | 2.4469 | 0 | 0 | 0 | 0.0012057 | 0.040502 | 0 | 0 | 3.9584 | 0 | 8.2401 | 0 | 0 | 0 | 0 | 0 | 0 | 0 | 0 | 0 | 0 | 0 | 0 | 0 | 0.45131 | 0 | 0.71279 | 0.027754 | 0 | 0 | 0.525 | 0.6901 | 0 | 0 | 0 | 0 | 2.407 | 0 | 0 | 0 | 0 | 0 | 0 | 0 | 0 | 0 | 0 | 0 | 0 | 0
10 | 25 | 8 | 4 | 1.7931 | 0 | 13.5789 | 0 | 0 | 0 | 0.0012057 | 0.04 | 0 | 0 | 4.0413 | 0 | 19.4545 | 0 | 0 | 0 | 0 | 0 | 0 | 0 | 0 | 0 | 0 | 0 | 0 | 0 | 0.45131 | 0 | 0.71279 | 0 | 0 | 0 | 0.42 | 0.6901 | 0 | 0 | 0 | 0 | 2.2742 | 0 | 0 | 0 | 0 | 0 | 0 | 0 | 0 | 0 | 0 | 0 | 0 | 0
10 | 25 | 9 | 4 | 1.7931 | 0 | 13.5789 | 0 | 0 | 0 | 0.0012057 | 0.099235 | 0 | 0 | 2.6819 | 0 | 18.1544 | 0 | 0 | 0 | 0 | 0 | 0 | 0 | 0 | 0 | 0 | 0 | 0 | 0 | 0.45131 | 0 | 0.71279 | 0 | 0 | 0 | 0.315 | 0.6901 | 0 | 0 | 0 | 0 | 2.1692 | 0 | 0 | 0 | 0 | 0 | 0 | 0 | 0 | 0 | 0 | 0 | 0 | 0
10 | 25 | 10 | 4 | 1.7931 | 0 | 13.5789 | 0 | 0 | 0 | 0.0012057 | 0.17867 | 0 | 0 | 2.6819 | 0 | 18.2337 | 0 | 0 | 0 | 0 | 0 | 0 | 0 | 0 | 0 | 0 | 0 | 0 | 0 | 0.45131 | 0 | 0.71279 | 0 | 0.38509 | 0 | 0.315 | 0.6901 | 0 | 0 | 0 | 0 | 2.5543 | 0 | 0 | 0 | 0 | 0 | 0 | 0 | 0 | 0 | 0 | 0 | 0 | 0
10 | 25 | 11 | 4 | 1.7931 | 0 | 13.5789 | 0 | 0 | 0 | 0.0012057 | 0.20361 | 0 | 0 | 3.122 | 0 | 18.6988 | 0 | 0 | 0 | 0 | 0 | 0 | 0 | 0 | 0 | 0 | 0 | 0 | 0 | 0.45131 | 0 | 0.54519 | 0 | 0.92487 | 0 | 0.3675 | 0.6901 | 0 | 0 | 0 | 0 | 2.979 | 0 | 0 | 0 | 0 | 0 | 0 | 0 | 0 | 0 | 0 | 0 | 0 | 0
10 | 25 | 12 | 4 | 1.7931 | 0 | 8.6313 | 0 | 0 | 0 | 0.0012057 | 0.094854 | 0 | 0 | 3.5622 | 0 | 14.0827 | 0 | 0 | 0 | 0 | 0 | 0 | 0 | 0 | 0 | 0 | 0 | 0 | 0 | 0.45131 | 0 | 0.54519 | 0 | 0.3394 | 0 | 0.42 | 0.6901 | 0 | 0 | 0 | 0 | 2.446 | 0 | 0 | 0 | 0 | 0 | 0 | 0 | 0 | 0 | 0 | 0 | 0 | 0
10 | 25 | 13 | 4 | 1.7931 | 0 | 13.5789 | 0 | 0 | 0 | 0.0012057 | 0.074052 | 0 | 0 | 3.122 | 0 | 18.5692 | 0 | 0 | 0 | 0 | 0 | 0 | 0 | 0 | 0 | 0 | 0 | 0 | 0 | 0.45131 | 0 | 0.54519 | 0 | 0.18922 | 0 | 0.3675 | 0.6901 | 0 | 0 | 0 | 0 | 2.2433 | 0 | 0 | 0 | 0 | 0 | 0 | 0 | 0 | 0 | 0 | 0 | 0 | 0
10 | 25 | 14 | 4 | 1.7931 | 0 | 13.5789 | 0 | 0 | 0 | 0.0012057 | 0.14722 | 0 | 0 | 3.122 | 0 | 18.6424 | 0 | 0 | 0 | 0 | 0 | 0 | 0 | 0 | 0 | 0 | 0 | 0 | 0 | 0.45131 | 0 | 0.54519 | 0 | 0.4489 | 0 | 0.3675 | 0.6901 | 0 | 0 | 0 | 0 | 2.503 | 0 | 0 | 0 | 0 | 0 | 0 | 0 | 0 | 0 | 0 | 0 | 0 | 0
10 | 25 | 15 | 4 | 1.7931 | 0 | 13.5789 | 0 | 0 | 0 | 0.0012057 | 0.2442 | 0 | 0 | 2.6817 | 0 | 18.2991 | 0 | 0 | 0 | 0 | 0 | 0 | 0 | 0 | 0 | 0 | 0 | 0 | 0 | 0.45131 | 0 | 0.54519 | 0 | 0.60612 | 0 | 0.315 | 0.6901 | 0 | 0 | 0 | 0 | 2.6077 | 0 | 0 | 0 | 0 | 0 | 0 | 0 | 0 | 0 | 0 | 0 | 0 | 0
10 | 25 | 16 | 4 | 1.7931 | 0 | 13.5789 | 0 | 0 | 0 | 0.0012057 | 0.21656 | 0 | 0 | 2.6817 | 0 | 18.2715 | 0 | 0 | 0 | 0 | 0 | 0 | 0 | 0 | 0 | 0 | 0 | 0 | 0 | 0.45131 | 0 | 0.54519 | 0 | 0.56117 | 0 | 0.315 | 0.6901 | 0 | 0 | 0 | 0 | 2.5628 | 0 | 0 | 0 | 0 | 0 | 0 | 0 | 0 | 0 | 0 | 0 | 0 | 0
10 | 25 | 17 | 4 | 1.7931 | 0 | 13.5789 | 0 | 0 | 0 | 0.0012057 | 0.15302 | 0 | 0 | 3.9582 | 0 | 19.4845 | 0 | 0 | 0 | 0 | 0 | 0 | 0 | 0 | 0 | 0 | 0 | 0 | 0 | 0.45131 | 0 | 0.54519 | 0 | 0.37023 | 0 | 0.525 | 0.6901 | 0 | 0 | 0 | 0 | 2.5818 | 0 | 0 | 0 | 0 | 0 | 0 | 0 | 0 | 0 | 0 | 0 | 0 | 0
10 | 25 | 18 | 4 | 1.7931 | 0 | 9.8682 | 0 | 0 | 0 | 0.0012057 | 0.074672 | 0 | 0 | 3.9583 | 0 | 15.6955 | 0 | 0 | 0 | 0 | 0 | 0 | 0 | 0 | 0 | 0 | 0 | 0 | 0 | 0.45131 | 0 | 0.54519 | 0 | 0.18466 | 0 | 0.525 | 0.6901 | 0 | 0 | 0 | 0 | 2.3963 | 0 | 0 | 0 | 0 | 0 | 0 | 0 | 0 | 0 | 0 | 0 | 0 | 0
10 | 25 | 19 | 4 | 1.7931 | 0 | 2.4469 | 0 | 0 | 0 | 0.0012057 | 0.040986 | 0 | 0 | 4.514 | 0 | 8.7963 | 0 | 0 | 0 | 0 | 0 | 0 | 0 | 0 | 0 | 0 | 0 | 0 | 0 | 0.45131 | 0 | 0.88038 | 0 | 0.0039302 | 0 | 0.42 | 0.6901 | 0 | 0 | 0 | 0 | 2.4457 | 0 | 0 | 0 | 0 | 0 | 0 | 0 | 0 | 0 | 0 | 0 | 0 | 0
10 | 25 | 20 | 4 | 1.7931 | 0 | 2.4469 | 0 | 0 | 0 | 0.0012057 | 0.04 | 0 | 0 | 3.122 | 0 | 7.4032 | 0 | 0 | 0 | 0 | 0 | 0 | 0 | 0 | 0 | 0 | 0 | 0 | 0 | 0.45131 | 0 | 1.1038 | 0 | 0 | 0 | 0.3675 | 0.6901 | 0 | 0 | 0 | 0 | 2.6128 | 0 | 0 | 0 | 0 | 0 | 0 | 0 | 0 | 0 | 0 | 0 | 0 | 0
10 | 25 | 21 | 4 | 1.7931 | 0 | 2.4469 | 0 | 0 | 0 | 0.0012057 | 0.04 | 0 | 0 | 3.9582 | 0 | 8.2394 | 0 | 0 | 0 | 0 | 0 | 0 | 0 | 0 | 0 | 0 | 0 | 0 | 0 | 0.45131 | 0 | 1.2156 | 0 | 0 | 0 | 0.4725 | 0.6901 | 0 | 0 | 0 | 0 | 2.8295 | 0 | 0 | 0 | 0 | 0 | 0 | 0 | 0 | 0 | 0 | 0 | 0 | 0
10 | 25 | 22 | 4 | 1.7931 | 0 | 2.4469 | 0 | 0 | 0 | 0.0012057 | 0.04 | 0 | 0 | 2.7252 | 0 | 7.0064 | 0 | 0 | 0 | 0 | 0 | 0 | 0 | 0 | 0 | 0 | 0 | 0 | 0 | 0.45131 | 0 | 1.1038 | 0 | 0 | 0 | 0.315 | 0.6901 | 0 | 0 | 0 | 0 | 2.5602 | 0 | 0 | 0 | 0 | 0 | 0 | 0 | 0 | 0 | 0 | 0 | 0 | 0
10 | 25 | 23 | 4 | 1.7931 | 0 | 2.4469 | 0 | 0 | 0 | 0.0012057 | 0.04 | 0 | 0 | 0.4804 | 0 | 4.7616 | 0 | 0 | 0 | 0 | 0 | 0 | 0 | 0 | 0 | 0 | 0 | 0 | 0 | 0.45131 | 0 | 0.88038 | 0 | 0 | 0 | 0.0525 | 0.6901 | 0 | 0 | 0 | 0 | 2.0743 | 0 | 0 | 0 | 0 | 0 | 0 | 0 | 0 | 0 | 0 | 0 | 0 | 0
10 | 25 | 24 | 4 | 1.7931 | 0 | 2.4469 | 0 | 0 | 0 | 0.0012057 | 0.04 | 0 | 0 | 0.48046 | 0 | 4.7617 | 0 | 0 | 0 | 0 | 0 | 0 | 0 | 0 | 0 | 0 | 0 | 0 | 0 | 0.45131 | 0 | 0.54519 | 0 | 0 | 0 | 0.0525 | 0.6901 | 0 | 0 | 0 | 0 | 1.7391 | 0 | 0 | 0 | 0 | 0 | 0 | 0 | 0 | 0 | 0 | 0 | 0 | 0
10 | 26 | 1 | 5 | 1.7931 | 0 | 2.4469 | 0 | 0 | 0 | 0.0012057 | 0.04 | 0 | 0 | 0.48058 | 0 | 4.7618 | 0 | 0 | 0 | 0 | 0 | 0 | 0 | 0 | 0 | 0 | 0 | 0 | 0 | 0.45131 | 0 | 0.32173 | 0 | 0 | 0 | 0.0525 | 0.6901 | 0 | 0 | 0 | 0 | 1.5156 | 0 | 0 | 0 | 0 | 0 | 0 | 0 | 0 | 0 | 0 | 0 | 0 | 0
10 | 26 | 2 | 5 | 1.7931 | 0 | 2.4469 | 0 | 0 | 0 | 0.0012057 | 0.04 | 0 | 0 | 0.48068 | 0 | 4.7619 | 0 | 0 | 0 | 0 | 0 | 0 | 0 | 0 | 0 | 0 | 0 | 0 | 0 | 0.45131 | 0 | 0.32173 | 0 | 0 | 0 | 0.0525 | 0.6901 | 0 | 0 | 0 | 0 | 1.5156 | 0 | 0 | 0 | 0 | 0 | 0 | 0 | 0 | 0 | 0 | 0 | 0 | 0
10 | 26 | 3 | 5 | 1.7931 | 0 | 2.4469 | 0 | 0 | 0 | 0.0012057 | 0.04 | 0 | 0 | 0.48076 | 0 | 4.762 | 0 | 0 | 0 | 0 | 0 | 0 | 0 | 0 | 0 | 0 | 0 | 0 | 0 | 0.45131 | 0 | 0.32173 | 0 | 0 | 0 | 0.0525 | 0.6901 | 0 | 0 | 0 | 0 | 1.5156 | 0 | 0 | 0 | 0 | 0 | 0 | 0 | 0 | 0 | 0 | 0 | 0 | 0
10 | 26 | 4 | 5 | 1.7931 | 0 | 2.4469 | 0 | 0 | 0 | 0.0012057 | 0.04 | 0 | 0 | 0.48079 | 0 | 4.762 | 0 | 0 | 0 | 0 | 0 | 0 | 0 | 0 | 0 | 0 | 0 | 0 | 0 | 0.45131 | 0 | 0.32173 | 0.059983 | 0 | 0 | 0.0525 | 0.69025 | 0 | 0 | 0 | 0 | 1.5758 | 0 | 0 | 0 | 0 | 0 | 0 | 0 | 0 | 0 | 0 | 0 | 0 | 0
10 | 26 | 5 | 5 | 1.7931 | 0 | 2.4469 | 0 | 0 | 0 | 0.0012057 | 0.04 | 0 | 0 | 0.48085 | 0 | 4.7621 | 0 | 0 | 0 | 0 | 0 | 0 | 0 | 0 | 0 | 0 | 0 | 0 | 0 | 0.45131 | 0 | 0.32173 | 0.065989 | 0 | 0 | 0.0525 | 0.69088 | 0 | 0 | 0 | 0 | 1.5824 | 0 | 0 | 0 | 0 | 0 | 0 | 0 | 0 | 0 | 0 | 0 | 0 | 0
10 | 26 | 6 | 5 | 1.7931 | 0 | 2.4469 | 0 | 0 | 0 | 0.0012057 | 0.04 | 0 | 0 | 2.682 | 0 | 6.9632 | 0 | 0 | 0 | 0 | 0 | 0 | 0 | 0 | 0 | 0 | 0 | 0 | 0 | 0.45131 | 0 | 0.54519 | 0.066034 | 0 | 0 | 0.315 | 0.69042 | 0 | 0 | 0 | 0 | 2.068 | 0 | 0 | 0 | 0 | 0 | 0 | 0 | 0 | 0 | 0 | 0 | 0 | 0
10 | 26 | 7 | 5 | 1.7931 | 0 | 2.4469 | 0 | 0 | 0 | 0.0012057 | 0.047437 | 0 | 0 | 3.9584 | 0 | 8.247 | 0 | 0 | 0 | 0 | 0 | 0 | 0 | 0 | 0 | 0 | 0 | 0 | 0 | 0.45131 | 0 | 0.71279 | 0.17869 | 0 | 0 | 0.525 | 0.69014 | 0 | 0 | 0 | 0 | 2.5579 | 0 | 0 | 0 | 0 | 0 | 0 | 0 | 0 | 0 | 0 | 0 | 0 | 0
10 | 26 | 8 | 5 | 1.7931 | 0 | 13.5789 | 0 | 0 | 0 | 0.0012057 | 0.04 | 0 | 0 | 4.0413 | 0 | 19.4545 | 0 | 0 | 0 | 0 | 0 | 0 | 0 | 0 | 0 | 0 | 0 | 0 | 0 | 0.45131 | 0 | 0.71279 | 0.068098 | 0 | 0 | 0.42 | 0.69095 | 0 | 0 | 0 | 0 | 2.3431 | 0 | 0 | 0 | 0 | 0 | 0 | 0 | 0 | 0 | 0 | 0 | 0 | 0
10 | 26 | 9 | 5 | 1.7931 | 0 | 13.5789 | 0 | 0 | 0 | 0.0012057 | 0.04 | 0 | 0 | 2.682 | 0 | 18.0952 | 0 | 0 | 0 | 0 | 0 | 0 | 0 | 0 | 0 | 0 | 0 | 0 | 0 | 0.45131 | 0 | 0.71279 | 0 | 0 | 0 | 0.315 | 0.6901 | 0 | 0 | 0 | 0 | 2.1692 | 0 | 0 | 0 | 0 | 0 | 0 | 0 | 0 | 0 | 0 | 0 | 0 | 0
10 | 26 | 10 | 5 | 1.7931 | 0 | 13.5789 | 0 | 0 | 0 | 0.0012057 | 0.04847 | 0 | 0 | 2.682 | 0 | 18.1036 | 0 | 0 | 0 | 0 | 0 | 0 | 0 | 0 | 0 | 0 | 0 | 0 | 0 | 0.45131 | 0 | 0.71279 | 0 | 0 | 0 | 0.315 | 0.6901 | 0 | 0 | 0 | 0 | 2.1692 | 0 | 0 | 0 | 0 | 0 | 0 | 0 | 0 | 0 | 0 | 0 | 0 | 0
10 | 26 | 11 | 5 | 1.7931 | 0 | 13.5789 | 0 | 0 | 0 | 0.0012057 | 0.096848 | 0 | 0 | 3.1222 | 0 | 18.5922 | 0 | 0 | 0 | 0 | 0 | 0 | 0 | 0 | 0 | 0 | 0 | 0 | 0 | 0.45131 | 0 | 0.54519 | 0 | 0.03507 | 0 | 0.3675 | 0.6901 | 0 | 0 | 0 | 0 | 2.0892 | 0 | 0 | 0 | 0 | 0 | 0 | 0 | 0 | 0 | 0 | 0 | 0 | 0
10 | 26 | 12 | 5 | 1.7931 | 0 | 8.6313 | 0 | 0 | 0 | 0.0012057 | 0.098228 | 0 | 0 | 3.5624 | 0 | 14.0863 | 0 | 0 | 0 | 0 | 0 | 0 | 0 | 0 | 0 | 0 | 0 | 0 | 0 | 0.45131 | 0 | 0.54519 | 0.063829 | 0.16266 | 0 | 0.42 | 0.69081 | 0 | 0 | 0 | 0 | 2.3338 | 0 | 0 | 0 | 0 | 0 | 0 | 0 | 0 | 0 | 0 | 0 | 0 | 0
10 | 26 | 13 | 5 | 1.7931 | 0 | 13.5789 | 0 | 0 | 0 | 0.0012057 | 0.10064 | 0 | 0 | 3.1222 | 0 | 18.5961 | 0 | 0 | 0 | 0 | 0 | 0 | 0 | 0 | 0 | 0 | 0 | 0 | 0 | 0.45131 | 0 | 0.54519 | 0.06997 | 0.12113 | 0 | 0.3675 | 0.69163 | 0 | 0 | 0 | 0 | 2.2467 | 0 | 0 | 0 | 0 | 0 | 0 | 0 | 0 | 0 | 0 | 0 | 0 | 0
10 | 26 | 14 | 5 | 1.7931 | 0 | 13.5789 | 0 | 0 | 0 | 0.0012057 | 0.0849 | 0 | 0 | 3.1223 | 0 | 18.5804 | 0 | 0 | 0 | 0 | 0 | 0 | 0 | 0 | 0 | 0 | 0 | 0 | 0 | 0.45131 | 0 | 0.54519 | 0.067448 | 0.10465 | 0 | 0.3675 | 0.69152 | 0 | 0 | 0 | 0 | 2.2276 | 0 | 0 | 0 | 0 | 0 | 0 | 0 | 0 | 0 | 0 | 0 | 0 | 0
10 | 26 | 15 | 5 | 1.7931 | 0 | 13.5789 | 0 | 0 | 0 | 0.0012057 | 0.047064 | 0 | 0 | 2.682 | 0 | 18.1023 | 0 | 0 | 0 | 0 | 0 | 0 | 0 | 0 | 0 | 0 | 0 | 0 | 0 | 0.45131 | 0 | 0.54519 | 0.068703 | 0.01607 | 0 | 0.315 | 0.69139 | 0 | 0 | 0 | 0 | 2.0877 | 0 | 0 | 0 | 0 | 0 | 0 | 0 | 0 | 0 | 0 | 0 | 0 | 0
10 | 26 | 16 | 5 | 1.7931 | 0 | 13.5789 | 0 | 0 | 0 | 0.0012057 | 0.04 | 0 | 0 | 2.682 | 0 | 18.0952 | 0 | 0 | 0 | 0 | 0 | 0 | 0 | 0 | 0 | 0 | 0 | 0 | 0 | 0.45131 | 0 | 0.54519 | 0.07317 | 0 | 0 | 0.315 | 0.69186 | 0 | 0 | 0 | 0 | 2.0765 | 0 | 0 | 0 | 0 | 0 | 0 | 0 | 0 | 0 | 0 | 0 | 0 | 0
10 | 26 | 17 | 5 | 1.7931 | 0 | 13.5789 | 0 | 0 | 0 | 0.0012057 | 0.04 | 0 | 0 | 3.9584 | 0 | 19.3716 | 0 | 0 | 0 | 0 | 0 | 0 | 0 | 0 | 0 | 0 | 0 | 0 | 0 | 0.45131 | 0 | 0.54519 | 0.075996 | 0 | 0 | 0.525 | 0.69173 | 0 | 0 | 0 | 0 | 2.2892 | 0 | 0 | 0 | 0 | 0 | 0 | 0 | 0 | 0 | 0 | 0 | 0 | 0
10 | 26 | 18 | 5 | 1.7931 | 0 | 9.8682 | 0 | 0 | 0 | 0.0012057 | 0.04 | 0 | 0 | 3.9584 | 0 | 15.6609 | 0 | 0 | 0 | 0 | 0 | 0 | 0 | 0 | 0 | 0 | 0 | 0 | 0 | 0.45131 | 0 | 0.54519 | 0.085019 | 0 | 0 | 0.525 | 0.69292 | 0 | 0 | 0 | 0 | 2.2994 | 0 | 0 | 0 | 0 | 0 | 0 | 0 | 0 | 0 | 0 | 0 | 0 | 0
10 | 26 | 19 | 5 | 1.7931 | 0 | 2.4469 | 0 | 0 | 0 | 0.0012057 | 0.048647 | 0 | 0 | 4.5146 | 0 | 8.8045 | 0 | 0 | 0 | 0 | 0 | 0 | 0 | 0 | 0 | 0 | 0 | 0 | 0 | 0.45131 | 0 | 0.88038 | 0.21167 | 0 | 0 | 0.42 | 0.69143 | 0 | 0 | 0 | 0 | 2.6548 | 0 | 0 | 0 | 0 | 0 | 0 | 0 | 0 | 0 | 0 | 0 | 0 | 0
10 | 26 | 20 | 5 | 1.7931 | 0 | 2.4469 | 0 | 0 | 0 | 0.0012057 | 0.056749 | 0 | 0 | 3.1222 | 0 | 7.4202 | 0 | 0 | 0 | 0 | 0 | 0 | 0 | 0 | 0 | 0 | 0 | 0 | 0 | 0.45131 | 0 | 1.1038 | 0.24462 | 0 | 0 | 0.3675 | 0.69109 | 0 | 0 | 0 | 0 | 2.8584 | 0 | 0 | 0 | 0 | 0 | 0 | 0 | 0 | 0 | 0 | 0 | 0 | 0
10 | 26 | 21 | 5 | 1.7931 | 0 | 2.4469 | 0 | 0 | 0 | 0.0012057 | 0.064465 | 0 | 0 | 3.9584 | 0 | 8.2641 | 0 | 0 | 0 | 0 | 0 | 0 | 0 | 0 | 0 | 0 | 0 | 0 | 0 | 0.45131 | 0 | 1.2156 | 0.34319 | 0 | 0 | 0.4725 | 0.69131 | 0 | 0 | 0 | 0 | 3.1739 | 0 | 0 | 0 | 0 | 0 | 0 | 0 | 0 | 0 | 0 | 0 | 0 | 0
10 | 26 | 22 | 5 | 1.7931 | 0 | 2.4469 | 0 | 0 | 0 | 0.0012057 | 0.079351 | 0 | 0 | 2.7258 | 0 | 7.0464 | 0 | 0 | 0 | 0 | 0 | 0 | 0 | 0 | 0 | 0 | 0 | 0 | 0 | 0.45131 | 0 | 1.1038 | 0.49934 | 0 | 0 | 0.315 | 0.69266 | 0 | 0 | 0 | 0 | 3.0621 | 0 | 0 | 0 | 0 | 0 | 0 | 0 | 0 | 0 | 0 | 0 | 0 | 0
10 | 26 | 23 | 5 | 1.7931 | 0 | 2.4469 | 0 | 0 | 0 | 0.0012057 | 0.041249 | 0 | 0 | 0.4809 | 0 | 4.7634 | 0 | 0 | 0 | 0 | 0 | 0 | 0 | 0 | 0 | 0 | 0 | 0 | 0 | 0.45131 | 0 | 0.88038 | 0.16808 | 0 | 0 | 0.0525 | 0.69384 | 0 | 0 | 0 | 0 | 2.2461 | 0 | 0 | 0 | 0 | 0 | 0 | 0 | 0 | 0 | 0 | 0 | 0 | 0
10 | 26 | 24 | 5 | 1.7931 | 0 | 2.4469 | 0 | 0 | 0 | 0.0012057 | 0.045126 | 0 | 0 | 0.48092 | 0 | 4.7673 | 0 | 0 | 0 | 0 | 0 | 0 | 0 | 0 | 0 | 0 | 0 | 0 | 0 | 0.45131 | 0 | 0.54519 | 0.20061 | 0 | 0 | 0.0525 | 0.69574 | 0 | 0 | 0 | 0 | 1.9453 | 0 | 0 | 0 | 0 | 0 | 0 | 0 | 0 | 0 | 0 | 0 | 0 | 0
10 | 27 | 1 | 6 | 1.7931 | 0 | 2.4469 | 0 | 0 | 0 | 0.0012057 | 0.048565 | 0 | 0 | 0.48096 | 0 | 4.7707 | 0 | 0 | 0 | 0 | 0 | 0 | 0 | 0 | 0 | 0 | 0 | 0 | 0 | 0.45131 | 0 | 0.32173 | 0.49069 | 0 | 0 | 0.0525 | 0.70051 | 0 | 0 | 0 | 0 | 2.0167 | 0 | 0 | 0 | 0 | 0 | 0 | 0 | 0 | 0 | 0 | 0 | 0 | 0
10 | 27 | 2 | 6 | 1.7931 | 0 | 2.4469 | 0 | 0 | 0 | 0.0012057 | 0.055442 | 0 | 0 | 0.48098 | 0 | 4.7777 | 0 | 0 | 0 | 0 | 0 | 0 | 0 | 0 | 0 | 0 | 0 | 0 | 0 | 0.45131 | 0 | 0.32173 | 0.61158 | 0 | 0 | 0.0525 | 0.70381 | 0 | 0 | 0 | 0 | 2.1409 | 0 | 0 | 0 | 0 | 0 | 0 | 0 | 0 | 0 | 0 | 0 | 0 | 0
10 | 27 | 3 | 6 | 1.7931 | 0 | 2.4469 | 0 | 0 | 0 | 0.0012057 | 0.073346 | 0 | 0 | 0.481 | 0 | 4.7956 | 0 | 0 | 0 | 0 | 0 | 0 | 0 | 0 | 0 | 0 | 0 | 0 | 0 | 0.45131 | 0 | 0.32173 | 1.0427 | 0 | 0 | 0.0525 | 0.7065 | 0 | 0 | 0 | 0 | 2.5747 | 0 | 0 | 0 | 0 | 0 | 0 | 0 | 0 | 0 | 0 | 0 | 0 | 0
10 | 27 | 4 | 6 | 1.7931 | 0 | 2.4469 | 0 | 0 | 0 | 0.0012057 | 0.093747 | 0 | 0 | 0.48101 | 0 | 4.816 | 0 | 0 | 0 | 0 | 0 | 0 | 0 | 0 | 0 | 0 | 0 | 0 | 0 | 0.45131 | 0 | 0.32173 | 1.2868 | 0 | 0 | 0.0525 | 0.70713 | 0 | 0 | 0 | 0 | 2.8195 | 0 | 0 | 0 | 0 | 0 | 0 | 0 | 0 | 0 | 0 | 0 | 0 | 0
10 | 27 | 5 | 6 | 1.7931 | 0 | 2.4469 | 0 | 0 | 0 | 0.0012057 | 0.14345 | 0 | 0 | 0.48099 | 0 | 4.8657 | 0 | 0 | 0 | 0 | 0 | 0 | 0 | 0 | 0 | 0 | 0 | 0 | 0 | 0.45131 | 0 | 0.32173 | 1.9245 | 0 | 0 | 0.0525 | 0.71391 | 0 | 0 | 0 | 0 | 3.4639 | 0 | 0 | 0 | 0 | 0 | 0 | 0 | 0 | 0 | 0 | 0 | 0 | 0
10 | 27 | 6 | 6 | 1.7931 | 0 | 2.4469 | 0 | 0 | 0 | 0.0012057 | 0.17135 | 0 | 0 | 2.6821 | 0 | 7.0947 | 0 | 0 | 0 | 0 | 0 | 0 | 0 | 0 | 0 | 0 | 0 | 0 | 0 | 0.45131 | 0 | 0.54519 | 2.0303 | 0 | 0 | 0.315 | 0.70931 | 0 | 0 | 0 | 0 | 4.0511 | 0 | 0 | 0 | 0 | 0 | 0 | 0 | 0 | 0 | 0 | 0 | 0 | 0
10 | 27 | 7 | 6 | 1.7931 | 0 | 2.4469 | 0 | 0 | 0 | 0.0012057 | 0.6768 | 0 | 0 | 3.9584 | 0 | 8.8765 | 0 | 0 | 0 | 0 | 0 | 0 | 0 | 0 | 0 | 0 | 0 | 0 | 0 | 0.45131 | 0 | 0.71279 | 4.6773 | 0 | 0 | 0.525 | 0.71218 | 0 | 0 | 0 | 0 | 7.0786 | 0 | 0 | 0 | 0 | 0 | 0 | 0 | 0 | 0 | 0 | 0 | 0 | 0
10 | 27 | 8 | 6 | 1.7931 | 0 | 13.5789 | 0 | 0 | 0 | 0.0012057 | 0.42242 | 0 | 0 | 4.0415 | 0 | 19.8371 | 0 | 0 | 0 | 0 | 0 | 0 | 0 | 0 | 0 | 0 | 0 | 0 | 0 | 0.45131 | 0 | 0.71279 | 3.2742 | 0 | 0 | 0.42 | 0.71469 | 0 | 0 | 0 | 0 | 5.573 | 0 | 0 | 0 | 0 | 0 | 0 | 0 | 0 | 0 | 0 | 0 | 0 | 0
10 | 27 | 9 | 6 | 1.7931 | 0 | 13.5789 | 0 | 0 | 0 | 0.0012057 | 0.28047 | 0 | 0 | 2.6821 | 0 | 18.3358 | 0 | 0 | 0 | 0 | 0 | 0 | 0 | 0 | 0 | 0 | 0 | 0 | 0 | 0.45131 | 0 | 0.71279 | 2.2111 | 0 | 0 | 0.315 | 0.70453 | 0 | 0 | 0 | 0 | 4.3947 | 0 | 0 | 0 | 0 | 0 | 0 | 0 | 0 | 0 | 0 | 0 | 0 | 0
10 | 27 | 10 | 6 | 1.7931 | 0 | 13.5789 | 0 | 0 | 0 | 0.0012057 | 0.20366 | 0 | 0 | 2.6821 | 0 | 18.259 | 0 | 0 | 0 | 0 | 0 | 0 | 0 | 0 | 0 | 0 | 0 | 0 | 0 | 0.45131 | 0 | 0.71279 | 1.6065 | 0 | 0 | 0.315 | 0.69816 | 0 | 0 | 0 | 0 | 3.7837 | 0 | 0 | 0 | 0 | 0 | 0 | 0 | 0 | 0 | 0 | 0 | 0 | 0
10 | 27 | 11 | 6 | 1.7931 | 0 | 13.5789 | 0 | 0 | 0 | 0.0012057 | 0.13751 | 0 | 0 | 3.1223 | 0 | 18.6331 | 0 | 0 | 0 | 0 | 0 | 0 | 0 | 0 | 0 | 0 | 0 | 0 | 0 | 0.45131 | 0 | 0.54519 | 1.1815 | 0 | 0 | 0.3675 | 0.69721 | 0 | 0 | 0 | 0 | 3.2427 | 0 | 0 | 0 | 0 | 0 | 0 | 0 | 0 | 0 | 0 | 0 | 0 | 0
10 | 27 | 12 | 6 | 1.7931 | 0 | 8.6313 | 0 | 0 | 0 | 0.0012057 | 0.17273 | 0 | 0 | 3.5626 | 0 | 14.161 | 0 | 0 | 0 | 0 | 0 | 0 | 0 | 0 | 0 | 0 | 0 | 0 | 0 | 0.45131 | 0 | 0.54519 | 1.4443 | 0 | 0 | 0.42 | 0.70127 | 0 | 0 | 0 | 0 | 3.5621 | 0 | 0 | 0 | 0 | 0 | 0 | 0 | 0 | 0 | 0 | 0 | 0 | 0
10 | 27 | 13 | 6 | 1.7931 | 0 | 13.5789 | 0 | 0 | 0 | 0.0012057 | 0.13715 | 0 | 0 | 3.1224 | 0 | 18.6327 | 0 | 0 | 0 | 0 | 0 | 0 | 0 | 0 | 0 | 0 | 0 | 0 | 0 | 0.45131 | 0 | 0.54519 | 1.3367 | 0 | 0 | 0.3675 | 0.70317 | 0 | 0 | 0 | 0 | 3.4039 | 0 | 0 | 0 | 0 | 0 | 0 | 0 | 0 | 0 | 0 | 0 | 0 | 0
10 | 27 | 14 | 6 | 1.7931 | 0 | 13.5789 | 0 | 0 | 0 | 0.0012057 | 0.072471 | 0 | 0 | 3.1224 | 0 | 18.5681 | 0 | 0 | 0 | 0 | 0 | 0 | 0 | 0 | 0 | 0 | 0 | 0 | 0 | 0.45131 | 0 | 0.54519 | 0.75597 | 0 | 0 | 0.3675 | 0.70444 | 0 | 0 | 0 | 0 | 2.8244 | 0 | 0 | 0 | 0 | 0 | 0 | 0 | 0 | 0 | 0 | 0 | 0 | 0
10 | 27 | 15 | 6 | 1.7931 | 0 | 13.5789 | 0 | 0 | 0 | 0.0012057 | 0.098753 | 0 | 0 | 2.6822 | 0 | 18.1541 | 0 | 0 | 0 | 0 | 0 | 0 | 0 | 0 | 0 | 0 | 0 | 0 | 0 | 0.45131 | 0 | 0.54519 | 1.0802 | 0 | 0 | 0.315 | 0.70887 | 0 | 0 | 0 | 0 | 3.1005 | 0 | 0 | 0 | 0 | 0 | 0 | 0 | 0 | 0 | 0 | 0 | 0 | 0
10 | 27 | 16 | 6 | 1.7931 | 0 | 13.5789 | 0 | 0 | 0 | 0.0012057 | 0.13531 | 0 | 0 | 2.6822 | 0 | 18.1907 | 0 | 0 | 0 | 0 | 0 | 0 | 0 | 0 | 0 | 0 | 0 | 0 | 0 | 0.45131 | 0 | 0.54519 | 1.308 | 0 | 0 | 0.315 | 0.71503 | 0 | 0 | 0 | 0 | 3.3346 | 0 | 0 | 0 | 0 | 0 | 0 | 0 | 0 | 0 | 0 | 0 | 0 | 0
10 | 27 | 17 | 6 | 1.7931 | 0 | 13.5789 | 0 | 0 | 0 | 0.0012057 | 0.17323 | 0 | 0 | 3.9585 | 0 | 19.5049 | 0 | 0 | 0 | 0 | 0 | 0 | 0 | 0 | 0 | 0 | 0 | 0 | 0 | 0.45131 | 0 | 0.54519 | 1.5561 | 0 | 0 | 0.525 | 0.7203 | 0 | 0 | 0 | 0 | 3.7979 | 0 | 0 | 0 | 0 | 0 | 0 | 0 | 0 | 0 | 0 | 0 | 0 | 0
10 | 27 | 18 | 6 | 1.7931 | 0 | 9.8682 | 0 | 0 | 0 | 0.0012057 | 0.27367 | 0 | 0 | 3.9585 | 0 | 15.8947 | 0 | 0 | 0 | 0 | 0 | 0 | 0 | 0 | 0 | 0 | 0 | 0 | 0 | 0.45131 | 0 | 0.54519 | 2.2906 | 0 | 0 | 0.525 | 0.72931 | 0 | 0 | 0 | 0 | 4.5414 | 0 | 0 | 0 | 0 | 0 | 0 | 0 | 0 | 0 | 0 | 0 | 0 | 0
10 | 27 | 19 | 6 | 1.7931 | 0 | 2.4469 | 0 | 0 | 0 | 0.0012057 | 0.43029 | 0 | 0 | 4.5149 | 0 | 9.1865 | 0 | 0 | 0 | 0 | 0 | 0 | 0 | 0 | 0 | 0 | 0 | 0 | 0 | 0.45131 | 0 | 0.88038 | 3.0748 | 0 | 0 | 0.42 | 0.72818 | 0 | 0 | 0 | 0 | 5.5547 | 0 | 0 | 0 | 0 | 0 | 0 | 0 | 0 | 0 | 0 | 0 | 0 | 0
10 | 27 | 20 | 6 | 1.7931 | 0 | 2.4469 | 0 | 0 | 0 | 0.0012057 | 0.46044 | 0 | 0 | 3.1224 | 0 | 7.8241 | 0 | 0 | 0 | 0 | 0 | 0 | 0 | 0 | 0 | 0 | 0 | 0 | 0 | 0.45131 | 0 | 1.1038 | 3.3604 | 0 | 0 | 0.3675 | 0.71891 | 0 | 0 | 0 | 0 | 6.002 | 0 | 0 | 0 | 0 | 0 | 0 | 0 | 0 | 0 | 0 | 0 | 0 | 0
10 | 27 | 21 | 6 | 1.7931 | 0 | 2.4469 | 0 | 0 | 0 | 0.0012057 | 0.51028 | 0 | 0 | 3.9585 | 0 | 8.71 | 0 | 0 | 0 | 0 | 0 | 0 | 0 | 0 | 0 | 0 | 0 | 0 | 0 | 0.45131 | 0 | 1.2156 | 3.6248 | 0 | 0 | 0.4725 | 0.71704 | 0 | 0 | 0 | 0 | 6.4812 | 0 | 0 | 0 | 0 | 0 | 0 | 0 | 0 | 0 | 0 | 0 | 0 | 0
10 | 27 | 22 | 6 | 1.7931 | 0 | 2.4469 | 0 | 0 | 0 | 0.0012057 | 0.53937 | 0 | 0 | 2.726 | 0 | 7.5066 | 0 | 0 | 0 | 0 | 0 | 0 | 0 | 0 | 0 | 0 | 0 | 0 | 0 | 0.45131 | 0 | 1.1038 | 3.7815 | 0 | 0 | 0.315 | 0.72023 | 0 | 0 | 0 | 0 | 6.3719 | 0 | 0 | 0 | 0 | 0 | 0 | 0 | 0 | 0 | 0 | 0 | 0 | 0
10 | 27 | 23 | 6 | 1.7931 | 0 | 2.4469 | 0 | 0 | 0 | 0.0012057 | 0.15203 | 0 | 0 | 0.48103 | 0 | 4.8743 | 0 | 0 | 0 | 0 | 0 | 0 | 0 | 0 | 0 | 0 | 0 | 0 | 0 | 0.45131 | 0 | 0.88038 | 1.9631 | 0 | 0 | 0.0525 | 0.73043 | 0 | 0 | 0 | 0 | 4.0777 | 0 | 0 | 0 | 0 | 0 | 0 | 0 | 0 | 0 | 0 | 0 | 0 | 0
10 | 27 | 24 | 6 | 1.7931 | 0 | 2.4469 | 0 | 0 | 0 | 0.0012057 | 0.26823 | 0 | 0 | 0.48106 | 0 | 4.9905 | 0 | 0 | 0 | 0 | 0 | 0 | 0 | 0 | 0 | 0 | 0 | 0 | 0 | 0.45131 | 0 | 0.54519 | 2.9257 | 0 | 0 | 0.0525 | 0.74069 | 0 | 0 | 0 | 0 | 4.7153 | 0 | 0 | 0 | 0 | 0 | 0 | 0 | 0 | 0 | 0 | 0 | 0 | 0
10 | 28 | 1 | 7 | 1.7931 | 0 | 2.4469 | 0 | 0 | 0 | 0.0012057 | 0.34137 | 0 | 0 | 0.4811 | 0 | 5.0637 | 0 | 0 | 0 | 0 | 0 | 0 | 0 | 0 | 0 | 0 | 0 | 0 | 0 | 0.45131 | 0 | 0.32173 | 3.5036 | 0 | 0 | 0.0525 | 0.74993 | 0 | 0 | 0 | 0 | 5.0791 | 0 | 0 | 0 | 0 | 0 | 0 | 0 | 0 | 0 | 0 | 0 | 0 | 0
10 | 28 | 2 | 7 | 1.7931 | 0 | 2.4469 | 0 | 0 | 0 | 0.0012057 | 0.38637 | 0 | 0 | 0.48113 | 0 | 5.1087 | 0 | 0 | 0 | 0 | 0 | 0 | 0 | 0 | 0 | 0 | 0 | 0 | 0 | 0.45131 | 0 | 0.32173 | 3.8351 | 0 | 0 | 0.0525 | 0.75286 | 0 | 0 | 0 | 0 | 5.4135 | 0 | 0 | 0 | 0 | 0 | 0 | 0 | 0 | 0 | 0 | 0 | 0 | 0
10 | 28 | 3 | 7 | 1.7931 | 0 | 2.4469 | 0 | 0 | 0 | 0.0012057 | 0.41186 | 0 | 0 | 0.48113 | 0 | 5.1342 | 0 | 0 | 0 | 0 | 0 | 0 | 0 | 0 | 0 | 0 | 0 | 0 | 0 | 0.45131 | 0 | 0.32173 | 4.0387 | 0 | 0 | 0.0525 | 0.75367 | 0 | 0 | 0 | 0 | 5.6179 | 0 | 0 | 0 | 0 | 0 | 0 | 0 | 0 | 0 | 0 | 0 | 0 | 0
10 | 28 | 4 | 7 | 1.7931 | 0 | 2.4469 | 0 | 0 | 0 | 0.0012057 | 0.44804 | 0 | 0 | 0.48113 | 0 | 5.1704 | 0 | 0 | 0 | 0 | 0 | 0 | 0 | 0 | 0 | 0 | 0 | 0 | 0 | 0.45131 | 0 | 0.32173 | 4.2707 | 0 | 0 | 0.0525 | 0.75724 | 0 | 0 | 0 | 0 | 5.8535 | 0 | 0 | 0 | 0 | 0 | 0 | 0 | 0 | 0 | 0 | 0 | 0 | 0
10 | 28 | 5 | 7 | 1.7931 | 0 | 2.4469 | 0 | 0 | 0 | 0.0012057 | 0.46351 | 0 | 0 | 0.48114 | 0 | 5.1859 | 0 | 0 | 0 | 0 | 0 | 0 | 0 | 0 | 0 | 0 | 0 | 0 | 0 | 0.45131 | 0 | 0.32173 | 4.4325 | 0 | 0 | 0.0525 | 0.75732 | 0 | 0 | 0 | 0 | 6.0154 | 0 | 0 | 0 | 0 | 0 | 0 | 0 | 0 | 0 | 0 | 0 | 0 | 0
10 | 28 | 6 | 7 | 1.7931 | 0 | 2.4469 | 0 | 0 | 0 | 0.0012057 | 0.50251 | 0 | 0 | 2.6823 | 0 | 7.426 | 0 | 0 | 0 | 0 | 0 | 0 | 0 | 0 | 0 | 0 | 0 | 0 | 0 | 0.45131 | 0 | 0.54519 | 4.6567 | 0 | 0 | 0.315 | 0.7576 | 0 | 0 | 0 | 0 | 6.7258 | 0 | 0 | 0 | 0 | 0 | 0 | 0 | 0 | 0 | 0 | 0 | 0 | 0
10 | 28 | 7 | 7 | 1.7931 | 0 | 2.4469 | 0 | 0 | 0 | 0.0012057 | 0.94728 | 0 | 0 | 3.9585 | 0 | 9.147 | 0 | 0 | 0 | 0 | 0 | 0 | 0 | 0 | 0 | 0 | 0 | 0 | 0 | 0.45131 | 0 | 0.71279 | 7.0679 | 0 | 0 | 0.525 | 0.75231 | 0 | 0 | 0 | 0 | 9.5093 | 0 | 0 | 0 | 0 | 0 | 0 | 0 | 0 | 0 | 0 | 0 | 0 | 0
10 | 28 | 8 | 7 | 1.7931 | 0 | 13.5789 | 0 | 0 | 0 | 0.0012057 | 0.64377 | 0 | 0 | 4.0417 | 0 | 20.0587 | 0 | 0 | 0 | 0 | 0 | 0 | 0 | 0 | 0 | 0 | 0 | 0 | 0 | 0.45131 | 0 | 0.71279 | 4.9467 | 0 | 0 | 0.42 | 0.74621 | 0 | 0 | 0 | 0 | 7.2771 | 0 | 0 | 0 | 0 | 0 | 0 | 0 | 0 | 0 | 0 | 0 | 0 | 0
10 | 28 | 9 | 7 | 1.7931 | 0 | 13.5789 | 0 | 0 | 0 | 0.0012057 | 0.49342 | 0 | 0 | 2.6822 | 0 | 18.5489 | 0 | 0 | 0 | 0 | 0 | 0 | 0 | 0 | 0 | 0 | 0 | 0 | 0 | 0.45131 | 0 | 0.71279 | 3.9381 | 0 | 0 | 0.315 | 0.74626 | 0 | 0 | 0 | 0 | 6.1635 | 0 | 0 | 0 | 0 | 0 | 0 | 0 | 0 | 0 | 0 | 0 | 0 | 0
10 | 28 | 10 | 7 | 1.7931 | 0 | 13.5789 | 0 | 0 | 0 | 0.0012057 | 0.42001 | 0 | 0 | 2.6823 | 0 | 18.4755 | 0 | 0 | 0 | 0 | 0 | 0 | 0 | 0 | 0 | 0 | 0 | 0 | 0 | 0.45131 | 0 | 0.71279 | 3.2644 | 0 | 0 | 0.315 | 0.74102 | 0 | 0 | 0 | 0 | 5.4845 | 0 | 0 | 0 | 0 | 0 | 0 | 0 | 0 | 0 | 0 | 0 | 0 | 0
10 | 28 | 11 | 7 | 1.7931 | 0 | 13.5789 | 0 | 0 | 0 | 0.0012057 | 0.36262 | 0 | 0 | 3.1225 | 0 | 18.8583 | 0 | 0 | 0 | 0 | 0 | 0 | 0 | 0 | 0 | 0 | 0 | 0 | 0 | 0.45131 | 0 | 0.54519 | 2.7295 | 0 | 0 | 0.3675 | 0.72825 | 0 | 0 | 0 | 0 | 4.8217 | 0 | 0 | 0 | 0 | 0 | 0 | 0 | 0 | 0 | 0 | 0 | 0 | 0
10 | 28 | 12 | 7 | 1.7931 | 0 | 8.6313 | 0 | 0 | 0 | 0.0012057 | 0.28035 | 0 | 0 | 3.5627 | 0 | 14.2687 | 0 | 0 | 0 | 0 | 0 | 0 | 0 | 0 | 0 | 0 | 0 | 0 | 0 | 0.45131 | 0 | 0.54519 | 2.24 | 0 | 0 | 0.42 | 0.72481 | 0 | 0 | 0 | 0 | 4.3814 | 0 | 0 | 0 | 0 | 0 | 0 | 0 | 0 | 0 | 0 | 0 | 0 | 0
10 | 28 | 13 | 7 | 1.7931 | 0 | 13.5789 | 0 | 0 | 0 | 0.0012057 | 0.18155 | 0 | 0 | 3.1225 | 0 | 18.6773 | 0 | 0 | 0 | 0 | 0 | 0 | 0 | 0 | 0 | 0 | 0 | 0 | 0 | 0.45131 | 0 | 0.54519 | 1.7337 | 0 | 0 | 0.3675 | 0.72898 | 0 | 0 | 0 | 0 | 3.8267 | 0 | 0 | 0 | 0 | 0 | 0 | 0 | 0 | 0 | 0 | 0 | 0 | 0
10 | 28 | 14 | 7 | 1.7931 | 0 | 13.5789 | 0 | 0 | 0 | 0.0012057 | 0.086919 | 0 | 0 | 3.1225 | 0 | 18.5826 | 0 | 0 | 0 | 0 | 0 | 0 | 0 | 0 | 0 | 0 | 0 | 0 | 0 | 0.45131 | 0 | 0.54519 | 1.1381 | 0 | 0 | 0.3675 | 0.72885 | 0 | 0 | 0 | 0 | 3.2309 | 0 | 0 | 0 | 0 | 0 | 0 | 0 | 0 | 0 | 0 | 0 | 0 | 0
10 | 28 | 15 | 7 | 1.7931 | 0 | 13.5789 | 0 | 0 | 0 | 0.0012057 | 0.12718 | 0 | 0 | 2.6823 | 0 | 18.1827 | 0 | 0 | 0 | 0 | 0 | 0 | 0 | 0 | 0 | 0 | 0 | 0 | 0 | 0.45131 | 0 | 0.54519 | 1.3493 | 0 | 0 | 0.315 | 0.73211 | 0 | 0 | 0 | 0 | 3.3929 | 0 | 0 | 0 | 0 | 0 | 0 | 0 | 0 | 0 | 0 | 0 | 0 | 0
10 | 28 | 16 | 7 | 1.7931 | 0 | 13.5789 | 0 | 0 | 0 | 0.0012057 | 0.16638 | 0 | 0 | 2.6823 | 0 | 18.2219 | 0 | 0 | 0 | 0 | 0 | 0 | 0 | 0 | 0 | 0 | 0 | 0 | 0 | 0.45131 | 0 | 0.54519 | 1.5801 | 0 | 0 | 0.315 | 0.73577 | 0 | 0 | 0 | 0 | 3.6274 | 0 | 0 | 0 | 0 | 0 | 0 | 0 | 0 | 0 | 0 | 0 | 0 | 0
10 | 28 | 17 | 7 | 1.7931 | 0 | 13.5789 | 0 | 0 | 0 | 0.0012057 | 0.20364 | 0 | 0 | 3.9585 | 0 | 19.5354 | 0 | 0 | 0 | 0 | 0 | 0 | 0 | 0 | 0 | 0 | 0 | 0 | 0 | 0.45131 | 0 | 0.54519 | 1.7963 | 0 | 0 | 0.525 | 0.73945 | 0 | 0 | 0 | 0 | 4.0572 | 0 | 0 | 0 | 0 | 0 | 0 | 0 | 0 | 0 | 0 | 0 | 0 | 0
10 | 28 | 18 | 7 | 1.7931 | 0 | 9.8682 | 0 | 0 | 0 | 0.0012057 | 0.28453 | 0 | 0 | 3.9585 | 0 | 15.9056 | 0 | 0 | 0 | 0 | 0 | 0 | 0 | 0 | 0 | 0 | 0 | 0 | 0 | 0.45131 | 0 | 0.54519 | 2.3525 | 0 | 0 | 0.525 | 0.74077 | 0 | 0 | 0 | 0 | 4.6148 | 0 | 0 | 0 | 0 | 0 | 0 | 0 | 0 | 0 | 0 | 0 | 0 | 0
10 | 28 | 19 | 7 | 1.7931 | 0 | 2.4469 | 0 | 0 | 0 | 0.0012057 | 0.41526 | 0 | 0 | 4.5151 | 0 | 9.1716 | 0 | 0 | 0 | 0 | 0 | 0 | 0 | 0 | 0 | 0 | 0 | 0 | 0 | 0.45131 | 0 | 0.88038 | 2.9168 | 0 | 0 | 0.42 | 0.73538 | 0 | 0 | 0 | 0 | 5.4039 | 0 | 0 | 0 | 0 | 0 | 0 | 0 | 0 | 0 | 0 | 0 | 0 | 0
10 | 28 | 20 | 7 | 1.7931 | 0 | 2.4469 | 0 | 0 | 0 | 0.0012057 | 0.48518 | 0 | 0 | 3.1225 | 0 | 7.8489 | 0 | 0 | 0 | 0 | 0 | 0 | 0 | 0 | 0 | 0 | 0 | 0 | 0 | 0.45131 | 0 | 1.1038 | 3.5395 | 0 | 0 | 0.3675 | 0.73353 | 0 | 0 | 0 | 0 | 6.1957 | 0 | 0 | 0 | 0 | 0 | 0 | 0 | 0 | 0 | 0 | 0 | 0 | 0
10 | 28 | 21 | 7 | 1.7931 | 0 | 2.4469 | 0 | 0 | 0 | 0.0012057 | 0.53378 | 0 | 0 | 3.9585 | 0 | 8.7335 | 0 | 0 | 0 | 0 | 0 | 0 | 0 | 0 | 0 | 0 | 0 | 0 | 0 | 0.45131 | 0 | 1.2156 | 3.8233 | 0 | 0 | 0.4725 | 0.73155 | 0 | 0 | 0 | 0 | 6.6943 | 0 | 0 | 0 | 0 | 0 | 0 | 0 | 0 | 0 | 0 | 0 | 0 | 0
10 | 28 | 22 | 7 | 1.7931 | 0 | 2.4469 | 0 | 0 | 0 | 0.0012057 | 0.55811 | 0 | 0 | 2.7261 | 0 | 7.5255 | 0 | 0 | 0 | 0 | 0 | 0 | 0 | 0 | 0 | 0 | 0 | 0 | 0 | 0.45131 | 0 | 1.1038 | 3.9536 | 0 | 0 | 0.315 | 0.7341 | 0 | 0 | 0 | 0 | 6.5578 | 0 | 0 | 0 | 0 | 0 | 0 | 0 | 0 | 0 | 0 | 0 | 0 | 0
10 | 28 | 23 | 7 | 1.7931 | 0 | 2.4469 | 0 | 0 | 0 | 0.0012057 | 0.17343 | 0 | 0 | 0.4811 | 0 | 4.8958 | 0 | 0 | 0 | 0 | 0 | 0 | 0 | 0 | 0 | 0 | 0 | 0 | 0 | 0.45131 | 0 | 0.88038 | 2.1888 | 0 | 0 | 0.0525 | 0.74396 | 0 | 0 | 0 | 0 | 4.3169 | 0 | 0 | 0 | 0 | 0 | 0 | 0 | 0 | 0 | 0 | 0 | 0 | 0
10 | 28 | 24 | 7 | 1.7931 | 0 | 2.4469 | 0 | 0 | 0 | 0.0012057 | 0.29996 | 0 | 0 | 0.48113 | 0 | 5.0223 | 0 | 0 | 0 | 0 | 0 | 0 | 0 | 0 | 0 | 0 | 0 | 0 | 0 | 0.45131 | 0 | 0.54519 | 3.2379 | 0 | 0 | 0.0525 | 0.75544 | 0 | 0 | 0 | 0 | 5.0424 | 0 | 0 | 0 | 0 | 0 | 0 | 0 | 0 | 0 | 0 | 0 | 0 | 0
10 | 29 | 1 | 1 | 1.7931 | 0 | 2.4469 | 0 | 0 | 0 | 0.0012057 | 0.34643 | 0 | 0 | 0.48117 | 0 | 5.0688 | 0 | 0 | 0 | 0 | 0 | 0 | 0 | 0 | 0 | 0 | 0 | 0 | 0 | 0.45131 | 0 | 0.32173 | 3.6588 | 0 | 0 | 0.0525 | 0.75931 | 0 | 0 | 0 | 0 | 5.2436 | 0 | 0 | 0 | 0 | 0 | 0 | 0 | 0 | 0 | 0 | 0 | 0 | 0
10 | 29 | 2 | 1 | 1.7931 | 0 | 2.4469 | 0 | 0 | 0 | 0.0012057 | 0.37928 | 0 | 0 | 0.48118 | 0 | 5.1017 | 0 | 0 | 0 | 0 | 0 | 0 | 0 | 0 | 0 | 0 | 0 | 0 | 0 | 0.45131 | 0 | 0.32173 | 3.9013 | 0 | 0 | 0.0525 | 0.76016 | 0 | 0 | 0 | 0 | 5.487 | 0 | 0 | 0 | 0 | 0 | 0 | 0 | 0 | 0 | 0 | 0 | 0 | 0
10 | 29 | 3 | 1 | 1.7931 | 0 | 2.4469 | 0 | 0 | 0 | 0.0012057 | 0.41158 | 0 | 0 | 0.48118 | 0 | 5.134 | 0 | 0 | 0 | 0 | 0 | 0 | 0 | 0 | 0 | 0 | 0 | 0 | 0 | 0.45131 | 0 | 0.32173 | 4.1466 | 0 | 0 | 0.0525 | 0.76221 | 0 | 0 | 0 | 0 | 5.7344 | 0 | 0 | 0 | 0 | 0 | 0 | 0 | 0 | 0 | 0 | 0 | 0 | 0
10 | 29 | 4 | 1 | 1.7931 | 0 | 2.4469 | 0 | 0 | 0 | 0.0012057 | 0.42662 | 0 | 0 | 0.48119 | 0 | 5.149 | 0 | 0 | 0 | 0 | 0 | 0 | 0 | 0 | 0 | 0 | 0 | 0 | 0 | 0.45131 | 0 | 0.32173 | 4.238 | 0 | 0 | 0.0525 | 0.76181 | 0 | 0 | 0 | 0 | 5.8254 | 0 | 0 | 0 | 0 | 0 | 0 | 0 | 0 | 0 | 0 | 0 | 0 | 0
10 | 29 | 5 | 1 | 1.7931 | 0 | 2.4469 | 0 | 0 | 0 | 0.0012057 | 0.4542 | 0 | 0 | 0.48118 | 0 | 5.1766 | 0 | 0 | 0 | 0 | 0 | 0 | 0 | 0 | 0 | 0 | 0 | 0 | 0 | 0.45131 | 0 | 0.32173 | 4.4098 | 0 | 0 | 0.0525 | 0.76447 | 0 | 0 | 0 | 0 | 5.9998 | 0 | 0 | 0 | 0 | 0 | 0 | 0 | 0 | 0 | 0 | 0 | 0 | 0
10 | 29 | 6 | 1 | 1.7931 | 0 | 2.4469 | 0 | 0 | 0 | 0.0012057 | 0.4758 | 0 | 0 | 2.6823 | 0 | 7.3994 | 0 | 0 | 0 | 0 | 0 | 0 | 0 | 0 | 0 | 0 | 0 | 0 | 0 | 0.45131 | 0 | 0.54519 | 4.493 | 0 | 0 | 0.315 | 0.75929 | 0 | 0 | 0 | 0 | 6.5638 | 0 | 0 | 0 | 0 | 0 | 0 | 0 | 0 | 0 | 0 | 0 | 0 | 0
10 | 29 | 7 | 1 | 1.7931 | 0 | 2.4469 | 0 | 0 | 0 | 0.0012057 | 0.94709 | 0 | 0 | 3.9585 | 0 | 9.1468 | 0 | 0 | 0 | 0 | 0 | 0 | 0 | 0 | 0 | 0 | 0 | 0 | 0 | 0.45131 | 0 | 0.71279 | 7.0059 | 0 | 0 | 0.525 | 0.75591 | 0 | 0 | 0 | 0 | 9.451 | 0 | 0 | 0 | 0 | 0 | 0 | 0 | 0 | 0 | 0 | 0 | 0 | 0
10 | 29 | 8 | 1 | 1.7931 | 0 | 13.5789 | 0 | 0 | 0 | 0.0012057 | 0.67722 | 0 | 0 | 4.0418 | 0 | 20.0922 | 0 | 0 | 0 | 0 | 0 | 0 | 0 | 0 | 0 | 0 | 0 | 0 | 0 | 0.45131 | 0 | 0.71279 | 5.1185 | 0 | 0 | 0.42 | 0.75251 | 0 | 0 | 0 | 0 | 7.4551 | 0 | 0 | 0 | 0 | 0 | 0 | 0 | 0 | 0 | 0 | 0 | 0 | 0
10 | 29 | 9 | 1 | 1.7931 | 0 | 13.5789 | 0 | 0 | 0 | 0.0012057 | 0.48662 | 0 | 0 | 2.6823 | 0 | 18.5421 | 0 | 0 | 0 | 0 | 0 | 0 | 0 | 0 | 0 | 0 | 0 | 0 | 0 | 0.45131 | 0 | 0.71279 | 3.7233 | 0 | 0 | 0.315 | 0.74534 | 0 | 0 | 0 | 0 | 5.9478 | 0 | 0 | 0 | 0 | 0 | 0 | 0 | 0 | 0 | 0 | 0 | 0 | 0
10 | 29 | 10 | 1 | 1.7931 | 0 | 13.5789 | 0 | 0 | 0 | 0.0012057 | 0.40759 | 0 | 0 | 2.6823 | 0 | 18.4631 | 0 | 0 | 0 | 0 | 0 | 0 | 0 | 0 | 0 | 0 | 0 | 0 | 0 | 0.45131 | 0 | 0.71279 | 3.0393 | 0 | 0 | 0.315 | 0.74138 | 0 | 0 | 0 | 0 | 5.2598 | 0 | 0 | 0 | 0 | 0 | 0 | 0 | 0 | 0 | 0 | 0 | 0 | 0
10 | 29 | 11 | 1 | 1.7931 | 0 | 13.5789 | 0 | 0 | 0 | 0.0012057 | 0.34919 | 0 | 0 | 3.1225 | 0 | 18.8449 | 0 | 0 | 0 | 0 | 0 | 0 | 0 | 0 | 0 | 0 | 0 | 0 | 0 | 0.45131 | 0 | 0.54519 | 2.508 | 0 | 0 | 0.3675 | 0.73513 | 0 | 0 | 0 | 0 | 4.6071 | 0 | 0 | 0 | 0 | 0 | 0 | 0 | 0 | 0 | 0 | 0 | 0 | 0
10 | 29 | 12 | 1 | 1.7931 | 0 | 8.6313 | 0 | 0 | 0 | 0.0012057 | 0.25009 | 0 | 0 | 3.5628 | 0 | 14.2385 | 0 | 0 | 0 | 0 | 0 | 0 | 0 | 0 | 0 | 0 | 0 | 0 | 0 | 0.45131 | 0 | 0.54519 | 1.915 | 0 | 0 | 0.42 | 0.73081 | 0 | 0 | 0 | 0 | 4.0624 | 0 | 0 | 0 | 0 | 0 | 0 | 0 | 0 | 0 | 0 | 0 | 0 | 0
10 | 29 | 13 | 1 | 1.7931 | 0 | 13.5789 | 0 | 0 | 0 | 0.0012057 | 0.14109 | 0 | 0 | 3.1225 | 0 | 18.6369 | 0 | 0 | 0 | 0 | 0 | 0 | 0 | 0 | 0 | 0 | 0 | 0 | 0 | 0.45131 | 0 | 0.54519 | 1.3357 | 0 | 0 | 0.3675 | 0.73236 | 0 | 0 | 0 | 0 | 3.4321 | 0 | 0 | 0 | 0 | 0 | 0 | 0 | 0 | 0 | 0 | 0 | 0 | 0
10 | 29 | 14 | 1 | 1.7931 | 0 | 13.5789 | 0 | 0 | 0 | 0.0012057 | 0.080939 | 0 | 0 | 3.1225 | 0 | 18.5767 | 0 | 0 | 0 | 0 | 0 | 0 | 0 | 0 | 0 | 0 | 0 | 0 | 0 | 0.45131 | 0 | 0.54519 | 0.91777 | 0 | 0 | 0.3675 | 0.7322 | 0 | 0 | 0 | 0 | 3.014 | 0 | 0 | 0 | 0 | 0 | 0 | 0 | 0 | 0 | 0 | 0 | 0 | 0
10 | 29 | 15 | 1 | 1.7931 | 0 | 13.5789 | 0 | 0 | 0 | 0.0012057 | 0.12643 | 0 | 0 | 2.6823 | 0 | 18.182 | 0 | 0 | 0 | 0 | 0 | 0 | 0 | 0 | 0 | 0 | 0 | 0 | 0 | 0.45131 | 0 | 0.54519 | 1.0149 | 0 | 0 | 0.315 | 0.73255 | 0 | 0 | 0 | 0 | 3.059 | 0 | 0 | 0 | 0 | 0 | 0 | 0 | 0 | 0 | 0 | 0 | 0 | 0
10 | 29 | 16 | 1 | 1.7931 | 0 | 13.5789 | 0 | 0 | 0 | 0.0012057 | 0.14715 | 0 | 0 | 2.6823 | 0 | 18.2027 | 0 | 0 | 0 | 0 | 0 | 0 | 0 | 0 | 0 | 0 | 0 | 0 | 0 | 0.45131 | 0 | 0.54519 | 1.0754 | 0 | 0 | 0.315 | 0.73191 | 0 | 0 | 0 | 0 | 3.1188 | 0 | 0 | 0 | 0 | 0 | 0 | 0 | 0 | 0 | 0 | 0 | 0 | 0
10 | 29 | 17 | 1 | 1.7931 | 0 | 13.5789 | 0 | 0 | 0 | 0.0012057 | 0.16266 | 0 | 0 | 3.9585 | 0 | 19.4944 | 0 | 0 | 0 | 0 | 0 | 0 | 0 | 0 | 0 | 0 | 0 | 0 | 0 | 0.45131 | 0 | 0.54519 | 1.1742 | 0 | 0 | 0.525 | 0.73252 | 0 | 0 | 0 | 0 | 3.4282 | 0 | 0 | 0 | 0 | 0 | 0 | 0 | 0 | 0 | 0 | 0 | 0 | 0
10 | 29 | 18 | 1 | 1.7931 | 0 | 9.8682 | 0 | 0 | 0 | 0.0012057 | 0.22546 | 0 | 0 | 3.9585 | 0 | 15.8465 | 0 | 0 | 0 | 0 | 0 | 0 | 0 | 0 | 0 | 0 | 0 | 0 | 0 | 0.45131 | 0 | 0.54519 | 1.4979 | 0 | 0 | 0.525 | 0.73703 | 0 | 0 | 0 | 0 | 3.7564 | 0 | 0 | 0 | 0 | 0 | 0 | 0 | 0 | 0 | 0 | 0 | 0 | 0
10 | 29 | 19 | 1 | 1.7931 | 0 | 2.4469 | 0 | 0 | 0 | 0.0012057 | 0.34997 | 0 | 0 | 4.5152 | 0 | 9.1064 | 0 | 0 | 0 | 0 | 0 | 0 | 0 | 0 | 0 | 0 | 0 | 0 | 0 | 0.45131 | 0 | 0.88038 | 2.0612 | 0 | 0 | 0.42 | 0.73193 | 0 | 0 | 0 | 0 | 4.5448 | 0 | 0 | 0 | 0 | 0 | 0 | 0 | 0 | 0 | 0 | 0 | 0 | 0
10 | 29 | 20 | 1 | 1.7931 | 0 | 2.4469 | 0 | 0 | 0 | 0.0012057 | 0.40363 | 0 | 0 | 3.1225 | 0 | 7.7674 | 0 | 0 | 0 | 0 | 0 | 0 | 0 | 0 | 0 | 0 | 0 | 0 | 0 | 0.45131 | 0 | 1.1038 | 2.2378 | 0 | 0 | 0.3675 | 0.72953 | 0 | 0 | 0 | 0 | 4.8899 | 0 | 0 | 0 | 0 | 0 | 0 | 0 | 0 | 0 | 0 | 0 | 0 | 0
10 | 29 | 21 | 1 | 1.7931 | 0 | 2.4469 | 0 | 0 | 0 | 0.0012057 | 0.41544 | 0 | 0 | 3.9585 | 0 | 8.6152 | 0 | 0 | 0 | 0 | 0 | 0 | 0 | 0 | 0 | 0 | 0 | 0 | 0 | 0.45131 | 0 | 1.2156 | 2.2681 | 0 | 0 | 0.4725 | 0.72596 | 0 | 0 | 0 | 0 | 5.1335 | 0 | 0 | 0 | 0 | 0 | 0 | 0 | 0 | 0 | 0 | 0 | 0 | 0
10 | 29 | 22 | 1 | 1.7931 | 0 | 2.4469 | 0 | 0 | 0 | 0.0012057 | 0.43268 | 0 | 0 | 2.7262 | 0 | 7.4001 | 0 | 0 | 0 | 0 | 0 | 0 | 0 | 0 | 0 | 0 | 0 | 0 | 0 | 0.45131 | 0 | 1.1038 | 2.573 | 0 | 0 | 0.315 | 0.72864 | 0 | 0 | 0 | 0 | 5.1718 | 0 | 0 | 0 | 0 | 0 | 0 | 0 | 0 | 0 | 0 | 0 | 0 | 0
10 | 29 | 23 | 1 | 1.7931 | 0 | 2.4469 | 0 | 0 | 0 | 0.0012057 | 0.083498 | 0 | 0 | 0.48114 | 0 | 4.8059 | 0 | 0 | 0 | 0 | 0 | 0 | 0 | 0 | 0 | 0 | 0 | 0 | 0 | 0.45131 | 0 | 0.88038 | 1.0811 | 0 | 0 | 0.0525 | 0.73105 | 0 | 0 | 0 | 0 | 3.1963 | 0 | 0 | 0 | 0 | 0 | 0 | 0 | 0 | 0 | 0 | 0 | 0 | 0
10 | 29 | 24 | 1 | 1.7931 | 0 | 2.4469 | 0 | 0 | 0 | 0.0012057 | 0.14635 | 0 | 0 | 0.48115 | 0 | 4.8687 | 0 | 0 | 0 | 0 | 0 | 0 | 0 | 0 | 0 | 0 | 0 | 0 | 0 | 0.45131 | 0 | 0.54519 | 1.6534 | 0 | 0 | 0.0525 | 0.73837 | 0 | 0 | 0 | 0 | 3.4407 | 0 | 0 | 0 | 0 | 0 | 0 | 0 | 0 | 0 | 0 | 0 | 0 | 0
10 | 30 | 1 | 2 | 1.7931 | 0 | 2.4469 | 0 | 0 | 0 | 0.0012057 | 0.19498 | 0 | 0 | 0.48118 | 0 | 4.9174 | 0 | 0 | 0 | 0 | 0 | 0 | 0 | 0 | 0 | 0 | 0 | 0 | 0 | 0.45131 | 0 | 0.32173 | 1.89 | 0 | 0 | 0.0525 | 0.74616 | 0 | 0 | 0 | 0 | 3.4617 | 0 | 0 | 0 | 0 | 0 | 0 | 0 | 0 | 0 | 0 | 0 | 0 | 0
10 | 30 | 2 | 2 | 1.7931 | 0 | 2.4469 | 0 | 0 | 0 | 0.0012057 | 0.23003 | 0 | 0 | 0.4812 | 0 | 4.9525 | 0 | 0 | 0 | 0 | 0 | 0 | 0 | 0 | 0 | 0 | 0 | 0 | 0 | 0.45131 | 0 | 0.32173 | 2.116 | 0 | 0 | 0.0525 | 0.74987 | 0 | 0 | 0 | 0 | 3.6914 | 0 | 0 | 0 | 0 | 0 | 0 | 0 | 0 | 0 | 0 | 0 | 0 | 0
10 | 30 | 3 | 2 | 1.7931 | 0 | 2.4469 | 0 | 0 | 0 | 0.0012057 | 0.24309 | 0 | 0 | 0.48122 | 0 | 4.9655 | 0 | 0 | 0 | 0 | 0 | 0 | 0 | 0 | 0 | 0 | 0 | 0 | 0 | 0.45131 | 0 | 0.32173 | 2.1775 | 0 | 0 | 0.0525 | 0.75003 | 0 | 0 | 0 | 0 | 3.7531 | 0 | 0 | 0 | 0 | 0 | 0 | 0 | 0 | 0 | 0 | 0 | 0 | 0
10 | 30 | 4 | 2 | 1.7931 | 0 | 2.4469 | 0 | 0 | 0 | 0.0012057 | 0.2553 | 0 | 0 | 0.48121 | 0 | 4.9777 | 0 | 0 | 0 | 0 | 0 | 0 | 0 | 0 | 0 | 0 | 0 | 0 | 0 | 0.45131 | 0 | 0.32173 | 2.3565 | 0 | 0 | 0.0525 | 0.75047 | 0 | 0 | 0 | 0 | 3.9325 | 0 | 0 | 0 | 0 | 0 | 0 | 0 | 0 | 0 | 0 | 0 | 0 | 0
10 | 30 | 5 | 2 | 1.7931 | 0 | 2.4469 | 0 | 0 | 0 | 0.0012057 | 0.27671 | 0 | 0 | 0.48121 | 0 | 4.9991 | 0 | 0 | 0 | 0 | 0 | 0 | 0 | 0 | 0 | 0 | 0 | 0 | 0 | 0.45131 | 0 | 0.32173 | 2.5153 | 0 | 0 | 0.0525 | 0.7525 | 0 | 0 | 0 | 0 | 4.0934 | 0 | 0 | 0 | 0 | 0 | 0 | 0 | 0 | 0 | 0 | 0 | 0 | 0
10 | 30 | 6 | 2 | 1.7931 | 0 | 2.4469 | 0 | 0 | 0 | 0.0012057 | 0.3169 | 0 | 0 | 2.6824 | 0 | 7.2405 | 0 | 0 | 0 | 0 | 0 | 0 | 0 | 0 | 0 | 0 | 0 | 0 | 0 | 0.45131 | 0 | 0.54519 | 2.8537 | 0 | 0 | 0.315 | 0.74967 | 0 | 0 | 0 | 0 | 4.9149 | 0 | 0 | 0 | 0 | 0 | 0 | 0 | 0 | 0 | 0 | 0 | 0 | 0
10 | 30 | 7 | 2 | 1.7931 | 0 | 2.4469 | 0 | 0 | 0 | 0.0012057 | 0.79615 | 0 | 0 | 3.9585 | 0 | 8.9959 | 0 | 0 | 0 | 0 | 0 | 0 | 0 | 0 | 0 | 0 | 0 | 0 | 0 | 0.45131 | 0 | 0.71279 | 4.7733 | 0 | 0 | 0.525 | 0.74487 | 0 | 0 | 0 | 0 | 7.2073 | 0 | 0 | 0 | 0 | 0 | 0 | 0 | 0 | 0 | 0 | 0 | 0 | 0
10 | 30 | 8 | 2 | 1.7931 | 0 | 13.5789 | 0 | 0 | 0 | 0.0012057 | 0.51645 | 0 | 0 | 4.0418 | 0 | 19.9314 | 0 | 0 | 0 | 0 | 0 | 0 | 0 | 0 | 0 | 0 | 0 | 0 | 0 | 0.45131 | 0 | 0.71279 | 3.3585 | 0 | 0 | 0.42 | 0.74299 | 0 | 0 | 0 | 0 | 5.6856 | 0 | 0 | 0 | 0 | 0 | 0 | 0 | 0 | 0 | 0 | 0 | 0 | 0
10 | 30 | 9 | 2 | 1.7931 | 0 | 13.5789 | 0 | 0 | 0 | 0.0012057 | 0.36505 | 0 | 0 | 2.6823 | 0 | 18.4206 | 0 | 0 | 0 | 0 | 0 | 0 | 0 | 0 | 0 | 0 | 0 | 0 | 0 | 0.45131 | 0 | 0.71279 | 2.399 | 0 | 0 | 0.315 | 0.73567 | 0 | 0 | 0 | 0 | 4.6138 | 0 | 0 | 0 | 0 | 0 | 0 | 0 | 0 | 0 | 0 | 0 | 0 | 0
10 | 30 | 10 | 2 | 1.7931 | 0 | 13.5789 | 0 | 0 | 0 | 0.0012057 | 0.28331 | 0 | 0 | 2.6823 | 0 | 18.3388 | 0 | 0 | 0 | 0 | 0 | 0 | 0 | 0 | 0 | 0 | 0 | 0 | 0 | 0.45131 | 0 | 0.71279 | 1.8439 | 0 | 0 | 0.315 | 0.73075 | 0 | 0 | 0 | 0 | 4.0537 | 0 | 0 | 0 | 0 | 0 | 0 | 0 | 0 | 0 | 0 | 0 | 0 | 0
10 | 30 | 11 | 2 | 1.7931 | 0 | 13.5789 | 0 | 0 | 0 | 0.0012057 | 0.21053 | 0 | 0 | 3.1225 | 0 | 18.7063 | 0 | 0 | 0 | 0 | 0 | 0 | 0 | 0 | 0 | 0 | 0 | 0 | 0 | 0.45131 | 0 | 0.54519 | 1.5025 | 0 | 0 | 0.3675 | 0.73115 | 0 | 0 | 0 | 0 | 3.5976 | 0 | 0 | 0 | 0 | 0 | 0 | 0 | 0 | 0 | 0 | 0 | 0 | 0
10 | 30 | 12 | 2 | 1.7931 | 0 | 8.6313 | 0 | 0 | 0 | 0.0012057 | 0.13081 | 0 | 0 | 3.5628 | 0 | 14.1193 | 0 | 0 | 0 | 0 | 0 | 0 | 0 | 0 | 0 | 0 | 0 | 0 | 0 | 0.45131 | 0 | 0.54519 | 1.0893 | 0 | 0 | 0.42 | 0.72599 | 0 | 0 | 0 | 0 | 3.2318 | 0 | 0 | 0 | 0 | 0 | 0 | 0 | 0 | 0 | 0 | 0 | 0 | 0
10 | 30 | 13 | 2 | 1.7931 | 0 | 13.5789 | 0 | 0 | 0 | 0.0012057 | 0.077585 | 0 | 0 | 3.1225 | 0 | 18.5733 | 0 | 0 | 0 | 0 | 0 | 0 | 0 | 0 | 0 | 0 | 0 | 0 | 0 | 0.45131 | 0 | 0.54519 | 0.72596 | 0 | 0 | 0.3675 | 0.7286 | 0 | 0 | 0 | 0 | 2.8186 | 0 | 0 | 0 | 0 | 0 | 0 | 0 | 0 | 0 | 0 | 0 | 0 | 0
10 | 30 | 14 | 2 | 1.7931 | 0 | 13.5789 | 0 | 0 | 0 | 0.0012057 | 0.056598 | 0 | 0 | 3.1225 | 0 | 18.5523 | 0 | 0 | 0 | 0 | 0 | 0 | 0 | 0 | 0 | 0 | 0 | 0 | 0 | 0.45131 | 0 | 0.54519 | 0.43519 | 0.016986 | 0 | 0.3675 | 0.72565 | 0 | 0 | 0 | 0 | 2.5418 | 0 | 0 | 0 | 0 | 0 | 0 | 0 | 0 | 0 | 0 | 0 | 0 | 0
10 | 30 | 15 | 2 | 1.7931 | 0 | 13.5789 | 0 | 0 | 0 | 0.0012057 | 0.068236 | 0 | 0 | 2.6823 | 0 | 18.1237 | 0 | 0 | 0 | 0 | 0 | 0 | 0 | 0 | 0 | 0 | 0 | 0 | 0 | 0.45131 | 0 | 0.54519 | 0.57094 | 0.019744 | 0 | 0.315 | 0.72777 | 0 | 0 | 0 | 0 | 2.63 | 0 | 0 | 0 | 0 | 0 | 0 | 0 | 0 | 0 | 0 | 0 | 0 | 0
10 | 30 | 16 | 2 | 1.7931 | 0 | 13.5789 | 0 | 0 | 0 | 0.0012057 | 0.078604 | 0 | 0 | 2.6823 | 0 | 18.1341 | 0 | 0 | 0 | 0 | 0 | 0 | 0 | 0 | 0 | 0 | 0 | 0 | 0 | 0.45131 | 0 | 0.54519 | 0.64863 | 0.011001 | 0 | 0.315 | 0.72656 | 0 | 0 | 0 | 0 | 2.6977 | 0 | 0 | 0 | 0 | 0 | 0 | 0 | 0 | 0 | 0 | 0 | 0 | 0
10 | 30 | 17 | 2 | 1.7931 | 0 | 13.5789 | 0 | 0 | 0 | 0.0012057 | 0.087793 | 0 | 0 | 3.9585 | 0 | 19.4195 | 0 | 0 | 0 | 0 | 0 | 0 | 0 | 0 | 0 | 0 | 0 | 0 | 0 | 0.45131 | 0 | 0.54519 | 0.7464 | 0 | 0 | 0.525 | 0.72733 | 0 | 0 | 0 | 0 | 2.9952 | 0 | 0 | 0 | 0 | 0 | 0 | 0 | 0 | 0 | 0 | 0 | 0 | 0
10 | 30 | 18 | 2 | 1.7931 | 0 | 9.8682 | 0 | 0 | 0 | 0.0012057 | 0.12047 | 0 | 0 | 3.9585 | 0 | 15.7415 | 0 | 0 | 0 | 0 | 0 | 0 | 0 | 0 | 0 | 0 | 0 | 0 | 0 | 0.45131 | 0 | 0.54519 | 1.013 | 0 | 0 | 0.525 | 0.72991 | 0 | 0 | 0 | 0 | 3.2644 | 0 | 0 | 0 | 0 | 0 | 0 | 0 | 0 | 0 | 0 | 0 | 0 | 0
10 | 30 | 19 | 2 | 1.7931 | 0 | 2.4469 | 0 | 0 | 0 | 0.0012057 | 0.21832 | 0 | 0 | 4.5151 | 0 | 8.9747 | 0 | 0 | 0 | 0 | 0 | 0 | 0 | 0 | 0 | 0 | 0 | 0 | 0 | 0.45131 | 0 | 0.88038 | 1.4923 | 0 | 0 | 0.42 | 0.7264 | 0 | 0 | 0 | 0 | 3.9703 | 0 | 0 | 0 | 0 | 0 | 0 | 0 | 0 | 0 | 0 | 0 | 0 | 0
10 | 30 | 20 | 2 | 1.7931 | 0 | 2.4469 | 0 | 0 | 0 | 0.0012057 | 0.2808 | 0 | 0 | 3.1225 | 0 | 7.6445 | 0 | 0 | 0 | 0 | 0 | 0 | 0 | 0 | 0 | 0 | 0 | 0 | 0 | 0.45131 | 0 | 1.1038 | 1.9672 | 0 | 0 | 0.3675 | 0.72403 | 0 | 0 | 0 | 0 | 4.6139 | 0 | 0 | 0 | 0 | 0 | 0 | 0 | 0 | 0 | 0 | 0 | 0 | 0
10 | 30 | 21 | 2 | 1.7931 | 0 | 2.4469 | 0 | 0 | 0 | 0.0012057 | 0.30688 | 0 | 0 | 3.9585 | 0 | 8.5066 | 0 | 0 | 0 | 0 | 0 | 0 | 0 | 0 | 0 | 0 | 0 | 0 | 0 | 0.45131 | 0 | 1.2156 | 2.1021 | 0 | 0 | 0.4725 | 0.71988 | 0 | 0 | 0 | 0 | 4.9613 | 0 | 0 | 0 | 0 | 0 | 0 | 0 | 0 | 0 | 0 | 0 | 0 | 0
10 | 30 | 22 | 2 | 1.7931 | 0 | 2.4469 | 0 | 0 | 0 | 0.0012057 | 0.35617 | 0 | 0 | 2.7262 | 0 | 7.3236 | 0 | 0 | 0 | 0 | 0 | 0 | 0 | 0 | 0 | 0 | 0 | 0 | 0 | 0.45131 | 0 | 1.1038 | 2.4449 | 0 | 0 | 0.315 | 0.72558 | 0 | 0 | 0 | 0 | 5.0407 | 0 | 0 | 0 | 0 | 0 | 0 | 0 | 0 | 0 | 0 | 0 | 0 | 0
10 | 30 | 23 | 2 | 1.7931 | 0 | 2.4469 | 0 | 0 | 0 | 0.0012057 | 0.065645 | 0 | 0 | 0.48112 | 0 | 4.788 | 0 | 0 | 0 | 0 | 0 | 0 | 0 | 0 | 0 | 0 | 0 | 0 | 0 | 0.45131 | 0 | 0.88038 | 0.91712 | 0 | 0 | 0.0525 | 0.72775 | 0 | 0 | 0 | 0 | 3.0291 | 0 | 0 | 0 | 0 | 0 | 0 | 0 | 0 | 0 | 0 | 0 | 0 | 0
10 | 30 | 24 | 2 | 1.7931 | 0 | 2.4469 | 0 | 0 | 0 | 0.0012057 | 0.11567 | 0 | 0 | 0.48113 | 0 | 4.838 | 0 | 0 | 0 | 0 | 0 | 0 | 0 | 0 | 0 | 0 | 0 | 0 | 0 | 0.45131 | 0 | 0.54519 | 1.7438 | 0 | 0 | 0.0525 | 0.73853 | 0 | 0 | 0 | 0 | 3.5314 | 0 | 0 | 0 | 0 | 0 | 0 | 0 | 0 | 0 | 0 | 0 | 0 | 0
10 | 31 | 1 | 3 | 1.7931 | 0 | 2.4469 | 0 | 0 | 0 | 0.0012057 | 0.18066 | 0 | 0 | 0.48117 | 0 | 4.9031 | 0 | 0 | 0 | 0 | 0 | 0 | 0 | 0 | 0 | 0 | 0 | 0 | 0 | 0.45131 | 0 | 0.32173 | 2.2987 | 0 | 0 | 0.0525 | 0.74901 | 0 | 0 | 0 | 0 | 3.8732 | 0 | 0 | 0 | 0 | 0 | 0 | 0 | 0 | 0 | 0 | 0 | 0 | 0
10 | 31 | 2 | 3 | 1.7931 | 0 | 2.4469 | 0 | 0 | 0 | 0.0012057 | 0.20945 | 0 | 0 | 0.48119 | 0 | 4.9319 | 0 | 0 | 0 | 0 | 0 | 0 | 0 | 0 | 0 | 0 | 0 | 0 | 0 | 0.45131 | 0 | 0.32173 | 2.4962 | 0 | 0 | 0.0525 | 0.75004 | 0 | 0 | 0 | 0 | 4.0717 | 0 | 0 | 0 | 0 | 0 | 0 | 0 | 0 | 0 | 0 | 0 | 0 | 0
10 | 31 | 3 | 3 | 1.7931 | 0 | 2.4469 | 0 | 0 | 0 | 0.0012057 | 0.23207 | 0 | 0 | 0.48119 | 0 | 4.9545 | 0 | 0 | 0 | 0 | 0 | 0 | 0 | 0 | 0 | 0 | 0 | 0 | 0 | 0.45131 | 0 | 0.32173 | 2.6592 | 0 | 0 | 0.0525 | 0.751 | 0 | 0 | 0 | 0 | 4.2357 | 0 | 0 | 0 | 0 | 0 | 0 | 0 | 0 | 0 | 0 | 0 | 0 | 0
10 | 31 | 4 | 3 | 1.7931 | 0 | 2.4469 | 0 | 0 | 0 | 0.0012057 | 0.24991 | 0 | 0 | 0.48118 | 0 | 4.9723 | 0 | 0 | 0 | 0 | 0 | 0 | 0 | 0 | 0 | 0 | 0 | 0 | 0 | 0.45131 | 0 | 0.32173 | 2.7978 | 0 | 0 | 0.0525 | 0.75155 | 0 | 0 | 0 | 0 | 4.3749 | 0 | 0 | 0 | 0 | 0 | 0 | 0 | 0 | 0 | 0 | 0 | 0 | 0
10 | 31 | 5 | 3 | 1.7931 | 0 | 2.4469 | 0 | 0 | 0 | 0.0012057 | 0.25359 | 0 | 0 | 0.48118 | 0 | 4.976 | 0 | 0 | 0 | 0 | 0 | 0 | 0 | 0 | 0 | 0 | 0 | 0 | 0 | 0.45131 | 0 | 0.32173 | 2.8794 | 0 | 0 | 0.0525 | 0.74926 | 0 | 0 | 0 | 0 | 4.4542 | 0 | 0 | 0 | 0 | 0 | 0 | 0 | 0 | 0 | 0 | 0 | 0 | 0
10 | 31 | 6 | 3 | 1.7931 | 0 | 2.4469 | 0 | 0 | 0 | 0.0012057 | 0.31239 | 0 | 0 | 2.6823 | 0 | 7.2359 | 0 | 0 | 0 | 0 | 0 | 0 | 0 | 0 | 0 | 0 | 0 | 0 | 0 | 0.45131 | 0 | 0.54519 | 3.2745 | 0 | 0 | 0.315 | 0.75168 | 0 | 0 | 0 | 0 | 5.3377 | 0 | 0 | 0 | 0 | 0 | 0 | 0 | 0 | 0 | 0 | 0 | 0 | 0
10 | 31 | 7 | 3 | 1.7931 | 0 | 2.4469 | 0 | 0 | 0 | 0.0012057 | 0.8089 | 0 | 0 | 3.9585 | 0 | 9.0086 | 0 | 0 | 0 | 0 | 0 | 0 | 0 | 0 | 0 | 0 | 0 | 0 | 0 | 0.45131 | 0 | 0.71279 | 5.6875 | 0 | 0 | 0.525 | 0.74825 | 0 | 0 | 0 | 0 | 8.1249 | 0 | 0 | 0 | 0 | 0 | 0 | 0 | 0 | 0 | 0 | 0 | 0 | 0
10 | 31 | 8 | 3 | 1.7931 | 0 | 13.5789 | 0 | 0 | 0 | 0.0012057 | 0.57827 | 0 | 0 | 4.0417 | 0 | 19.9932 | 0 | 0 | 0 | 0 | 0 | 0 | 0 | 0 | 0 | 0 | 0 | 0 | 0 | 0.45131 | 0 | 0.71279 | 4.3957 | 0 | 0 | 0.42 | 0.75033 | 0 | 0 | 0 | 0 | 6.7301 | 0 | 0 | 0 | 0 | 0 | 0 | 0 | 0 | 0 | 0 | 0 | 0 | 0
10 | 31 | 9 | 3 | 1.7931 | 0 | 13.5789 | 0 | 0 | 0 | 0.0012057 | 0.44345 | 0 | 0 | 2.6823 | 0 | 18.499 | 0 | 0 | 0 | 0 | 0 | 0 | 0 | 0 | 0 | 0 | 0 | 0 | 0 | 0.45131 | 0 | 0.71279 | 3.5455 | 0 | 0 | 0.315 | 0.73834 | 0 | 0 | 0 | 0 | 5.7629 | 0 | 0 | 0 | 0 | 0 | 0 | 0 | 0 | 0 | 0 | 0 | 0 | 0
10 | 31 | 10 | 3 | 1.7931 | 0 | 13.5789 | 0 | 0 | 0 | 0.0012057 | 0.37463 | 0 | 0 | 2.6823 | 0 | 18.4301 | 0 | 0 | 0 | 0 | 0 | 0 | 0 | 0 | 0 | 0 | 0 | 0 | 0 | 0.45131 | 0 | 0.71279 | 3.0523 | 0 | 0 | 0.315 | 0.73418 | 0 | 0 | 0 | 0 | 5.2656 | 0 | 0 | 0 | 0 | 0 | 0 | 0 | 0 | 0 | 0 | 0 | 0 | 0
10 | 31 | 11 | 3 | 1.7931 | 0 | 13.5789 | 0 | 0 | 0 | 0.0012057 | 0.36897 | 0 | 0 | 3.1225 | 0 | 18.8647 | 0 | 0 | 0 | 0 | 0 | 0 | 0 | 0 | 0 | 0 | 0 | 0 | 0 | 0.45131 | 0 | 0.54519 | 2.9743 | 0 | 0 | 0.3675 | 0.73829 | 0 | 0 | 0 | 0 | 5.0766 | 0 | 0 | 0 | 0 | 0 | 0 | 0 | 0 | 0 | 0 | 0 | 0 | 0
10 | 31 | 12 | 3 | 1.7931 | 0 | 8.6313 | 0 | 0 | 0 | 0.0012057 | 0.41338 | 0 | 0 | 3.5627 | 0 | 14.4018 | 0 | 0 | 0 | 0 | 0 | 0 | 0 | 0 | 0 | 0 | 0 | 0 | 0 | 0.45131 | 0 | 0.54519 | 3.0574 | 0 | 0 | 0.42 | 0.73509 | 0 | 0 | 0 | 0 | 5.209 | 0 | 0 | 0 | 0 | 0 | 0 | 0 | 0 | 0 | 0 | 0 | 0 | 0
10 | 31 | 13 | 3 | 1.7931 | 0 | 13.5789 | 0 | 0 | 0 | 0.0012057 | 0.33801 | 0 | 0 | 3.1225 | 0 | 18.8337 | 0 | 0 | 0 | 0 | 0 | 0 | 0 | 0 | 0 | 0 | 0 | 0 | 0 | 0.45131 | 0 | 0.54519 | 2.6869 | 0 | 0 | 0.3675 | 0.73451 | 0 | 0 | 0 | 0 | 4.7854 | 0 | 0 | 0 | 0 | 0 | 0 | 0 | 0 | 0 | 0 | 0 | 0 | 0
10 | 31 | 14 | 3 | 1.7931 | 0 | 13.5789 | 0 | 0 | 0 | 0.0012057 | 0.32831 | 0 | 0 | 3.1225 | 0 | 18.824 | 0 | 0 | 0 | 0 | 0 | 0 | 0 | 0 | 0 | 0 | 0 | 0 | 0 | 0.45131 | 0 | 0.54519 | 2.5734 | 0 | 0 | 0.3675 | 0.73508 | 0 | 0 | 0 | 0 | 4.6725 | 0 | 0 | 0 | 0 | 0 | 0 | 0 | 0 | 0 | 0 | 0 | 0 | 0
10 | 31 | 15 | 3 | 1.7931 | 0 | 13.5789 | 0 | 0 | 0 | 0.0012057 | 0.32186 | 0 | 0 | 2.6823 | 0 | 18.3773 | 0 | 0 | 0 | 0 | 0 | 0 | 0 | 0 | 0 | 0 | 0 | 0 | 0 | 0.45131 | 0 | 0.54519 | 2.3183 | 0 | 0 | 0.315 | 0.73376 | 0 | 0 | 0 | 0 | 4.3635 | 0 | 0 | 0 | 0 | 0 | 0 | 0 | 0 | 0 | 0 | 0 | 0 | 0
10 | 31 | 16 | 3 | 1.7931 | 0 | 13.5789 | 0 | 0 | 0 | 0.0012057 | 0.31126 | 0 | 0 | 2.6823 | 0 | 18.3668 | 0 | 0 | 0 | 0 | 0 | 0 | 0 | 0 | 0 | 0 | 0 | 0 | 0 | 0.45131 | 0 | 0.54519 | 2.2028 | 0 | 0 | 0.315 | 0.73295 | 0 | 0 | 0 | 0 | 4.2472 | 0 | 0 | 0 | 0 | 0 | 0 | 0 | 0 | 0 | 0 | 0 | 0 | 0
10 | 31 | 17 | 3 | 1.7931 | 0 | 13.5789 | 0 | 0 | 0 | 0.0012057 | 0.29554 | 0 | 0 | 3.9585 | 0 | 19.6273 | 0 | 0 | 0 | 0 | 0 | 0 | 0 | 0 | 0 | 0 | 0 | 0 | 0 | 0.45131 | 0 | 0.54519 | 2.1583 | 0 | 0 | 0.525 | 0.73378 | 0 | 0 | 0 | 0 | 4.4135 | 0 | 0 | 0 | 0 | 0 | 0 | 0 | 0 | 0 | 0 | 0 | 0 | 0
10 | 31 | 18 | 3 | 1.7931 | 0 | 9.8682 | 0 | 0 | 0 | 0.0012057 | 0.34783 | 0 | 0 | 3.9585 | 0 | 15.9689 | 0 | 0 | 0 | 0 | 0 | 0 | 0 | 0 | 0 | 0 | 0 | 0 | 0 | 0.45131 | 0 | 0.54519 | 2.2392 | 0 | 0 | 0.525 | 0.73427 | 0 | 0 | 0 | 0 | 4.495 | 0 | 0 | 0 | 0 | 0 | 0 | 0 | 0 | 0 | 0 | 0 | 0 | 0
10 | 31 | 19 | 3 | 1.7931 | 0 | 2.4469 | 0 | 0 | 0 | 0.0012057 | 0.47529 | 0 | 0 | 4.5151 | 0 | 9.2316 | 0 | 0 | 0 | 0 | 0 | 0 | 0 | 0 | 0 | 0 | 0 | 0 | 0 | 0.45131 | 0 | 0.88038 | 2.6254 | 0 | 0 | 0.42 | 0.72926 | 0 | 0 | 0 | 0 | 5.1063 | 0 | 0 | 0 | 0 | 0 | 0 | 0 | 0 | 0 | 0 | 0 | 0 | 0
10 | 31 | 20 | 3 | 1.7931 | 0 | 2.4469 | 0 | 0 | 0 | 0.0012057 | 0.51483 | 0 | 0 | 3.1225 | 0 | 7.8785 | 0 | 0 | 0 | 0 | 0 | 0 | 0 | 0 | 0 | 0 | 0 | 0 | 0 | 0.45131 | 0 | 1.1038 | 2.6551 | 0 | 0 | 0.3675 | 0.72599 | 0 | 0 | 0 | 0 | 5.3037 | 0 | 0 | 0 | 0 | 0 | 0 | 0 | 0 | 0 | 0 | 0 | 0 | 0
10 | 31 | 21 | 3 | 1.7931 | 0 | 2.4469 | 0 | 0 | 0 | 0.0012057 | 0.50528 | 0 | 0 | 3.9585 | 0 | 8.705 | 0 | 0 | 0 | 0 | 0 | 0 | 0 | 0 | 0 | 0 | 0 | 0 | 0 | 0.45131 | 0 | 1.2156 | 2.6046 | 0 | 0 | 0.4725 | 0.72048 | 0 | 0 | 0 | 0 | 5.4645 | 0 | 0 | 0 | 0 | 0 | 0 | 0 | 0 | 0 | 0 | 0 | 0 | 0
10 | 31 | 22 | 3 | 1.7931 | 0 | 2.4469 | 0 | 0 | 0 | 0.0012057 | 0.49543 | 0 | 0 | 2.7261 | 0 | 7.4628 | 0 | 0 | 0 | 0 | 0 | 0 | 0 | 0 | 0 | 0 | 0 | 0 | 0 | 0.45131 | 0 | 1.1038 | 2.4638 | 0 | 0 | 0.315 | 0.72027 | 0 | 0 | 0 | 0 | 5.0542 | 0 | 0 | 0 | 0 | 0 | 0 | 0 | 0 | 0 | 0 | 0 | 0 | 0
10 | 31 | 23 | 3 | 1.7931 | 0 | 2.4469 | 0 | 0 | 0 | 0.0012057 | 0.078509 | 0 | 0 | 0.48109 | 0 | 4.8008 | 0 | 0 | 0 | 0 | 0 | 0 | 0 | 0 | 0 | 0 | 0 | 0 | 0 | 0.45131 | 0 | 0.88038 | 0.91565 | 0 | 0 | 0.0525 | 0.72352 | 0 | 0 | 0 | 0 | 3.0234 | 0 | 0 | 0 | 0 | 0 | 0 | 0 | 0 | 0 | 0 | 0 | 0 | 0
10 | 31 | 24 | 3 | 1.7931 | 0 | 2.4469 | 0 | 0 | 0 | 0.0012057 | 0.15117 | 0 | 0 | 0.4811 | 0 | 4.8735 | 0 | 0 | 0 | 0 | 0 | 0 | 0 | 0 | 0 | 0 | 0 | 0 | 0 | 0.45131 | 0 | 0.54519 | 1.494 | 0 | 0 | 0.0525 | 0.73102 | 0 | 0 | 0 | 0 | 3.274 | 0 | 0 | 0 | 0 | 0 | 0 | 0 | 0 | 0 | 0 | 0 | 0 | 0
11 | 1 | 1 | 4 | 1.7931 | 0 | 2.4469 | 0 | 0 | 0 | 0.0012057 | 0.19895 | 0 | 0 | 0.52888 | 0 | 4.9691 | 0 | 0 | 0 | 0 | 0 | 0 | 0 | 0 | 0 | 0 | 0 | 0 | 0 | 0.45131 | 0 | 0.32173 | 1.728 | 0 | 0 | 0.0525 | 0.74372 | 0 | 0 | 0 | 0 | 3.2973 | 0 | 0 | 0 | 0 | 0 | 0 | 0 | 0 | 0 | 0 | 0 | 0 | 0
11 | 1 | 2 | 4 | 1.7931 | 0 | 2.4469 | 0 | 0 | 0 | 0.0012057 | 0.2194 | 0 | 0 | 0.52897 | 0 | 4.9896 | 0 | 0 | 0 | 0 | 0 | 0 | 0 | 0 | 0 | 0 | 0 | 0 | 0 | 0.45131 | 0 | 0.32173 | 1.7212 | 0 | 0 | 0.0525 | 0.74502 | 0 | 0 | 0 | 0 | 3.2917 | 0 | 0 | 0 | 0 | 0 | 0 | 0 | 0 | 0 | 0 | 0 | 0 | 0
11 | 1 | 3 | 4 | 1.7931 | 0 | 2.4469 | 0 | 0 | 0 | 0.0012057 | 0.22881 | 0 | 0 | 0.52899 | 0 | 4.999 | 0 | 0 | 0 | 0 | 0 | 0 | 0 | 0 | 0 | 0 | 0 | 0 | 0 | 0.45131 | 0 | 0.32173 | 1.7502 | 0 | 0 | 0.0525 | 0.74529 | 0 | 0 | 0 | 0 | 3.321 | 0 | 0 | 0 | 0 | 0 | 0 | 0 | 0 | 0 | 0 | 0 | 0 | 0
11 | 1 | 4 | 4 | 1.7931 | 0 | 2.4469 | 0 | 0 | 0 | 0.0012057 | 0.23093 | 0 | 0 | 0.52899 | 0 | 5.0011 | 0 | 0 | 0 | 0 | 0 | 0 | 0 | 0 | 0 | 0 | 0 | 0 | 0 | 0.45131 | 0 | 0.32173 | 1.6705 | 0 | 0 | 0.0525 | 0.7448 | 0 | 0 | 0 | 0 | 3.2408 | 0 | 0 | 0 | 0 | 0 | 0 | 0 | 0 | 0 | 0 | 0 | 0 | 0
11 | 1 | 5 | 4 | 1.7931 | 0 | 2.4469 | 0 | 0 | 0 | 0.0012057 | 0.25892 | 0 | 0 | 0.529 | 0 | 5.0291 | 0 | 0 | 0 | 0 | 0 | 0 | 0 | 0 | 0 | 0 | 0 | 0 | 0 | 0.45131 | 0 | 0.32173 | 1.6692 | 0 | 0 | 0.0525 | 0.74759 | 0 | 0 | 0 | 0 | 3.2423 | 0 | 0 | 0 | 0 | 0 | 0 | 0 | 0 | 0 | 0 | 0 | 0 | 0
11 | 1 | 6 | 4 | 1.7931 | 0 | 2.4469 | 0 | 0 | 0 | 0.0012057 | 0.2884 | 0 | 0 | 2.9689 | 0 | 7.4985 | 0 | 0 | 0 | 0 | 0 | 0 | 0 | 0 | 0 | 0 | 0 | 0 | 0 | 0.45131 | 0 | 0.54519 | 1.8337 | 0 | 0 | 0.315 | 0.74499 | 0 | 0 | 0 | 0 | 3.8902 | 0 | 0 | 0 | 0 | 0 | 0 | 0 | 0 | 0 | 0 | 0 | 0 | 0
11 | 1 | 7 | 4 | 1.7931 | 0 | 2.4469 | 0 | 0 | 0 | 0.0012057 | 0.77299 | 0 | 0 | 3.9586 | 0 | 8.9728 | 0 | 0 | 0 | 0 | 0 | 0 | 0 | 0 | 0 | 0 | 0 | 0 | 0 | 0.45131 | 0 | 0.71279 | 3.0832 | 0 | 0 | 0.525 | 0.74119 | 0 | 0 | 0 | 0 | 5.5135 | 0 | 0 | 0 | 0 | 0 | 0 | 0 | 0 | 0 | 0 | 0 | 0 | 0
11 | 1 | 8 | 4 | 1.7931 | 0 | 13.5789 | 0 | 0 | 0 | 0.0012057 | 0.49049 | 0 | 0 | 4.8957 | 0 | 20.7594 | 0 | 0 | 0 | 0 | 0 | 0 | 0 | 0 | 0 | 0 | 0 | 0 | 0 | 0.45131 | 0 | 0.71279 | 2.1082 | 0 | 0 | 0.42 | 0.73833 | 0 | 0 | 0 | 0 | 4.4306 | 0 | 0 | 0 | 0 | 0 | 0 | 0 | 0 | 0 | 0 | 0 | 0 | 0
11 | 1 | 9 | 4 | 1.7931 | 0 | 13.5789 | 0 | 0 | 0 | 0.0012057 | 0.37125 | 0 | 0 | 2.9689 | 0 | 18.7133 | 0 | 0 | 0 | 0 | 0 | 0 | 0 | 0 | 0 | 0 | 0 | 0 | 0 | 0.45131 | 0 | 0.71279 | 1.4797 | 0 | 0 | 0.315 | 0.73355 | 0 | 0 | 0 | 0 | 3.6924 | 0 | 0 | 0 | 0 | 0 | 0 | 0 | 0 | 0 | 0 | 0 | 0 | 0
11 | 1 | 10 | 4 | 1.7931 | 0 | 13.5789 | 0 | 0 | 0 | 0.0012057 | 0.3074 | 0 | 0 | 2.9689 | 0 | 18.6495 | 0 | 0 | 0 | 0 | 0 | 0 | 0 | 0 | 0 | 0 | 0 | 0 | 0 | 0.45131 | 0 | 0.71279 | 1.3312 | 0 | 0 | 0.315 | 0.73318 | 0 | 0 | 0 | 0 | 3.5435 | 0 | 0 | 0 | 0 | 0 | 0 | 0 | 0 | 0 | 0 | 0 | 0 | 0
11 | 1 | 11 | 4 | 1.7931 | 0 | 13.5789 | 0 | 0 | 0 | 0.0012057 | 0.28518 | 0 | 0 | 3.4568 | 0 | 19.1152 | 0 | 0 | 0 | 0 | 0 | 0 | 0 | 0 | 0 | 0 | 0 | 0 | 0 | 0.45131 | 0 | 0.54519 | 1.3878 | 0 | 0 | 0.3675 | 0.73757 | 0 | 0 | 0 | 0 | 3.4894 | 0 | 0 | 0 | 0 | 0 | 0 | 0 | 0 | 0 | 0 | 0 | 0 | 0
11 | 1 | 12 | 4 | 1.7931 | 0 | 8.6313 | 0 | 0 | 0 | 0.0012057 | 0.32412 | 0 | 0 | 3.9448 | 0 | 14.6946 | 0 | 0 | 0 | 0 | 0 | 0 | 0 | 0 | 0 | 0 | 0 | 0 | 0 | 0.45131 | 0 | 0.54519 | 1.4679 | 0 | 0 | 0.42 | 0.7372 | 0 | 0 | 0 | 0 | 3.6216 | 0 | 0 | 0 | 0 | 0 | 0 | 0 | 0 | 0 | 0 | 0 | 0 | 0
11 | 1 | 13 | 4 | 1.7931 | 0 | 13.5789 | 0 | 0 | 0 | 0.0012057 | 0.26202 | 0 | 0 | 3.4569 | 0 | 19.0921 | 0 | 0 | 0 | 0 | 0 | 0 | 0 | 0 | 0 | 0 | 0 | 0 | 0 | 0.45131 | 0 | 0.54519 | 1.4283 | 0 | 0 | 0.3675 | 0.7386 | 0 | 0 | 0 | 0 | 3.5309 | 0 | 0 | 0 | 0 | 0 | 0 | 0 | 0 | 0 | 0 | 0 | 0 | 0
11 | 1 | 14 | 4 | 1.7931 | 0 | 13.5789 | 0 | 0 | 0 | 0.0012057 | 0.22284 | 0 | 0 | 3.4569 | 0 | 19.0529 | 0 | 0 | 0 | 0 | 0 | 0 | 0 | 0 | 0 | 0 | 0 | 0 | 0 | 0.45131 | 0 | 0.54519 | 1.1695 | 0 | 0 | 0.3675 | 0.73687 | 0 | 0 | 0 | 0 | 3.2704 | 0 | 0 | 0 | 0 | 0 | 0 | 0 | 0 | 0 | 0 | 0 | 0 | 0
11 | 1 | 15 | 4 | 1.7931 | 0 | 13.5789 | 0 | 0 | 0 | 0.0012057 | 0.21077 | 0 | 0 | 2.9689 | 0 | 18.5529 | 0 | 0 | 0 | 0 | 0 | 0 | 0 | 0 | 0 | 0 | 0 | 0 | 0 | 0.45131 | 0 | 0.54519 | 1.1428 | 0 | 0 | 0.315 | 0.73673 | 0 | 0 | 0 | 0 | 3.1911 | 0 | 0 | 0 | 0 | 0 | 0 | 0 | 0 | 0 | 0 | 0 | 0 | 0
11 | 1 | 16 | 4 | 1.7931 | 0 | 13.5789 | 0 | 0 | 0 | 0.0012057 | 0.19289 | 0 | 0 | 2.9689 | 0 | 18.535 | 0 | 0 | 0 | 0 | 0 | 0 | 0 | 0 | 0 | 0 | 0 | 0 | 0 | 0.45131 | 0 | 0.54519 | 1.0529 | 0 | 0 | 0.315 | 0.73658 | 0 | 0 | 0 | 0 | 3.101 | 0 | 0 | 0 | 0 | 0 | 0 | 0 | 0 | 0 | 0 | 0 | 0 | 0
11 | 1 | 17 | 4 | 1.7931 | 0 | 13.5789 | 0 | 0 | 0 | 0.0012057 | 0.16603 | 0 | 0 | 3.9586 | 0 | 19.4978 | 0 | 0 | 0 | 0 | 0 | 0 | 0 | 0 | 0 | 0 | 0 | 0 | 0 | 0.45131 | 0 | 0.54519 | 0.87377 | 0 | 0 | 0.525 | 0.73597 | 0 | 0 | 0 | 0 | 3.1313 | 0 | 0 | 0 | 0 | 0 | 0 | 0 | 0 | 0 | 0 | 0 | 0 | 0
11 | 1 | 18 | 4 | 1.7931 | 0 | 9.8682 | 0 | 0 | 0 | 0.0012057 | 0.20208 | 0 | 0 | 5.8717 | 0 | 17.7363 | 0 | 0 | 0 | 0 | 0 | 0 | 0 | 0 | 0 | 0 | 0 | 0 | 0 | 0.45131 | 0 | 0.54519 | 1.0623 | 0 | 0 | 0.525 | 0.73648 | 0 | 0 | 0 | 0 | 3.3203 | 0 | 0 | 0 | 0 | 0 | 0 | 0 | 0 | 0 | 0 | 0 | 0 | 0
11 | 1 | 19 | 4 | 1.7931 | 0 | 2.4469 | 0 | 0 | 0 | 0.0012057 | 0.30135 | 0 | 0 | 3.9448 | 0 | 8.4874 | 0 | 0 | 0 | 0 | 0 | 0 | 0 | 0 | 0 | 0 | 0 | 0 | 0 | 0.45131 | 0 | 0.88038 | 1.2816 | 0 | 0 | 0.42 | 0.72932 | 0 | 0 | 0 | 0 | 3.7627 | 0 | 0 | 0 | 0 | 0 | 0 | 0 | 0 | 0 | 0 | 0 | 0 | 0
11 | 1 | 20 | 4 | 1.7931 | 0 | 2.4469 | 0 | 0 | 0 | 0.0012057 | 0.39209 | 0 | 0 | 3.4568 | 0 | 8.0901 | 0 | 0 | 0 | 0 | 0 | 0 | 0 | 0 | 0 | 0 | 0 | 0 | 0 | 0.45131 | 0 | 1.1038 | 2.3122 | 0 | 0 | 0.3675 | 0.73069 | 0 | 0 | 0 | 0 | 4.9655 | 0 | 0 | 0 | 0 | 0 | 0 | 0 | 0 | 0 | 0 | 0 | 0 | 0
11 | 1 | 21 | 4 | 1.7931 | 0 | 2.4469 | 0 | 0 | 0 | 0.0012057 | 0.41191 | 0 | 0 | 3.9585 | 0 | 8.6117 | 0 | 0 | 0 | 0 | 0 | 0 | 0 | 0 | 0 | 0 | 0 | 0 | 0 | 0.45131 | 0 | 1.2156 | 2.2897 | 0 | 0 | 0.4725 | 0.72815 | 0 | 0 | 0 | 0 | 5.1572 | 0 | 0 | 0 | 0 | 0 | 0 | 0 | 0 | 0 | 0 | 0 | 0 | 0
11 | 1 | 22 | 4 | 1.7931 | 0 | 2.4469 | 0 | 0 | 0 | 0.0012057 | 0.45023 | 0 | 0 | 3.4375 | 0 | 8.1289 | 0 | 0 | 0 | 0 | 0 | 0 | 0 | 0 | 0 | 0 | 0 | 0 | 0 | 0.45131 | 0 | 1.1038 | 2.6205 | 0 | 0 | 0.315 | 0.73291 | 0 | 0 | 0 | 0 | 5.2236 | 0 | 0 | 0 | 0 | 0 | 0 | 0 | 0 | 0 | 0 | 0 | 0 | 0
11 | 1 | 23 | 4 | 1.7931 | 0 | 2.4469 | 0 | 0 | 0 | 0.0012057 | 0.079065 | 0 | 0 | 0.52896 | 0 | 4.8492 | 0 | 0 | 0 | 0 | 0 | 0 | 0 | 0 | 0 | 0 | 0 | 0 | 0 | 0.45131 | 0 | 0.88038 | 1.0298 | 0 | 0 | 0.0525 | 0.73975 | 0 | 0 | 0 | 0 | 3.1537 | 0 | 0 | 0 | 0 | 0 | 0 | 0 | 0 | 0 | 0 | 0 | 0 | 0
11 | 1 | 24 | 4 | 1.7931 | 0 | 2.4469 | 0 | 0 | 0 | 0.0012057 | 0.1443 | 0 | 0 | 0.52899 | 0 | 4.9145 | 0 | 0 | 0 | 0 | 0 | 0 | 0 | 0 | 0 | 0 | 0 | 0 | 0 | 0.45131 | 0 | 0.54519 | 1.7956 | 0 | 0 | 0.0525 | 0.74706 | 0 | 0 | 0 | 0 | 3.5917 | 0 | 0 | 0 | 0 | 0 | 0 | 0 | 0 | 0 | 0 | 0 | 0 | 0
11 | 2 | 1 | 5 | 1.7931 | 0 | 2.4469 | 0 | 0 | 0 | 0.0012057 | 0.23644 | 0 | 0 | 0.52902 | 0 | 5.0067 | 0 | 0 | 0 | 0 | 0 | 0 | 0 | 0 | 0 | 0 | 0 | 0 | 0 | 0.45131 | 0 | 0.32173 | 2.6426 | 0 | 0 | 0.0525 | 0.76036 | 0 | 0 | 0 | 0 | 4.2285 | 0 | 0 | 0 | 0 | 0 | 0 | 0 | 0 | 0 | 0 | 0 | 0 | 0
11 | 2 | 2 | 5 | 1.7931 | 0 | 2.4469 | 0 | 0 | 0 | 0.0012057 | 0.31304 | 0 | 0 | 0.52906 | 0 | 5.0833 | 0 | 0 | 0 | 0 | 0 | 0 | 0 | 0 | 0 | 0 | 0 | 0 | 0 | 0.45131 | 0 | 0.32173 | 3.1728 | 0 | 0 | 0.0525 | 0.76905 | 0 | 0 | 0 | 0 | 4.7674 | 0 | 0 | 0 | 0 | 0 | 0 | 0 | 0 | 0 | 0 | 0 | 0 | 0
11 | 2 | 3 | 5 | 1.7931 | 0 | 2.4469 | 0 | 0 | 0 | 0.0012057 | 0.34406 | 0 | 0 | 0.52908 | 0 | 5.1144 | 0 | 0 | 0 | 0 | 0 | 0 | 0 | 0 | 0 | 0 | 0 | 0 | 0 | 0.45131 | 0 | 0.32173 | 3.4104 | 0 | 0 | 0.0525 | 0.77124 | 0 | 0 | 0 | 0 | 5.0072 | 0 | 0 | 0 | 0 | 0 | 0 | 0 | 0 | 0 | 0 | 0 | 0 | 0
11 | 2 | 4 | 5 | 1.7931 | 0 | 2.4469 | 0 | 0 | 0 | 0.0012057 | 0.38783 | 0 | 0 | 0.52908 | 0 | 5.1581 | 0 | 0 | 0 | 0 | 0 | 0 | 0 | 0 | 0 | 0 | 0 | 0 | 0 | 0.45131 | 0 | 0.32173 | 3.5838 | 0 | 0 | 0.0525 | 0.7763 | 0 | 0 | 0 | 0 | 5.1856 | 0 | 0 | 0 | 0 | 0 | 0 | 0 | 0 | 0 | 0 | 0 | 0 | 0
11 | 2 | 5 | 5 | 1.7931 | 0 | 2.4469 | 0 | 0 | 0 | 0.0012057 | 0.38786 | 0 | 0 | 0.52909 | 0 | 5.1582 | 0 | 0 | 0 | 0 | 0 | 0 | 0 | 0 | 0 | 0 | 0 | 0 | 0 | 0.45131 | 0 | 0.32173 | 3.6608 | 0 | 0 | 0.0525 | 0.77412 | 0 | 0 | 0 | 0 | 5.2605 | 0 | 0 | 0 | 0 | 0 | 0 | 0 | 0 | 0 | 0 | 0 | 0 | 0
11 | 2 | 6 | 5 | 1.7931 | 0 | 2.4469 | 0 | 0 | 0 | 0.0012057 | 0.43109 | 0 | 0 | 2.9689 | 0 | 7.6413 | 0 | 0 | 0 | 0 | 0 | 0 | 0 | 0 | 0 | 0 | 0 | 0 | 0 | 0.45131 | 0 | 0.54519 | 3.9205 | 0 | 0 | 0.315 | 0.77281 | 0 | 0 | 0 | 0 | 6.0049 | 0 | 0 | 0 | 0 | 0 | 0 | 0 | 0 | 0 | 0 | 0 | 0 | 0
11 | 2 | 7 | 5 | 1.7931 | 0 | 2.4469 | 0 | 0 | 0 | 0.0012057 | 0.93907 | 0 | 0 | 3.9586 | 0 | 9.1389 | 0 | 0 | 0 | 0 | 0 | 0 | 0 | 0 | 0 | 0 | 0 | 0 | 0 | 0.45131 | 0 | 0.71279 | 6.3424 | 0 | 0 | 0.525 | 0.77105 | 0 | 0 | 0 | 0 | 8.8026 | 0 | 0 | 0 | 0 | 0 | 0 | 0 | 0 | 0 | 0 | 0 | 0 | 0
11 | 2 | 8 | 5 | 1.7931 | 0 | 13.5789 | 0 | 0 | 0 | 0.0012057 | 0.64806 | 0 | 0 | 4.8958 | 0 | 20.9171 | 0 | 0 | 0 | 0 | 0 | 0 | 0 | 0 | 0 | 0 | 0 | 0 | 0 | 0.45131 | 0 | 0.71279 | 4.3997 | 0 | 0 | 0.42 | 0.76389 | 0 | 0 | 0 | 0 | 6.7477 | 0 | 0 | 0 | 0 | 0 | 0 | 0 | 0 | 0 | 0 | 0 | 0 | 0
11 | 2 | 9 | 5 | 1.7931 | 0 | 13.5789 | 0 | 0 | 0 | 0.0012057 | 0.48077 | 0 | 0 | 2.9689 | 0 | 18.8229 | 0 | 0 | 0 | 0 | 0 | 0 | 0 | 0 | 0 | 0 | 0 | 0 | 0 | 0.45131 | 0 | 0.71279 | 3.4222 | 0 | 0 | 0.315 | 0.75994 | 0 | 0 | 0 | 0 | 5.6613 | 0 | 0 | 0 | 0 | 0 | 0 | 0 | 0 | 0 | 0 | 0 | 0 | 0
11 | 2 | 10 | 5 | 1.7931 | 0 | 13.5789 | 0 | 0 | 0 | 0.0012057 | 0.50935 | 0 | 0 | 2.9689 | 0 | 18.8515 | 0 | 0 | 0 | 0 | 0 | 0 | 0 | 0 | 0 | 0 | 0 | 0 | 0 | 0.45131 | 0 | 0.71279 | 3.5264 | 0 | 0 | 0.315 | 0.76402 | 0 | 0 | 0 | 0 | 5.7695 | 0 | 0 | 0 | 0 | 0 | 0 | 0 | 0 | 0 | 0 | 0 | 0 | 0
11 | 2 | 11 | 5 | 1.7931 | 0 | 13.5789 | 0 | 0 | 0 | 0.0012057 | 0.44362 | 0 | 0 | 3.4569 | 0 | 19.2737 | 0 | 0 | 0 | 0 | 0 | 0 | 0 | 0 | 0 | 0 | 0 | 0 | 0 | 0.45131 | 0 | 0.54519 | 3.3276 | 0 | 0 | 0.3675 | 0.75947 | 0 | 0 | 0 | 0 | 5.4511 | 0 | 0 | 0 | 0 | 0 | 0 | 0 | 0 | 0 | 0 | 0 | 0 | 0
11 | 2 | 12 | 5 | 1.7931 | 0 | 8.6313 | 0 | 0 | 0 | 0.0012057 | 0.51208 | 0 | 0 | 3.9449 | 0 | 14.8826 | 0 | 0 | 0 | 0 | 0 | 0 | 0 | 0 | 0 | 0 | 0 | 0 | 0 | 0.45131 | 0 | 0.54519 | 3.5107 | 0 | 0 | 0.42 | 0.76113 | 0 | 0 | 0 | 0 | 5.6883 | 0 | 0 | 0 | 0 | 0 | 0 | 0 | 0 | 0 | 0 | 0 | 0 | 0
11 | 2 | 13 | 5 | 1.7931 | 0 | 13.5789 | 0 | 0 | 0 | 0.0012057 | 0.3231 | 0 | 0 | 3.4569 | 0 | 19.1532 | 0 | 0 | 0 | 0 | 0 | 0 | 0 | 0 | 0 | 0 | 0 | 0 | 0 | 0.45131 | 0 | 0.54519 | 2.5201 | 0 | 0 | 0.3675 | 0.759 | 0 | 0 | 0 | 0 | 4.6431 | 0 | 0 | 0 | 0 | 0 | 0 | 0 | 0 | 0 | 0 | 0 | 0 | 0
11 | 2 | 14 | 5 | 1.7931 | 0 | 13.5789 | 0 | 0 | 0 | 0.0012057 | 0.15259 | 0 | 0 | 3.4569 | 0 | 18.9827 | 0 | 0 | 0 | 0 | 0 | 0 | 0 | 0 | 0 | 0 | 0 | 0 | 0 | 0.45131 | 0 | 0.54519 | 1.599 | 0 | 0 | 0.3675 | 0.75382 | 0 | 0 | 0 | 0 | 3.7168 | 0 | 0 | 0 | 0 | 0 | 0 | 0 | 0 | 0 | 0 | 0 | 0 | 0
11 | 2 | 15 | 5 | 1.7931 | 0 | 13.5789 | 0 | 0 | 0 | 0.0012057 | 0.15565 | 0 | 0 | 2.9689 | 0 | 18.4978 | 0 | 0 | 0 | 0 | 0 | 0 | 0 | 0 | 0 | 0 | 0 | 0 | 0 | 0.45131 | 0 | 0.54519 | 1.3647 | 0 | 0 | 0.315 | 0.7489 | 0 | 0 | 0 | 0 | 3.4251 | 0 | 0 | 0 | 0 | 0 | 0 | 0 | 0 | 0 | 0 | 0 | 0 | 0
11 | 2 | 16 | 5 | 1.7931 | 0 | 13.5789 | 0 | 0 | 0 | 0.0012057 | 0.14922 | 0 | 0 | 2.9689 | 0 | 18.4913 | 0 | 0 | 0 | 0 | 0 | 0 | 0 | 0 | 0 | 0 | 0 | 0 | 0 | 0.45131 | 0 | 0.54519 | 1.2545 | 0 | 0 | 0.315 | 0.74202 | 0 | 0 | 0 | 0 | 3.3081 | 0 | 0 | 0 | 0 | 0 | 0 | 0 | 0 | 0 | 0 | 0 | 0 | 0
11 | 2 | 17 | 5 | 1.7931 | 0 | 13.5789 | 0 | 0 | 0 | 0.0012057 | 0.17322 | 0 | 0 | 3.9586 | 0 | 19.505 | 0 | 0 | 0 | 0 | 0 | 0 | 0 | 0 | 0 | 0 | 0 | 0 | 0 | 0.45131 | 0 | 0.54519 | 1.4031 | 0 | 0 | 0.525 | 0.74713 | 0 | 0 | 0 | 0 | 3.6717 | 0 | 0 | 0 | 0 | 0 | 0 | 0 | 0 | 0 | 0 | 0 | 0 | 0
11 | 2 | 18 | 5 | 1.7931 | 0 | 9.8682 | 0 | 0 | 0 | 0.0012057 | 0.25482 | 0 | 0 | 5.8717 | 0 | 17.7891 | 0 | 0 | 0 | 0 | 0 | 0 | 0 | 0 | 0 | 0 | 0 | 0 | 0 | 0.45131 | 0 | 0.54519 | 1.847 | 0 | 0 | 0.525 | 0.75042 | 0 | 0 | 0 | 0 | 4.119 | 0 | 0 | 0 | 0 | 0 | 0 | 0 | 0 | 0 | 0 | 0 | 0 | 0
11 | 2 | 19 | 5 | 1.7931 | 0 | 2.4469 | 0 | 0 | 0 | 0.0012057 | 0.42562 | 0 | 0 | 3.9449 | 0 | 8.6117 | 0 | 0 | 0 | 0 | 0 | 0 | 0 | 0 | 0 | 0 | 0 | 0 | 0 | 0.45131 | 0 | 0.88038 | 2.6261 | 0 | 0 | 0.42 | 0.74547 | 0 | 0 | 0 | 0 | 5.1233 | 0 | 0 | 0 | 0 | 0 | 0 | 0 | 0 | 0 | 0 | 0 | 0 | 0
11 | 2 | 20 | 5 | 1.7931 | 0 | 2.4469 | 0 | 0 | 0 | 0.0012057 | 0.45815 | 0 | 0 | 3.4569 | 0 | 8.1562 | 0 | 0 | 0 | 0 | 0 | 0 | 0 | 0 | 0 | 0 | 0 | 0 | 0 | 0.45131 | 0 | 1.1038 | 2.8039 | 0 | 0 | 0.3675 | 0.73724 | 0 | 0 | 0 | 0 | 5.4638 | 0 | 0 | 0 | 0 | 0 | 0 | 0 | 0 | 0 | 0 | 0 | 0 | 0
11 | 2 | 21 | 5 | 1.7931 | 0 | 2.4469 | 0 | 0 | 0 | 0.0012057 | 0.51754 | 0 | 0 | 3.9585 | 0 | 8.7173 | 0 | 0 | 0 | 0 | 0 | 0 | 0 | 0 | 0 | 0 | 0 | 0 | 0 | 0.45131 | 0 | 1.2156 | 3.1279 | 0 | 0 | 0.4725 | 0.73957 | 0 | 0 | 0 | 0 | 6.0069 | 0 | 0 | 0 | 0 | 0 | 0 | 0 | 0 | 0 | 0 | 0 | 0 | 0
11 | 2 | 22 | 5 | 1.7931 | 0 | 2.4469 | 0 | 0 | 0 | 0.0012057 | 0.5599 | 0 | 0 | 3.4375 | 0 | 8.2386 | 0 | 0 | 0 | 0 | 0 | 0 | 0 | 0 | 0 | 0 | 0 | 0 | 0 | 0.45131 | 0 | 1.1038 | 3.3414 | 0 | 0 | 0.315 | 0.74567 | 0 | 0 | 0 | 0 | 5.9573 | 0 | 0 | 0 | 0 | 0 | 0 | 0 | 0 | 0 | 0 | 0 | 0 | 0
11 | 2 | 23 | 5 | 1.7931 | 0 | 2.4469 | 0 | 0 | 0 | 0.0012057 | 0.11748 | 0 | 0 | 0.52899 | 0 | 4.8877 | 0 | 0 | 0 | 0 | 0 | 0 | 0 | 0 | 0 | 0 | 0 | 0 | 0 | 0.45131 | 0 | 0.88038 | 1.6421 | 0 | 0 | 0.0525 | 0.74955 | 0 | 0 | 0 | 0 | 3.7759 | 0 | 0 | 0 | 0 | 0 | 0 | 0 | 0 | 0 | 0 | 0 | 0 | 0
11 | 2 | 24 | 5 | 1.7931 | 0 | 2.4469 | 0 | 0 | 0 | 0.0012057 | 0.23961 | 0 | 0 | 0.529 | 0 | 5.0098 | 0 | 0 | 0 | 0 | 0 | 0 | 0 | 0 | 0 | 0 | 0 | 0 | 0 | 0.45131 | 0 | 0.54519 | 2.6178 | 0 | 0 | 0.0525 | 0.7598 | 0 | 0 | 0 | 0 | 4.4266 | 0 | 0 | 0 | 0 | 0 | 0 | 0 | 0 | 0 | 0 | 0 | 0 | 0
11 | 3 | 1 | 6 | 1.7931 | 0 | 2.4469 | 0 | 0 | 0 | 0.0012057 | 0.35377 | 0 | 0 | 0.52903 | 0 | 5.124 | 0 | 0 | 0 | 0 | 0 | 0 | 0 | 0 | 0 | 0 | 0 | 0 | 0 | 0.45131 | 0 | 0.32173 | 3.3128 | 0 | 0 | 0.0525 | 0.77596 | 0 | 0 | 0 | 0 | 4.9143 | 0 | 0 | 0 | 0 | 0 | 0 | 0 | 0 | 0 | 0 | 0 | 0 | 0
11 | 3 | 2 | 6 | 1.7931 | 0 | 2.4469 | 0 | 0 | 0 | 0.0012057 | 0.33722 | 0 | 0 | 0.52909 | 0 | 5.1075 | 0 | 0 | 0 | 0 | 0 | 0 | 0 | 0 | 0 | 0 | 0 | 0 | 0 | 0.45131 | 0 | 0.32173 | 3.2887 | 0 | 0 | 0.0525 | 0.76887 | 0 | 0 | 0 | 0 | 4.8831 | 0 | 0 | 0 | 0 | 0 | 0 | 0 | 0 | 0 | 0 | 0 | 0 | 0
11 | 3 | 3 | 6 | 1.7931 | 0 | 2.4469 | 0 | 0 | 0 | 0.0012057 | 0.37514 | 0 | 0 | 0.52906 | 0 | 5.1454 | 0 | 0 | 0 | 0 | 0 | 0 | 0 | 0 | 0 | 0 | 0 | 0 | 0 | 0.45131 | 0 | 0.32173 | 3.5597 | 0 | 0 | 0.0525 | 0.77259 | 0 | 0 | 0 | 0 | 5.1579 | 0 | 0 | 0 | 0 | 0 | 0 | 0 | 0 | 0 | 0 | 0 | 0 | 0
11 | 3 | 4 | 6 | 1.7931 | 0 | 2.4469 | 0 | 0 | 0 | 0.0012057 | 0.37807 | 0 | 0 | 0.52907 | 0 | 5.1484 | 0 | 0 | 0 | 0 | 0 | 0 | 0 | 0 | 0 | 0 | 0 | 0 | 0 | 0.45131 | 0 | 0.32173 | 3.5703 | 0 | 0 | 0.0525 | 0.7707 | 0 | 0 | 0 | 0 | 5.1665 | 0 | 0 | 0 | 0 | 0 | 0 | 0 | 0 | 0 | 0 | 0 | 0 | 0
11 | 3 | 5 | 6 | 1.7931 | 0 | 2.4469 | 0 | 0 | 0 | 0.0012057 | 0.40675 | 0 | 0 | 0.52906 | 0 | 5.177 | 0 | 0 | 0 | 0 | 0 | 0 | 0 | 0 | 0 | 0 | 0 | 0 | 0 | 0.45131 | 0 | 0.32173 | 3.8694 | 0 | 0 | 0.0525 | 0.77356 | 0 | 0 | 0 | 0 | 5.4685 | 0 | 0 | 0 | 0 | 0 | 0 | 0 | 0 | 0 | 0 | 0 | 0 | 0
11 | 3 | 6 | 6 | 1.7931 | 0 | 2.4469 | 0 | 0 | 0 | 0.0012057 | 0.41788 | 0 | 0 | 2.9689 | 0 | 7.628 | 0 | 0 | 0 | 0 | 0 | 0 | 0 | 0 | 0 | 0 | 0 | 0 | 0 | 0.45131 | 0 | 0.54519 | 3.8942 | 0 | 0 | 0.315 | 0.7689 | 0 | 0 | 0 | 0 | 5.9747 | 0 | 0 | 0 | 0 | 0 | 0 | 0 | 0 | 0 | 0 | 0 | 0 | 0
11 | 3 | 7 | 6 | 1.7931 | 0 | 2.4469 | 0 | 0 | 0 | 0.0012057 | 0.88727 | 0 | 0 | 3.9586 | 0 | 9.0871 | 0 | 0 | 0 | 0 | 0 | 0 | 0 | 0 | 0 | 0 | 0 | 0 | 0 | 0.45131 | 0 | 0.71279 | 6.1229 | 0 | 0 | 0.525 | 0.76641 | 0 | 0 | 0 | 0 | 8.5784 | 0 | 0 | 0 | 0 | 0 | 0 | 0 | 0 | 0 | 0 | 0 | 0 | 0
11 | 3 | 8 | 6 | 1.7931 | 0 | 13.5789 | 0 | 0 | 0 | 0.0012057 | 0.62031 | 0 | 0 | 4.8958 | 0 | 20.8893 | 0 | 0 | 0 | 0 | 0 | 0 | 0 | 0 | 0 | 0 | 0 | 0 | 0 | 0.45131 | 0 | 0.71279 | 4.3506 | 0 | 0 | 0.42 | 0.76731 | 0 | 0 | 0 | 0 | 6.702 | 0 | 0 | 0 | 0 | 0 | 0 | 0 | 0 | 0 | 0 | 0 | 0 | 0
11 | 3 | 9 | 6 | 1.7931 | 0 | 13.5789 | 0 | 0 | 0 | 0.0012057 | 0.39607 | 0 | 0 | 2.9689 | 0 | 18.7382 | 0 | 0 | 0 | 0 | 0 | 0 | 0 | 0 | 0 | 0 | 0 | 0 | 0 | 0.45131 | 0 | 0.71279 | 2.9951 | 0 | 0 | 0.315 | 0.75437 | 0 | 0 | 0 | 0 | 5.2286 | 0 | 0 | 0 | 0 | 0 | 0 | 0 | 0 | 0 | 0 | 0 | 0 | 0
11 | 3 | 10 | 6 | 1.7931 | 0 | 13.5789 | 0 | 0 | 0 | 0.0012057 | 0.30501 | 0 | 0 | 2.9689 | 0 | 18.6471 | 0 | 0 | 0 | 0 | 0 | 0 | 0 | 0 | 0 | 0 | 0 | 0 | 0 | 0.45131 | 0 | 0.71279 | 2.2331 | 0 | 0 | 0.315 | 0.74601 | 0 | 0 | 0 | 0 | 4.4582 | 0 | 0 | 0 | 0 | 0 | 0 | 0 | 0 | 0 | 0 | 0 | 0 | 0
11 | 3 | 11 | 6 | 1.7931 | 0 | 13.5789 | 0 | 0 | 0 | 0.0012057 | 0.21552 | 0 | 0 | 3.4569 | 0 | 19.0456 | 0 | 0 | 0 | 0 | 0 | 0 | 0 | 0 | 0 | 0 | 0 | 0 | 0 | 0.45131 | 0 | 0.54519 | 1.4467 | 0 | 0 | 0.3675 | 0.73874 | 0 | 0 | 0 | 0 | 3.5494 | 0 | 0 | 0 | 0 | 0 | 0 | 0 | 0 | 0 | 0 | 0 | 0 | 0
11 | 3 | 12 | 6 | 1.7931 | 0 | 8.6313 | 0 | 0 | 0 | 0.0012057 | 0.13009 | 0 | 0 | 3.9448 | 0 | 14.5006 | 0 | 0 | 0 | 0 | 0 | 0 | 0 | 0 | 0 | 0 | 0 | 0 | 0 | 0.45131 | 0 | 0.54519 | 0.9475 | 0 | 0 | 0.42 | 0.73435 | 0 | 0 | 0 | 0 | 3.0984 | 0 | 0 | 0 | 0 | 0 | 0 | 0 | 0 | 0 | 0 | 0 | 0 | 0
11 | 3 | 13 | 6 | 1.7931 | 0 | 13.5789 | 0 | 0 | 0 | 0.0012057 | 0.064341 | 0 | 0 | 3.4569 | 0 | 18.8944 | 0 | 0 | 0 | 0 | 0 | 0 | 0 | 0 | 0 | 0 | 0 | 0 | 0 | 0.45131 | 0 | 0.54519 | 0.50328 | 0 | 0 | 0.3675 | 0.73319 | 0 | 0 | 0 | 0 | 2.6005 | 0 | 0 | 0 | 0 | 0 | 0 | 0 | 0 | 0 | 0 | 0 | 0 | 0
11 | 3 | 14 | 6 | 1.7931 | 0 | 13.5789 | 0 | 0 | 0 | 0.0012057 | 0.057695 | 0 | 0 | 3.4569 | 0 | 18.8878 | 0 | 0 | 0 | 0 | 0 | 0 | 0 | 0 | 0 | 0 | 0 | 0 | 0 | 0.45131 | 0 | 0.54519 | 0.30379 | 0 | 0 | 0.3675 | 0.73213 | 0 | 0 | 0 | 0 | 2.3999 | 0 | 0 | 0 | 0 | 0 | 0 | 0 | 0 | 0 | 0 | 0 | 0 | 0
11 | 3 | 15 | 6 | 1.7931 | 0 | 13.5789 | 0 | 0 | 0 | 0.0012057 | 0.068918 | 0 | 0 | 2.9689 | 0 | 18.411 | 0 | 0 | 0 | 0 | 0 | 0 | 0 | 0 | 0 | 0 | 0 | 0 | 0 | 0.45131 | 0 | 0.54519 | 0.30175 | 0 | 0 | 0.315 | 0.73193 | 0 | 0 | 0 | 0 | 2.3452 | 0 | 0 | 0 | 0 | 0 | 0 | 0 | 0 | 0 | 0 | 0 | 0 | 0
11 | 3 | 16 | 6 | 1.7931 | 0 | 13.5789 | 0 | 0 | 0 | 0.0012057 | 0.065828 | 0 | 0 | 2.9689 | 0 | 18.4079 | 0 | 0 | 0 | 0 | 0 | 0 | 0 | 0 | 0 | 0 | 0 | 0 | 0 | 0.45131 | 0 | 0.54519 | 0.33456 | 0 | 0 | 0.315 | 0.73242 | 0 | 0 | 0 | 0 | 2.3785 | 0 | 0 | 0 | 0 | 0 | 0 | 0 | 0 | 0 | 0 | 0 | 0 | 0
11 | 3 | 17 | 6 | 1.7931 | 0 | 13.5789 | 0 | 0 | 0 | 0.0012057 | 0.092046 | 0 | 0 | 3.9586 | 0 | 19.4238 | 0 | 0 | 0 | 0 | 0 | 0 | 0 | 0 | 0 | 0 | 0 | 0 | 0 | 0.45131 | 0 | 0.54519 | 0.76583 | 0 | 0 | 0.525 | 0.73993 | 0 | 0 | 0 | 0 | 3.0273 | 0 | 0 | 0 | 0 | 0 | 0 | 0 | 0 | 0 | 0 | 0 | 0 | 0
11 | 3 | 18 | 6 | 1.7931 | 0 | 9.8682 | 0 | 0 | 0 | 0.0012057 | 0.13236 | 0 | 0 | 5.8717 | 0 | 17.6666 | 0 | 0 | 0 | 0 | 0 | 0 | 0 | 0 | 0 | 0 | 0 | 0 | 0 | 0.45131 | 0 | 0.54519 | 0.96721 | 0 | 0 | 0.525 | 0.74236 | 0 | 0 | 0 | 0 | 3.2311 | 0 | 0 | 0 | 0 | 0 | 0 | 0 | 0 | 0 | 0 | 0 | 0 | 0
11 | 3 | 19 | 6 | 1.7931 | 0 | 2.4469 | 0 | 0 | 0 | 0.0012057 | 0.18727 | 0 | 0 | 3.9449 | 0 | 8.3734 | 0 | 0 | 0 | 0 | 0 | 0 | 0 | 0 | 0 | 0 | 0 | 0 | 0 | 0.45131 | 0 | 0.88038 | 1.2546 | 0 | 0 | 0.42 | 0.73496 | 0 | 0 | 0 | 0 | 3.7413 | 0 | 0 | 0 | 0 | 0 | 0 | 0 | 0 | 0 | 0 | 0 | 0 | 0
11 | 3 | 20 | 6 | 1.7931 | 0 | 2.4469 | 0 | 0 | 0 | 0.0012057 | 0.22428 | 0 | 0 | 3.4568 | 0 | 7.9223 | 0 | 0 | 0 | 0 | 0 | 0 | 0 | 0 | 0 | 0 | 0 | 0 | 0 | 0.45131 | 0 | 1.1038 | 1.1793 | 0 | 0 | 0.3675 | 0.72885 | 0 | 0 | 0 | 0 | 3.8308 | 0 | 0 | 0 | 0 | 0 | 0 | 0 | 0 | 0 | 0 | 0 | 0 | 0
11 | 3 | 21 | 6 | 1.7931 | 0 | 2.4469 | 0 | 0 | 0 | 0.0012057 | 0.24222 | 0 | 0 | 3.9585 | 0 | 8.442 | 0 | 0 | 0 | 0 | 0 | 0 | 0 | 0 | 0 | 0 | 0 | 0 | 0 | 0.45131 | 0 | 1.2156 | 1.2085 | 0 | 0 | 0.4725 | 0.72554 | 0 | 0 | 0 | 0 | 4.0734 | 0 | 0 | 0 | 0 | 0 | 0 | 0 | 0 | 0 | 0 | 0 | 0 | 0
11 | 3 | 22 | 6 | 1.7931 | 0 | 2.4469 | 0 | 0 | 0 | 0.0012057 | 0.26382 | 0 | 0 | 3.4375 | 0 | 7.9425 | 0 | 0 | 0 | 0 | 0 | 0 | 0 | 0 | 0 | 0 | 0 | 0 | 0 | 0.45131 | 0 | 1.1038 | 1.2676 | 0 | 0 | 0.315 | 0.72823 | 0 | 0 | 0 | 0 | 3.8659 | 0 | 0 | 0 | 0 | 0 | 0 | 0 | 0 | 0 | 0 | 0 | 0 | 0
11 | 3 | 23 | 6 | 1.7931 | 0 | 2.4469 | 0 | 0 | 0 | 0.0012057 | 0.060417 | 0 | 0 | 0.52896 | 0 | 4.8306 | 0 | 0 | 0 | 0 | 0 | 0 | 0 | 0 | 0 | 0 | 0 | 0 | 0 | 0.45131 | 0 | 0.88038 | 0.48464 | 0 | 0 | 0.0525 | 0.73235 | 0 | 0 | 0 | 0 | 2.6012 | 0 | 0 | 0 | 0 | 0 | 0 | 0 | 0 | 0 | 0 | 0 | 0 | 0
11 | 3 | 24 | 6 | 1.7931 | 0 | 2.4469 | 0 | 0 | 0 | 0.0012057 | 0.062635 | 0 | 0 | 0.52898 | 0 | 4.8328 | 0 | 0 | 0 | 0 | 0 | 0 | 0 | 0 | 0 | 0 | 0 | 0 | 0 | 0.45131 | 0 | 0.54519 | 0.53966 | 0 | 0 | 0.0525 | 0.73994 | 0 | 0 | 0 | 0 | 2.3286 | 0 | 0 | 0 | 0 | 0 | 0 | 0 | 0 | 0 | 0 | 0 | 0 | 0
11 | 4 | 1 | 7 | 1.7931 | 0 | 2.4469 | 0 | 0 | 0 | 0.0012057 | 0.077491 | 0 | 0 | 0.529 | 0 | 4.8477 | 0 | 0 | 0 | 0 | 0 | 0 | 0 | 0 | 0 | 0 | 0 | 0 | 0 | 0.45131 | 0 | 0.54519 | 0.76068 | 0 | 0 | 0.0525 | 0.74089 | 0 | 0 | 0 | 0 | 2.5506 | 0 | 0 | 0 | 0 | 0 | 0 | 0 | 0 | 0 | 0 | 0 | 0 | 0
11 | 4 | 2 | 7 | 1.7931 | 0 | 2.4469 | 0 | 0 | 0 | 0.0012057 | 0.084743 | 0 | 0 | 0.52901 | 0 | 4.855 | 0 | 0 | 0 | 0 | 0 | 0 | 0 | 0 | 0 | 0 | 0 | 0 | 0 | 0.45131 | 0 | 0.32173 | 0.80143 | 0 | 0 | 0.0525 | 0.74404 | 0 | 0 | 0 | 0 | 2.371 | 0 | 0 | 0 | 0 | 0 | 0 | 0 | 0 | 0 | 0 | 0 | 0 | 0
11 | 4 | 3 | 7 | 1.7931 | 0 | 2.4469 | 0 | 0 | 0 | 0.0012057 | 0.093299 | 0 | 0 | 0.52903 | 0 | 4.8636 | 0 | 0 | 0 | 0 | 0 | 0 | 0 | 0 | 0 | 0 | 0 | 0 | 0 | 0.45131 | 0 | 0.32173 | 0.91426 | 0 | 0 | 0.0525 | 0.74459 | 0 | 0 | 0 | 0 | 2.4844 | 0 | 0 | 0 | 0 | 0 | 0 | 0 | 0 | 0 | 0 | 0 | 0 | 0
11 | 4 | 4 | 7 | 1.7931 | 0 | 2.4469 | 0 | 0 | 0 | 0.0012057 | 0.10882 | 0 | 0 | 0.52903 | 0 | 4.8791 | 0 | 0 | 0 | 0 | 0 | 0 | 0 | 0 | 0 | 0 | 0 | 0 | 0 | 0.45131 | 0 | 0.32173 | 1.1989 | 0 | 0 | 0.0525 | 0.74539 | 0 | 0 | 0 | 0 | 2.7698 | 0 | 0 | 0 | 0 | 0 | 0 | 0 | 0 | 0 | 0 | 0 | 0 | 0
11 | 4 | 5 | 7 | 1.7931 | 0 | 2.4469 | 0 | 0 | 0 | 0.0012057 | 0.13858 | 0 | 0 | 0.52903 | 0 | 4.9088 | 0 | 0 | 0 | 0 | 0 | 0 | 0 | 0 | 0 | 0 | 0 | 0 | 0 | 0.45131 | 0 | 0.32173 | 1.5026 | 0 | 0 | 0.0525 | 0.74719 | 0 | 0 | 0 | 0 | 3.0754 | 0 | 0 | 0 | 0 | 0 | 0 | 0 | 0 | 0 | 0 | 0 | 0 | 0
11 | 4 | 6 | 7 | 1.7931 | 0 | 2.4469 | 0 | 0 | 0 | 0.0012057 | 0.14701 | 0 | 0 | 0.52904 | 0 | 4.9173 | 0 | 0 | 0 | 0 | 0 | 0 | 0 | 0 | 0 | 0 | 0 | 0 | 0 | 0.45131 | 0 | 0.32173 | 1.5263 | 0 | 0 | 0.0525 | 0.74574 | 0 | 0 | 0 | 0 | 3.0976 | 0 | 0 | 0 | 0 | 0 | 0 | 0 | 0 | 0 | 0 | 0 | 0 | 0
11 | 4 | 7 | 7 | 1.7931 | 0 | 2.4469 | 0 | 0 | 0 | 0.0012057 | 0.144 | 0 | 0 | 2.9689 | 0 | 7.3541 | 0 | 0 | 0 | 0 | 0 | 0 | 0 | 0 | 0 | 0 | 0 | 0 | 0 | 0.45131 | 0 | 0.54519 | 1.3693 | 0 | 0 | 0.315 | 0.73999 | 0 | 0 | 0 | 0 | 3.4208 | 0 | 0 | 0 | 0 | 0 | 0 | 0 | 0 | 0 | 0 | 0 | 0 | 0
11 | 4 | 8 | 7 | 1.7931 | 0 | 2.4469 | 0 | 0 | 0 | 0.0012057 | 0.56324 | 0 | 0 | 3.9586 | 0 | 8.763 | 0 | 0 | 0 | 0 | 0 | 0 | 0 | 0 | 0 | 0 | 0 | 0 | 0 | 0.45131 | 0 | 0.71279 | 2.6093 | 0 | 0 | 0.525 | 0.73569 | 0 | 0 | 0 | 0 | 5.0341 | 0 | 0 | 0 | 0 | 0 | 0 | 0 | 0 | 0 | 0 | 0 | 0 | 0
11 | 4 | 9 | 7 | 1.7931 | 0 | 13.5789 | 0 | 0 | 0 | 0.0012057 | 0.22152 | 0 | 0 | 4.8957 | 0 | 20.4904 | 0 | 0 | 0 | 0 | 0 | 0 | 0 | 0 | 0 | 0 | 0 | 0 | 0 | 0.45131 | 0 | 0.71279 | 1.1364 | 0 | 0 | 0.42 | 0.73024 | 0 | 0 | 0 | 0 | 3.4507 | 0 | 0 | 0 | 0 | 0 | 0 | 0 | 0 | 0 | 0 | 0 | 0 | 0
11 | 4 | 10 | 7 | 1.7931 | 0 | 13.5789 | 0 | 0 | 0 | 0.0012057 | 0.10208 | 0 | 0 | 2.9689 | 0 | 18.4441 | 0 | 0 | 0 | 0 | 0 | 0 | 0 | 0 | 0 | 0 | 0 | 0 | 0 | 0.45131 | 0 | 0.71279 | 0.56098 | 0 | 0 | 0.315 | 0.72668 | 0 | 0 | 0 | 0 | 2.7668 | 0 | 0 | 0 | 0 | 0 | 0 | 0 | 0 | 0 | 0 | 0 | 0 | 0
11 | 4 | 11 | 7 | 1.7931 | 0 | 13.5789 | 0 | 0 | 0 | 0.0012057 | 0.11253 | 0 | 0 | 2.9688 | 0 | 18.4546 | 0 | 0 | 0 | 0 | 0 | 0 | 0 | 0 | 0 | 0 | 0 | 0 | 0 | 0.45131 | 0 | 0.71279 | 0.26359 | 0 | 0 | 0.315 | 0.72163 | 0 | 0 | 0 | 0 | 2.4643 | 0 | 0 | 0 | 0 | 0 | 0 | 0 | 0 | 0 | 0 | 0 | 0 | 0
11 | 4 | 12 | 7 | 1.7931 | 0 | 13.5789 | 0 | 0 | 0 | 0.0012057 | 0.10384 | 0 | 0 | 3.4568 | 0 | 18.9339 | 0 | 0 | 0 | 0 | 0 | 0 | 0 | 0 | 0 | 0 | 0 | 0 | 0 | 0.45131 | 0 | 0.54519 | 0.21728 | 0.11521 | 0 | 0.3675 | 0.72221 | 0 | 0 | 0 | 0 | 2.4187 | 0 | 0 | 0 | 0 | 0 | 0 | 0 | 0 | 0 | 0 | 0 | 0 | 0
11 | 4 | 13 | 7 | 1.7931 | 0 | 8.6313 | 0 | 0 | 0 | 0.0012057 | 0.11795 | 0 | 0 | 3.9448 | 0 | 14.4884 | 0 | 0 | 0 | 0 | 0 | 0 | 0 | 0 | 0 | 0 | 0 | 0 | 0 | 0.45131 | 0 | 0.54519 | 0.22101 | 0.22479 | 0 | 0.42 | 0.72302 | 0 | 0 | 0 | 0 | 2.5853 | 0 | 0 | 0 | 0 | 0 | 0 | 0 | 0 | 0 | 0 | 0 | 0 | 0
11 | 4 | 14 | 7 | 1.7931 | 0 | 13.5789 | 0 | 0 | 0 | 0.0012057 | 0.11969 | 0 | 0 | 3.4568 | 0 | 18.9497 | 0 | 0 | 0 | 0 | 0 | 0 | 0 | 0 | 0 | 0 | 0 | 0 | 0 | 0.45131 | 0 | 0.54519 | 0.2159 | 0.40886 | 0 | 0.3675 | 0.72341 | 0 | 0 | 0 | 0 | 2.7122 | 0 | 0 | 0 | 0 | 0 | 0 | 0 | 0 | 0 | 0 | 0 | 0 | 0
11 | 4 | 15 | 7 | 1.7931 | 0 | 13.5789 | 0 | 0 | 0 | 0.0012057 | 0.12443 | 0 | 0 | 3.4568 | 0 | 18.9544 | 0 | 0 | 0 | 0 | 0 | 0 | 0 | 0 | 0 | 0 | 0 | 0 | 0 | 0.45131 | 0 | 0.54519 | 0.21261 | 0.41844 | 0 | 0.3675 | 0.72316 | 0 | 0 | 0 | 0 | 2.7182 | 0 | 0 | 0 | 0 | 0 | 0 | 0 | 0 | 0 | 0 | 0 | 0 | 0
11 | 4 | 16 | 7 | 1.7931 | 0 | 13.5789 | 0 | 0 | 0 | 0.0012057 | 0.11276 | 0 | 0 | 2.9688 | 0 | 18.4548 | 0 | 0 | 0 | 0 | 0 | 0 | 0 | 0 | 0 | 0 | 0 | 0 | 0 | 0.45131 | 0 | 0.54519 | 0.23011 | 0.35273 | 0 | 0.315 | 0.72243 | 0 | 0 | 0 | 0 | 2.6168 | 0 | 0 | 0 | 0 | 0 | 0 | 0 | 0 | 0 | 0 | 0 | 0 | 0
11 | 4 | 17 | 7 | 1.7931 | 0 | 13.5789 | 0 | 0 | 0 | 0.0012057 | 0.068976 | 0 | 0 | 2.9688 | 0 | 18.411 | 0 | 0 | 0 | 0 | 0 | 0 | 0 | 0 | 0 | 0 | 0 | 0 | 0 | 0.45131 | 0 | 0.54519 | 0.30264 | 0.097302 | 0 | 0.315 | 0.72494 | 0 | 0 | 0 | 0 | 2.4364 | 0 | 0 | 0 | 0 | 0 | 0 | 0 | 0 | 0 | 0 | 0 | 0 | 0
11 | 4 | 18 | 7 | 1.7931 | 0 | 13.5789 | 0 | 0 | 0 | 0.0012057 | 0.055691 | 0 | 0 | 3.9585 | 0 | 19.3874 | 0 | 0 | 0 | 0 | 0 | 0 | 0 | 0 | 0 | 0 | 0 | 0 | 0 | 0.45131 | 0 | 0.54519 | 0.3853 | 0.010432 | 0 | 0.525 | 0.72738 | 0 | 0 | 0 | 0 | 2.6446 | 0 | 0 | 0 | 0 | 0 | 0 | 0 | 0 | 0 | 0 | 0 | 0 | 0
11 | 4 | 19 | 7 | 1.7931 | 0 | 9.8682 | 0 | 0 | 0 | 0.0012057 | 0.059795 | 0 | 0 | 5.8716 | 0 | 17.594 | 0 | 0 | 0 | 0 | 0 | 0 | 0 | 0 | 0 | 0 | 0 | 0 | 0 | 0.45131 | 0 | 0.54519 | 0.3497 | 0 | 0 | 0.525 | 0.7263 | 0 | 0 | 0 | 0 | 2.5975 | 0 | 0 | 0 | 0 | 0 | 0 | 0 | 0 | 0 | 0 | 0 | 0 | 0
11 | 4 | 20 | 7 | 1.7931 | 0 | 2.4469 | 0 | 0 | 0 | 0.0012057 | 0.07361 | 0 | 0 | 3.9448 | 0 | 8.2596 | 0 | 0 | 0 | 0 | 0 | 0 | 0 | 0 | 0 | 0 | 0 | 0 | 0 | 0.45131 | 0 | 0.88038 | 0.40044 | 0 | 0 | 0.42 | 0.72098 | 0 | 0 | 0 | 0 | 2.8731 | 0 | 0 | 0 | 0 | 0 | 0 | 0 | 0 | 0 | 0 | 0 | 0 | 0
11 | 4 | 21 | 7 | 1.7931 | 0 | 2.4469 | 0 | 0 | 0 | 0.0012057 | 0.074665 | 0 | 0 | 3.4568 | 0 | 7.7727 | 0 | 0 | 0 | 0 | 0 | 0 | 0 | 0 | 0 | 0 | 0 | 0 | 0 | 0.45131 | 0 | 1.1038 | 0.36053 | 0 | 0 | 0.3675 | 0.7161 | 0 | 0 | 0 | 0 | 2.9993 | 0 | 0 | 0 | 0 | 0 | 0 | 0 | 0 | 0 | 0 | 0 | 0 | 0
11 | 4 | 22 | 7 | 1.7931 | 0 | 2.4469 | 0 | 0 | 0 | 0.0012057 | 0.075055 | 0 | 0 | 3.9585 | 0 | 8.2748 | 0 | 0 | 0 | 0 | 0 | 0 | 0 | 0 | 0 | 0 | 0 | 0 | 0 | 0.45131 | 0 | 1.2156 | 0.3713 | 0 | 0 | 0.4725 | 0.71321 | 0 | 0 | 0 | 0 | 3.2239 | 0 | 0 | 0 | 0 | 0 | 0 | 0 | 0 | 0 | 0 | 0 | 0 | 0
11 | 4 | 23 | 7 | 1.7931 | 0 | 2.4469 | 0 | 0 | 0 | 0.0012057 | 0.075281 | 0 | 0 | 3.4374 | 0 | 7.7539 | 0 | 0 | 0 | 0 | 0 | 0 | 0 | 0 | 0 | 0 | 0 | 0 | 0 | 0.45131 | 0 | 1.1038 | 0.37625 | 0 | 0 | 0.315 | 0.71456 | 0 | 0 | 0 | 0 | 2.961 | 0 | 0 | 0 | 0 | 0 | 0 | 0 | 0 | 0 | 0 | 0 | 0 | 0
11 | 4 | 24 | 7 | 1.7931 | 0 | 2.4469 | 0 | 0 | 0 | 0.0012057 | 0.04202 | 0 | 0 | 0.52889 | 0 | 4.8121 | 0 | 0 | 0 | 0 | 0 | 0 | 0 | 0 | 0 | 0 | 0 | 0 | 0 | 0.45131 | 0 | 0.88038 | 0.29865 | 0 | 0 | 0.0525 | 0.71835 | 0 | 0 | 0 | 0 | 2.4012 | 0 | 0 | 0 | 0 | 0 | 0 | 0 | 0 | 0 | 0 | 0 | 0 | 0
11 | 5 | 1 | 1 | 1.7931 | 0 | 2.4469 | 0 | 0 | 0 | 0.0012057 | 0.043045 | 0 | 0 | 0.52891 | 0 | 4.8132 | 0 | 0 | 0 | 0 | 0 | 0 | 0 | 0 | 0 | 0 | 0 | 0 | 0 | 0.45131 | 0 | 0.54519 | 0.35682 | 0 | 0 | 0.0525 | 0.72642 | 0 | 0 | 0 | 0 | 2.1322 | 0 | 0 | 0 | 0 | 0 | 0 | 0 | 0 | 0 | 0 | 0 | 0 | 0
11 | 5 | 2 | 1 | 1.7931 | 0 | 2.4469 | 0 | 0 | 0 | 0.0012057 | 0.043665 | 0 | 0 | 0.52894 | 0 | 4.8138 | 0 | 0 | 0 | 0 | 0 | 0 | 0 | 0 | 0 | 0 | 0 | 0 | 0 | 0.45131 | 0 | 0.32173 | 0.41705 | 0 | 0 | 0.0525 | 0.73119 | 0 | 0 | 0 | 0 | 1.9738 | 0 | 0 | 0 | 0 | 0 | 0 | 0 | 0 | 0 | 0 | 0 | 0 | 0
11 | 5 | 3 | 1 | 1.7931 | 0 | 2.4469 | 0 | 0 | 0 | 0.0012057 | 0.045912 | 0 | 0 | 0.52896 | 0 | 4.8161 | 0 | 0 | 0 | 0 | 0 | 0 | 0 | 0 | 0 | 0 | 0 | 0 | 0 | 0.45131 | 0 | 0.32173 | 0.48859 | 0 | 0 | 0.0525 | 0.73207 | 0 | 0 | 0 | 0 | 2.0462 | 0 | 0 | 0 | 0 | 0 | 0 | 0 | 0 | 0 | 0 | 0 | 0 | 0
11 | 5 | 4 | 1 | 1.7931 | 0 | 2.4469 | 0 | 0 | 0 | 0.0012057 | 0.048422 | 0 | 0 | 0.52896 | 0 | 4.8186 | 0 | 0 | 0 | 0 | 0 | 0 | 0 | 0 | 0 | 0 | 0 | 0 | 0 | 0.45131 | 0 | 0.32173 | 0.52068 | 0 | 0 | 0.0525 | 0.73292 | 0 | 0 | 0 | 0 | 2.0791 | 0 | 0 | 0 | 0 | 0 | 0 | 0 | 0 | 0 | 0 | 0 | 0 | 0
11 | 5 | 5 | 1 | 1.7931 | 0 | 2.4469 | 0 | 0 | 0 | 0.0012057 | 0.05031 | 0 | 0 | 0.52897 | 0 | 4.8205 | 0 | 0 | 0 | 0 | 0 | 0 | 0 | 0 | 0 | 0 | 0 | 0 | 0 | 0.45131 | 0 | 0.32173 | 0.54831 | 0 | 0 | 0.0525 | 0.73332 | 0 | 0 | 0 | 0 | 2.1072 | 0 | 0 | 0 | 0 | 0 | 0 | 0 | 0 | 0 | 0 | 0 | 0 | 0
11 | 5 | 6 | 1 | 1.7931 | 0 | 2.4469 | 0 | 0 | 0 | 0.0012057 | 0.051334 | 0 | 0 | 0.52897 | 0 | 4.8215 | 0 | 0 | 0 | 0 | 0 | 0 | 0 | 0 | 0 | 0 | 0 | 0 | 0 | 0.45131 | 0 | 0.32173 | 0.55073 | 0 | 0 | 0.0525 | 0.73303 | 0 | 0 | 0 | 0 | 2.1093 | 0 | 0 | 0 | 0 | 0 | 0 | 0 | 0 | 0 | 0 | 0 | 0 | 0
11 | 5 | 7 | 1 | 1.7931 | 0 | 2.4469 | 0 | 0 | 0 | 0.0012057 | 0.05204 | 0 | 0 | 2.9688 | 0 | 7.2621 | 0 | 0 | 0 | 0 | 0 | 0 | 0 | 0 | 0 | 0 | 0 | 0 | 0 | 0.45131 | 0 | 0.54519 | 0.50228 | 0 | 0 | 0.315 | 0.7273 | 0 | 0 | 0 | 0 | 2.5411 | 0 | 0 | 0 | 0 | 0 | 0 | 0 | 0 | 0 | 0 | 0 | 0 | 0
11 | 5 | 8 | 1 | 1.7931 | 0 | 2.4469 | 0 | 0 | 0 | 0.0012057 | 0.16644 | 0 | 0 | 3.9585 | 0 | 8.3662 | 0 | 0 | 0 | 0 | 0 | 0 | 0 | 0 | 0 | 0 | 0 | 0 | 0 | 0.45131 | 0 | 0.71279 | 1.0077 | 0 | 0 | 0.525 | 0.72198 | 0 | 0 | 0 | 0 | 3.4188 | 0 | 0 | 0 | 0 | 0 | 0 | 0 | 0 | 0 | 0 | 0 | 0 | 0
11 | 5 | 9 | 1 | 1.7931 | 0 | 13.5789 | 0 | 0 | 0 | 0.0012057 | 0.072394 | 0 | 0 | 4.8956 | 0 | 20.3412 | 0 | 0 | 0 | 0 | 0 | 0 | 0 | 0 | 0 | 0 | 0 | 0 | 0 | 0.45131 | 0 | 0.71279 | 0.54234 | 0 | 0 | 0.42 | 0.71859 | 0 | 0 | 0 | 0 | 2.845 | 0 | 0 | 0 | 0 | 0 | 0 | 0 | 0 | 0 | 0 | 0 | 0 | 0
11 | 5 | 10 | 1 | 1.7931 | 0 | 13.5789 | 0 | 0 | 0 | 0.0012057 | 0.058506 | 0 | 0 | 2.9688 | 0 | 18.4005 | 0 | 0 | 0 | 0 | 0 | 0 | 0 | 0 | 0 | 0 | 0 | 0 | 0 | 0.45131 | 0 | 0.71279 | 0.34031 | 0 | 0 | 0.315 | 0.7145 | 0 | 0 | 0 | 0 | 2.5339 | 0 | 0 | 0 | 0 | 0 | 0 | 0 | 0 | 0 | 0 | 0 | 0 | 0
11 | 5 | 11 | 1 | 1.7931 | 0 | 13.5789 | 0 | 0 | 0 | 0.0012057 | 0.051886 | 0 | 0 | 2.9688 | 0 | 18.3939 | 0 | 0 | 0 | 0 | 0 | 0 | 0 | 0 | 0 | 0 | 0 | 0 | 0 | 0.45131 | 0 | 0.71279 | 0.29577 | 0 | 0 | 0.315 | 0.71194 | 0 | 0 | 0 | 0 | 2.4868 | 0 | 0 | 0 | 0 | 0 | 0 | 0 | 0 | 0 | 0 | 0 | 0 | 0
11 | 5 | 12 | 1 | 1.7931 | 0 | 13.5789 | 0 | 0 | 0 | 0.0012057 | 0.057099 | 0 | 0 | 3.4567 | 0 | 18.887 | 0 | 0 | 0 | 0 | 0 | 0 | 0 | 0 | 0 | 0 | 0 | 0 | 0 | 0.45131 | 0 | 0.54519 | 0.2306 | 0.040822 | 0 | 0.3675 | 0.71237 | 0 | 0 | 0 | 0 | 2.3478 | 0 | 0 | 0 | 0 | 0 | 0 | 0 | 0 | 0 | 0 | 0 | 0 | 0
11 | 5 | 13 | 1 | 1.7931 | 0 | 8.6313 | 0 | 0 | 0 | 0.0012057 | 0.058963 | 0 | 0 | 3.9447 | 0 | 14.4293 | 0 | 0 | 0 | 0 | 0 | 0 | 0 | 0 | 0 | 0 | 0 | 0 | 0 | 0.45131 | 0 | 0.54519 | 0.21589 | 0.04046 | 0 | 0.42 | 0.71196 | 0 | 0 | 0 | 0 | 2.3848 | 0 | 0 | 0 | 0 | 0 | 0 | 0 | 0 | 0 | 0 | 0 | 0 | 0
11 | 5 | 14 | 1 | 1.7931 | 0 | 13.5789 | 0 | 0 | 0 | 0.0012057 | 0.068345 | 0 | 0 | 3.4567 | 0 | 18.8983 | 0 | 0 | 0 | 0 | 0 | 0 | 0 | 0 | 0 | 0 | 0 | 0 | 0 | 0.45131 | 0 | 0.54519 | 0.17249 | 0.063912 | 0 | 0.3675 | 0.7106 | 0 | 0 | 0 | 0 | 2.311 | 0 | 0 | 0 | 0 | 0 | 0 | 0 | 0 | 0 | 0 | 0 | 0 | 0
11 | 5 | 15 | 1 | 1.7931 | 0 | 13.5789 | 0 | 0 | 0 | 0.0012057 | 0.080729 | 0 | 0 | 3.4567 | 0 | 18.9107 | 0 | 0 | 0 | 0 | 0 | 0 | 0 | 0 | 0 | 0 | 0 | 0 | 0 | 0.45131 | 0 | 0.54519 | 0.13574 | 0.13742 | 0 | 0.3675 | 0.70934 | 0 | 0 | 0 | 0 | 2.3465 | 0 | 0 | 0 | 0 | 0 | 0 | 0 | 0 | 0 | 0 | 0 | 0 | 0
11 | 5 | 16 | 1 | 1.7931 | 0 | 13.5789 | 0 | 0 | 0 | 0.0012057 | 0.05363 | 0 | 0 | 2.9688 | 0 | 18.3956 | 0 | 0 | 0 | 0 | 0 | 0 | 0 | 0 | 0 | 0 | 0 | 0 | 0 | 0.45131 | 0 | 0.54519 | 0.11995 | 0.038739 | 0 | 0.315 | 0.70905 | 0 | 0 | 0 | 0 | 2.1793 | 0 | 0 | 0 | 0 | 0 | 0 | 0 | 0 | 0 | 0 | 0 | 0 | 0
11 | 5 | 17 | 1 | 1.7931 | 0 | 13.5789 | 0 | 0 | 0 | 0.0012057 | 0.050133 | 0 | 0 | 2.9688 | 0 | 18.3921 | 0 | 0 | 0 | 0 | 0 | 0 | 0 | 0 | 0 | 0 | 0 | 0 | 0 | 0.45131 | 0 | 0.54519 | 0.17659 | 0.015479 | 0 | 0.315 | 0.71143 | 0 | 0 | 0 | 0 | 2.215 | 0 | 0 | 0 | 0 | 0 | 0 | 0 | 0 | 0 | 0 | 0 | 0 | 0
11 | 5 | 18 | 1 | 1.7931 | 0 | 13.5789 | 0 | 0 | 0 | 0.0012057 | 0.048525 | 0 | 0 | 3.9585 | 0 | 19.3802 | 0 | 0 | 0 | 0 | 0 | 0 | 0 | 0 | 0 | 0 | 0 | 0 | 0 | 0.45131 | 0 | 0.54519 | 0.27156 | 0 | 0 | 0.525 | 0.71455 | 0 | 0 | 0 | 0 | 2.5076 | 0 | 0 | 0 | 0 | 0 | 0 | 0 | 0 | 0 | 0 | 0 | 0 | 0
11 | 5 | 19 | 1 | 1.7931 | 0 | 9.8682 | 0 | 0 | 0 | 0.0012057 | 0.051051 | 0 | 0 | 5.8715 | 0 | 17.5851 | 0 | 0 | 0 | 0 | 0 | 0 | 0 | 0 | 0 | 0 | 0 | 0 | 0 | 0.45131 | 0 | 0.54519 | 0.2592 | 0 | 0 | 0.525 | 0.71417 | 0 | 0 | 0 | 0 | 2.4949 | 0 | 0 | 0 | 0 | 0 | 0 | 0 | 0 | 0 | 0 | 0 | 0 | 0
11 | 5 | 20 | 1 | 1.7931 | 0 | 2.4469 | 0 | 0 | 0 | 0.0012057 | 0.061248 | 0 | 0 | 3.9447 | 0 | 8.2472 | 0 | 0 | 0 | 0 | 0 | 0 | 0 | 0 | 0 | 0 | 0 | 0 | 0 | 0.45131 | 0 | 0.88038 | 0.2776 | 0 | 0 | 0.42 | 0.70788 | 0 | 0 | 0 | 0 | 2.7372 | 0 | 0 | 0 | 0 | 0 | 0 | 0 | 0 | 0 | 0 | 0 | 0 | 0
11 | 5 | 21 | 1 | 1.7931 | 0 | 2.4469 | 0 | 0 | 0 | 0.0012057 | 0.063455 | 0 | 0 | 3.4567 | 0 | 7.7614 | 0 | 0 | 0 | 0 | 0 | 0 | 0 | 0 | 0 | 0 | 0 | 0 | 0 | 0.45131 | 0 | 1.1038 | 0.26724 | 0 | 0 | 0.3675 | 0.70356 | 0 | 0 | 0 | 0 | 2.8935 | 0 | 0 | 0 | 0 | 0 | 0 | 0 | 0 | 0 | 0 | 0 | 0 | 0
11 | 5 | 22 | 1 | 1.7931 | 0 | 2.4469 | 0 | 0 | 0 | 0.0012057 | 0.062761 | 0 | 0 | 3.9585 | 0 | 8.2625 | 0 | 0 | 0 | 0 | 0 | 0 | 0 | 0 | 0 | 0 | 0 | 0 | 0 | 0.45131 | 0 | 1.2156 | 0.17235 | 0 | 0 | 0.4725 | 0.70124 | 0 | 0 | 0 | 0 | 3.013 | 0 | 0 | 0 | 0 | 0 | 0 | 0 | 0 | 0 | 0 | 0 | 0 | 0
11 | 5 | 23 | 1 | 1.7931 | 0 | 2.4469 | 0 | 0 | 0 | 0.0012057 | 0.063881 | 0 | 0 | 3.4373 | 0 | 7.7424 | 0 | 0 | 0 | 0 | 0 | 0 | 0 | 0 | 0 | 0 | 0 | 0 | 0 | 0.45131 | 0 | 1.1038 | 0.28109 | 0 | 0 | 0.315 | 0.70203 | 0 | 0 | 0 | 0 | 2.8533 | 0 | 0 | 0 | 0 | 0 | 0 | 0 | 0 | 0 | 0 | 0 | 0 | 0
11 | 5 | 24 | 1 | 1.7931 | 0 | 2.4469 | 0 | 0 | 0 | 0.0012057 | 0.04 | 0 | 0 | 0.52882 | 0 | 4.8101 | 0 | 0 | 0 | 0 | 0 | 0 | 0 | 0 | 0 | 0 | 0 | 0 | 0 | 0.45131 | 0 | 0.88038 | 0.20814 | 0 | 0 | 0.0525 | 0.7061 | 0 | 0 | 0 | 0 | 2.2984 | 0 | 0 | 0 | 0 | 0 | 0 | 0 | 0 | 0 | 0 | 0 | 0 | 0
11 | 6 | 1 | 2 | 1.7931 | 0 | 2.4469 | 0 | 0 | 0 | 0.0012057 | 0.04 | 0 | 0 | 0.52884 | 0 | 4.8101 | 0 | 0 | 0 | 0 | 0 | 0 | 0 | 0 | 0 | 0 | 0 | 0 | 0 | 0.45131 | 0 | 0.54519 | 0.24042 | 0 | 0 | 0.0525 | 0.71386 | 0 | 0 | 0 | 0 | 2.0033 | 0 | 0 | 0 | 0 | 0 | 0 | 0 | 0 | 0 | 0 | 0 | 0 | 0
11 | 6 | 2 | 2 | 1.7931 | 0 | 2.4469 | 0 | 0 | 0 | 0.0012057 | 0.04 | 0 | 0 | 0.52887 | 0 | 4.8101 | 0 | 0 | 0 | 0 | 0 | 0 | 0 | 0 | 0 | 0 | 0 | 0 | 0 | 0.45131 | 0 | 0.32173 | 0.29681 | 0 | 0 | 0.0525 | 0.72054 | 0 | 0 | 0 | 0 | 1.8429 | 0 | 0 | 0 | 0 | 0 | 0 | 0 | 0 | 0 | 0 | 0 | 0 | 0
11 | 6 | 3 | 2 | 1.7931 | 0 | 2.4469 | 0 | 0 | 0 | 0.0012057 | 0.04002 | 0 | 0 | 0.5289 | 0 | 4.8101 | 0 | 0 | 0 | 0 | 0 | 0 | 0 | 0 | 0 | 0 | 0 | 0 | 0 | 0.45131 | 0 | 0.32173 | 0.35318 | 0 | 0 | 0.0525 | 0.72117 | 0 | 0 | 0 | 0 | 1.8999 | 0 | 0 | 0 | 0 | 0 | 0 | 0 | 0 | 0 | 0 | 0 | 0 | 0
11 | 6 | 4 | 2 | 1.7931 | 0 | 2.4469 | 0 | 0 | 0 | 0.0012057 | 0.040557 | 0 | 0 | 0.5289 | 0 | 4.8107 | 0 | 0 | 0 | 0 | 0 | 0 | 0 | 0 | 0 | 0 | 0 | 0 | 0 | 0.45131 | 0 | 0.32173 | 0.37193 | 0 | 0 | 0.0525 | 0.7214 | 0 | 0 | 0 | 0 | 1.9189 | 0 | 0 | 0 | 0 | 0 | 0 | 0 | 0 | 0 | 0 | 0 | 0 | 0
11 | 6 | 5 | 2 | 1.7931 | 0 | 2.4469 | 0 | 0 | 0 | 0.0012057 | 0.041453 | 0 | 0 | 0.5289 | 0 | 4.8116 | 0 | 0 | 0 | 0 | 0 | 0 | 0 | 0 | 0 | 0 | 0 | 0 | 0 | 0.45131 | 0 | 0.32173 | 0.39363 | 0 | 0 | 0.0525 | 0.72228 | 0 | 0 | 0 | 0 | 1.9415 | 0 | 0 | 0 | 0 | 0 | 0 | 0 | 0 | 0 | 0 | 0 | 0 | 0
11 | 6 | 6 | 2 | 1.7931 | 0 | 2.4469 | 0 | 0 | 0 | 0.0012057 | 0.041557 | 0 | 0 | 0.5289 | 0 | 4.8117 | 0 | 0 | 0 | 0 | 0 | 0 | 0 | 0 | 0 | 0 | 0 | 0 | 0 | 0.45131 | 0 | 0.32173 | 0.40542 | 0 | 0 | 0.0525 | 0.72174 | 0 | 0 | 0 | 0 | 1.9527 | 0 | 0 | 0 | 0 | 0 | 0 | 0 | 0 | 0 | 0 | 0 | 0 | 0
11 | 6 | 7 | 2 | 1.7931 | 0 | 2.4469 | 0 | 0 | 0 | 0.0012057 | 0.041893 | 0 | 0 | 2.9688 | 0 | 7.2519 | 0 | 0 | 0 | 0 | 0 | 0 | 0 | 0 | 0 | 0 | 0 | 0 | 0 | 0.45131 | 0 | 0.54519 | 0.35087 | 0 | 0 | 0.315 | 0.71645 | 0 | 0 | 0 | 0 | 2.3788 | 0 | 0 | 0 | 0 | 0 | 0 | 0 | 0 | 0 | 0 | 0 | 0 | 0
11 | 6 | 8 | 2 | 1.7931 | 0 | 2.4469 | 0 | 0 | 0 | 0.0012057 | 0.081273 | 0 | 0 | 3.9585 | 0 | 8.281 | 0 | 0 | 0 | 0 | 0 | 0 | 0 | 0 | 0 | 0 | 0 | 0 | 0 | 0.45131 | 0 | 0.71279 | 0.48209 | 0 | 0 | 0.525 | 0.71244 | 0 | 0 | 0 | 0 | 2.8836 | 0 | 0 | 0 | 0 | 0 | 0 | 0 | 0 | 0 | 0 | 0 | 0 | 0
11 | 6 | 9 | 2 | 1.7931 | 0 | 13.5789 | 0 | 0 | 0 | 0.0012057 | 0.059467 | 0 | 0 | 4.8955 | 0 | 20.3282 | 0 | 0 | 0 | 0 | 0 | 0 | 0 | 0 | 0 | 0 | 0 | 0 | 0 | 0.45131 | 0 | 0.71279 | 0.27684 | 0 | 0 | 0.42 | 0.70755 | 0 | 0 | 0 | 0 | 2.5685 | 0 | 0 | 0 | 0 | 0 | 0 | 0 | 0 | 0 | 0 | 0 | 0 | 0
11 | 6 | 10 | 2 | 1.7931 | 0 | 13.5789 | 0 | 0 | 0 | 0.0012057 | 0.055146 | 0 | 0 | 2.9687 | 0 | 18.3971 | 0 | 0 | 0 | 0 | 0 | 0 | 0 | 0 | 0 | 0 | 0 | 0 | 0 | 0.45131 | 0 | 0.71279 | 0.26108 | 0 | 0 | 0.315 | 0.70608 | 0 | 0 | 0 | 0 | 2.4463 | 0 | 0 | 0 | 0 | 0 | 0 | 0 | 0 | 0 | 0 | 0 | 0 | 0
11 | 6 | 11 | 2 | 1.7931 | 0 | 13.5789 | 0 | 0 | 0 | 0.0012057 | 0.052157 | 0 | 0 | 2.9687 | 0 | 18.3941 | 0 | 0 | 0 | 0 | 0 | 0 | 0 | 0 | 0 | 0 | 0 | 0 | 0 | 0.45131 | 0 | 0.71279 | 0.23398 | 0 | 0 | 0.315 | 0.70484 | 0 | 0 | 0 | 0 | 2.4179 | 0 | 0 | 0 | 0 | 0 | 0 | 0 | 0 | 0 | 0 | 0 | 0 | 0
11 | 6 | 12 | 2 | 1.7931 | 0 | 13.5789 | 0 | 0 | 0 | 0.0012057 | 0.050043 | 0 | 0 | 3.4567 | 0 | 18.8799 | 0 | 0 | 0 | 0 | 0 | 0 | 0 | 0 | 0 | 0 | 0 | 0 | 0 | 0.45131 | 0 | 0.54519 | 0.19832 | 0 | 0 | 0.3675 | 0.70648 | 0 | 0 | 0 | 0 | 2.2688 | 0 | 0 | 0 | 0 | 0 | 0 | 0 | 0 | 0 | 0 | 0 | 0 | 0
11 | 6 | 13 | 2 | 1.7931 | 0 | 8.6313 | 0 | 0 | 0 | 0.0012057 | 0.055678 | 0 | 0 | 3.9447 | 0 | 14.426 | 0 | 0 | 0 | 0 | 0 | 0 | 0 | 0 | 0 | 0 | 0 | 0 | 0 | 0.45131 | 0 | 0.54519 | 0.24617 | 0 | 0 | 0.42 | 0.70723 | 0 | 0 | 0 | 0 | 2.3699 | 0 | 0 | 0 | 0 | 0 | 0 | 0 | 0 | 0 | 0 | 0 | 0 | 0
11 | 6 | 14 | 2 | 1.7931 | 0 | 13.5789 | 0 | 0 | 0 | 0.0012057 | 0.049718 | 0 | 0 | 3.4567 | 0 | 18.8796 | 0 | 0 | 0 | 0 | 0 | 0 | 0 | 0 | 0 | 0 | 0 | 0 | 0 | 0.45131 | 0 | 0.54519 | 0.17914 | 0 | 0 | 0.3675 | 0.70554 | 0 | 0 | 0 | 0 | 2.2487 | 0 | 0 | 0 | 0 | 0 | 0 | 0 | 0 | 0 | 0 | 0 | 0 | 0
11 | 6 | 15 | 2 | 1.7931 | 0 | 13.5789 | 0 | 0 | 0 | 0.0012057 | 0.050738 | 0 | 0 | 3.4567 | 0 | 18.8806 | 0 | 0 | 0 | 0 | 0 | 0 | 0 | 0 | 0 | 0 | 0 | 0 | 0 | 0.45131 | 0 | 0.54519 | 0.19887 | 0 | 0 | 0.3675 | 0.70675 | 0 | 0 | 0 | 0 | 2.2696 | 0 | 0 | 0 | 0 | 0 | 0 | 0 | 0 | 0 | 0 | 0 | 0 | 0
11 | 6 | 16 | 2 | 1.7931 | 0 | 13.5789 | 0 | 0 | 0 | 0.0012057 | 0.050854 | 0 | 0 | 2.9687 | 0 | 18.3928 | 0 | 0 | 0 | 0 | 0 | 0 | 0 | 0 | 0 | 0 | 0 | 0 | 0 | 0.45131 | 0 | 0.54519 | 0.19992 | 0 | 0 | 0.315 | 0.70694 | 0 | 0 | 0 | 0 | 2.2184 | 0 | 0 | 0 | 0 | 0 | 0 | 0 | 0 | 0 | 0 | 0 | 0 | 0
11 | 6 | 17 | 2 | 1.7931 | 0 | 13.5789 | 0 | 0 | 0 | 0.0012057 | 0.051042 | 0 | 0 | 2.9687 | 0 | 18.393 | 0 | 0 | 0 | 0 | 0 | 0 | 0 | 0 | 0 | 0 | 0 | 0 | 0 | 0.45131 | 0 | 0.54519 | 0.2204 | 0 | 0 | 0.315 | 0.70827 | 0 | 0 | 0 | 0 | 2.2402 | 0 | 0 | 0 | 0 | 0 | 0 | 0 | 0 | 0 | 0 | 0 | 0 | 0
11 | 6 | 18 | 2 | 1.7931 | 0 | 13.5789 | 0 | 0 | 0 | 0.0012057 | 0.04974 | 0 | 0 | 3.9585 | 0 | 19.3814 | 0 | 0 | 0 | 0 | 0 | 0 | 0 | 0 | 0 | 0 | 0 | 0 | 0 | 0.45131 | 0 | 0.54519 | 0.21871 | 0 | 0 | 0.525 | 0.70827 | 0 | 0 | 0 | 0 | 2.4485 | 0 | 0 | 0 | 0 | 0 | 0 | 0 | 0 | 0 | 0 | 0 | 0 | 0
11 | 6 | 19 | 2 | 1.7931 | 0 | 9.8682 | 0 | 0 | 0 | 0.0012057 | 0.053886 | 0 | 0 | 5.8714 | 0 | 17.5879 | 0 | 0 | 0 | 0 | 0 | 0 | 0 | 0 | 0 | 0 | 0 | 0 | 0 | 0.45131 | 0 | 0.54519 | 0.24813 | 0 | 0 | 0.525 | 0.70857 | 0 | 0 | 0 | 0 | 2.4782 | 0 | 0 | 0 | 0 | 0 | 0 | 0 | 0 | 0 | 0 | 0 | 0 | 0
11 | 6 | 20 | 2 | 1.7931 | 0 | 2.4469 | 0 | 0 | 0 | 0.0012057 | 0.064138 | 0 | 0 | 3.9447 | 0 | 8.25 | 0 | 0 | 0 | 0 | 0 | 0 | 0 | 0 | 0 | 0 | 0 | 0 | 0 | 0.45131 | 0 | 0.88038 | 0.14822 | 0 | 0 | 0.42 | 0.70131 | 0 | 0 | 0 | 0 | 2.6012 | 0 | 0 | 0 | 0 | 0 | 0 | 0 | 0 | 0 | 0 | 0 | 0 | 0
11 | 6 | 21 | 2 | 1.7931 | 0 | 2.4469 | 0 | 0 | 0 | 0.0012057 | 0.067768 | 0 | 0 | 3.4567 | 0 | 7.7657 | 0 | 0 | 0 | 0 | 0 | 0 | 0 | 0 | 0 | 0 | 0 | 0 | 0 | 0.45131 | 0 | 1.1038 | 0.17646 | 0 | 0 | 0.3675 | 0.7004 | 0 | 0 | 0 | 0 | 2.7995 | 0 | 0 | 0 | 0 | 0 | 0 | 0 | 0 | 0 | 0 | 0 | 0 | 0
11 | 6 | 22 | 2 | 1.7931 | 0 | 2.4469 | 0 | 0 | 0 | 0.0012057 | 0.070454 | 0 | 0 | 3.9585 | 0 | 8.2701 | 0 | 0 | 0 | 0 | 0 | 0 | 0 | 0 | 0 | 0 | 0 | 0 | 0 | 0.45131 | 0 | 1.2156 | 0.20589 | 0 | 0 | 0.4725 | 0.70003 | 0 | 0 | 0 | 0 | 3.0453 | 0 | 0 | 0 | 0 | 0 | 0 | 0 | 0 | 0 | 0 | 0 | 0 | 0
11 | 6 | 23 | 2 | 1.7931 | 0 | 2.4469 | 0 | 0 | 0 | 0.0012057 | 0.073831 | 0 | 0 | 3.4372 | 0 | 7.7523 | 0 | 0 | 0 | 0 | 0 | 0 | 0 | 0 | 0 | 0 | 0 | 0 | 0 | 0.45131 | 0 | 1.1038 | 0.33706 | 0 | 0 | 0.315 | 0.70231 | 0 | 0 | 0 | 0 | 2.9095 | 0 | 0 | 0 | 0 | 0 | 0 | 0 | 0 | 0 | 0 | 0 | 0 | 0
11 | 6 | 24 | 2 | 1.7931 | 0 | 2.4469 | 0 | 0 | 0 | 0.0012057 | 0.041368 | 0 | 0 | 0.52881 | 0 | 4.8114 | 0 | 0 | 0 | 0 | 0 | 0 | 0 | 0 | 0 | 0 | 0 | 0 | 0 | 0.45131 | 0 | 0.88038 | 0.28811 | 0 | 0 | 0.0525 | 0.70786 | 0 | 0 | 0 | 0 | 2.3802 | 0 | 0 | 0 | 0 | 0 | 0 | 0 | 0 | 0 | 0 | 0 | 0 | 0
11 | 7 | 1 | 3 | 1.7931 | 0 | 2.4469 | 0 | 0 | 0 | 0.0012057 | 0.044194 | 0 | 0 | 0.52883 | 0 | 4.8143 | 0 | 0 | 0 | 0 | 0 | 0 | 0 | 0 | 0 | 0 | 0 | 0 | 0 | 0.45131 | 0 | 0.54519 | 0.38296 | 0 | 0 | 0.0525 | 0.71939 | 0 | 0 | 0 | 0 | 2.1513 | 0 | 0 | 0 | 0 | 0 | 0 | 0 | 0 | 0 | 0 | 0 | 0 | 0
11 | 7 | 2 | 3 | 1.7931 | 0 | 2.4469 | 0 | 0 | 0 | 0.0012057 | 0.053125 | 0 | 0 | 0.52887 | 0 | 4.8232 | 0 | 0 | 0 | 0 | 0 | 0 | 0 | 0 | 0 | 0 | 0 | 0 | 0 | 0.45131 | 0 | 0.32173 | 0.57946 | 0 | 0 | 0.0525 | 0.73211 | 0 | 0 | 0 | 0 | 2.1371 | 0 | 0 | 0 | 0 | 0 | 0 | 0 | 0 | 0 | 0 | 0 | 0 | 0
11 | 7 | 3 | 3 | 1.7931 | 0 | 2.4469 | 0 | 0 | 0 | 0.0012057 | 0.058051 | 0 | 0 | 0.52893 | 0 | 4.8282 | 0 | 0 | 0 | 0 | 0 | 0 | 0 | 0 | 0 | 0 | 0 | 0 | 0 | 0.45131 | 0 | 0.32173 | 0.65643 | 0 | 0 | 0.0525 | 0.73509 | 0 | 0 | 0 | 0 | 2.2171 | 0 | 0 | 0 | 0 | 0 | 0 | 0 | 0 | 0 | 0 | 0 | 0 | 0
11 | 7 | 4 | 3 | 1.7931 | 0 | 2.4469 | 0 | 0 | 0 | 0.0012057 | 0.062428 | 0 | 0 | 0.52895 | 0 | 4.8326 | 0 | 0 | 0 | 0 | 0 | 0 | 0 | 0 | 0 | 0 | 0 | 0 | 0 | 0.45131 | 0 | 0.32173 | 0.71167 | 0 | 0 | 0.0525 | 0.73786 | 0 | 0 | 0 | 0 | 2.2751 | 0 | 0 | 0 | 0 | 0 | 0 | 0 | 0 | 0 | 0 | 0 | 0 | 0
11 | 7 | 5 | 3 | 1.7931 | 0 | 2.4469 | 0 | 0 | 0 | 0.0012057 | 0.062911 | 0 | 0 | 0.52896 | 0 | 4.8331 | 0 | 0 | 0 | 0 | 0 | 0 | 0 | 0 | 0 | 0 | 0 | 0 | 0 | 0.45131 | 0 | 0.32173 | 0.72252 | 0 | 0 | 0.0525 | 0.73618 | 0 | 0 | 0 | 0 | 2.2842 | 0 | 0 | 0 | 0 | 0 | 0 | 0 | 0 | 0 | 0 | 0 | 0 | 0
11 | 7 | 6 | 3 | 1.7931 | 0 | 2.4469 | 0 | 0 | 0 | 0.0012057 | 0.080528 | 0 | 0 | 0.52895 | 0 | 4.8507 | 0 | 0 | 0 | 0 | 0 | 0 | 0 | 0 | 0 | 0 | 0 | 0 | 0 | 0.45131 | 0 | 0.32173 | 1.1841 | 0 | 0 | 0.0525 | 0.73958 | 0 | 0 | 0 | 0 | 2.7492 | 0 | 0 | 0 | 0 | 0 | 0 | 0 | 0 | 0 | 0 | 0 | 0 | 0
11 | 7 | 7 | 3 | 1.7931 | 0 | 2.4469 | 0 | 0 | 0 | 0.0012057 | 0.12597 | 0 | 0 | 2.9688 | 0 | 7.336 | 0 | 0 | 0 | 0 | 0 | 0 | 0 | 0 | 0 | 0 | 0 | 0 | 0 | 0.45131 | 0 | 0.54519 | 1.6212 | 0 | 0 | 0.315 | 0.73877 | 0 | 0 | 0 | 0 | 3.6714 | 0 | 0 | 0 | 0 | 0 | 0 | 0 | 0 | 0 | 0 | 0 | 0 | 0
11 | 7 | 8 | 3 | 1.7931 | 0 | 2.4469 | 0 | 0 | 0 | 0.0012057 | 0.58827 | 0 | 0 | 3.9585 | 0 | 8.788 | 0 | 0 | 0 | 0 | 0 | 0 | 0 | 0 | 0 | 0 | 0 | 0 | 0 | 0.45131 | 0 | 0.71279 | 3.9306 | 0 | 0 | 0.525 | 0.73493 | 0 | 0 | 0 | 0 | 6.3546 | 0 | 0 | 0 | 0 | 0 | 0 | 0 | 0 | 0 | 0 | 0 | 0 | 0
11 | 7 | 9 | 3 | 1.7931 | 0 | 13.5789 | 0 | 0 | 0 | 0.0012057 | 0.3331 | 0 | 0 | 4.8956 | 0 | 20.602 | 0 | 0 | 0 | 0 | 0 | 0 | 0 | 0 | 0 | 0 | 0 | 0 | 0 | 0.45131 | 0 | 0.71279 | 2.521 | 0 | 0 | 0.42 | 0.73596 | 0 | 0 | 0 | 0 | 4.8411 | 0 | 0 | 0 | 0 | 0 | 0 | 0 | 0 | 0 | 0 | 0 | 0 | 0
11 | 7 | 10 | 3 | 1.7931 | 0 | 13.5789 | 0 | 0 | 0 | 0.0012057 | 0.22719 | 0 | 0 | 2.9688 | 0 | 18.5692 | 0 | 0 | 0 | 0 | 0 | 0 | 0 | 0 | 0 | 0 | 0 | 0 | 0 | 0.45131 | 0 | 0.71279 | 1.9204 | 0 | 0 | 0.315 | 0.73051 | 0 | 0 | 0 | 0 | 4.13 | 0 | 0 | 0 | 0 | 0 | 0 | 0 | 0 | 0 | 0 | 0 | 0 | 0
11 | 7 | 11 | 3 | 1.7931 | 0 | 13.5789 | 0 | 0 | 0 | 0.0012057 | 0.14688 | 0 | 0 | 2.9688 | 0 | 18.4889 | 0 | 0 | 0 | 0 | 0 | 0 | 0 | 0 | 0 | 0 | 0 | 0 | 0 | 0.45131 | 0 | 0.71279 | 1.2889 | 0 | 0 | 0.315 | 0.7258 | 0 | 0 | 0 | 0 | 3.4938 | 0 | 0 | 0 | 0 | 0 | 0 | 0 | 0 | 0 | 0 | 0 | 0 | 0
11 | 7 | 12 | 3 | 1.7931 | 0 | 13.5789 | 0 | 0 | 0 | 0.0012057 | 0.060614 | 0 | 0 | 3.4568 | 0 | 18.8906 | 0 | 0 | 0 | 0 | 0 | 0 | 0 | 0 | 0 | 0 | 0 | 0 | 0 | 0.45131 | 0 | 0.54519 | 0.50219 | 0 | 0 | 0.3675 | 0.71825 | 0 | 0 | 0 | 0 | 2.5844 | 0 | 0 | 0 | 0 | 0 | 0 | 0 | 0 | 0 | 0 | 0 | 0 | 0
11 | 7 | 13 | 3 | 1.7931 | 0 | 8.6313 | 0 | 0 | 0 | 0.0012057 | 0.07105 | 0 | 0 | 3.9447 | 0 | 14.4414 | 0 | 0 | 0 | 0 | 0 | 0 | 0 | 0 | 0 | 0 | 0 | 0 | 0 | 0.45131 | 0 | 0.54519 | 0.60471 | 0.017489 | 0 | 0.42 | 0.72044 | 0 | 0 | 0 | 0 | 2.7591 | 0 | 0 | 0 | 0 | 0 | 0 | 0 | 0 | 0 | 0 | 0 | 0 | 0
11 | 7 | 14 | 3 | 1.7931 | 0 | 13.5789 | 0 | 0 | 0 | 0.0012057 | 0.060797 | 0 | 0 | 3.4567 | 0 | 18.8908 | 0 | 0 | 0 | 0 | 0 | 0 | 0 | 0 | 0 | 0 | 0 | 0 | 0 | 0.45131 | 0 | 0.54519 | 0.43429 | 0.017123 | 0 | 0.3675 | 0.7217 | 0 | 0 | 0 | 0 | 2.5371 | 0 | 0 | 0 | 0 | 0 | 0 | 0 | 0 | 0 | 0 | 0 | 0 | 0
11 | 7 | 15 | 3 | 1.7931 | 0 | 13.5789 | 0 | 0 | 0 | 0.0012057 | 0.07121 | 0 | 0 | 3.4567 | 0 | 18.9012 | 0 | 0 | 0 | 0 | 0 | 0 | 0 | 0 | 0 | 0 | 0 | 0 | 0 | 0.45131 | 0 | 0.54519 | 0.43719 | 0.038359 | 0 | 0.3675 | 0.71874 | 0 | 0 | 0 | 0 | 2.5583 | 0 | 0 | 0 | 0 | 0 | 0 | 0 | 0 | 0 | 0 | 0 | 0 | 0
11 | 7 | 16 | 3 | 1.7931 | 0 | 13.5789 | 0 | 0 | 0 | 0.0012057 | 0.069262 | 0 | 0 | 2.9688 | 0 | 18.4112 | 0 | 0 | 0 | 0 | 0 | 0 | 0 | 0 | 0 | 0 | 0 | 0 | 0 | 0.45131 | 0 | 0.54519 | 0.44123 | 0.04633 | 0 | 0.315 | 0.71696 | 0 | 0 | 0 | 0 | 2.516 | 0 | 0 | 0 | 0 | 0 | 0 | 0 | 0 | 0 | 0 | 0 | 0 | 0
11 | 7 | 17 | 3 | 1.7931 | 0 | 13.5789 | 0 | 0 | 0 | 0.0012057 | 0.057288 | 0 | 0 | 2.9688 | 0 | 18.3993 | 0 | 0 | 0 | 0 | 0 | 0 | 0 | 0 | 0 | 0 | 0 | 0 | 0 | 0.45131 | 0 | 0.54519 | 0.4577 | 0.0026929 | 0 | 0.315 | 0.71501 | 0 | 0 | 0 | 0 | 2.4869 | 0 | 0 | 0 | 0 | 0 | 0 | 0 | 0 | 0 | 0 | 0 | 0 | 0
11 | 7 | 18 | 3 | 1.7931 | 0 | 13.5789 | 0 | 0 | 0 | 0.0012057 | 0.063552 | 0 | 0 | 3.9585 | 0 | 19.3953 | 0 | 0 | 0 | 0 | 0 | 0 | 0 | 0 | 0 | 0 | 0 | 0 | 0 | 0.45131 | 0 | 0.54519 | 0.53227 | 0 | 0 | 0.525 | 0.7212 | 0 | 0 | 0 | 0 | 2.775 | 0 | 0 | 0 | 0 | 0 | 0 | 0 | 0 | 0 | 0 | 0 | 0 | 0
11 | 7 | 19 | 3 | 1.7931 | 0 | 9.8682 | 0 | 0 | 0 | 0.0012057 | 0.071378 | 0 | 0 | 5.8715 | 0 | 17.6054 | 0 | 0 | 0 | 0 | 0 | 0 | 0 | 0 | 0 | 0 | 0 | 0 | 0 | 0.45131 | 0 | 0.54519 | 0.63634 | 0 | 0 | 0.525 | 0.72058 | 0 | 0 | 0 | 0 | 2.8784 | 0 | 0 | 0 | 0 | 0 | 0 | 0 | 0 | 0 | 0 | 0 | 0 | 0
11 | 7 | 20 | 3 | 1.7931 | 0 | 2.4469 | 0 | 0 | 0 | 0.0012057 | 0.13504 | 0 | 0 | 3.9447 | 0 | 8.321 | 0 | 0 | 0 | 0 | 0 | 0 | 0 | 0 | 0 | 0 | 0 | 0 | 0 | 0.45131 | 0 | 0.88038 | 1.096 | 0 | 0 | 0.42 | 0.71714 | 0 | 0 | 0 | 0 | 3.5648 | 0 | 0 | 0 | 0 | 0 | 0 | 0 | 0 | 0 | 0 | 0 | 0 | 0
11 | 7 | 21 | 3 | 1.7931 | 0 | 2.4469 | 0 | 0 | 0 | 0.0012057 | 0.16538 | 0 | 0 | 3.4567 | 0 | 7.8633 | 0 | 0 | 0 | 0 | 0 | 0 | 0 | 0 | 0 | 0 | 0 | 0 | 0 | 0.45131 | 0 | 1.1038 | 1.2588 | 0 | 0 | 0.3675 | 0.71146 | 0 | 0 | 0 | 0 | 3.8929 | 0 | 0 | 0 | 0 | 0 | 0 | 0 | 0 | 0 | 0 | 0 | 0 | 0
11 | 7 | 22 | 3 | 1.7931 | 0 | 2.4469 | 0 | 0 | 0 | 0.0012057 | 0.19569 | 0 | 0 | 3.9585 | 0 | 8.3954 | 0 | 0 | 0 | 0 | 0 | 0 | 0 | 0 | 0 | 0 | 0 | 0 | 0 | 0.45131 | 0 | 1.2156 | 1.3633 | 0 | 0 | 0.4725 | 0.71142 | 0 | 0 | 0 | 0 | 4.2141 | 0 | 0 | 0 | 0 | 0 | 0 | 0 | 0 | 0 | 0 | 0 | 0 | 0
11 | 7 | 23 | 3 | 1.7931 | 0 | 2.4469 | 0 | 0 | 0 | 0.0012057 | 0.18654 | 0 | 0 | 3.4373 | 0 | 7.8651 | 0 | 0 | 0 | 0 | 0 | 0 | 0 | 0 | 0 | 0 | 0 | 0 | 0 | 0.45131 | 0 | 1.1038 | 1.4151 | 0 | 0 | 0.315 | 0.70847 | 0 | 0 | 0 | 0 | 3.9937 | 0 | 0 | 0 | 0 | 0 | 0 | 0 | 0 | 0 | 0 | 0 | 0 | 0
11 | 7 | 24 | 3 | 1.7931 | 0 | 2.4469 | 0 | 0 | 0 | 0.0012057 | 0.047359 | 0 | 0 | 0.52883 | 0 | 4.8174 | 0 | 0 | 0 | 0 | 0 | 0 | 0 | 0 | 0 | 0 | 0 | 0 | 0 | 0.45131 | 0 | 0.88038 | 0.51374 | 0 | 0 | 0.0525 | 0.71382 | 0 | 0 | 0 | 0 | 2.6117 | 0 | 0 | 0 | 0 | 0 | 0 | 0 | 0 | 0 | 0 | 0 | 0 | 0
11 | 8 | 1 | 4 | 1.7931 | 0 | 2.4469 | 0 | 0 | 0 | 0.0012057 | 0.052594 | 0 | 0 | 0.52885 | 0 | 4.8227 | 0 | 0 | 0 | 0 | 0 | 0 | 0 | 0 | 0 | 0 | 0 | 0 | 0 | 0.45131 | 0 | 0.54519 | 0.61009 | 0 | 0 | 0.0525 | 0.72407 | 0 | 0 | 0 | 0 | 2.3832 | 0 | 0 | 0 | 0 | 0 | 0 | 0 | 0 | 0 | 0 | 0 | 0 | 0
11 | 8 | 2 | 4 | 1.7931 | 0 | 2.4469 | 0 | 0 | 0 | 0.0012057 | 0.061229 | 0 | 0 | 0.52889 | 0 | 4.8313 | 0 | 0 | 0 | 0 | 0 | 0 | 0 | 0 | 0 | 0 | 0 | 0 | 0 | 0.45131 | 0 | 0.32173 | 0.8874 | 0 | 0 | 0.0525 | 0.72955 | 0 | 0 | 0 | 0 | 2.4425 | 0 | 0 | 0 | 0 | 0 | 0 | 0 | 0 | 0 | 0 | 0 | 0 | 0
11 | 8 | 3 | 4 | 1.7931 | 0 | 2.4469 | 0 | 0 | 0 | 0.0012057 | 0.078544 | 0 | 0 | 0.52892 | 0 | 4.8487 | 0 | 0 | 0 | 0 | 0 | 0 | 0 | 0 | 0 | 0 | 0 | 0 | 0 | 0.45131 | 0 | 0.32173 | 1.0901 | 0 | 0 | 0.0525 | 0.72978 | 0 | 0 | 0 | 0 | 2.6454 | 0 | 0 | 0 | 0 | 0 | 0 | 0 | 0 | 0 | 0 | 0 | 0 | 0
11 | 8 | 4 | 4 | 1.7931 | 0 | 2.4469 | 0 | 0 | 0 | 0.0012057 | 0.106 | 0 | 0 | 0.52893 | 0 | 4.8761 | 0 | 0 | 0 | 0 | 0 | 0 | 0 | 0 | 0 | 0 | 0 | 0 | 0 | 0.45131 | 0 | 0.32173 | 1.3519 | 0 | 0 | 0.0525 | 0.73293 | 0 | 0 | 0 | 0 | 2.9104 | 0 | 0 | 0 | 0 | 0 | 0 | 0 | 0 | 0 | 0 | 0 | 0 | 0
11 | 8 | 5 | 4 | 1.7931 | 0 | 2.4469 | 0 | 0 | 0 | 0.0012057 | 0.1361 | 0 | 0 | 0.52894 | 0 | 4.9063 | 0 | 0 | 0 | 0 | 0 | 0 | 0 | 0 | 0 | 0 | 0 | 0 | 0 | 0.45131 | 0 | 0.32173 | 1.7856 | 0 | 0 | 0.0525 | 0.73729 | 0 | 0 | 0 | 0 | 3.3485 | 0 | 0 | 0 | 0 | 0 | 0 | 0 | 0 | 0 | 0 | 0 | 0 | 0
11 | 8 | 6 | 4 | 1.7931 | 0 | 2.4469 | 0 | 0 | 0 | 0.0012057 | 0.16889 | 0 | 0 | 0.52895 | 0 | 4.9391 | 0 | 0 | 0 | 0 | 0 | 0 | 0 | 0 | 0 | 0 | 0 | 0 | 0 | 0.45131 | 0 | 0.32173 | 2.0949 | 0 | 0 | 0.0525 | 0.74149 | 0 | 0 | 0 | 0 | 3.662 | 0 | 0 | 0 | 0 | 0 | 0 | 0 | 0 | 0 | 0 | 0 | 0 | 0
11 | 8 | 7 | 4 | 1.7931 | 0 | 2.4469 | 0 | 0 | 0 | 0.0012057 | 0.21048 | 0 | 0 | 2.9688 | 0 | 7.4205 | 0 | 0 | 0 | 0 | 0 | 0 | 0 | 0 | 0 | 0 | 0 | 0 | 0 | 0.45131 | 0 | 0.54519 | 2.27 | 0 | 0 | 0.315 | 0.74005 | 0 | 0 | 0 | 0 | 4.3216 | 0 | 0 | 0 | 0 | 0 | 0 | 0 | 0 | 0 | 0 | 0 | 0 | 0
11 | 8 | 8 | 4 | 1.7931 | 0 | 2.4469 | 0 | 0 | 0 | 0.0012057 | 0.62889 | 0 | 0 | 3.9585 | 0 | 8.8287 | 0 | 0 | 0 | 0 | 0 | 0 | 0 | 0 | 0 | 0 | 0 | 0 | 0 | 0.45131 | 0 | 0.71279 | 3.9787 | 0 | 0 | 0.525 | 0.73395 | 0 | 0 | 0 | 0 | 6.4017 | 0 | 0 | 0 | 0 | 0 | 0 | 0 | 0 | 0 | 0 | 0 | 0 | 0
11 | 8 | 9 | 4 | 1.7931 | 0 | 13.5789 | 0 | 0 | 0 | 0.0012057 | 0.37429 | 0 | 0 | 4.8956 | 0 | 20.6431 | 0 | 0 | 0 | 0 | 0 | 0 | 0 | 0 | 0 | 0 | 0 | 0 | 0 | 0.45131 | 0 | 0.71279 | 2.4113 | 0 | 0 | 0.42 | 0.73294 | 0 | 0 | 0 | 0 | 4.7283 | 0 | 0 | 0 | 0 | 0 | 0 | 0 | 0 | 0 | 0 | 0 | 0 | 0
11 | 8 | 10 | 4 | 1.7931 | 0 | 13.5789 | 0 | 0 | 0 | 0.0012057 | 0.24506 | 0 | 0 | 2.9688 | 0 | 18.5871 | 0 | 0 | 0 | 0 | 0 | 0 | 0 | 0 | 0 | 0 | 0 | 0 | 0 | 0.45131 | 0 | 0.71279 | 1.6056 | 0 | 0 | 0.315 | 0.72331 | 0 | 0 | 0 | 0 | 3.808 | 0 | 0 | 0 | 0 | 0 | 0 | 0 | 0 | 0 | 0 | 0 | 0 | 0
11 | 8 | 11 | 4 | 1.7931 | 0 | 13.5789 | 0 | 0 | 0 | 0.0012057 | 0.16862 | 0 | 0 | 2.9688 | 0 | 18.5106 | 0 | 0 | 0 | 0 | 0 | 0 | 0 | 0 | 0 | 0 | 0 | 0 | 0 | 0.45131 | 0 | 0.71279 | 1.2143 | 0 | 0 | 0.315 | 0.72283 | 0 | 0 | 0 | 0 | 3.4162 | 0 | 0 | 0 | 0 | 0 | 0 | 0 | 0 | 0 | 0 | 0 | 0 | 0
11 | 8 | 12 | 4 | 1.7931 | 0 | 13.5789 | 0 | 0 | 0 | 0.0012057 | 0.0813 | 0 | 0 | 3.4568 | 0 | 18.9113 | 0 | 0 | 0 | 0 | 0 | 0 | 0 | 0 | 0 | 0 | 0 | 0 | 0 | 0.45131 | 0 | 0.54519 | 0.68953 | 0 | 0 | 0.3675 | 0.72144 | 0 | 0 | 0 | 0 | 2.775 | 0 | 0 | 0 | 0 | 0 | 0 | 0 | 0 | 0 | 0 | 0 | 0 | 0
11 | 8 | 13 | 4 | 1.7931 | 0 | 8.6313 | 0 | 0 | 0 | 0.0012057 | 0.067485 | 0 | 0 | 3.9448 | 0 | 14.4379 | 0 | 0 | 0 | 0 | 0 | 0 | 0 | 0 | 0 | 0 | 0 | 0 | 0 | 0.45131 | 0 | 0.54519 | 0.38513 | 0 | 0 | 0.42 | 0.71836 | 0 | 0 | 0 | 0 | 2.52 | 0 | 0 | 0 | 0 | 0 | 0 | 0 | 0 | 0 | 0 | 0 | 0 | 0
11 | 8 | 14 | 4 | 1.7931 | 0 | 13.5789 | 0 | 0 | 0 | 0.0012057 | 0.052387 | 0 | 0 | 3.4568 | 0 | 18.8824 | 0 | 0 | 0 | 0 | 0 | 0 | 0 | 0 | 0 | 0 | 0 | 0 | 0 | 0.45131 | 0 | 0.54519 | 0.23314 | 0.012646 | 0 | 0.3675 | 0.7171 | 0 | 0 | 0 | 0 | 2.3269 | 0 | 0 | 0 | 0 | 0 | 0 | 0 | 0 | 0 | 0 | 0 | 0 | 0
11 | 8 | 15 | 4 | 1.7931 | 0 | 13.5789 | 0 | 0 | 0 | 0.0012057 | 0.056099 | 0 | 0 | 3.4568 | 0 | 18.8861 | 0 | 0 | 0 | 0 | 0 | 0 | 0 | 0 | 0 | 0 | 0 | 0 | 0 | 0.45131 | 0 | 0.54519 | 0.23426 | 0.018178 | 0 | 0.3675 | 0.71689 | 0 | 0 | 0 | 0 | 2.3333 | 0 | 0 | 0 | 0 | 0 | 0 | 0 | 0 | 0 | 0 | 0 | 0 | 0
11 | 8 | 16 | 4 | 1.7931 | 0 | 13.5789 | 0 | 0 | 0 | 0.0012057 | 0.059872 | 0 | 0 | 2.9688 | 0 | 18.4019 | 0 | 0 | 0 | 0 | 0 | 0 | 0 | 0 | 0 | 0 | 0 | 0 | 0 | 0.45131 | 0 | 0.54519 | 0.29859 | 0 | 0 | 0.315 | 0.71969 | 0 | 0 | 0 | 0 | 2.3298 | 0 | 0 | 0 | 0 | 0 | 0 | 0 | 0 | 0 | 0 | 0 | 0 | 0
11 | 8 | 17 | 4 | 1.7931 | 0 | 13.5789 | 0 | 0 | 0 | 0.0012057 | 0.061411 | 0 | 0 | 2.9688 | 0 | 18.4034 | 0 | 0 | 0 | 0 | 0 | 0 | 0 | 0 | 0 | 0 | 0 | 0 | 0 | 0.45131 | 0 | 0.54519 | 0.28167 | 0 | 0 | 0.315 | 0.71989 | 0 | 0 | 0 | 0 | 2.3131 | 0 | 0 | 0 | 0 | 0 | 0 | 0 | 0 | 0 | 0 | 0 | 0 | 0
11 | 8 | 18 | 4 | 1.7931 | 0 | 13.5789 | 0 | 0 | 0 | 0.0012057 | 0.064603 | 0 | 0 | 3.9585 | 0 | 19.3963 | 0 | 0 | 0 | 0 | 0 | 0 | 0 | 0 | 0 | 0 | 0 | 0 | 0 | 0.45131 | 0 | 0.54519 | 0.40132 | 0 | 0 | 0.525 | 0.72195 | 0 | 0 | 0 | 0 | 2.6448 | 0 | 0 | 0 | 0 | 0 | 0 | 0 | 0 | 0 | 0 | 0 | 0 | 0
11 | 8 | 19 | 4 | 1.7931 | 0 | 9.8682 | 0 | 0 | 0 | 0.0012057 | 0.088274 | 0 | 0 | 5.8716 | 0 | 17.6224 | 0 | 0 | 0 | 0 | 0 | 0 | 0 | 0 | 0 | 0 | 0 | 0 | 0 | 0.45131 | 0 | 0.54519 | 0.50794 | 0 | 0 | 0.525 | 0.72357 | 0 | 0 | 0 | 0 | 2.753 | 0 | 0 | 0 | 0 | 0 | 0 | 0 | 0 | 0 | 0 | 0 | 0 | 0
11 | 8 | 20 | 4 | 1.7931 | 0 | 2.4469 | 0 | 0 | 0 | 0.0012057 | 0.13768 | 0 | 0 | 3.9448 | 0 | 8.3237 | 0 | 0 | 0 | 0 | 0 | 0 | 0 | 0 | 0 | 0 | 0 | 0 | 0 | 0.45131 | 0 | 0.88038 | 0.76111 | 0 | 0 | 0.42 | 0.71955 | 0 | 0 | 0 | 0 | 3.2323 | 0 | 0 | 0 | 0 | 0 | 0 | 0 | 0 | 0 | 0 | 0 | 0 | 0
11 | 8 | 21 | 4 | 1.7931 | 0 | 2.4469 | 0 | 0 | 0 | 0.0012057 | 0.16559 | 0 | 0 | 3.4568 | 0 | 7.8636 | 0 | 0 | 0 | 0 | 0 | 0 | 0 | 0 | 0 | 0 | 0 | 0 | 0 | 0.45131 | 0 | 1.1038 | 0.93021 | 0 | 0 | 0.3675 | 0.71557 | 0 | 0 | 0 | 0 | 3.5684 | 0 | 0 | 0 | 0 | 0 | 0 | 0 | 0 | 0 | 0 | 0 | 0 | 0
11 | 8 | 22 | 4 | 1.7931 | 0 | 2.4469 | 0 | 0 | 0 | 0.0012057 | 0.18922 | 0 | 0 | 3.9585 | 0 | 8.389 | 0 | 0 | 0 | 0 | 0 | 0 | 0 | 0 | 0 | 0 | 0 | 0 | 0 | 0.45131 | 0 | 1.2156 | 1.0483 | 0 | 0 | 0.4725 | 0.71361 | 0 | 0 | 0 | 0 | 3.9013 | 0 | 0 | 0 | 0 | 0 | 0 | 0 | 0 | 0 | 0 | 0 | 0 | 0
11 | 8 | 23 | 4 | 1.7931 | 0 | 2.4469 | 0 | 0 | 0 | 0.0012057 | 0.20768 | 0 | 0 | 3.4374 | 0 | 7.8863 | 0 | 0 | 0 | 0 | 0 | 0 | 0 | 0 | 0 | 0 | 0 | 0 | 0 | 0.45131 | 0 | 1.1038 | 1.1342 | 0 | 0 | 0.315 | 0.71574 | 0 | 0 | 0 | 0 | 3.7201 | 0 | 0 | 0 | 0 | 0 | 0 | 0 | 0 | 0 | 0 | 0 | 0 | 0
11 | 8 | 24 | 4 | 1.7931 | 0 | 2.4469 | 0 | 0 | 0 | 0.0012057 | 0.047078 | 0 | 0 | 0.52889 | 0 | 4.8172 | 0 | 0 | 0 | 0 | 0 | 0 | 0 | 0 | 0 | 0 | 0 | 0 | 0 | 0.45131 | 0 | 0.88038 | 0.38049 | 0 | 0 | 0.0525 | 0.71897 | 0 | 0 | 0 | 0 | 2.4837 | 0 | 0 | 0 | 0 | 0 | 0 | 0 | 0 | 0 | 0 | 0 | 0 | 0
11 | 9 | 1 | 5 | 1.7931 | 0 | 2.4469 | 0 | 0 | 0 | 0.0012057 | 0.050299 | 0 | 0 | 0.52891 | 0 | 4.8204 | 0 | 0 | 0 | 0 | 0 | 0 | 0 | 0 | 0 | 0 | 0 | 0 | 0 | 0.45131 | 0 | 0.54519 | 0.45356 | 0 | 0 | 0.0525 | 0.72716 | 0 | 0 | 0 | 0 | 2.2297 | 0 | 0 | 0 | 0 | 0 | 0 | 0 | 0 | 0 | 0 | 0 | 0 | 0
11 | 9 | 2 | 5 | 1.7931 | 0 | 2.4469 | 0 | 0 | 0 | 0.0012057 | 0.052229 | 0 | 0 | 0.52894 | 0 | 4.8224 | 0 | 0 | 0 | 0 | 0 | 0 | 0 | 0 | 0 | 0 | 0 | 0 | 0 | 0.45131 | 0 | 0.32173 | 0.46254 | 0 | 0 | 0.0525 | 0.73142 | 0 | 0 | 0 | 0 | 2.0195 | 0 | 0 | 0 | 0 | 0 | 0 | 0 | 0 | 0 | 0 | 0 | 0 | 0
11 | 9 | 3 | 5 | 1.7931 | 0 | 2.4469 | 0 | 0 | 0 | 0.0012057 | 0.053979 | 0 | 0 | 0.52896 | 0 | 4.8242 | 0 | 0 | 0 | 0 | 0 | 0 | 0 | 0 | 0 | 0 | 0 | 0 | 0 | 0.45131 | 0 | 0.32173 | 0.47177 | 0 | 0 | 0.0525 | 0.73208 | 0 | 0 | 0 | 0 | 2.0294 | 0 | 0 | 0 | 0 | 0 | 0 | 0 | 0 | 0 | 0 | 0 | 0 | 0
11 | 9 | 4 | 5 | 1.7931 | 0 | 2.4469 | 0 | 0 | 0 | 0.0012057 | 0.058563 | 0 | 0 | 0.52897 | 0 | 4.8288 | 0 | 0 | 0 | 0 | 0 | 0 | 0 | 0 | 0 | 0 | 0 | 0 | 0 | 0.45131 | 0 | 0.32173 | 0.61099 | 0 | 0 | 0.0525 | 0.73246 | 0 | 0 | 0 | 0 | 2.169 | 0 | 0 | 0 | 0 | 0 | 0 | 0 | 0 | 0 | 0 | 0 | 0 | 0
11 | 9 | 5 | 5 | 1.7931 | 0 | 2.4469 | 0 | 0 | 0 | 0.0012057 | 0.070215 | 0 | 0 | 0.52897 | 0 | 4.8404 | 0 | 0 | 0 | 0 | 0 | 0 | 0 | 0 | 0 | 0 | 0 | 0 | 0 | 0.45131 | 0 | 0.32173 | 0.69667 | 0 | 0 | 0.0525 | 0.7339 | 0 | 0 | 0 | 0 | 2.2561 | 0 | 0 | 0 | 0 | 0 | 0 | 0 | 0 | 0 | 0 | 0 | 0 | 0
11 | 9 | 6 | 5 | 1.7931 | 0 | 2.4469 | 0 | 0 | 0 | 0.0012057 | 0.075806 | 0 | 0 | 0.52897 | 0 | 4.846 | 0 | 0 | 0 | 0 | 0 | 0 | 0 | 0 | 0 | 0 | 0 | 0 | 0 | 0.45131 | 0 | 0.32173 | 0.74579 | 0 | 0 | 0.0525 | 0.73395 | 0 | 0 | 0 | 0 | 2.3053 | 0 | 0 | 0 | 0 | 0 | 0 | 0 | 0 | 0 | 0 | 0 | 0 | 0
11 | 9 | 7 | 5 | 1.7931 | 0 | 2.4469 | 0 | 0 | 0 | 0.0012057 | 0.079603 | 0 | 0 | 2.9689 | 0 | 7.2897 | 0 | 0 | 0 | 0 | 0 | 0 | 0 | 0 | 0 | 0 | 0 | 0 | 0 | 0.45131 | 0 | 0.54519 | 0.69727 | 0 | 0 | 0.315 | 0.72835 | 0 | 0 | 0 | 0 | 2.7371 | 0 | 0 | 0 | 0 | 0 | 0 | 0 | 0 | 0 | 0 | 0 | 0 | 0
11 | 9 | 8 | 5 | 1.7931 | 0 | 2.4469 | 0 | 0 | 0 | 0.0012057 | 0.43201 | 0 | 0 | 3.9585 | 0 | 8.6318 | 0 | 0 | 0 | 0 | 0 | 0 | 0 | 0 | 0 | 0 | 0 | 0 | 0 | 0.45131 | 0 | 0.71279 | 1.892 | 0 | 0 | 0.525 | 0.72259 | 0 | 0 | 0 | 0 | 4.3037 | 0 | 0 | 0 | 0 | 0 | 0 | 0 | 0 | 0 | 0 | 0 | 0 | 0
11 | 9 | 9 | 5 | 1.7931 | 0 | 13.5789 | 0 | 0 | 0 | 0.0012057 | 0.1978 | 0 | 0 | 4.8956 | 0 | 20.4666 | 0 | 0 | 0 | 0 | 0 | 0 | 0 | 0 | 0 | 0 | 0 | 0 | 0 | 0.45131 | 0 | 0.71279 | 0.95494 | 0 | 0 | 0.42 | 0.71966 | 0 | 0 | 0 | 0 | 3.2587 | 0 | 0 | 0 | 0 | 0 | 0 | 0 | 0 | 0 | 0 | 0 | 0 | 0
11 | 9 | 10 | 5 | 1.7931 | 0 | 13.5789 | 0 | 0 | 0 | 0.0012057 | 0.093167 | 0 | 0 | 2.9688 | 0 | 18.4352 | 0 | 0 | 0 | 0 | 0 | 0 | 0 | 0 | 0 | 0 | 0 | 0 | 0 | 0.45131 | 0 | 0.71279 | 0.52739 | 0 | 0 | 0.315 | 0.71641 | 0 | 0 | 0 | 0 | 2.7229 | 0 | 0 | 0 | 0 | 0 | 0 | 0 | 0 | 0 | 0 | 0 | 0 | 0
11 | 9 | 11 | 5 | 1.7931 | 0 | 13.5789 | 0 | 0 | 0 | 0.0012057 | 0.060264 | 0 | 0 | 2.9688 | 0 | 18.4023 | 0 | 0 | 0 | 0 | 0 | 0 | 0 | 0 | 0 | 0 | 0 | 0 | 0 | 0.45131 | 0 | 0.71279 | 0.28513 | 0 | 0 | 0.315 | 0.71382 | 0 | 0 | 0 | 0 | 2.478 | 0 | 0 | 0 | 0 | 0 | 0 | 0 | 0 | 0 | 0 | 0 | 0 | 0
11 | 9 | 12 | 5 | 1.7931 | 0 | 13.5789 | 0 | 0 | 0 | 0.0012057 | 0.05141 | 0 | 0 | 3.4567 | 0 | 18.8814 | 0 | 0 | 0 | 0 | 0 | 0 | 0 | 0 | 0 | 0 | 0 | 0 | 0 | 0.45131 | 0 | 0.54519 | 0.19198 | 0 | 0 | 0.3675 | 0.71405 | 0 | 0 | 0 | 0 | 2.27 | 0 | 0 | 0 | 0 | 0 | 0 | 0 | 0 | 0 | 0 | 0 | 0 | 0
11 | 9 | 13 | 5 | 1.7931 | 0 | 8.6313 | 0 | 0 | 0 | 0.0012057 | 0.062272 | 0 | 0 | 3.9447 | 0 | 14.4327 | 0 | 0 | 0 | 0 | 0 | 0 | 0 | 0 | 0 | 0 | 0 | 0 | 0 | 0.45131 | 0 | 0.54519 | 0.24555 | 0 | 0 | 0.42 | 0.71583 | 0 | 0 | 0 | 0 | 2.3779 | 0 | 0 | 0 | 0 | 0 | 0 | 0 | 0 | 0 | 0 | 0 | 0 | 0
11 | 9 | 14 | 5 | 1.7931 | 0 | 13.5789 | 0 | 0 | 0 | 0.0012057 | 0.057366 | 0 | 0 | 3.4568 | 0 | 18.8873 | 0 | 0 | 0 | 0 | 0 | 0 | 0 | 0 | 0 | 0 | 0 | 0 | 0 | 0.45131 | 0 | 0.54519 | 0.26426 | 0 | 0 | 0.3675 | 0.7169 | 0 | 0 | 0 | 0 | 2.3452 | 0 | 0 | 0 | 0 | 0 | 0 | 0 | 0 | 0 | 0 | 0 | 0 | 0
11 | 9 | 15 | 5 | 1.7931 | 0 | 13.5789 | 0 | 0 | 0 | 0.0012057 | 0.059904 | 0 | 0 | 3.4568 | 0 | 18.8899 | 0 | 0 | 0 | 0 | 0 | 0 | 0 | 0 | 0 | 0 | 0 | 0 | 0 | 0.45131 | 0 | 0.54519 | 0.29239 | 0 | 0 | 0.3675 | 0.71798 | 0 | 0 | 0 | 0 | 2.3744 | 0 | 0 | 0 | 0 | 0 | 0 | 0 | 0 | 0 | 0 | 0 | 0 | 0
11 | 9 | 16 | 5 | 1.7931 | 0 | 13.5789 | 0 | 0 | 0 | 0.0012057 | 0.062323 | 0 | 0 | 2.9688 | 0 | 18.4043 | 0 | 0 | 0 | 0 | 0 | 0 | 0 | 0 | 0 | 0 | 0 | 0 | 0 | 0.45131 | 0 | 0.54519 | 0.34549 | 0 | 0 | 0.315 | 0.71956 | 0 | 0 | 0 | 0 | 2.3765 | 0 | 0 | 0 | 0 | 0 | 0 | 0 | 0 | 0 | 0 | 0 | 0 | 0
11 | 9 | 17 | 5 | 1.7931 | 0 | 13.5789 | 0 | 0 | 0 | 0.0012057 | 0.063997 | 0 | 0 | 2.9688 | 0 | 18.406 | 0 | 0 | 0 | 0 | 0 | 0 | 0 | 0 | 0 | 0 | 0 | 0 | 0 | 0.45131 | 0 | 0.54519 | 0.37684 | 0 | 0 | 0.315 | 0.72107 | 0 | 0 | 0 | 0 | 2.4094 | 0 | 0 | 0 | 0 | 0 | 0 | 0 | 0 | 0 | 0 | 0 | 0 | 0
11 | 9 | 18 | 5 | 1.7931 | 0 | 13.5789 | 0 | 0 | 0 | 0.0012057 | 0.061843 | 0 | 0 | 3.9585 | 0 | 19.3936 | 0 | 0 | 0 | 0 | 0 | 0 | 0 | 0 | 0 | 0 | 0 | 0 | 0 | 0.45131 | 0 | 0.54519 | 0.3947 | 0 | 0 | 0.525 | 0.72126 | 0 | 0 | 0 | 0 | 2.6375 | 0 | 0 | 0 | 0 | 0 | 0 | 0 | 0 | 0 | 0 | 0 | 0 | 0
11 | 9 | 19 | 5 | 1.7931 | 0 | 9.8682 | 0 | 0 | 0 | 0.0012057 | 0.069463 | 0 | 0 | 5.8716 | 0 | 17.6036 | 0 | 0 | 0 | 0 | 0 | 0 | 0 | 0 | 0 | 0 | 0 | 0 | 0 | 0.45131 | 0 | 0.54519 | 0.51071 | 0 | 0 | 0.525 | 0.72309 | 0 | 0 | 0 | 0 | 2.7553 | 0 | 0 | 0 | 0 | 0 | 0 | 0 | 0 | 0 | 0 | 0 | 0 | 0
11 | 9 | 20 | 5 | 1.7931 | 0 | 2.4469 | 0 | 0 | 0 | 0.0012057 | 0.10394 | 0 | 0 | 3.9447 | 0 | 8.2899 | 0 | 0 | 0 | 0 | 0 | 0 | 0 | 0 | 0 | 0 | 0 | 0 | 0 | 0.45131 | 0 | 0.88038 | 0.6727 | 0 | 0 | 0.42 | 0.71708 | 0 | 0 | 0 | 0 | 3.1415 | 0 | 0 | 0 | 0 | 0 | 0 | 0 | 0 | 0 | 0 | 0 | 0 | 0
11 | 9 | 21 | 5 | 1.7931 | 0 | 2.4469 | 0 | 0 | 0 | 0.0012057 | 0.11486 | 0 | 0 | 3.4567 | 0 | 7.8128 | 0 | 0 | 0 | 0 | 0 | 0 | 0 | 0 | 0 | 0 | 0 | 0 | 0 | 0.45131 | 0 | 1.1038 | 0.75168 | 0 | 0 | 0.3675 | 0.71208 | 0 | 0 | 0 | 0 | 3.3864 | 0 | 0 | 0 | 0 | 0 | 0 | 0 | 0 | 0 | 0 | 0 | 0 | 0
11 | 9 | 22 | 5 | 1.7931 | 0 | 2.4469 | 0 | 0 | 0 | 0.0012057 | 0.15419 | 0 | 0 | 3.9585 | 0 | 8.3539 | 0 | 0 | 0 | 0 | 0 | 0 | 0 | 0 | 0 | 0 | 0 | 0 | 0 | 0.45131 | 0 | 1.2156 | 1.2507 | 0 | 0 | 0.4725 | 0.71313 | 0 | 0 | 0 | 0 | 4.1032 | 0 | 0 | 0 | 0 | 0 | 0 | 0 | 0 | 0 | 0 | 0 | 0 | 0
11 | 9 | 23 | 5 | 1.7931 | 0 | 2.4469 | 0 | 0 | 0 | 0.0012057 | 0.17051 | 0 | 0 | 3.4373 | 0 | 7.8491 | 0 | 0 | 0 | 0 | 0 | 0 | 0 | 0 | 0 | 0 | 0 | 0 | 0 | 0.45131 | 0 | 1.1038 | 1.4909 | 0 | 0 | 0.315 | 0.71284 | 0 | 0 | 0 | 0 | 4.0738 | 0 | 0 | 0 | 0 | 0 | 0 | 0 | 0 | 0 | 0 | 0 | 0 | 0
11 | 9 | 24 | 5 | 1.7931 | 0 | 2.4469 | 0 | 0 | 0 | 0.0012057 | 0.047491 | 0 | 0 | 0.52887 | 0 | 4.8176 | 0 | 0 | 0 | 0 | 0 | 0 | 0 | 0 | 0 | 0 | 0 | 0 | 0 | 0.45131 | 0 | 0.88038 | 0.51444 | 0 | 0 | 0.0525 | 0.7181 | 0 | 0 | 0 | 0 | 2.6167 | 0 | 0 | 0 | 0 | 0 | 0 | 0 | 0 | 0 | 0 | 0 | 0 | 0
11 | 10 | 1 | 6 | 1.7931 | 0 | 2.4469 | 0 | 0 | 0 | 0.0012057 | 0.05755 | 0 | 0 | 0.52889 | 0 | 4.8277 | 0 | 0 | 0 | 0 | 0 | 0 | 0 | 0 | 0 | 0 | 0 | 0 | 0 | 0.45131 | 0 | 0.54519 | 0.67399 | 0 | 0 | 0.0525 | 0.73357 | 0 | 0 | 0 | 0 | 2.4566 | 0 | 0 | 0 | 0 | 0 | 0 | 0 | 0 | 0 | 0 | 0 | 0 | 0
11 | 10 | 2 | 6 | 1.7931 | 0 | 2.4469 | 0 | 0 | 0 | 0.0012057 | 0.070826 | 0 | 0 | 0.52895 | 0 | 4.841 | 0 | 0 | 0 | 0 | 0 | 0 | 0 | 0 | 0 | 0 | 0 | 0 | 0 | 0.45131 | 0 | 0.32173 | 1.033 | 0 | 0 | 0.0525 | 0.74241 | 0 | 0 | 0 | 0 | 2.6009 | 0 | 0 | 0 | 0 | 0 | 0 | 0 | 0 | 0 | 0 | 0 | 0 | 0
11 | 10 | 3 | 6 | 1.7931 | 0 | 2.4469 | 0 | 0 | 0 | 0.0012057 | 0.12862 | 0 | 0 | 0.52899 | 0 | 4.8988 | 0 | 0 | 0 | 0 | 0 | 0 | 0 | 0 | 0 | 0 | 0 | 0 | 0 | 0.45131 | 0 | 0.32173 | 1.8689 | 0 | 0 | 0.0525 | 0.7474 | 0 | 0 | 0 | 0 | 3.4418 | 0 | 0 | 0 | 0 | 0 | 0 | 0 | 0 | 0 | 0 | 0 | 0 | 0
11 | 10 | 4 | 6 | 1.7931 | 0 | 2.4469 | 0 | 0 | 0 | 0.0012057 | 0.20398 | 0 | 0 | 0.52901 | 0 | 4.9742 | 0 | 0 | 0 | 0 | 0 | 0 | 0 | 0 | 0 | 0 | 0 | 0 | 0 | 0.45131 | 0 | 0.32173 | 2.6915 | 0 | 0 | 0.0525 | 0.75143 | 0 | 0 | 0 | 0 | 4.2684 | 0 | 0 | 0 | 0 | 0 | 0 | 0 | 0 | 0 | 0 | 0 | 0 | 0
11 | 10 | 5 | 6 | 1.7931 | 0 | 2.4469 | 0 | 0 | 0 | 0.0012057 | 0.20091 | 0 | 0 | 0.52902 | 0 | 4.9712 | 0 | 0 | 0 | 0 | 0 | 0 | 0 | 0 | 0 | 0 | 0 | 0 | 0 | 0.45131 | 0 | 0.32173 | 2.722 | 0 | 0 | 0.0525 | 0.74696 | 0 | 0 | 0 | 0 | 4.2945 | 0 | 0 | 0 | 0 | 0 | 0 | 0 | 0 | 0 | 0 | 0 | 0 | 0
11 | 10 | 6 | 6 | 1.7931 | 0 | 2.4469 | 0 | 0 | 0 | 0.0012057 | 0.28115 | 0 | 0 | 0.52899 | 0 | 5.0514 | 0 | 0 | 0 | 0 | 0 | 0 | 0 | 0 | 0 | 0 | 0 | 0 | 0 | 0.45131 | 0 | 0.32173 | 3.2743 | 0 | 0 | 0.0525 | 0.75761 | 0 | 0 | 0 | 0 | 4.8574 | 0 | 0 | 0 | 0 | 0 | 0 | 0 | 0 | 0 | 0 | 0 | 0 | 0
11 | 10 | 7 | 6 | 1.7931 | 0 | 2.4469 | 0 | 0 | 0 | 0.0012057 | 0.26116 | 0 | 0 | 2.9689 | 0 | 7.4713 | 0 | 0 | 0 | 0 | 0 | 0 | 0 | 0 | 0 | 0 | 0 | 0 | 0 | 0.45131 | 0 | 0.54519 | 3.0951 | 0 | 0 | 0.315 | 0.74628 | 0 | 0 | 0 | 0 | 5.1529 | 0 | 0 | 0 | 0 | 0 | 0 | 0 | 0 | 0 | 0 | 0 | 0 | 0
11 | 10 | 8 | 6 | 1.7931 | 0 | 2.4469 | 0 | 0 | 0 | 0.0012057 | 0.69499 | 0 | 0 | 3.9585 | 0 | 8.8948 | 0 | 0 | 0 | 0 | 0 | 0 | 0 | 0 | 0 | 0 | 0 | 0 | 0 | 0.45131 | 0 | 0.71279 | 5.0444 | 0 | 0 | 0.525 | 0.73814 | 0 | 0 | 0 | 0 | 7.4717 | 0 | 0 | 0 | 0 | 0 | 0 | 0 | 0 | 0 | 0 | 0 | 0 | 0
11 | 10 | 9 | 6 | 1.7931 | 0 | 13.5789 | 0 | 0 | 0 | 0.0012057 | 0.38778 | 0 | 0 | 4.8956 | 0 | 20.6566 | 0 | 0 | 0 | 0 | 0 | 0 | 0 | 0 | 0 | 0 | 0 | 0 | 0 | 0.45131 | 0 | 0.71279 | 3.2561 | 0 | 0 | 0.42 | 0.73788 | 0 | 0 | 0 | 0 | 5.5781 | 0 | 0 | 0 | 0 | 0 | 0 | 0 | 0 | 0 | 0 | 0 | 0 | 0
11 | 10 | 10 | 6 | 1.7931 | 0 | 13.5789 | 0 | 0 | 0 | 0.0012057 | 0.27695 | 0 | 0 | 2.9688 | 0 | 18.619 | 0 | 0 | 0 | 0 | 0 | 0 | 0 | 0 | 0 | 0 | 0 | 0 | 0 | 0.45131 | 0 | 0.71279 | 2.5148 | 0 | 0 | 0.315 | 0.73181 | 0 | 0 | 0 | 0 | 4.7257 | 0 | 0 | 0 | 0 | 0 | 0 | 0 | 0 | 0 | 0 | 0 | 0 | 0
11 | 10 | 11 | 6 | 1.7931 | 0 | 13.5789 | 0 | 0 | 0 | 0.0012057 | 0.2158 | 0 | 0 | 2.9688 | 0 | 18.5578 | 0 | 0 | 0 | 0 | 0 | 0 | 0 | 0 | 0 | 0 | 0 | 0 | 0 | 0.45131 | 0 | 0.71279 | 1.9641 | 0 | 0 | 0.315 | 0.72525 | 0 | 0 | 0 | 0 | 4.1684 | 0 | 0 | 0 | 0 | 0 | 0 | 0 | 0 | 0 | 0 | 0 | 0 | 0
11 | 10 | 12 | 6 | 1.7931 | 0 | 13.5789 | 0 | 0 | 0 | 0.0012057 | 0.12417 | 0 | 0 | 3.4568 | 0 | 18.9542 | 0 | 0 | 0 | 0 | 0 | 0 | 0 | 0 | 0 | 0 | 0 | 0 | 0 | 0.45131 | 0 | 0.54519 | 1.5044 | 0 | 0 | 0.3675 | 0.7281 | 0 | 0 | 0 | 0 | 3.5964 | 0 | 0 | 0 | 0 | 0 | 0 | 0 | 0 | 0 | 0 | 0 | 0 | 0
11 | 10 | 13 | 6 | 1.7931 | 0 | 8.6313 | 0 | 0 | 0 | 0.0012057 | 0.10459 | 0 | 0 | 3.9448 | 0 | 14.475 | 0 | 0 | 0 | 0 | 0 | 0 | 0 | 0 | 0 | 0 | 0 | 0 | 0 | 0.45131 | 0 | 0.54519 | 1.1163 | 0 | 0 | 0.42 | 0.73041 | 0 | 0 | 0 | 0 | 3.2632 | 0 | 0 | 0 | 0 | 0 | 0 | 0 | 0 | 0 | 0 | 0 | 0 | 0
11 | 10 | 14 | 6 | 1.7931 | 0 | 13.5789 | 0 | 0 | 0 | 0.0012057 | 0.076363 | 0 | 0 | 3.4568 | 0 | 18.9064 | 0 | 0 | 0 | 0 | 0 | 0 | 0 | 0 | 0 | 0 | 0 | 0 | 0 | 0.45131 | 0 | 0.54519 | 0.85494 | 0 | 0 | 0.3675 | 0.73598 | 0 | 0 | 0 | 0 | 2.9549 | 0 | 0 | 0 | 0 | 0 | 0 | 0 | 0 | 0 | 0 | 0 | 0 | 0
11 | 10 | 15 | 6 | 1.7931 | 0 | 13.5789 | 0 | 0 | 0 | 0.0012057 | 0.096617 | 0 | 0 | 3.4568 | 0 | 18.9267 | 0 | 0 | 0 | 0 | 0 | 0 | 0 | 0 | 0 | 0 | 0 | 0 | 0 | 0.45131 | 0 | 0.54519 | 1.0389 | 0 | 0 | 0.3675 | 0.73338 | 0 | 0 | 0 | 0 | 3.1362 | 0 | 0 | 0 | 0 | 0 | 0 | 0 | 0 | 0 | 0 | 0 | 0 | 0
11 | 10 | 16 | 6 | 1.7931 | 0 | 13.5789 | 0 | 0 | 0 | 0.0012057 | 0.11976 | 0 | 0 | 2.9689 | 0 | 18.4618 | 0 | 0 | 0 | 0 | 0 | 0 | 0 | 0 | 0 | 0 | 0 | 0 | 0 | 0.45131 | 0 | 0.54519 | 1.2079 | 0 | 0 | 0.315 | 0.73419 | 0 | 0 | 0 | 0 | 3.2536 | 0 | 0 | 0 | 0 | 0 | 0 | 0 | 0 | 0 | 0 | 0 | 0 | 0
11 | 10 | 17 | 6 | 1.7931 | 0 | 13.5789 | 0 | 0 | 0 | 0.0012057 | 0.15009 | 0 | 0 | 2.9689 | 0 | 18.4922 | 0 | 0 | 0 | 0 | 0 | 0 | 0 | 0 | 0 | 0 | 0 | 0 | 0 | 0.45131 | 0 | 0.54519 | 1.479 | 0 | 0 | 0.315 | 0.73625 | 0 | 0 | 0 | 0 | 3.5267 | 0 | 0 | 0 | 0 | 0 | 0 | 0 | 0 | 0 | 0 | 0 | 0 | 0
11 | 10 | 18 | 6 | 1.7931 | 0 | 13.5789 | 0 | 0 | 0 | 0.0012057 | 0.1945 | 0 | 0 | 3.9586 | 0 | 19.5263 | 0 | 0 | 0 | 0 | 0 | 0 | 0 | 0 | 0 | 0 | 0 | 0 | 0 | 0.45131 | 0 | 0.54519 | 1.7975 | 0 | 0 | 0.525 | 0.7449 | 0 | 0 | 0 | 0 | 4.064 | 0 | 0 | 0 | 0 | 0 | 0 | 0 | 0 | 0 | 0 | 0 | 0 | 0
11 | 10 | 19 | 6 | 1.7931 | 0 | 9.8682 | 0 | 0 | 0 | 0.0012057 | 0.27813 | 0 | 0 | 5.8716 | 0 | 17.8123 | 0 | 0 | 0 | 0 | 0 | 0 | 0 | 0 | 0 | 0 | 0 | 0 | 0 | 0.45131 | 0 | 0.54519 | 2.3543 | 0 | 0 | 0.525 | 0.74803 | 0 | 0 | 0 | 0 | 4.6238 | 0 | 0 | 0 | 0 | 0 | 0 | 0 | 0 | 0 | 0 | 0 | 0 | 0
11 | 10 | 20 | 6 | 1.7931 | 0 | 2.4469 | 0 | 0 | 0 | 0.0012057 | 0.43031 | 0 | 0 | 3.9448 | 0 | 8.6164 | 0 | 0 | 0 | 0 | 0 | 0 | 0 | 0 | 0 | 0 | 0 | 0 | 0 | 0.45131 | 0 | 0.88038 | 3.314 | 0 | 0 | 0.42 | 0.74559 | 0 | 0 | 0 | 0 | 5.8113 | 0 | 0 | 0 | 0 | 0 | 0 | 0 | 0 | 0 | 0 | 0 | 0 | 0
11 | 10 | 21 | 6 | 1.7931 | 0 | 2.4469 | 0 | 0 | 0 | 0.0012057 | 0.54683 | 0 | 0 | 3.4568 | 0 | 8.2449 | 0 | 0 | 0 | 0 | 0 | 0 | 0 | 0 | 0 | 0 | 0 | 0 | 0 | 0.45131 | 0 | 1.1038 | 4.0261 | 0 | 0 | 0.3675 | 0.74937 | 0 | 0 | 0 | 0 | 6.6981 | 0 | 0 | 0 | 0 | 0 | 0 | 0 | 0 | 0 | 0 | 0 | 0 | 0
11 | 10 | 22 | 6 | 1.7931 | 0 | 2.4469 | 0 | 0 | 0 | 0.0012057 | 0.6647 | 0 | 0 | 3.9586 | 0 | 8.8645 | 0 | 0 | 0 | 0 | 0 | 0 | 0 | 0 | 0 | 0 | 0 | 0 | 0 | 0.45131 | 0 | 1.2156 | 4.8517 | 0 | 0 | 0.4725 | 0.76069 | 0 | 0 | 0 | 0 | 7.7517 | 0 | 0 | 0 | 0 | 0 | 0 | 0 | 0 | 0 | 0 | 0 | 0 | 0
11 | 10 | 23 | 6 | 1.7931 | 0 | 2.4469 | 0 | 0 | 0 | 0.0012057 | 0.6483 | 0 | 0 | 3.4375 | 0 | 8.327 | 0 | 0 | 0 | 0 | 0 | 0 | 0 | 0 | 0 | 0 | 0 | 0 | 0 | 0.45131 | 0 | 1.1038 | 4.9204 | 0 | 0 | 0.315 | 0.75712 | 0 | 0 | 0 | 0 | 7.5477 | 0 | 0 | 0 | 0 | 0 | 0 | 0 | 0 | 0 | 0 | 0 | 0 | 0
11 | 10 | 24 | 6 | 1.7931 | 0 | 2.4469 | 0 | 0 | 0 | 0.0012057 | 0.18929 | 0 | 0 | 0.52899 | 0 | 4.9595 | 0 | 0 | 0 | 0 | 0 | 0 | 0 | 0 | 0 | 0 | 0 | 0 | 0 | 0.45131 | 0 | 0.88038 | 2.656 | 0 | 0 | 0.0525 | 0.75959 | 0 | 0 | 0 | 0 | 4.7998 | 0 | 0 | 0 | 0 | 0 | 0 | 0 | 0 | 0 | 0 | 0 | 0 | 0
11 | 11 | 1 | 7 | 1.7931 | 0 | 2.4469 | 0 | 0 | 0 | 0.0012057 | 0.36334 | 0 | 0 | 0.529 | 0 | 5.1336 | 0 | 0 | 0 | 0 | 0 | 0 | 0 | 0 | 0 | 0 | 0 | 0 | 0 | 0.45131 | 0 | 0.54519 | 3.9161 | 0 | 0 | 0.0525 | 0.77558 | 0 | 0 | 0 | 0 | 5.7406 | 0 | 0 | 0 | 0 | 0 | 0 | 0 | 0 | 0 | 0 | 0 | 0 | 0
11 | 11 | 2 | 7 | 1.7931 | 0 | 2.4469 | 0 | 0 | 0 | 0.0012057 | 0.46273 | 0 | 0 | 0.52905 | 0 | 5.233 | 0 | 0 | 0 | 0 | 0 | 0 | 0 | 0 | 0 | 0 | 0 | 0 | 0 | 0.45131 | 0 | 0.32173 | 4.6129 | 0 | 0 | 0.0525 | 0.78955 | 0 | 0 | 0 | 0 | 6.228 | 0 | 0 | 0 | 0 | 0 | 0 | 0 | 0 | 0 | 0 | 0 | 0 | 0
11 | 11 | 3 | 7 | 1.7931 | 0 | 2.4469 | 0 | 0 | 0 | 0.0012057 | 0.48765 | 0 | 0 | 0.5291 | 0 | 5.258 | 0 | 0 | 0 | 0 | 0 | 0 | 0 | 0 | 0 | 0 | 0 | 0 | 0 | 0.45131 | 0 | 0.32173 | 4.7739 | 0 | 0 | 0.0525 | 0.78914 | 0 | 0 | 0 | 0 | 6.3885 | 0 | 0 | 0 | 0 | 0 | 0 | 0 | 0 | 0 | 0 | 0 | 0 | 0
11 | 11 | 4 | 7 | 1.7931 | 0 | 2.4469 | 0 | 0 | 0 | 0.0012057 | 0.53744 | 0 | 0 | 0.5291 | 0 | 5.3078 | 0 | 0 | 0 | 0 | 0 | 0 | 0 | 0 | 0 | 0 | 0 | 0 | 0 | 0.45131 | 0 | 0.32173 | 5.171 | 0 | 0 | 0.0525 | 0.79437 | 0 | 0 | 0 | 0 | 6.7909 | 0 | 0 | 0 | 0 | 0 | 0 | 0 | 0 | 0 | 0 | 0 | 0 | 0
11 | 11 | 5 | 7 | 1.7931 | 0 | 2.4469 | 0 | 0 | 0 | 0.0012057 | 0.52788 | 0 | 0 | 0.52911 | 0 | 5.2982 | 0 | 0 | 0 | 0 | 0 | 0 | 0 | 0 | 0 | 0 | 0 | 0 | 0 | 0.45131 | 0 | 0.32173 | 5.4226 | 0 | 0 | 0.0525 | 0.78938 | 0 | 0.05337 | 0 | 0 | 7.0909 | 0 | 0 | 0 | 0 | 0 | 0 | 0 | 0 | 0 | 0 | 0 | 0 | 0
11 | 11 | 6 | 7 | 1.7931 | 0 | 2.4469 | 0 | 0 | 0 | 0.0012057 | 0.53845 | 0 | 0 | 0.52909 | 0 | 5.3088 | 0 | 0 | 0 | 0 | 0 | 0 | 0 | 0 | 0 | 0 | 0 | 0 | 0 | 0.45131 | 0 | 0.32173 | 5.5524 | 0 | 0 | 0.0525 | 0.78872 | 0 | 0.09519 | 0 | 0 | 7.2618 | 0 | 0 | 0 | 0 | 0 | 0 | 0 | 0 | 0 | 0 | 0 | 0 | 0
11 | 11 | 7 | 7 | 1.7931 | 0 | 2.4469 | 0 | 0 | 0 | 0.0012057 | 0.63041 | 0 | 0 | 2.9689 | 0 | 7.8406 | 0 | 0 | 0 | 0 | 0 | 0 | 0 | 0 | 0 | 0 | 0 | 0 | 0 | 0.45131 | 0 | 0.54519 | 6.2723 | 0 | 0 | 0.315 | 0.79864 | 0 | 0.00047593 | 0 | 0 | 8.383 | 0 | 0 | 0 | 0 | 0 | 0 | 0 | 0 | 0 | 0 | 0 | 0 | 0
11 | 11 | 8 | 7 | 1.7931 | 0 | 2.4469 | 0 | 0 | 0 | 0.0012057 | 1.0051 | 0 | 0 | 3.9586 | 0 | 9.2049 | 0 | 0 | 0 | 0 | 0 | 0 | 0 | 0 | 0 | 0 | 0 | 0 | 0 | 0.45131 | 0 | 0.71279 | 8.5849 | 0 | 0 | 0.525 | 0.78663 | 0 | 0.00070547 | 0 | 0 | 11.0613 | 0 | 0 | 0 | 0 | 0 | 0 | 0 | 0 | 0 | 0 | 0 | 0 | 0
11 | 11 | 9 | 7 | 1.7931 | 0 | 13.5789 | 0 | 0 | 0 | 0.0012057 | 0.69262 | 0 | 0 | 4.8958 | 0 | 20.9617 | 0 | 0 | 0 | 0 | 0 | 0 | 0 | 0 | 0 | 0 | 0 | 0 | 0 | 0.45131 | 0 | 0.71279 | 5.6749 | 0 | 0 | 0.42 | 0.78586 | 0 | 0 | 0 | 0 | 8.0449 | 0 | 0 | 0 | 0 | 0 | 0 | 0 | 0 | 0 | 0 | 0 | 0 | 0
11 | 11 | 10 | 7 | 1.7931 | 0 | 13.5789 | 0 | 0 | 0 | 0.0012057 | 0.53025 | 0 | 0 | 2.9689 | 0 | 18.8724 | 0 | 0 | 0 | 0 | 0 | 0 | 0 | 0 | 0 | 0 | 0 | 0 | 0 | 0.45131 | 0 | 0.71279 | 4.3478 | 0 | 0 | 0.315 | 0.77844 | 0 | 0 | 0 | 0 | 6.6054 | 0 | 0 | 0 | 0 | 0 | 0 | 0 | 0 | 0 | 0 | 0 | 0 | 0
11 | 11 | 11 | 7 | 1.7931 | 0 | 13.5789 | 0 | 0 | 0 | 0.0012057 | 0.46451 | 0 | 0 | 2.9689 | 0 | 18.8067 | 0 | 0 | 0 | 0 | 0 | 0 | 0 | 0 | 0 | 0 | 0 | 0 | 0 | 0.45131 | 0 | 0.71279 | 3.7234 | 0 | 0 | 0.315 | 0.76422 | 0 | 0 | 0 | 0 | 5.9667 | 0 | 0 | 0 | 0 | 0 | 0 | 0 | 0 | 0 | 0 | 0 | 0 | 0
11 | 11 | 12 | 7 | 1.7931 | 0 | 13.5789 | 0 | 0 | 0 | 0.0012057 | 0.30082 | 0 | 0 | 3.4569 | 0 | 19.131 | 0 | 0 | 0 | 0 | 0 | 0 | 0 | 0 | 0 | 0 | 0 | 0 | 0 | 0.45131 | 0 | 0.54519 | 2.6998 | 0 | 0 | 0.3675 | 0.75313 | 0 | 0 | 0 | 0 | 4.817 | 0 | 0 | 0 | 0 | 0 | 0 | 0 | 0 | 0 | 0 | 0 | 0 | 0
11 | 11 | 13 | 7 | 1.7931 | 0 | 8.6313 | 0 | 0 | 0 | 0.0012057 | 0.28336 | 0 | 0 | 3.9449 | 0 | 14.6539 | 0 | 0 | 0 | 0 | 0 | 0 | 0 | 0 | 0 | 0 | 0 | 0 | 0 | 0.45131 | 0 | 0.54519 | 2.5141 | 0 | 0 | 0.42 | 0.75505 | 0 | 0 | 0 | 0 | 4.6856 | 0 | 0 | 0 | 0 | 0 | 0 | 0 | 0 | 0 | 0 | 0 | 0 | 0
11 | 11 | 14 | 7 | 1.7931 | 0 | 13.5789 | 0 | 0 | 0 | 0.0012057 | 0.1737 | 0 | 0 | 3.4569 | 0 | 19.0038 | 0 | 0 | 0 | 0 | 0 | 0 | 0 | 0 | 0 | 0 | 0 | 0 | 0 | 0.45131 | 0 | 0.54519 | 1.9356 | 0 | 0 | 0.3675 | 0.75682 | 0 | 0 | 0 | 0 | 4.0565 | 0 | 0 | 0 | 0 | 0 | 0 | 0 | 0 | 0 | 0 | 0 | 0 | 0
11 | 11 | 15 | 7 | 1.7931 | 0 | 13.5789 | 0 | 0 | 0 | 0.0012057 | 0.21905 | 0 | 0 | 3.4569 | 0 | 19.0492 | 0 | 0 | 0 | 0 | 0 | 0 | 0 | 0 | 0 | 0 | 0 | 0 | 0 | 0.45131 | 0 | 0.54519 | 2.0203 | 0 | 0 | 0.3675 | 0.76209 | 0 | 0 | 0 | 0 | 4.1464 | 0 | 0 | 0 | 0 | 0 | 0 | 0 | 0 | 0 | 0 | 0 | 0 | 0
11 | 11 | 16 | 7 | 1.7931 | 0 | 13.5789 | 0 | 0 | 0 | 0.0012057 | 0.25236 | 0 | 0 | 2.9689 | 0 | 18.5945 | 0 | 0 | 0 | 0 | 0 | 0 | 0 | 0 | 0 | 0 | 0 | 0 | 0 | 0.45131 | 0 | 0.54519 | 2.3031 | 0 | 0 | 0.315 | 0.76474 | 0 | 0 | 0 | 0 | 4.3793 | 0 | 0 | 0 | 0 | 0 | 0 | 0 | 0 | 0 | 0 | 0 | 0 | 0
11 | 11 | 17 | 7 | 1.7931 | 0 | 13.5789 | 0 | 0 | 0 | 0.0012057 | 0.31516 | 0 | 0 | 2.9689 | 0 | 18.6573 | 0 | 0 | 0 | 0 | 0 | 0 | 0 | 0 | 0 | 0 | 0 | 0 | 0 | 0.45131 | 0 | 0.54519 | 2.6807 | 0 | 0 | 0.315 | 0.76744 | 0 | 0 | 0 | 0 | 4.7596 | 0 | 0 | 0 | 0 | 0 | 0 | 0 | 0 | 0 | 0 | 0 | 0 | 0
11 | 11 | 18 | 7 | 1.7931 | 0 | 13.5789 | 0 | 0 | 0 | 0.0012057 | 0.36167 | 0 | 0 | 3.9586 | 0 | 19.6935 | 0 | 0 | 0 | 0 | 0 | 0 | 0 | 0 | 0 | 0 | 0 | 0 | 0 | 0.45131 | 0 | 0.54519 | 2.9615 | 0 | 0 | 0.525 | 0.77007 | 0 | 0 | 0 | 0 | 5.2531 | 0 | 0 | 0 | 0 | 0 | 0 | 0 | 0 | 0 | 0 | 0 | 0 | 0
11 | 11 | 19 | 7 | 1.7931 | 0 | 9.8682 | 0 | 0 | 0 | 0.0012057 | 0.45783 | 0 | 0 | 5.8718 | 0 | 17.9922 | 0 | 0 | 0 | 0 | 0 | 0 | 0 | 0 | 0 | 0 | 0 | 0 | 0 | 0.45131 | 0 | 0.54519 | 3.7156 | 0 | 0 | 0.525 | 0.77425 | 0 | 0 | 0 | 0 | 6.0114 | 0 | 0 | 0 | 0 | 0 | 0 | 0 | 0 | 0 | 0 | 0 | 0 | 0
11 | 11 | 20 | 7 | 1.7931 | 0 | 2.4469 | 0 | 0 | 0 | 0.0012057 | 0.63091 | 0 | 0 | 3.9449 | 0 | 8.8171 | 0 | 0 | 0 | 0 | 0 | 0 | 0 | 0 | 0 | 0 | 0 | 0 | 0 | 0.45131 | 0 | 0.88038 | 4.4665 | 0 | 0 | 0.42 | 0.7714 | 0 | 0 | 0 | 0 | 6.9896 | 0 | 0 | 0 | 0 | 0 | 0 | 0 | 0 | 0 | 0 | 0 | 0 | 0
11 | 11 | 21 | 7 | 1.7931 | 0 | 2.4469 | 0 | 0 | 0 | 0.0012057 | 0.65488 | 0 | 0 | 3.4569 | 0 | 8.353 | 0 | 0 | 0 | 0 | 0 | 0 | 0 | 0 | 0 | 0 | 0 | 0 | 0 | 0.45131 | 0 | 1.1038 | 4.7582 | 0 | 0 | 0.3675 | 0.76427 | 0 | 0 | 0 | 0 | 7.4451 | 0 | 0 | 0 | 0 | 0 | 0 | 0 | 0 | 0 | 0 | 0 | 0 | 0
11 | 11 | 22 | 7 | 1.7931 | 0 | 2.4469 | 0 | 0 | 0 | 0.0012057 | 0.67348 | 0 | 0 | 3.9586 | 0 | 8.8733 | 0 | 0 | 0 | 0 | 0 | 0 | 0 | 0 | 0 | 0 | 0 | 0 | 0 | 0.45131 | 0 | 1.2156 | 4.9139 | 0 | 0 | 0.4725 | 0.76168 | 0 | 0 | 0 | 0 | 7.815 | 0 | 0 | 0 | 0 | 0 | 0 | 0 | 0 | 0 | 0 | 0 | 0 | 0
11 | 11 | 23 | 7 | 1.7931 | 0 | 2.4469 | 0 | 0 | 0 | 0.0012057 | 0.67626 | 0 | 0 | 3.4376 | 0 | 8.3551 | 0 | 0 | 0 | 0 | 0 | 0 | 0 | 0 | 0 | 0 | 0 | 0 | 0 | 0.45131 | 0 | 1.1038 | 5.0197 | 0 | 0 | 0.315 | 0.76232 | 0 | 0 | 0 | 0 | 7.6522 | 0 | 0 | 0 | 0 | 0 | 0 | 0 | 0 | 0 | 0 | 0 | 0 | 0
11 | 11 | 24 | 7 | 1.7931 | 0 | 2.4469 | 0 | 0 | 0 | 0.0012057 | 0.23058 | 0 | 0 | 0.52903 | 0 | 5.0008 | 0 | 0 | 0 | 0 | 0 | 0 | 0 | 0 | 0 | 0 | 0 | 0 | 0 | 0.45131 | 0 | 0.88038 | 3.0186 | 0 | 0 | 0.0525 | 0.76674 | 0 | 0 | 0 | 0 | 5.1696 | 0 | 0 | 0 | 0 | 0 | 0 | 0 | 0 | 0 | 0 | 0 | 0 | 0
11 | 12 | 1 | 8 | 1.7931 | 0 | 2.4469 | 0 | 0 | 0 | 0.0012057 | 0.37409 | 0 | 0 | 0.52905 | 0 | 5.1444 | 0 | 0 | 0 | 0 | 0 | 0 | 0 | 0 | 0 | 0 | 0 | 0 | 0 | 0.45131 | 0 | 0.54519 | 4.0368 | 0 | 0 | 0.0525 | 0.77709 | 0 | 0 | 0 | 0 | 5.8629 | 0 | 0 | 0 | 0 | 0 | 0 | 0 | 0 | 0 | 0 | 0 | 0 | 0
11 | 12 | 2 | 8 | 1.7931 | 0 | 2.4469 | 0 | 0 | 0 | 0.0012057 | 0.44599 | 0 | 0 | 0.52908 | 0 | 5.2163 | 0 | 0 | 0 | 0 | 0 | 0 | 0 | 0 | 0 | 0 | 0 | 0 | 0 | 0.45131 | 0 | 0.32173 | 4.5441 | 0 | 0 | 0.0525 | 0.78684 | 0 | 0 | 0 | 0 | 6.1564 | 0 | 0 | 0 | 0 | 0 | 0 | 0 | 0 | 0 | 0 | 0 | 0 | 0
11 | 12 | 3 | 8 | 1.7931 | 0 | 2.4469 | 0 | 0 | 0 | 0.0012057 | 0.53311 | 0 | 0 | 0.52912 | 0 | 5.3034 | 0 | 0 | 0 | 0 | 0 | 0 | 0 | 0 | 0 | 0 | 0 | 0 | 0 | 0.45131 | 0 | 0.32173 | 5.2113 | 0 | 0 | 0.0525 | 0.79807 | 0 | 0 | 0 | 0 | 6.8349 | 0 | 0 | 0 | 0 | 0 | 0 | 0 | 0 | 0 | 0 | 0 | 0 | 0
11 | 12 | 4 | 8 | 1.7931 | 0 | 2.4469 | 0 | 0 | 0 | 0.0012057 | 0.55031 | 0 | 0 | 0.52915 | 0 | 5.3207 | 0 | 0 | 0 | 0 | 0 | 0 | 0 | 0 | 0 | 0 | 0 | 0 | 0 | 0.45131 | 0 | 0.32173 | 5.7143 | 0 | 0 | 0.0525 | 0.7987 | 0 | 0.10464 | 0 | 0 | 7.4432 | 0 | 0 | 0 | 0 | 0 | 0 | 0 | 0 | 0 | 0 | 0 | 0 | 0
11 | 12 | 5 | 8 | 1.7931 | 0 | 2.4469 | 0 | 0 | 0 | 0.0012057 | 0.60529 | 0 | 0 | 0.52915 | 0 | 5.3757 | 0 | 0 | 0 | 0 | 0 | 0 | 0 | 0 | 0 | 0 | 0 | 0 | 0 | 0.45131 | 0 | 0.32173 | 6.2873 | 0 | 0 | 0.0525 | 0.8064 | 0 | 0.28578 | 0 | 0 | 8.205 | 0 | 0 | 0 | 0 | 0 | 0 | 0 | 0 | 0 | 0 | 0 | 0 | 0
11 | 12 | 6 | 8 | 1.7931 | 0 | 2.4469 | 0 | 0 | 0 | 0.0012057 | 0.62181 | 0 | 0 | 0.52916 | 0 | 5.3922 | 0 | 0 | 0 | 0 | 0 | 0 | 0 | 0 | 0 | 0 | 0 | 0 | 0 | 0.45131 | 0 | 0.32173 | 6.431 | 0 | 0 | 0.0525 | 0.80712 | 0 | 0.24924 | 0 | 0 | 8.3129 | 0 | 0 | 0 | 0 | 0 | 0 | 0 | 0 | 0 | 0 | 0 | 0 | 0
11 | 12 | 7 | 8 | 1.7931 | 0 | 2.4469 | 0 | 0 | 0 | 0.0012057 | 0.61926 | 0 | 0 | 2.969 | 0 | 7.8295 | 0 | 0 | 0 | 0 | 0 | 0 | 0 | 0 | 0 | 0 | 0 | 0 | 0 | 0.45131 | 0 | 0.54519 | 6.3497 | 0 | 0 | 0.315 | 0.80034 | 0 | 0.29653 | 0 | 0 | 8.7581 | 0 | 0 | 0 | 0 | 0 | 0 | 0 | 0 | 0 | 0 | 0 | 0 | 0
11 | 12 | 8 | 8 | 1.7931 | 0 | 2.4469 | 0 | 0 | 0 | 0.0012057 | 1.0037 | 0 | 0 | 3.9586 | 0 | 9.2035 | 0 | 0 | 0 | 0 | 0 | 0 | 0 | 0 | 0 | 0 | 0 | 0 | 0 | 0.45131 | 0 | 0.71279 | 8.5639 | 0 | 0 | 0.525 | 0.79053 | 0 | 0.1857 | 0 | 0 | 11.2292 | 0 | 0 | 0 | 0 | 0 | 0 | 0 | 0 | 0 | 0 | 0 | 0 | 0
11 | 12 | 9 | 8 | 1.7931 | 0 | 13.5789 | 0 | 0 | 0 | 0.0012057 | 0.59583 | 0 | 0 | 4.8959 | 0 | 20.8649 | 0 | 0 | 0 | 0 | 0 | 0 | 0 | 0 | 0 | 0 | 0 | 0 | 0 | 0.45131 | 0 | 0.71279 | 4.9166 | 0 | 0 | 0.42 | 0.7742 | 0 | 0 | 0 | 0 | 7.2749 | 0 | 0 | 0 | 0 | 0 | 0 | 0 | 0 | 0 | 0 | 0 | 0 | 0
11 | 12 | 10 | 8 | 1.7931 | 0 | 13.5789 | 0 | 0 | 0 | 0.0012057 | 0.46893 | 0 | 0 | 2.969 | 0 | 18.8111 | 0 | 0 | 0 | 0 | 0 | 0 | 0 | 0 | 0 | 0 | 0 | 0 | 0 | 0.45131 | 0 | 0.71279 | 3.8203 | 0 | 0 | 0.315 | 0.76862 | 0 | 0 | 0 | 0 | 6.068 | 0 | 0 | 0 | 0 | 0 | 0 | 0 | 0 | 0 | 0 | 0 | 0 | 0
11 | 12 | 11 | 8 | 1.7931 | 0 | 13.5789 | 0 | 0 | 0 | 0.0012057 | 0.3673 | 0 | 0 | 2.969 | 0 | 18.7095 | 0 | 0 | 0 | 0 | 0 | 0 | 0 | 0 | 0 | 0 | 0 | 0 | 0 | 0.45131 | 0 | 0.71279 | 2.8245 | 0 | 0 | 0.315 | 0.74858 | 0 | 0 | 0 | 0 | 5.0522 | 0 | 0 | 0 | 0 | 0 | 0 | 0 | 0 | 0 | 0 | 0 | 0 | 0
11 | 12 | 12 | 8 | 1.7931 | 0 | 13.5789 | 0 | 0 | 0 | 0.0012057 | 0.27517 | 0 | 0 | 3.4569 | 0 | 19.1053 | 0 | 0 | 0 | 0 | 0 | 0 | 0 | 0 | 0 | 0 | 0 | 0 | 0 | 0.45131 | 0 | 0.54519 | 2.6427 | 0 | 0 | 0.3675 | 0.75487 | 0 | 0 | 0 | 0 | 4.7616 | 0 | 0 | 0 | 0 | 0 | 0 | 0 | 0 | 0 | 0 | 0 | 0 | 0
11 | 12 | 13 | 8 | 1.7931 | 0 | 8.6313 | 0 | 0 | 0 | 0.0012057 | 0.26627 | 0 | 0 | 3.9449 | 0 | 14.6369 | 0 | 0 | 0 | 0 | 0 | 0 | 0 | 0 | 0 | 0 | 0 | 0 | 0 | 0.45131 | 0 | 0.54519 | 2.1974 | 0 | 0 | 0.42 | 0.75429 | 0 | 0 | 0 | 0 | 4.3682 | 0 | 0 | 0 | 0 | 0 | 0 | 0 | 0 | 0 | 0 | 0 | 0 | 0
11 | 12 | 14 | 8 | 1.7931 | 0 | 13.5789 | 0 | 0 | 0 | 0.0012057 | 0.19894 | 0 | 0 | 3.457 | 0 | 19.0291 | 0 | 0 | 0 | 0 | 0 | 0 | 0 | 0 | 0 | 0 | 0 | 0 | 0 | 0.45131 | 0 | 0.54519 | 2.0126 | 0 | 0 | 0.3675 | 0.75892 | 0 | 0 | 0 | 0 | 4.1356 | 0 | 0 | 0 | 0 | 0 | 0 | 0 | 0 | 0 | 0 | 0 | 0 | 0
11 | 12 | 15 | 8 | 1.7931 | 0 | 13.5789 | 0 | 0 | 0 | 0.0012057 | 0.24021 | 0 | 0 | 3.457 | 0 | 19.0704 | 0 | 0 | 0 | 0 | 0 | 0 | 0 | 0 | 0 | 0 | 0 | 0 | 0 | 0.45131 | 0 | 0.54519 | 2.123 | 0 | 0 | 0.3675 | 0.76888 | 0 | 0 | 0 | 0 | 4.2558 | 0 | 0 | 0 | 0 | 0 | 0 | 0 | 0 | 0 | 0 | 0 | 0 | 0
11 | 12 | 16 | 8 | 1.7931 | 0 | 13.5789 | 0 | 0 | 0 | 0.0012057 | 0.28101 | 0 | 0 | 2.969 | 0 | 18.6232 | 0 | 0 | 0 | 0 | 0 | 0 | 0 | 0 | 0 | 0 | 0 | 0 | 0 | 0.45131 | 0 | 0.54519 | 2.4827 | 0 | 0 | 0.315 | 0.77201 | 0 | 0 | 0 | 0 | 4.5662 | 0 | 0 | 0 | 0 | 0 | 0 | 0 | 0 | 0 | 0 | 0 | 0 | 0
11 | 12 | 17 | 8 | 1.7931 | 0 | 13.5789 | 0 | 0 | 0 | 0.0012057 | 0.33024 | 0 | 0 | 2.969 | 0 | 18.6725 | 0 | 0 | 0 | 0 | 0 | 0 | 0 | 0 | 0 | 0 | 0 | 0 | 0 | 0.45131 | 0 | 0.54519 | 2.7351 | 0 | 0 | 0.315 | 0.77327 | 0 | 0 | 0 | 0 | 4.8199 | 0 | 0 | 0 | 0 | 0 | 0 | 0 | 0 | 0 | 0 | 0 | 0 | 0
11 | 12 | 18 | 8 | 1.7931 | 0 | 13.5789 | 0 | 0 | 0 | 0.0012057 | 0.38389 | 0 | 0 | 3.9586 | 0 | 19.7157 | 0 | 0 | 0 | 0 | 0 | 0 | 0 | 0 | 0 | 0 | 0 | 0 | 0 | 0.45131 | 0 | 0.54519 | 3.0613 | 0 | 0 | 0.525 | 0.77827 | 0 | 0 | 0 | 0 | 5.361 | 0 | 0 | 0 | 0 | 0 | 0 | 0 | 0 | 0 | 0 | 0 | 0 | 0
11 | 12 | 19 | 8 | 1.7931 | 0 | 9.8682 | 0 | 0 | 0 | 0.0012057 | 0.44695 | 0 | 0 | 5.8719 | 0 | 17.9814 | 0 | 0 | 0 | 0 | 0 | 0 | 0 | 0 | 0 | 0 | 0 | 0 | 0 | 0.45131 | 0 | 0.54519 | 3.5843 | 0 | 0 | 0.525 | 0.77801 | 0 | 0 | 0 | 0 | 5.8838 | 0 | 0 | 0 | 0 | 0 | 0 | 0 | 0 | 0 | 0 | 0 | 0 | 0
11 | 12 | 20 | 8 | 1.7931 | 0 | 2.4469 | 0 | 0 | 0 | 0.0012057 | 0.58668 | 0 | 0 | 3.945 | 0 | 8.7729 | 0 | 0 | 0 | 0 | 0 | 0 | 0 | 0 | 0 | 0 | 0 | 0 | 0 | 0.45131 | 0 | 0.88038 | 4.1763 | 0 | 0 | 0.42 | 0.77091 | 0 | 0 | 0 | 0 | 6.6989 | 0 | 0 | 0 | 0 | 0 | 0 | 0 | 0 | 0 | 0 | 0 | 0 | 0
11 | 12 | 21 | 8 | 1.7931 | 0 | 2.4469 | 0 | 0 | 0 | 0.0012057 | 0.63852 | 0 | 0 | 3.457 | 0 | 8.3367 | 0 | 0 | 0 | 0 | 0 | 0 | 0 | 0 | 0 | 0 | 0 | 0 | 0 | 0.45131 | 0 | 1.1038 | 4.4063 | 0 | 0 | 0.3675 | 0.7681 | 0 | 0 | 0 | 0 | 7.0971 | 0 | 0 | 0 | 0 | 0 | 0 | 0 | 0 | 0 | 0 | 0 | 0 | 0
11 | 12 | 22 | 8 | 1.7931 | 0 | 2.4469 | 0 | 0 | 0 | 0.0012057 | 0.67217 | 0 | 0 | 3.9586 | 0 | 8.872 | 0 | 0 | 0 | 0 | 0 | 0 | 0 | 0 | 0 | 0 | 0 | 0 | 0 | 0.45131 | 0 | 1.2156 | 4.5649 | 0 | 0 | 0.4725 | 0.76792 | 0 | 0 | 0 | 0 | 7.4722 | 0 | 0 | 0 | 0 | 0 | 0 | 0 | 0 | 0 | 0 | 0 | 0 | 0
11 | 12 | 23 | 8 | 1.7931 | 0 | 2.4469 | 0 | 0 | 0 | 0.0012057 | 0.71197 | 0 | 0 | 3.4377 | 0 | 8.3909 | 0 | 0 | 0 | 0 | 0 | 0 | 0 | 0 | 0 | 0 | 0 | 0 | 0 | 0.45131 | 0 | 1.1038 | 4.8053 | 0 | 0 | 0.315 | 0.77434 | 0 | 0 | 0 | 0 | 7.4498 | 0 | 0 | 0 | 0 | 0 | 0 | 0 | 0 | 0 | 0 | 0 | 0 | 0
11 | 12 | 24 | 8 | 1.7931 | 0 | 2.4469 | 0 | 0 | 0 | 0.0012057 | 0.23455 | 0 | 0 | 0.52912 | 0 | 5.0049 | 0 | 0 | 0 | 0 | 0 | 0 | 0 | 0 | 0 | 0 | 0 | 0 | 0 | 0.45131 | 0 | 0.88038 | 2.7408 | 0 | 0 | 0.0525 | 0.77425 | 0 | 0 | 0 | 0 | 4.8993 | 0 | 0 | 0 | 0 | 0 | 0 | 0 | 0 | 0 | 0 | 0 | 0 | 0
11 | 13 | 1 | 2 | 1.7931 | 0 | 2.4469 | 0 | 0 | 0 | 0.0012057 | 0.3539 | 0 | 0 | 0.52913 | 0 | 5.1242 | 0 | 0 | 0 | 0 | 0 | 0 | 0 | 0 | 0 | 0 | 0 | 0 | 0 | 0.45131 | 0 | 0.54519 | 3.5463 | 0 | 0 | 0.0525 | 0.78145 | 0 | 0 | 0 | 0 | 5.3767 | 0 | 0 | 0 | 0 | 0 | 0 | 0 | 0 | 0 | 0 | 0 | 0 | 0
11 | 13 | 2 | 2 | 1.7931 | 0 | 2.4469 | 0 | 0 | 0 | 0.0012057 | 0.41733 | 0 | 0 | 0.52915 | 0 | 5.1877 | 0 | 0 | 0 | 0 | 0 | 0 | 0 | 0 | 0 | 0 | 0 | 0 | 0 | 0.45131 | 0 | 0.32173 | 3.9384 | 0 | 0 | 0.0525 | 0.78968 | 0 | 0 | 0 | 0 | 5.5537 | 0 | 0 | 0 | 0 | 0 | 0 | 0 | 0 | 0 | 0 | 0 | 0 | 0
11 | 13 | 3 | 2 | 1.7931 | 0 | 2.4469 | 0 | 0 | 0 | 0.0012057 | 0.42905 | 0 | 0 | 0.52918 | 0 | 5.1994 | 0 | 0 | 0 | 0 | 0 | 0 | 0 | 0 | 0 | 0 | 0 | 0 | 0 | 0.45131 | 0 | 0.32173 | 3.9994 | 0 | 0 | 0.0525 | 0.7878 | 0 | 0 | 0 | 0 | 5.6127 | 0 | 0 | 0 | 0 | 0 | 0 | 0 | 0 | 0 | 0 | 0 | 0 | 0
11 | 13 | 4 | 2 | 1.7931 | 0 | 2.4469 | 0 | 0 | 0 | 0.0012057 | 0.45397 | 0 | 0 | 0.52917 | 0 | 5.2244 | 0 | 0 | 0 | 0 | 0 | 0 | 0 | 0 | 0 | 0 | 0 | 0 | 0 | 0.45131 | 0 | 0.32173 | 4.13 | 0 | 0 | 0.0525 | 0.78942 | 0 | 0 | 0 | 0 | 5.7449 | 0 | 0 | 0 | 0 | 0 | 0 | 0 | 0 | 0 | 0 | 0 | 0 | 0
11 | 13 | 5 | 2 | 1.7931 | 0 | 2.4469 | 0 | 0 | 0 | 0.0012057 | 0.46458 | 0 | 0 | 0.52918 | 0 | 5.235 | 0 | 0 | 0 | 0 | 0 | 0 | 0 | 0 | 0 | 0 | 0 | 0 | 0 | 0.45131 | 0 | 0.32173 | 4.1048 | 0 | 0 | 0.0525 | 0.78913 | 0 | 0 | 0 | 0 | 5.7195 | 0 | 0 | 0 | 0 | 0 | 0 | 0 | 0 | 0 | 0 | 0 | 0 | 0
11 | 13 | 6 | 2 | 1.7931 | 0 | 2.4469 | 0 | 0 | 0 | 0.0012057 | 0.47112 | 0 | 0 | 0.52918 | 0 | 5.2415 | 0 | 0 | 0 | 0 | 0 | 0 | 0 | 0 | 0 | 0 | 0 | 0 | 0 | 0.45131 | 0 | 0.32173 | 4.1349 | 0 | 0 | 0.0525 | 0.78849 | 0 | 0 | 0 | 0 | 5.7489 | 0 | 0 | 0 | 0 | 0 | 0 | 0 | 0 | 0 | 0 | 0 | 0 | 0
11 | 13 | 7 | 2 | 1.7931 | 0 | 2.4469 | 0 | 0 | 0 | 0.0012057 | 0.48727 | 0 | 0 | 2.9691 | 0 | 7.6975 | 0 | 0 | 0 | 0 | 0 | 0 | 0 | 0 | 0 | 0 | 0 | 0 | 0 | 0.45131 | 0 | 0.54519 | 3.981 | 0 | 0 | 0.315 | 0.78317 | 0 | 0 | 0 | 0 | 6.0757 | 0 | 0 | 0 | 0 | 0 | 0 | 0 | 0 | 0 | 0 | 0 | 0 | 0
11 | 13 | 8 | 2 | 1.7931 | 0 | 2.4469 | 0 | 0 | 0 | 0.0012057 | 0.94931 | 0 | 0 | 3.9587 | 0 | 9.1492 | 0 | 0 | 0 | 0 | 0 | 0 | 0 | 0 | 0 | 0 | 0 | 0 | 0 | 0.45131 | 0 | 0.71279 | 5.963 | 0 | 0 | 0.525 | 0.77882 | 0 | 0 | 0 | 0 | 8.4309 | 0 | 0 | 0 | 0 | 0 | 0 | 0 | 0 | 0 | 0 | 0 | 0 | 0
11 | 13 | 9 | 2 | 1.7931 | 0 | 13.5789 | 0 | 0 | 0 | 0.0012057 | 0.68957 | 0 | 0 | 4.8959 | 0 | 20.9587 | 0 | 0 | 0 | 0 | 0 | 0 | 0 | 0 | 0 | 0 | 0 | 0 | 0 | 0.45131 | 0 | 0.71279 | 4.361 | 0 | 0 | 0.42 | 0.77567 | 0 | 0 | 0 | 0 | 6.7208 | 0 | 0 | 0 | 0 | 0 | 0 | 0 | 0 | 0 | 0 | 0 | 0 | 0
11 | 13 | 10 | 2 | 1.7931 | 0 | 13.5789 | 0 | 0 | 0 | 0.0012057 | 0.56876 | 0 | 0 | 2.969 | 0 | 18.911 | 0 | 0 | 0 | 0 | 0 | 0 | 0 | 0 | 0 | 0 | 0 | 0 | 0 | 0.45131 | 0 | 0.71279 | 3.6229 | 0 | 0 | 0.315 | 0.76823 | 0 | 0 | 0 | 0 | 5.8702 | 0 | 0 | 0 | 0 | 0 | 0 | 0 | 0 | 0 | 0 | 0 | 0 | 0
11 | 13 | 11 | 2 | 1.7931 | 0 | 13.5789 | 0 | 0 | 0 | 0.0012057 | 0.50911 | 0 | 0 | 2.969 | 0 | 18.8513 | 0 | 0 | 0 | 0 | 0 | 0 | 0 | 0 | 0 | 0 | 0 | 0 | 0 | 0.45131 | 0 | 0.71279 | 3.2388 | 0 | 0 | 0.315 | 0.76542 | 0 | 0 | 0 | 0 | 5.4833 | 0 | 0 | 0 | 0 | 0 | 0 | 0 | 0 | 0 | 0 | 0 | 0 | 0
11 | 13 | 12 | 2 | 1.7931 | 0 | 13.5789 | 0 | 0 | 0 | 0.0012057 | 0.48572 | 0 | 0 | 3.457 | 0 | 19.3159 | 0 | 0 | 0 | 0 | 0 | 0 | 0 | 0 | 0 | 0 | 0 | 0 | 0 | 0.45131 | 0 | 0.54519 | 3.064 | 0 | 0 | 0.3675 | 0.76931 | 0 | 0 | 0 | 0 | 5.1973 | 0 | 0 | 0 | 0 | 0 | 0 | 0 | 0 | 0 | 0 | 0 | 0 | 0
11 | 13 | 13 | 2 | 1.7931 | 0 | 8.6313 | 0 | 0 | 0 | 0.0012057 | 0.52311 | 0 | 0 | 3.945 | 0 | 14.8937 | 0 | 0 | 0 | 0 | 0 | 0 | 0 | 0 | 0 | 0 | 0 | 0 | 0 | 0.45131 | 0 | 0.54519 | 3.0628 | 0 | 0 | 0.42 | 0.7672 | 0 | 0 | 0 | 0 | 5.2465 | 0 | 0 | 0 | 0 | 0 | 0 | 0 | 0 | 0 | 0 | 0 | 0 | 0
11 | 13 | 14 | 2 | 1.7931 | 0 | 13.5789 | 0 | 0 | 0 | 0.0012057 | 0.47269 | 0 | 0 | 3.457 | 0 | 19.3029 | 0 | 0 | 0 | 0 | 0 | 0 | 0 | 0 | 0 | 0 | 0 | 0 | 0 | 0.45131 | 0 | 0.54519 | 2.802 | 0 | 0 | 0.3675 | 0.76886 | 0 | 0 | 0 | 0 | 4.9348 | 0 | 0 | 0 | 0 | 0 | 0 | 0 | 0 | 0 | 0 | 0 | 0 | 0
11 | 13 | 15 | 2 | 1.7931 | 0 | 13.5789 | 0 | 0 | 0 | 0.0012057 | 0.4188 | 0 | 0 | 3.457 | 0 | 19.249 | 0 | 0 | 0 | 0 | 0 | 0 | 0 | 0 | 0 | 0 | 0 | 0 | 0 | 0.45131 | 0 | 0.54519 | 2.6216 | 0 | 0 | 0.3675 | 0.76812 | 0 | 0 | 0 | 0 | 4.7538 | 0 | 0 | 0 | 0 | 0 | 0 | 0 | 0 | 0 | 0 | 0 | 0 | 0
11 | 13 | 16 | 2 | 1.7931 | 0 | 13.5789 | 0 | 0 | 0 | 0.0012057 | 0.38661 | 0 | 0 | 2.969 | 0 | 18.7288 | 0 | 0 | 0 | 0 | 0 | 0 | 0 | 0 | 0 | 0 | 0 | 0 | 0 | 0.45131 | 0 | 0.54519 | 2.4996 | 0 | 0 | 0.315 | 0.76518 | 0 | 0 | 0 | 0 | 4.5763 | 0 | 0 | 0 | 0 | 0 | 0 | 0 | 0 | 0 | 0 | 0 | 0 | 0
11 | 13 | 17 | 2 | 1.7931 | 0 | 13.5789 | 0 | 0 | 0 | 0.0012057 | 0.40591 | 0 | 0 | 2.969 | 0 | 18.7481 | 0 | 0 | 0 | 0 | 0 | 0 | 0 | 0 | 0 | 0 | 0 | 0 | 0 | 0.45131 | 0 | 0.54519 | 2.6571 | 0 | 0 | 0.315 | 0.76628 | 0 | 0 | 0 | 0 | 4.7348 | 0 | 0 | 0 | 0 | 0 | 0 | 0 | 0 | 0 | 0 | 0 | 0 | 0
11 | 13 | 18 | 2 | 1.7931 | 0 | 13.5789 | 0 | 0 | 0 | 0.0012057 | 0.3859 | 0 | 0 | 3.9586 | 0 | 19.7178 | 0 | 0 | 0 | 0 | 0 | 0 | 0 | 0 | 0 | 0 | 0 | 0 | 0 | 0.45131 | 0 | 0.54519 | 2.7871 | 0 | 0 | 0.525 | 0.76595 | 0 | 0 | 0 | 0 | 5.0745 | 0 | 0 | 0 | 0 | 0 | 0 | 0 | 0 | 0 | 0 | 0 | 0 | 0
11 | 13 | 19 | 2 | 1.7931 | 0 | 9.8682 | 0 | 0 | 0 | 0.0012057 | 0.40737 | 0 | 0 | 5.8719 | 0 | 17.9418 | 0 | 0 | 0 | 0 | 0 | 0 | 0 | 0 | 0 | 0 | 0 | 0 | 0 | 0.45131 | 0 | 0.54519 | 2.8329 | 0 | 0 | 0.525 | 0.7626 | 0 | 0 | 0 | 0 | 5.117 | 0 | 0 | 0 | 0 | 0 | 0 | 0 | 0 | 0 | 0 | 0 | 0 | 0
11 | 13 | 20 | 2 | 1.7931 | 0 | 2.4469 | 0 | 0 | 0 | 0.0012057 | 0.56287 | 0 | 0 | 3.9449 | 0 | 8.749 | 0 | 0 | 0 | 0 | 0 | 0 | 0 | 0 | 0 | 0 | 0 | 0 | 0 | 0.45131 | 0 | 0.88038 | 3.5773 | 0 | 0 | 0.42 | 0.76134 | 0 | 0 | 0 | 0 | 6.0903 | 0 | 0 | 0 | 0 | 0 | 0 | 0 | 0 | 0 | 0 | 0 | 0 | 0
11 | 13 | 21 | 2 | 1.7931 | 0 | 2.4469 | 0 | 0 | 0 | 0.0012057 | 0.58986 | 0 | 0 | 3.4569 | 0 | 8.288 | 0 | 0 | 0 | 0 | 0 | 0 | 0 | 0 | 0 | 0 | 0 | 0 | 0 | 0.45131 | 0 | 1.1038 | 3.5824 | 0 | 0 | 0.3675 | 0.75685 | 0 | 0 | 0 | 0 | 6.2619 | 0 | 0 | 0 | 0 | 0 | 0 | 0 | 0 | 0 | 0 | 0 | 0 | 0
11 | 13 | 22 | 2 | 1.7931 | 0 | 2.4469 | 0 | 0 | 0 | 0.0012057 | 0.59583 | 0 | 0 | 3.9586 | 0 | 8.7957 | 0 | 0 | 0 | 0 | 0 | 0 | 0 | 0 | 0 | 0 | 0 | 0 | 0 | 0.45131 | 0 | 1.2156 | 3.8123 | 0 | 0 | 0.4725 | 0.75377 | 0 | 0 | 0 | 0 | 6.7054 | 0 | 0 | 0 | 0 | 0 | 0 | 0 | 0 | 0 | 0 | 0 | 0 | 0
11 | 13 | 23 | 2 | 1.7931 | 0 | 2.4469 | 0 | 0 | 0 | 0.0012057 | 0.59574 | 0 | 0 | 3.4376 | 0 | 8.2746 | 0 | 0 | 0 | 0 | 0 | 0 | 0 | 0 | 0 | 0 | 0 | 0 | 0 | 0.45131 | 0 | 1.1038 | 3.9159 | 0 | 0 | 0.315 | 0.7549 | 0 | 0 | 0 | 0 | 6.5409 | 0 | 0 | 0 | 0 | 0 | 0 | 0 | 0 | 0 | 0 | 0 | 0 | 0
11 | 13 | 24 | 2 | 1.7931 | 0 | 2.4469 | 0 | 0 | 0 | 0.0012057 | 0.15386 | 0 | 0 | 0.52907 | 0 | 4.9242 | 0 | 0 | 0 | 0 | 0 | 0 | 0 | 0 | 0 | 0 | 0 | 0 | 0 | 0.45131 | 0 | 0.88038 | 2.1072 | 0 | 0 | 0.0525 | 0.75918 | 0 | 0 | 0 | 0 | 4.2505 | 0 | 0 | 0 | 0 | 0 | 0 | 0 | 0 | 0 | 0 | 0 | 0 | 0
11 | 14 | 1 | 3 | 1.7931 | 0 | 2.4469 | 0 | 0 | 0 | 0.0012057 | 0.30553 | 0 | 0 | 0.52908 | 0 | 5.0758 | 0 | 0 | 0 | 0 | 0 | 0 | 0 | 0 | 0 | 0 | 0 | 0 | 0 | 0.45131 | 0 | 0.54519 | 3.164 | 0 | 0 | 0.0525 | 0.77313 | 0 | 0 | 0 | 0 | 4.9862 | 0 | 0 | 0 | 0 | 0 | 0 | 0 | 0 | 0 | 0 | 0 | 0 | 0
11 | 14 | 2 | 3 | 1.7931 | 0 | 2.4469 | 0 | 0 | 0 | 0.0012057 | 0.34506 | 0 | 0 | 0.52913 | 0 | 5.1154 | 0 | 0 | 0 | 0 | 0 | 0 | 0 | 0 | 0 | 0 | 0 | 0 | 0 | 0.45131 | 0 | 0.32173 | 3.4872 | 0 | 0 | 0.0525 | 0.77708 | 0 | 0 | 0 | 0 | 5.0899 | 0 | 0 | 0 | 0 | 0 | 0 | 0 | 0 | 0 | 0 | 0 | 0 | 0
11 | 14 | 3 | 3 | 1.7931 | 0 | 2.4469 | 0 | 0 | 0 | 0.0012057 | 0.33623 | 0 | 0 | 0.52914 | 0 | 5.1066 | 0 | 0 | 0 | 0 | 0 | 0 | 0 | 0 | 0 | 0 | 0 | 0 | 0 | 0.45131 | 0 | 0.32173 | 3.3473 | 0 | 0 | 0.0525 | 0.77207 | 0 | 0 | 0 | 0 | 4.9449 | 0 | 0 | 0 | 0 | 0 | 0 | 0 | 0 | 0 | 0 | 0 | 0 | 0
11 | 14 | 4 | 3 | 1.7931 | 0 | 2.4469 | 0 | 0 | 0 | 0.0012057 | 0.38838 | 0 | 0 | 0.52913 | 0 | 5.1587 | 0 | 0 | 0 | 0 | 0 | 0 | 0 | 0 | 0 | 0 | 0 | 0 | 0 | 0.45131 | 0 | 0.32173 | 3.6147 | 0 | 0 | 0.0525 | 0.77881 | 0 | 0 | 0 | 0 | 5.219 | 0 | 0 | 0 | 0 | 0 | 0 | 0 | 0 | 0 | 0 | 0 | 0 | 0
11 | 14 | 5 | 3 | 1.7931 | 0 | 2.4469 | 0 | 0 | 0 | 0.0012057 | 0.3943 | 0 | 0 | 0.52914 | 0 | 5.1647 | 0 | 0 | 0 | 0 | 0 | 0 | 0 | 0 | 0 | 0 | 0 | 0 | 0 | 0.45131 | 0 | 0.32173 | 3.6655 | 0 | 0 | 0.0525 | 0.77778 | 0 | 0 | 0 | 0 | 5.2688 | 0 | 0 | 0 | 0 | 0 | 0 | 0 | 0 | 0 | 0 | 0 | 0 | 0
11 | 14 | 6 | 3 | 1.7931 | 0 | 2.4469 | 0 | 0 | 0 | 0.0012057 | 0.42371 | 0 | 0 | 0.52914 | 0 | 5.1941 | 0 | 0 | 0 | 0 | 0 | 0 | 0 | 0 | 0 | 0 | 0 | 0 | 0 | 0.45131 | 0 | 0.32173 | 3.9045 | 0 | 0 | 0.0525 | 0.78119 | 0 | 0 | 0 | 0 | 5.5112 | 0 | 0 | 0 | 0 | 0 | 0 | 0 | 0 | 0 | 0 | 0 | 0 | 0
11 | 14 | 7 | 3 | 1.7931 | 0 | 2.4469 | 0 | 0 | 0 | 0.0012057 | 0.43802 | 0 | 0 | 2.969 | 0 | 7.6483 | 0 | 0 | 0 | 0 | 0 | 0 | 0 | 0 | 0 | 0 | 0 | 0 | 0 | 0.45131 | 0 | 0.54519 | 3.8522 | 0 | 0 | 0.315 | 0.77532 | 0 | 0 | 0 | 0 | 5.939 | 0 | 0 | 0 | 0 | 0 | 0 | 0 | 0 | 0 | 0 | 0 | 0 | 0
11 | 14 | 8 | 3 | 1.7931 | 0 | 2.4469 | 0 | 0 | 0 | 0.0012057 | 0.89857 | 0 | 0 | 3.9586 | 0 | 9.0984 | 0 | 0 | 0 | 0 | 0 | 0 | 0 | 0 | 0 | 0 | 0 | 0 | 0 | 0.45131 | 0 | 0.71279 | 5.7554 | 0 | 0 | 0.525 | 0.76991 | 0 | 0 | 0 | 0 | 8.2144 | 0 | 0 | 0 | 0 | 0 | 0 | 0 | 0 | 0 | 0 | 0 | 0 | 0
11 | 14 | 9 | 3 | 1.7931 | 0 | 13.5789 | 0 | 0 | 0 | 0.0012057 | 0.62093 | 0 | 0 | 4.8959 | 0 | 20.89 | 0 | 0 | 0 | 0 | 0 | 0 | 0 | 0 | 0 | 0 | 0 | 0 | 0 | 0.45131 | 0 | 0.71279 | 4.0901 | 0 | 0 | 0.42 | 0.76575 | 0 | 0 | 0 | 0 | 6.4399 | 0 | 0 | 0 | 0 | 0 | 0 | 0 | 0 | 0 | 0 | 0 | 0 | 0
11 | 14 | 10 | 3 | 1.7931 | 0 | 13.5789 | 0 | 0 | 0 | 0.0012057 | 0.51303 | 0 | 0 | 2.969 | 0 | 18.8552 | 0 | 0 | 0 | 0 | 0 | 0 | 0 | 0 | 0 | 0 | 0 | 0 | 0 | 0.45131 | 0 | 0.71279 | 3.2296 | 0 | 0 | 0.315 | 0.76021 | 0 | 0 | 0 | 0 | 5.4689 | 0 | 0 | 0 | 0 | 0 | 0 | 0 | 0 | 0 | 0 | 0 | 0 | 0
11 | 14 | 11 | 3 | 1.7931 | 0 | 13.5789 | 0 | 0 | 0 | 0.0012057 | 0.29372 | 0 | 0 | 2.969 | 0 | 18.6359 | 0 | 0 | 0 | 0 | 0 | 0 | 0 | 0 | 0 | 0 | 0 | 0 | 0 | 0.45131 | 0 | 0.71279 | 1.6238 | 0 | 0 | 0.315 | 0.74694 | 0 | 0 | 0 | 0 | 3.8498 | 0 | 0 | 0 | 0 | 0 | 0 | 0 | 0 | 0 | 0 | 0 | 0 | 0
11 | 14 | 12 | 3 | 1.7931 | 0 | 13.5789 | 0 | 0 | 0 | 0.0012057 | 0.15074 | 0 | 0 | 3.4569 | 0 | 18.9809 | 0 | 0 | 0 | 0 | 0 | 0 | 0 | 0 | 0 | 0 | 0 | 0 | 0 | 0.45131 | 0 | 0.54519 | 1.1513 | 0 | 0 | 0.3675 | 0.74796 | 0 | 0 | 0 | 0 | 3.2633 | 0 | 0 | 0 | 0 | 0 | 0 | 0 | 0 | 0 | 0 | 0 | 0 | 0
11 | 14 | 13 | 3 | 1.7931 | 0 | 8.6313 | 0 | 0 | 0 | 0.0012057 | 0.15263 | 0 | 0 | 3.9449 | 0 | 14.5232 | 0 | 0 | 0 | 0 | 0 | 0 | 0 | 0 | 0 | 0 | 0 | 0 | 0 | 0.45131 | 0 | 0.54519 | 1.1402 | 0 | 0 | 0.42 | 0.74978 | 0 | 0 | 0 | 0 | 3.3065 | 0 | 0 | 0 | 0 | 0 | 0 | 0 | 0 | 0 | 0 | 0 | 0 | 0
11 | 14 | 14 | 3 | 1.7931 | 0 | 13.5789 | 0 | 0 | 0 | 0.0012057 | 0.087257 | 0 | 0 | 3.4569 | 0 | 18.9174 | 0 | 0 | 0 | 0 | 0 | 0 | 0 | 0 | 0 | 0 | 0 | 0 | 0 | 0.45131 | 0 | 0.54519 | 0.81991 | 0 | 0 | 0.3675 | 0.75008 | 0 | 0 | 0 | 0 | 2.934 | 0 | 0 | 0 | 0 | 0 | 0 | 0 | 0 | 0 | 0 | 0 | 0 | 0
11 | 14 | 15 | 3 | 1.7931 | 0 | 13.5789 | 0 | 0 | 0 | 0.0012057 | 0.12588 | 0 | 0 | 3.4569 | 0 | 18.956 | 0 | 0 | 0 | 0 | 0 | 0 | 0 | 0 | 0 | 0 | 0 | 0 | 0 | 0.45131 | 0 | 0.54519 | 0.99417 | 0 | 0 | 0.3675 | 0.75065 | 0 | 0 | 0 | 0 | 3.1088 | 0 | 0 | 0 | 0 | 0 | 0 | 0 | 0 | 0 | 0 | 0 | 0 | 0
11 | 14 | 16 | 3 | 1.7931 | 0 | 13.5789 | 0 | 0 | 0 | 0.0012057 | 0.17108 | 0 | 0 | 2.969 | 0 | 18.5133 | 0 | 0 | 0 | 0 | 0 | 0 | 0 | 0 | 0 | 0 | 0 | 0 | 0 | 0.45131 | 0 | 0.54519 | 1.2728 | 0 | 0 | 0.315 | 0.75352 | 0 | 0 | 0 | 0 | 3.3378 | 0 | 0 | 0 | 0 | 0 | 0 | 0 | 0 | 0 | 0 | 0 | 0 | 0
11 | 14 | 17 | 3 | 1.7931 | 0 | 13.5789 | 0 | 0 | 0 | 0.0012057 | 0.20122 | 0 | 0 | 2.969 | 0 | 18.5434 | 0 | 0 | 0 | 0 | 0 | 0 | 0 | 0 | 0 | 0 | 0 | 0 | 0 | 0.45131 | 0 | 0.54519 | 1.5357 | 0 | 0 | 0.315 | 0.75515 | 0 | 0 | 0 | 0 | 3.6024 | 0 | 0 | 0 | 0 | 0 | 0 | 0 | 0 | 0 | 0 | 0 | 0 | 0
11 | 14 | 18 | 3 | 1.7931 | 0 | 13.5789 | 0 | 0 | 0 | 0.0012057 | 0.20927 | 0 | 0 | 3.9586 | 0 | 19.5411 | 0 | 0 | 0 | 0 | 0 | 0 | 0 | 0 | 0 | 0 | 0 | 0 | 0 | 0.45131 | 0 | 0.54519 | 1.6511 | 0 | 0 | 0.525 | 0.75433 | 0 | 0 | 0 | 0 | 3.927 | 0 | 0 | 0 | 0 | 0 | 0 | 0 | 0 | 0 | 0 | 0 | 0 | 0
11 | 14 | 19 | 3 | 1.7931 | 0 | 9.8682 | 0 | 0 | 0 | 0.0012057 | 0.27951 | 0 | 0 | 5.8718 | 0 | 17.8139 | 0 | 0 | 0 | 0 | 0 | 0 | 0 | 0 | 0 | 0 | 0 | 0 | 0 | 0.45131 | 0 | 0.54519 | 1.9136 | 0 | 0 | 0.525 | 0.75636 | 0 | 0 | 0 | 0 | 4.1914 | 0 | 0 | 0 | 0 | 0 | 0 | 0 | 0 | 0 | 0 | 0 | 0 | 0
11 | 14 | 20 | 3 | 1.7931 | 0 | 2.4469 | 0 | 0 | 0 | 0.0012057 | 0.38368 | 0 | 0 | 3.9449 | 0 | 8.5698 | 0 | 0 | 0 | 0 | 0 | 0 | 0 | 0 | 0 | 0 | 0 | 0 | 0 | 0.45131 | 0 | 0.88038 | 2.3745 | 0 | 0 | 0.42 | 0.74782 | 0 | 0 | 0 | 0 | 4.874 | 0 | 0 | 0 | 0 | 0 | 0 | 0 | 0 | 0 | 0 | 0 | 0 | 0
11 | 14 | 21 | 3 | 1.7931 | 0 | 2.4469 | 0 | 0 | 0 | 0.0012057 | 0.42803 | 0 | 0 | 3.4569 | 0 | 8.1262 | 0 | 0 | 0 | 0 | 0 | 0 | 0 | 0 | 0 | 0 | 0 | 0 | 0 | 0.45131 | 0 | 1.1038 | 2.4983 | 0 | 0 | 0.3675 | 0.74351 | 0 | 0 | 0 | 0 | 5.1645 | 0 | 0 | 0 | 0 | 0 | 0 | 0 | 0 | 0 | 0 | 0 | 0 | 0
11 | 14 | 22 | 3 | 1.7931 | 0 | 2.4469 | 0 | 0 | 0 | 0.0012057 | 0.45095 | 0 | 0 | 3.9586 | 0 | 8.6508 | 0 | 0 | 0 | 0 | 0 | 0 | 0 | 0 | 0 | 0 | 0 | 0 | 0 | 0.45131 | 0 | 1.2156 | 2.658 | 0 | 0 | 0.4725 | 0.74124 | 0 | 0 | 0 | 0 | 5.5386 | 0 | 0 | 0 | 0 | 0 | 0 | 0 | 0 | 0 | 0 | 0 | 0 | 0
11 | 14 | 23 | 3 | 1.7931 | 0 | 2.4469 | 0 | 0 | 0 | 0.0012057 | 0.4597 | 0 | 0 | 3.4376 | 0 | 8.1385 | 0 | 0 | 0 | 0 | 0 | 0 | 0 | 0 | 0 | 0 | 0 | 0 | 0 | 0.45131 | 0 | 1.1038 | 2.697 | 0 | 0 | 0.315 | 0.74258 | 0 | 0 | 0 | 0 | 5.3097 | 0 | 0 | 0 | 0 | 0 | 0 | 0 | 0 | 0 | 0 | 0 | 0 | 0
11 | 14 | 24 | 3 | 1.7931 | 0 | 2.4469 | 0 | 0 | 0 | 0.0012057 | 0.084789 | 0 | 0 | 0.52904 | 0 | 4.8551 | 0 | 0 | 0 | 0 | 0 | 0 | 0 | 0 | 0 | 0 | 0 | 0 | 0 | 0.45131 | 0 | 0.88038 | 1.0018 | 0 | 0 | 0.0525 | 0.74622 | 0 | 0 | 0 | 0 | 3.1323 | 0 | 0 | 0 | 0 | 0 | 0 | 0 | 0 | 0 | 0 | 0 | 0 | 0
11 | 15 | 1 | 4 | 1.7931 | 0 | 2.4469 | 0 | 0 | 0 | 0.0012057 | 0.1503 | 0 | 0 | 0.52906 | 0 | 4.9206 | 0 | 0 | 0 | 0 | 0 | 0 | 0 | 0 | 0 | 0 | 0 | 0 | 0 | 0.45131 | 0 | 0.54519 | 1.8462 | 0 | 0 | 0.0525 | 0.75771 | 0 | 0 | 0 | 0 | 3.6529 | 0 | 0 | 0 | 0 | 0 | 0 | 0 | 0 | 0 | 0 | 0 | 0 | 0
11 | 15 | 2 | 4 | 1.7931 | 0 | 2.4469 | 0 | 0 | 0 | 0.0012057 | 0.19394 | 0 | 0 | 0.52909 | 0 | 4.9643 | 0 | 0 | 0 | 0 | 0 | 0 | 0 | 0 | 0 | 0 | 0 | 0 | 0 | 0.45131 | 0 | 0.32173 | 2.2842 | 0 | 0 | 0.0525 | 0.76233 | 0 | 0 | 0 | 0 | 3.872 | 0 | 0 | 0 | 0 | 0 | 0 | 0 | 0 | 0 | 0 | 0 | 0 | 0
11 | 15 | 3 | 4 | 1.7931 | 0 | 2.4469 | 0 | 0 | 0 | 0.0012057 | 0.22656 | 0 | 0 | 0.52911 | 0 | 4.9969 | 0 | 0 | 0 | 0 | 0 | 0 | 0 | 0 | 0 | 0 | 0 | 0 | 0 | 0.45131 | 0 | 0.32173 | 2.3369 | 0 | 0 | 0.0525 | 0.76277 | 0 | 0 | 0 | 0 | 3.9253 | 0 | 0 | 0 | 0 | 0 | 0 | 0 | 0 | 0 | 0 | 0 | 0 | 0
11 | 15 | 4 | 4 | 1.7931 | 0 | 2.4469 | 0 | 0 | 0 | 0.0012057 | 0.25624 | 0 | 0 | 0.52911 | 0 | 5.0266 | 0 | 0 | 0 | 0 | 0 | 0 | 0 | 0 | 0 | 0 | 0 | 0 | 0 | 0.45131 | 0 | 0.32173 | 2.4605 | 0 | 0 | 0.0525 | 0.76453 | 0 | 0 | 0 | 0 | 4.0506 | 0 | 0 | 0 | 0 | 0 | 0 | 0 | 0 | 0 | 0 | 0 | 0 | 0
11 | 15 | 5 | 4 | 1.7931 | 0 | 2.4469 | 0 | 0 | 0 | 0.0012057 | 0.27405 | 0 | 0 | 0.52911 | 0 | 5.0444 | 0 | 0 | 0 | 0 | 0 | 0 | 0 | 0 | 0 | 0 | 0 | 0 | 0 | 0.45131 | 0 | 0.32173 | 2.5351 | 0 | 0 | 0.0525 | 0.76503 | 0 | 0 | 0 | 0 | 4.1257 | 0 | 0 | 0 | 0 | 0 | 0 | 0 | 0 | 0 | 0 | 0 | 0 | 0
11 | 15 | 6 | 4 | 1.7931 | 0 | 2.4469 | 0 | 0 | 0 | 0.0012057 | 0.28479 | 0 | 0 | 0.52911 | 0 | 5.0551 | 0 | 0 | 0 | 0 | 0 | 0 | 0 | 0 | 0 | 0 | 0 | 0 | 0 | 0.45131 | 0 | 0.32173 | 2.4928 | 0 | 0 | 0.0525 | 0.76476 | 0 | 0 | 0 | 0 | 4.0831 | 0 | 0 | 0 | 0 | 0 | 0 | 0 | 0 | 0 | 0 | 0 | 0 | 0
11 | 15 | 7 | 4 | 1.7931 | 0 | 2.4469 | 0 | 0 | 0 | 0.0012057 | 0.30544 | 0 | 0 | 2.969 | 0 | 7.5156 | 0 | 0 | 0 | 0 | 0 | 0 | 0 | 0 | 0 | 0 | 0 | 0 | 0 | 0.45131 | 0 | 0.54519 | 2.6224 | 0 | 0 | 0.315 | 0.75976 | 0 | 0 | 0 | 0 | 4.6937 | 0 | 0 | 0 | 0 | 0 | 0 | 0 | 0 | 0 | 0 | 0 | 0 | 0
11 | 15 | 8 | 4 | 1.7931 | 0 | 2.4469 | 0 | 0 | 0 | 0.0012057 | 0.73035 | 0 | 0 | 3.9586 | 0 | 8.9302 | 0 | 0 | 0 | 0 | 0 | 0 | 0 | 0 | 0 | 0 | 0 | 0 | 0 | 0.45131 | 0 | 0.71279 | 4.0891 | 0 | 0 | 0.525 | 0.74994 | 0 | 0 | 0 | 0 | 6.5282 | 0 | 0 | 0 | 0 | 0 | 0 | 0 | 0 | 0 | 0 | 0 | 0 | 0
11 | 15 | 9 | 4 | 1.7931 | 0 | 13.5789 | 0 | 0 | 0 | 0.0012057 | 0.41459 | 0 | 0 | 4.8958 | 0 | 20.6836 | 0 | 0 | 0 | 0 | 0 | 0 | 0 | 0 | 0 | 0 | 0 | 0 | 0 | 0.45131 | 0 | 0.71279 | 2.389 | 0 | 0 | 0.42 | 0.74386 | 0 | 0 | 0 | 0 | 4.717 | 0 | 0 | 0 | 0 | 0 | 0 | 0 | 0 | 0 | 0 | 0 | 0 | 0
11 | 15 | 10 | 4 | 1.7931 | 0 | 13.5789 | 0 | 0 | 0 | 0.0012057 | 0.26796 | 0 | 0 | 2.9689 | 0 | 18.6101 | 0 | 0 | 0 | 0 | 0 | 0 | 0 | 0 | 0 | 0 | 0 | 0 | 0 | 0.45131 | 0 | 0.71279 | 1.4211 | 0 | 0 | 0.315 | 0.73914 | 0 | 0 | 0 | 0 | 3.6393 | 0 | 0 | 0 | 0 | 0 | 0 | 0 | 0 | 0 | 0 | 0 | 0 | 0
11 | 15 | 11 | 4 | 1.7931 | 0 | 13.5789 | 0 | 0 | 0 | 0.0012057 | 0.21735 | 0 | 0 | 2.9689 | 0 | 18.5595 | 0 | 0 | 0 | 0 | 0 | 0 | 0 | 0 | 0 | 0 | 0 | 0 | 0 | 0.45131 | 0 | 0.71279 | 1.1423 | 0 | 0 | 0.315 | 0.73798 | 0 | 0 | 0 | 0 | 3.3593 | 0 | 0 | 0 | 0 | 0 | 0 | 0 | 0 | 0 | 0 | 0 | 0 | 0
11 | 15 | 12 | 4 | 1.7931 | 0 | 13.5789 | 0 | 0 | 0 | 0.0012057 | 0.12857 | 0 | 0 | 3.4569 | 0 | 18.9587 | 0 | 0 | 0 | 0 | 0 | 0 | 0 | 0 | 0 | 0 | 0 | 0 | 0 | 0.45131 | 0 | 0.54519 | 0.7825 | 0 | 0 | 0.3675 | 0.73741 | 0 | 0 | 0 | 0 | 2.8839 | 0 | 0 | 0 | 0 | 0 | 0 | 0 | 0 | 0 | 0 | 0 | 0 | 0
11 | 15 | 13 | 4 | 1.7931 | 0 | 8.6313 | 0 | 0 | 0 | 0.0012057 | 0.10697 | 0 | 0 | 3.9449 | 0 | 14.4775 | 0 | 0 | 0 | 0 | 0 | 0 | 0 | 0 | 0 | 0 | 0 | 0 | 0 | 0.45131 | 0 | 0.54519 | 0.55422 | 0 | 0 | 0.42 | 0.73632 | 0 | 0 | 0 | 0 | 2.7071 | 0 | 0 | 0 | 0 | 0 | 0 | 0 | 0 | 0 | 0 | 0 | 0 | 0
11 | 15 | 14 | 4 | 1.7931 | 0 | 13.5789 | 0 | 0 | 0 | 0.0012057 | 0.099286 | 0 | 0 | 3.4569 | 0 | 18.9294 | 0 | 0 | 0 | 0 | 0 | 0 | 0 | 0 | 0 | 0 | 0 | 0 | 0 | 0.45131 | 0 | 0.54519 | 0.50194 | 0 | 0 | 0.3675 | 0.73709 | 0 | 0 | 0 | 0 | 2.603 | 0 | 0 | 0 | 0 | 0 | 0 | 0 | 0 | 0 | 0 | 0 | 0 | 0
11 | 15 | 15 | 4 | 1.7931 | 0 | 13.5789 | 0 | 0 | 0 | 0.0012057 | 0.10862 | 0 | 0 | 3.4569 | 0 | 18.9387 | 0 | 0 | 0 | 0 | 0 | 0 | 0 | 0 | 0 | 0 | 0 | 0 | 0 | 0.45131 | 0 | 0.54519 | 0.56077 | 0 | 0 | 0.3675 | 0.7372 | 0 | 0 | 0 | 0 | 2.662 | 0 | 0 | 0 | 0 | 0 | 0 | 0 | 0 | 0 | 0 | 0 | 0 | 0
11 | 15 | 16 | 4 | 1.7931 | 0 | 13.5789 | 0 | 0 | 0 | 0.0012057 | 0.12161 | 0 | 0 | 2.9689 | 0 | 18.4637 | 0 | 0 | 0 | 0 | 0 | 0 | 0 | 0 | 0 | 0 | 0 | 0 | 0 | 0.45131 | 0 | 0.54519 | 0.68437 | 0 | 0 | 0.315 | 0.73825 | 0 | 0 | 0 | 0 | 2.7341 | 0 | 0 | 0 | 0 | 0 | 0 | 0 | 0 | 0 | 0 | 0 | 0 | 0
11 | 15 | 17 | 4 | 1.7931 | 0 | 13.5789 | 0 | 0 | 0 | 0.0012057 | 0.13426 | 0 | 0 | 2.9689 | 0 | 18.4764 | 0 | 0 | 0 | 0 | 0 | 0 | 0 | 0 | 0 | 0 | 0 | 0 | 0 | 0.45131 | 0 | 0.54519 | 0.71145 | 0 | 0 | 0.315 | 0.73933 | 0 | 0 | 0 | 0 | 2.7623 | 0 | 0 | 0 | 0 | 0 | 0 | 0 | 0 | 0 | 0 | 0 | 0 | 0
11 | 15 | 18 | 4 | 1.7931 | 0 | 13.5789 | 0 | 0 | 0 | 0.0012057 | 0.15282 | 0 | 0 | 3.9586 | 0 | 19.4846 | 0 | 0 | 0 | 0 | 0 | 0 | 0 | 0 | 0 | 0 | 0 | 0 | 0 | 0.45131 | 0 | 0.54519 | 1.0644 | 0 | 0 | 0.525 | 0.74437 | 0 | 0 | 0 | 0 | 3.3303 | 0 | 0 | 0 | 0 | 0 | 0 | 0 | 0 | 0 | 0 | 0 | 0 | 0
11 | 15 | 19 | 4 | 1.7931 | 0 | 9.8682 | 0 | 0 | 0 | 0.0012057 | 0.2015 | 0 | 0 | 5.8717 | 0 | 17.7358 | 0 | 0 | 0 | 0 | 0 | 0 | 0 | 0 | 0 | 0 | 0 | 0 | 0 | 0.45131 | 0 | 0.54519 | 1.5983 | 0 | 0 | 0.525 | 0.74445 | 0 | 0 | 0 | 0 | 3.8643 | 0 | 0 | 0 | 0 | 0 | 0 | 0 | 0 | 0 | 0 | 0 | 0 | 0
11 | 15 | 20 | 4 | 1.7931 | 0 | 2.4469 | 0 | 0 | 0 | 0.0012057 | 0.35367 | 0 | 0 | 3.9449 | 0 | 8.5398 | 0 | 0 | 0 | 0 | 0 | 0 | 0 | 0 | 0 | 0 | 0 | 0 | 0 | 0.45131 | 0 | 0.88038 | 2.1226 | 0 | 0 | 0.42 | 0.74069 | 0 | 0 | 0 | 0 | 4.6149 | 0 | 0 | 0 | 0 | 0 | 0 | 0 | 0 | 0 | 0 | 0 | 0 | 0
11 | 15 | 21 | 4 | 1.7931 | 0 | 2.4469 | 0 | 0 | 0 | 0.0012057 | 0.36984 | 0 | 0 | 3.4569 | 0 | 8.0679 | 0 | 0 | 0 | 0 | 0 | 0 | 0 | 0 | 0 | 0 | 0 | 0 | 0 | 0.45131 | 0 | 1.1038 | 2.242 | 0 | 0 | 0.3675 | 0.73444 | 0 | 0 | 0 | 0 | 4.8991 | 0 | 0 | 0 | 0 | 0 | 0 | 0 | 0 | 0 | 0 | 0 | 0 | 0
11 | 15 | 22 | 4 | 1.7931 | 0 | 2.4469 | 0 | 0 | 0 | 0.0012057 | 0.38835 | 0 | 0 | 3.9586 | 0 | 8.5881 | 0 | 0 | 0 | 0 | 0 | 0 | 0 | 0 | 0 | 0 | 0 | 0 | 0 | 0.45131 | 0 | 1.2156 | 2.4533 | 0 | 0 | 0.4725 | 0.73215 | 0 | 0 | 0 | 0 | 5.3249 | 0 | 0 | 0 | 0 | 0 | 0 | 0 | 0 | 0 | 0 | 0 | 0 | 0
11 | 15 | 23 | 4 | 1.7931 | 0 | 2.4469 | 0 | 0 | 0 | 0.0012057 | 0.42518 | 0 | 0 | 3.4375 | 0 | 8.1039 | 0 | 0 | 0 | 0 | 0 | 0 | 0 | 0 | 0 | 0 | 0 | 0 | 0 | 0.45131 | 0 | 1.1038 | 2.6928 | 0 | 0 | 0.315 | 0.73665 | 0 | 0 | 0 | 0 | 5.2996 | 0 | 0 | 0 | 0 | 0 | 0 | 0 | 0 | 0 | 0 | 0 | 0 | 0
11 | 15 | 24 | 4 | 1.7931 | 0 | 2.4469 | 0 | 0 | 0 | 0.0012057 | 0.068527 | 0 | 0 | 0.529 | 0 | 4.8388 | 0 | 0 | 0 | 0 | 0 | 0 | 0 | 0 | 0 | 0 | 0 | 0 | 0 | 0.45131 | 0 | 0.88038 | 0.73851 | 0 | 0 | 0.0525 | 0.7385 | 0 | 0 | 0 | 0 | 2.8612 | 0 | 0 | 0 | 0 | 0 | 0 | 0 | 0 | 0 | 0 | 0 | 0 | 0
11 | 16 | 1 | 5 | 1.7931 | 0 | 2.4469 | 0 | 0 | 0 | 0.0012057 | 0.10381 | 0 | 0 | 0.529 | 0 | 4.874 | 0 | 0 | 0 | 0 | 0 | 0 | 0 | 0 | 0 | 0 | 0 | 0 | 0 | 0.45131 | 0 | 0.54519 | 1.5242 | 0 | 0 | 0.0525 | 0.74733 | 0 | 0 | 0 | 0 | 3.3206 | 0 | 0 | 0 | 0 | 0 | 0 | 0 | 0 | 0 | 0 | 0 | 0 | 0
11 | 16 | 2 | 5 | 1.7931 | 0 | 2.4469 | 0 | 0 | 0 | 0.0012057 | 0.18152 | 0 | 0 | 0.52904 | 0 | 4.9518 | 0 | 0 | 0 | 0 | 0 | 0 | 0 | 0 | 0 | 0 | 0 | 0 | 0 | 0.45131 | 0 | 0.32173 | 2.4229 | 0 | 0 | 0.0525 | 0.75589 | 0 | 0 | 0 | 0 | 4.0043 | 0 | 0 | 0 | 0 | 0 | 0 | 0 | 0 | 0 | 0 | 0 | 0 | 0
11 | 16 | 3 | 5 | 1.7931 | 0 | 2.4469 | 0 | 0 | 0 | 0.0012057 | 0.23398 | 0 | 0 | 0.52907 | 0 | 5.0043 | 0 | 0 | 0 | 0 | 0 | 0 | 0 | 0 | 0 | 0 | 0 | 0 | 0 | 0.45131 | 0 | 0.32173 | 2.7397 | 0 | 0 | 0.0525 | 0.75976 | 0 | 0 | 0 | 0 | 4.325 | 0 | 0 | 0 | 0 | 0 | 0 | 0 | 0 | 0 | 0 | 0 | 0 | 0
11 | 16 | 4 | 5 | 1.7931 | 0 | 2.4469 | 0 | 0 | 0 | 0.0012057 | 0.26002 | 0 | 0 | 0.52907 | 0 | 5.0303 | 0 | 0 | 0 | 0 | 0 | 0 | 0 | 0 | 0 | 0 | 0 | 0 | 0 | 0.45131 | 0 | 0.32173 | 2.9295 | 0 | 0 | 0.0525 | 0.76097 | 0 | 0 | 0 | 0 | 4.516 | 0 | 0 | 0 | 0 | 0 | 0 | 0 | 0 | 0 | 0 | 0 | 0 | 0
11 | 16 | 5 | 5 | 1.7931 | 0 | 2.4469 | 0 | 0 | 0 | 0.0012057 | 0.26782 | 0 | 0 | 0.52907 | 0 | 5.0381 | 0 | 0 | 0 | 0 | 0 | 0 | 0 | 0 | 0 | 0 | 0 | 0 | 0 | 0.45131 | 0 | 0.32173 | 2.8996 | 0 | 0 | 0.0525 | 0.76001 | 0 | 0 | 0 | 0 | 4.4851 | 0 | 0 | 0 | 0 | 0 | 0 | 0 | 0 | 0 | 0 | 0 | 0 | 0
11 | 16 | 6 | 5 | 1.7931 | 0 | 2.4469 | 0 | 0 | 0 | 0.0012057 | 0.29537 | 0 | 0 | 0.52906 | 0 | 5.0657 | 0 | 0 | 0 | 0 | 0 | 0 | 0 | 0 | 0 | 0 | 0 | 0 | 0 | 0.45131 | 0 | 0.32173 | 3.0386 | 0 | 0 | 0.0525 | 0.76242 | 0 | 0 | 0 | 0 | 4.6266 | 0 | 0 | 0 | 0 | 0 | 0 | 0 | 0 | 0 | 0 | 0 | 0 | 0
11 | 16 | 7 | 5 | 1.7931 | 0 | 2.4469 | 0 | 0 | 0 | 0.0012057 | 0.34408 | 0 | 0 | 2.9689 | 0 | 7.5542 | 0 | 0 | 0 | 0 | 0 | 0 | 0 | 0 | 0 | 0 | 0 | 0 | 0 | 0.45131 | 0 | 0.54519 | 3.2574 | 0 | 0 | 0.315 | 0.76189 | 0 | 0 | 0 | 0 | 5.3308 | 0 | 0 | 0 | 0 | 0 | 0 | 0 | 0 | 0 | 0 | 0 | 0 | 0
11 | 16 | 8 | 5 | 1.7931 | 0 | 2.4469 | 0 | 0 | 0 | 0.0012057 | 0.82445 | 0 | 0 | 3.9586 | 0 | 9.0243 | 0 | 0 | 0 | 0 | 0 | 0 | 0 | 0 | 0 | 0 | 0 | 0 | 0 | 0.45131 | 0 | 0.71279 | 5.4771 | 0 | 0 | 0.525 | 0.75824 | 0 | 0 | 0 | 0 | 7.9245 | 0 | 0 | 0 | 0 | 0 | 0 | 0 | 0 | 0 | 0 | 0 | 0 | 0
11 | 16 | 9 | 5 | 1.7931 | 0 | 13.5789 | 0 | 0 | 0 | 0.0012057 | 0.56186 | 0 | 0 | 4.8958 | 0 | 20.8309 | 0 | 0 | 0 | 0 | 0 | 0 | 0 | 0 | 0 | 0 | 0 | 0 | 0 | 0.45131 | 0 | 0.71279 | 3.9195 | 0 | 0 | 0.42 | 0.75701 | 0 | 0 | 0 | 0 | 6.2606 | 0 | 0 | 0 | 0 | 0 | 0 | 0 | 0 | 0 | 0 | 0 | 0 | 0
11 | 16 | 10 | 5 | 1.7931 | 0 | 13.5789 | 0 | 0 | 0 | 0.0012057 | 0.46325 | 0 | 0 | 2.9689 | 0 | 18.8054 | 0 | 0 | 0 | 0 | 0 | 0 | 0 | 0 | 0 | 0 | 0 | 0 | 0 | 0.45131 | 0 | 0.71279 | 3.4217 | 0 | 0 | 0.315 | 0.75357 | 0 | 0 | 0 | 0 | 5.6544 | 0 | 0 | 0 | 0 | 0 | 0 | 0 | 0 | 0 | 0 | 0 | 0 | 0
11 | 16 | 11 | 5 | 1.7931 | 0 | 13.5789 | 0 | 0 | 0 | 0.0012057 | 0.39366 | 0 | 0 | 2.9689 | 0 | 18.7358 | 0 | 0 | 0 | 0 | 0 | 0 | 0 | 0 | 0 | 0 | 0 | 0 | 0 | 0.45131 | 0 | 0.71279 | 3.0145 | 0 | 0 | 0.315 | 0.74943 | 0 | 0 | 0 | 0 | 5.2431 | 0 | 0 | 0 | 0 | 0 | 0 | 0 | 0 | 0 | 0 | 0 | 0 | 0
11 | 16 | 12 | 5 | 1.7931 | 0 | 13.5789 | 0 | 0 | 0 | 0.0012057 | 0.35856 | 0 | 0 | 3.4569 | 0 | 19.1886 | 0 | 0 | 0 | 0 | 0 | 0 | 0 | 0 | 0 | 0 | 0 | 0 | 0 | 0.45131 | 0 | 0.54519 | 2.8861 | 0 | 0 | 0.3675 | 0.75166 | 0 | 0 | 0 | 0 | 5.0017 | 0 | 0 | 0 | 0 | 0 | 0 | 0 | 0 | 0 | 0 | 0 | 0 | 0
11 | 16 | 13 | 5 | 1.7931 | 0 | 8.6313 | 0 | 0 | 0 | 0.0012057 | 0.41991 | 0 | 0 | 3.9449 | 0 | 14.7904 | 0 | 0 | 0 | 0 | 0 | 0 | 0 | 0 | 0 | 0 | 0 | 0 | 0 | 0.45131 | 0 | 0.54519 | 3.1181 | 0 | 0 | 0.42 | 0.75294 | 0 | 0 | 0 | 0 | 5.2876 | 0 | 0 | 0 | 0 | 0 | 0 | 0 | 0 | 0 | 0 | 0 | 0 | 0
11 | 16 | 14 | 5 | 1.7931 | 0 | 13.5789 | 0 | 0 | 0 | 0.0012057 | 0.36608 | 0 | 0 | 3.4569 | 0 | 19.1962 | 0 | 0 | 0 | 0 | 0 | 0 | 0 | 0 | 0 | 0 | 0 | 0 | 0 | 0.45131 | 0 | 0.54519 | 2.9876 | 0 | 0 | 0.3675 | 0.75229 | 0 | 0 | 0 | 0 | 5.1039 | 0 | 0 | 0 | 0 | 0 | 0 | 0 | 0 | 0 | 0 | 0 | 0 | 0
11 | 16 | 15 | 5 | 1.7931 | 0 | 13.5789 | 0 | 0 | 0 | 0.0012057 | 0.35941 | 0 | 0 | 3.4569 | 0 | 19.1895 | 0 | 0 | 0 | 0 | 0 | 0 | 0 | 0 | 0 | 0 | 0 | 0 | 0 | 0.45131 | 0 | 0.54519 | 2.9466 | 0 | 0 | 0.3675 | 0.75096 | 0 | 0 | 0 | 0 | 5.0616 | 0 | 0 | 0 | 0 | 0 | 0 | 0 | 0 | 0 | 0 | 0 | 0 | 0
11 | 16 | 16 | 5 | 1.7931 | 0 | 13.5789 | 0 | 0 | 0 | 0.0012057 | 0.39265 | 0 | 0 | 2.9689 | 0 | 18.7348 | 0 | 0 | 0 | 0 | 0 | 0 | 0 | 0 | 0 | 0 | 0 | 0 | 0 | 0.45131 | 0 | 0.54519 | 3.096 | 0 | 0 | 0.315 | 0.75421 | 0 | 0 | 0 | 0 | 5.1617 | 0 | 0 | 0 | 0 | 0 | 0 | 0 | 0 | 0 | 0 | 0 | 0 | 0
11 | 16 | 17 | 5 | 1.7931 | 0 | 13.5789 | 0 | 0 | 0 | 0.0012057 | 0.38801 | 0 | 0 | 2.9689 | 0 | 18.7301 | 0 | 0 | 0 | 0 | 0 | 0 | 0 | 0 | 0 | 0 | 0 | 0 | 0 | 0.45131 | 0 | 0.54519 | 3.0863 | 0 | 0 | 0.315 | 0.75374 | 0 | 0 | 0 | 0 | 5.1515 | 0 | 0 | 0 | 0 | 0 | 0 | 0 | 0 | 0 | 0 | 0 | 0 | 0
11 | 16 | 18 | 5 | 1.7931 | 0 | 13.5789 | 0 | 0 | 0 | 0.0012057 | 0.38219 | 0 | 0 | 3.9586 | 0 | 19.714 | 0 | 0 | 0 | 0 | 0 | 0 | 0 | 0 | 0 | 0 | 0 | 0 | 0 | 0.45131 | 0 | 0.54519 | 3.0854 | 0 | 0 | 0.525 | 0.75673 | 0 | 0 | 0 | 0 | 5.3636 | 0 | 0 | 0 | 0 | 0 | 0 | 0 | 0 | 0 | 0 | 0 | 0 | 0
11 | 16 | 19 | 5 | 1.7931 | 0 | 9.8682 | 0 | 0 | 0 | 0.0012057 | 0.45572 | 0 | 0 | 5.8717 | 0 | 17.99 | 0 | 0 | 0 | 0 | 0 | 0 | 0 | 0 | 0 | 0 | 0 | 0 | 0 | 0.45131 | 0 | 0.54519 | 3.4061 | 0 | 0 | 0.525 | 0.76102 | 0 | 0 | 0 | 0 | 5.6887 | 0 | 0 | 0 | 0 | 0 | 0 | 0 | 0 | 0 | 0 | 0 | 0 | 0
11 | 16 | 20 | 5 | 1.7931 | 0 | 2.4469 | 0 | 0 | 0 | 0.0012057 | 0.57687 | 0 | 0 | 3.9449 | 0 | 8.763 | 0 | 0 | 0 | 0 | 0 | 0 | 0 | 0 | 0 | 0 | 0 | 0 | 0 | 0.45131 | 0 | 0.88038 | 3.6918 | 0 | 0 | 0.42 | 0.75534 | 0 | 0 | 0 | 0 | 6.1988 | 0 | 0 | 0 | 0 | 0 | 0 | 0 | 0 | 0 | 0 | 0 | 0 | 0
11 | 16 | 21 | 5 | 1.7931 | 0 | 2.4469 | 0 | 0 | 0 | 0.0012057 | 0.61034 | 0 | 0 | 3.4569 | 0 | 8.3084 | 0 | 0 | 0 | 0 | 0 | 0 | 0 | 0 | 0 | 0 | 0 | 0 | 0 | 0.45131 | 0 | 1.1038 | 3.9303 | 0 | 0 | 0.3675 | 0.75186 | 0 | 0 | 0 | 0 | 6.6048 | 0 | 0 | 0 | 0 | 0 | 0 | 0 | 0 | 0 | 0 | 0 | 0 | 0
11 | 16 | 22 | 5 | 1.7931 | 0 | 2.4469 | 0 | 0 | 0 | 0.0012057 | 0.61313 | 0 | 0 | 3.9586 | 0 | 8.8129 | 0 | 0 | 0 | 0 | 0 | 0 | 0 | 0 | 0 | 0 | 0 | 0 | 0 | 0.45131 | 0 | 1.2156 | 4.0317 | 0 | 0 | 0.4725 | 0.74792 | 0 | 0 | 0 | 0 | 6.919 | 0 | 0 | 0 | 0 | 0 | 0 | 0 | 0 | 0 | 0 | 0 | 0 | 0
11 | 16 | 23 | 5 | 1.7931 | 0 | 2.4469 | 0 | 0 | 0 | 0.0012057 | 0.63021 | 0 | 0 | 3.4375 | 0 | 8.309 | 0 | 0 | 0 | 0 | 0 | 0 | 0 | 0 | 0 | 0 | 0 | 0 | 0 | 0.45131 | 0 | 1.1038 | 4.2308 | 0 | 0 | 0.315 | 0.75147 | 0 | 0 | 0 | 0 | 6.8525 | 0 | 0 | 0 | 0 | 0 | 0 | 0 | 0 | 0 | 0 | 0 | 0 | 0
11 | 16 | 24 | 5 | 1.7931 | 0 | 2.4469 | 0 | 0 | 0 | 0.0012057 | 0.17388 | 0 | 0 | 0.529 | 0 | 4.9441 | 0 | 0 | 0 | 0 | 0 | 0 | 0 | 0 | 0 | 0 | 0 | 0 | 0 | 0.45131 | 0 | 0.88038 | 2.4243 | 0 | 0 | 0.0525 | 0.75482 | 0 | 0 | 0 | 0 | 4.5634 | 0 | 0 | 0 | 0 | 0 | 0 | 0 | 0 | 0 | 0 | 0 | 0 | 0
11 | 17 | 1 | 6 | 1.7931 | 0 | 2.4469 | 0 | 0 | 0 | 0.0012057 | 0.33855 | 0 | 0 | 0.52901 | 0 | 5.1088 | 0 | 0 | 0 | 0 | 0 | 0 | 0 | 0 | 0 | 0 | 0 | 0 | 0 | 0.45131 | 0 | 0.54519 | 3.3549 | 0 | 0 | 0.0525 | 0.76945 | 0 | 0 | 0 | 0 | 5.1734 | 0 | 0 | 0 | 0 | 0 | 0 | 0 | 0 | 0 | 0 | 0 | 0 | 0
11 | 17 | 2 | 6 | 1.7931 | 0 | 2.4469 | 0 | 0 | 0 | 0.0012057 | 0.4161 | 0 | 0 | 0.52906 | 0 | 5.1864 | 0 | 0 | 0 | 0 | 0 | 0 | 0 | 0 | 0 | 0 | 0 | 0 | 0 | 0.45131 | 0 | 0.32173 | 3.8458 | 0 | 0 | 0.0525 | 0.78033 | 0 | 0 | 0 | 0 | 5.4516 | 0 | 0 | 0 | 0 | 0 | 0 | 0 | 0 | 0 | 0 | 0 | 0 | 0
11 | 17 | 3 | 6 | 1.7931 | 0 | 2.4469 | 0 | 0 | 0 | 0.0012057 | 0.44753 | 0 | 0 | 0.5291 | 0 | 5.2179 | 0 | 0 | 0 | 0 | 0 | 0 | 0 | 0 | 0 | 0 | 0 | 0 | 0 | 0.45131 | 0 | 0.32173 | 4.0307 | 0 | 0 | 0.0525 | 0.78199 | 0 | 0 | 0 | 0 | 5.6382 | 0 | 0 | 0 | 0 | 0 | 0 | 0 | 0 | 0 | 0 | 0 | 0 | 0
11 | 17 | 4 | 6 | 1.7931 | 0 | 2.4469 | 0 | 0 | 0 | 0.0012057 | 0.44256 | 0 | 0 | 0.52911 | 0 | 5.2129 | 0 | 0 | 0 | 0 | 0 | 0 | 0 | 0 | 0 | 0 | 0 | 0 | 0 | 0.45131 | 0 | 0.32173 | 4.0651 | 0 | 0 | 0.0525 | 0.77844 | 0 | 0 | 0 | 0 | 5.6691 | 0 | 0 | 0 | 0 | 0 | 0 | 0 | 0 | 0 | 0 | 0 | 0 | 0
11 | 17 | 5 | 6 | 1.7931 | 0 | 2.4469 | 0 | 0 | 0 | 0.0012057 | 0.49838 | 0 | 0 | 0.52909 | 0 | 5.2687 | 0 | 0 | 0 | 0 | 0 | 0 | 0 | 0 | 0 | 0 | 0 | 0 | 0 | 0.45131 | 0 | 0.32173 | 4.4011 | 0 | 0 | 0.0525 | 0.78625 | 0 | 0 | 0 | 0 | 6.0129 | 0 | 0 | 0 | 0 | 0 | 0 | 0 | 0 | 0 | 0 | 0 | 0 | 0
11 | 17 | 6 | 6 | 1.7931 | 0 | 2.4469 | 0 | 0 | 0 | 0.0012057 | 0.52117 | 0 | 0 | 0.52911 | 0 | 5.2915 | 0 | 0 | 0 | 0 | 0 | 0 | 0 | 0 | 0 | 0 | 0 | 0 | 0 | 0.45131 | 0 | 0.32173 | 4.5633 | 0 | 0 | 0.0525 | 0.78822 | 0 | 0 | 0 | 0 | 6.1771 | 0 | 0 | 0 | 0 | 0 | 0 | 0 | 0 | 0 | 0 | 0 | 0 | 0
11 | 17 | 7 | 6 | 1.7931 | 0 | 2.4469 | 0 | 0 | 0 | 0.0012057 | 0.5161 | 0 | 0 | 2.969 | 0 | 7.7263 | 0 | 0 | 0 | 0 | 0 | 0 | 0 | 0 | 0 | 0 | 0 | 0 | 0 | 0.45131 | 0 | 0.54519 | 4.6372 | 0 | 0 | 0.315 | 0.78067 | 0 | 0 | 0 | 0 | 6.7293 | 0 | 0 | 0 | 0 | 0 | 0 | 0 | 0 | 0 | 0 | 0 | 0 | 0
11 | 17 | 8 | 6 | 1.7931 | 0 | 2.4469 | 0 | 0 | 0 | 0.0012057 | 0.96555 | 0 | 0 | 3.9586 | 0 | 9.1654 | 0 | 0 | 0 | 0 | 0 | 0 | 0 | 0 | 0 | 0 | 0 | 0 | 0 | 0.45131 | 0 | 0.71279 | 6.9062 | 0 | 0 | 0.525 | 0.78052 | 0 | 0 | 0 | 0 | 9.3758 | 0 | 0 | 0 | 0 | 0 | 0 | 0 | 0 | 0 | 0 | 0 | 0 | 0
11 | 17 | 9 | 6 | 1.7931 | 0 | 13.5789 | 0 | 0 | 0 | 0.0012057 | 0.74384 | 0 | 0 | 4.8959 | 0 | 21.0129 | 0 | 0 | 0 | 0 | 0 | 0 | 0 | 0 | 0 | 0 | 0 | 0 | 0 | 0.45131 | 0 | 0.71279 | 5.3659 | 0 | 0 | 0.42 | 0.78348 | 0 | 0 | 0 | 0 | 7.7335 | 0 | 0 | 0 | 0 | 0 | 0 | 0 | 0 | 0 | 0 | 0 | 0 | 0
11 | 17 | 10 | 6 | 1.7931 | 0 | 13.5789 | 0 | 0 | 0 | 0.0012057 | 0.60306 | 0 | 0 | 2.969 | 0 | 18.9452 | 0 | 0 | 0 | 0 | 0 | 0 | 0 | 0 | 0 | 0 | 0 | 0 | 0 | 0.45131 | 0 | 0.71279 | 4.2638 | 0 | 0 | 0.315 | 0.77632 | 0 | 0 | 0 | 0 | 6.5192 | 0 | 0 | 0 | 0 | 0 | 0 | 0 | 0 | 0 | 0 | 0 | 0 | 0
11 | 17 | 11 | 6 | 1.7931 | 0 | 13.5789 | 0 | 0 | 0 | 0.0012057 | 0.5832 | 0 | 0 | 2.969 | 0 | 18.9254 | 0 | 0 | 0 | 0 | 0 | 0 | 0 | 0 | 0 | 0 | 0 | 0 | 0 | 0.45131 | 0 | 0.71279 | 4.1242 | 0 | 0 | 0.315 | 0.7747 | 0 | 0 | 0 | 0 | 6.378 | 0 | 0 | 0 | 0 | 0 | 0 | 0 | 0 | 0 | 0 | 0 | 0 | 0
11 | 17 | 12 | 6 | 1.7931 | 0 | 13.5789 | 0 | 0 | 0 | 0.0012057 | 0.55929 | 0 | 0 | 3.4569 | 0 | 19.3894 | 0 | 0 | 0 | 0 | 0 | 0 | 0 | 0 | 0 | 0 | 0 | 0 | 0 | 0.45131 | 0 | 0.54519 | 3.83 | 0 | 0 | 0.3675 | 0.77617 | 0 | 0 | 0 | 0 | 5.9702 | 0 | 0 | 0 | 0 | 0 | 0 | 0 | 0 | 0 | 0 | 0 | 0 | 0
11 | 17 | 13 | 6 | 1.7931 | 0 | 8.6313 | 0 | 0 | 0 | 0.0012057 | 0.59321 | 0 | 0 | 3.9449 | 0 | 14.9638 | 0 | 0 | 0 | 0 | 0 | 0 | 0 | 0 | 0 | 0 | 0 | 0 | 0 | 0.45131 | 0 | 0.54519 | 3.8323 | 0 | 0 | 0.42 | 0.77275 | 0 | 0 | 0 | 0 | 6.0216 | 0 | 0 | 0 | 0 | 0 | 0 | 0 | 0 | 0 | 0 | 0 | 0 | 0
11 | 17 | 14 | 6 | 1.7931 | 0 | 13.5789 | 0 | 0 | 0 | 0.0012057 | 0.52655 | 0 | 0 | 3.4569 | 0 | 19.3567 | 0 | 0 | 0 | 0 | 0 | 0 | 0 | 0 | 0 | 0 | 0 | 0 | 0 | 0.45131 | 0 | 0.54519 | 3.3504 | 0 | 0 | 0.3675 | 0.77172 | 0 | 0 | 0 | 0 | 5.4862 | 0 | 0 | 0 | 0 | 0 | 0 | 0 | 0 | 0 | 0 | 0 | 0 | 0
11 | 17 | 15 | 6 | 1.7931 | 0 | 13.5789 | 0 | 0 | 0 | 0.0012057 | 0.5188 | 0 | 0 | 3.4569 | 0 | 19.349 | 0 | 0 | 0 | 0 | 0 | 0 | 0 | 0 | 0 | 0 | 0 | 0 | 0 | 0.45131 | 0 | 0.54519 | 3.4264 | 0 | 0 | 0.3675 | 0.77322 | 0 | 0 | 0 | 0 | 5.5636 | 0 | 0 | 0 | 0 | 0 | 0 | 0 | 0 | 0 | 0 | 0 | 0 | 0
11 | 17 | 16 | 6 | 1.7931 | 0 | 13.5789 | 0 | 0 | 0 | 0.0012057 | 0.49498 | 0 | 0 | 2.969 | 0 | 18.8372 | 0 | 0 | 0 | 0 | 0 | 0 | 0 | 0 | 0 | 0 | 0 | 0 | 0 | 0.45131 | 0 | 0.54519 | 3.3188 | 0 | 0 | 0.315 | 0.77094 | 0 | 0 | 0 | 0 | 5.4012 | 0 | 0 | 0 | 0 | 0 | 0 | 0 | 0 | 0 | 0 | 0 | 0 | 0
11 | 17 | 17 | 6 | 1.7931 | 0 | 13.5789 | 0 | 0 | 0 | 0.0012057 | 0.49018 | 0 | 0 | 2.969 | 0 | 18.8324 | 0 | 0 | 0 | 0 | 0 | 0 | 0 | 0 | 0 | 0 | 0 | 0 | 0 | 0.45131 | 0 | 0.54519 | 3.1945 | 0 | 0 | 0.315 | 0.77055 | 0 | 0 | 0 | 0 | 5.2765 | 0 | 0 | 0 | 0 | 0 | 0 | 0 | 0 | 0 | 0 | 0 | 0 | 0
11 | 17 | 18 | 6 | 1.7931 | 0 | 13.5789 | 0 | 0 | 0 | 0.0012057 | 0.49352 | 0 | 0 | 3.9586 | 0 | 19.8253 | 0 | 0 | 0 | 0 | 0 | 0 | 0 | 0 | 0 | 0 | 0 | 0 | 0 | 0.45131 | 0 | 0.54519 | 3.318 | 0 | 0 | 0.525 | 0.77182 | 0 | 0 | 0 | 0 | 5.6113 | 0 | 0 | 0 | 0 | 0 | 0 | 0 | 0 | 0 | 0 | 0 | 0 | 0
11 | 17 | 19 | 6 | 1.7931 | 0 | 9.8682 | 0 | 0 | 0 | 0.0012057 | 0.53467 | 0 | 0 | 5.8718 | 0 | 18.069 | 0 | 0 | 0 | 0 | 0 | 0 | 0 | 0 | 0 | 0 | 0 | 0 | 0 | 0.45131 | 0 | 0.54519 | 3.3595 | 0 | 0 | 0.525 | 0.77077 | 0 | 0 | 0 | 0 | 5.6518 | 0 | 0 | 0 | 0 | 0 | 0 | 0 | 0 | 0 | 0 | 0 | 0 | 0
11 | 17 | 20 | 6 | 1.7931 | 0 | 2.4469 | 0 | 0 | 0 | 0.0012057 | 0.62919 | 0 | 0 | 3.9449 | 0 | 8.8153 | 0 | 0 | 0 | 0 | 0 | 0 | 0 | 0 | 0 | 0 | 0 | 0 | 0 | 0.45131 | 0 | 0.88038 | 3.5359 | 0 | 0 | 0.42 | 0.76177 | 0 | 0 | 0 | 0 | 6.0494 | 0 | 0 | 0 | 0 | 0 | 0 | 0 | 0 | 0 | 0 | 0 | 0 | 0
11 | 17 | 21 | 6 | 1.7931 | 0 | 2.4469 | 0 | 0 | 0 | 0.0012057 | 0.66254 | 0 | 0 | 3.4569 | 0 | 8.3607 | 0 | 0 | 0 | 0 | 0 | 0 | 0 | 0 | 0 | 0 | 0 | 0 | 0 | 0.45131 | 0 | 1.1038 | 3.7836 | 0 | 0 | 0.3675 | 0.75871 | 0 | 0 | 0 | 0 | 6.4649 | 0 | 0 | 0 | 0 | 0 | 0 | 0 | 0 | 0 | 0 | 0 | 0 | 0
11 | 17 | 22 | 6 | 1.7931 | 0 | 2.4469 | 0 | 0 | 0 | 0.0012057 | 0.67615 | 0 | 0 | 3.9586 | 0 | 8.876 | 0 | 0 | 0 | 0 | 0 | 0 | 0 | 0 | 0 | 0 | 0 | 0 | 0 | 0.45131 | 0 | 1.2156 | 3.9538 | 0 | 0 | 0.4725 | 0.75692 | 0 | 0 | 0 | 0 | 6.8501 | 0 | 0 | 0 | 0 | 0 | 0 | 0 | 0 | 0 | 0 | 0 | 0 | 0
11 | 17 | 23 | 6 | 1.7931 | 0 | 2.4469 | 0 | 0 | 0 | 0.0012057 | 0.69635 | 0 | 0 | 3.4376 | 0 | 8.3752 | 0 | 0 | 0 | 0 | 0 | 0 | 0 | 0 | 0 | 0 | 0 | 0 | 0 | 0.45131 | 0 | 1.1038 | 4.1864 | 0 | 0 | 0.315 | 0.76134 | 0 | 0 | 0 | 0 | 6.8179 | 0 | 0 | 0 | 0 | 0 | 0 | 0 | 0 | 0 | 0 | 0 | 0 | 0
11 | 17 | 24 | 6 | 1.7931 | 0 | 2.4469 | 0 | 0 | 0 | 0.0012057 | 0.22991 | 0 | 0 | 0.52905 | 0 | 5.0002 | 0 | 0 | 0 | 0 | 0 | 0 | 0 | 0 | 0 | 0 | 0 | 0 | 0 | 0.45131 | 0 | 0.88038 | 2.4587 | 0 | 0 | 0.0525 | 0.7646 | 0 | 0 | 0 | 0 | 4.6075 | 0 | 0 | 0 | 0 | 0 | 0 | 0 | 0 | 0 | 0 | 0 | 0 | 0
11 | 18 | 1 | 7 | 1.7931 | 0 | 2.4469 | 0 | 0 | 0 | 0.0012057 | 0.37424 | 0 | 0 | 0.52907 | 0 | 5.1445 | 0 | 0 | 0 | 0 | 0 | 0 | 0 | 0 | 0 | 0 | 0 | 0 | 0 | 0.45131 | 0 | 0.54519 | 3.2807 | 0 | 0 | 0.0525 | 0.77632 | 0 | 0 | 0 | 0 | 5.106 | 0 | 0 | 0 | 0 | 0 | 0 | 0 | 0 | 0 | 0 | 0 | 0 | 0
11 | 18 | 2 | 7 | 1.7931 | 0 | 2.4469 | 0 | 0 | 0 | 0.0012057 | 0.42866 | 0 | 0 | 0.5291 | 0 | 5.199 | 0 | 0 | 0 | 0 | 0 | 0 | 0 | 0 | 0 | 0 | 0 | 0 | 0 | 0.45131 | 0 | 0.32173 | 3.702 | 0 | 0 | 0.0525 | 0.78418 | 0 | 0 | 0 | 0 | 5.3117 | 0 | 0 | 0 | 0 | 0 | 0 | 0 | 0 | 0 | 0 | 0 | 0 | 0
11 | 18 | 3 | 7 | 1.7931 | 0 | 2.4469 | 0 | 0 | 0 | 0.0012057 | 0.46836 | 0 | 0 | 0.52913 | 0 | 5.2387 | 0 | 0 | 0 | 0 | 0 | 0 | 0 | 0 | 0 | 0 | 0 | 0 | 0 | 0.45131 | 0 | 0.32173 | 3.9167 | 0 | 0 | 0.0525 | 0.78799 | 0 | 0 | 0 | 0 | 5.5302 | 0 | 0 | 0 | 0 | 0 | 0 | 0 | 0 | 0 | 0 | 0 | 0 | 0
11 | 18 | 4 | 7 | 1.7931 | 0 | 2.4469 | 0 | 0 | 0 | 0.0012057 | 0.48881 | 0 | 0 | 0.52914 | 0 | 5.2592 | 0 | 0 | 0 | 0 | 0 | 0 | 0 | 0 | 0 | 0 | 0 | 0 | 0 | 0.45131 | 0 | 0.32173 | 4.034 | 0 | 0 | 0.0525 | 0.7894 | 0 | 0 | 0 | 0 | 5.649 | 0 | 0 | 0 | 0 | 0 | 0 | 0 | 0 | 0 | 0 | 0 | 0 | 0
11 | 18 | 5 | 7 | 1.7931 | 0 | 2.4469 | 0 | 0 | 0 | 0.0012057 | 0.52402 | 0 | 0 | 0.52915 | 0 | 5.2944 | 0 | 0 | 0 | 0 | 0 | 0 | 0 | 0 | 0 | 0 | 0 | 0 | 0 | 0.45131 | 0 | 0.32173 | 4.3383 | 0 | 0 | 0.0525 | 0.79387 | 0 | 0 | 0 | 0 | 5.9577 | 0 | 0 | 0 | 0 | 0 | 0 | 0 | 0 | 0 | 0 | 0 | 0 | 0
11 | 18 | 6 | 7 | 1.7931 | 0 | 2.4469 | 0 | 0 | 0 | 0.0012057 | 0.52855 | 0 | 0 | 0.52916 | 0 | 5.2989 | 0 | 0 | 0 | 0 | 0 | 0 | 0 | 0 | 0 | 0 | 0 | 0 | 0 | 0.45131 | 0 | 0.32173 | 4.3676 | 0 | 0 | 0.0525 | 0.79324 | 0 | 0 | 0 | 0 | 5.9864 | 0 | 0 | 0 | 0 | 0 | 0 | 0 | 0 | 0 | 0 | 0 | 0 | 0
11 | 18 | 7 | 7 | 1.7931 | 0 | 2.4469 | 0 | 0 | 0 | 0.0012057 | 0.51829 | 0 | 0 | 2.969 | 0 | 7.7286 | 0 | 0 | 0 | 0 | 0 | 0 | 0 | 0 | 0 | 0 | 0 | 0 | 0 | 0.45131 | 0 | 0.54519 | 4.0643 | 0 | 0 | 0.315 | 0.78588 | 0 | 0 | 0 | 0 | 6.1617 | 0 | 0 | 0 | 0 | 0 | 0 | 0 | 0 | 0 | 0 | 0 | 0 | 0
11 | 18 | 8 | 7 | 1.7931 | 0 | 2.4469 | 0 | 0 | 0 | 0.0012057 | 0.95265 | 0 | 0 | 3.9586 | 0 | 9.1525 | 0 | 0 | 0 | 0 | 0 | 0 | 0 | 0 | 0 | 0 | 0 | 0 | 0 | 0.45131 | 0 | 0.71279 | 5.853 | 0 | 0 | 0.525 | 0.77958 | 0 | 0 | 0 | 0 | 8.3217 | 0 | 0 | 0 | 0 | 0 | 0 | 0 | 0 | 0 | 0 | 0 | 0 | 0
11 | 18 | 9 | 7 | 1.7931 | 0 | 13.5789 | 0 | 0 | 0 | 0.0012057 | 0.6895 | 0 | 0 | 4.8959 | 0 | 20.9586 | 0 | 0 | 0 | 0 | 0 | 0 | 0 | 0 | 0 | 0 | 0 | 0 | 0 | 0.45131 | 0 | 0.71279 | 4.2473 | 0 | 0 | 0.42 | 0.77792 | 0 | 0 | 0 | 0 | 6.6093 | 0 | 0 | 0 | 0 | 0 | 0 | 0 | 0 | 0 | 0 | 0 | 0 | 0
11 | 18 | 10 | 7 | 1.7931 | 0 | 13.5789 | 0 | 0 | 0 | 0.0012057 | 0.58431 | 0 | 0 | 2.969 | 0 | 18.9265 | 0 | 0 | 0 | 0 | 0 | 0 | 0 | 0 | 0 | 0 | 0 | 0 | 0 | 0.45131 | 0 | 0.71279 | 3.709 | 0 | 0 | 0.315 | 0.77244 | 0 | 0 | 0 | 0 | 5.9606 | 0 | 0 | 0 | 0 | 0 | 0 | 0 | 0 | 0 | 0 | 0 | 0 | 0
11 | 18 | 11 | 7 | 1.7931 | 0 | 13.5789 | 0 | 0 | 0 | 0.0012057 | 0.53428 | 0 | 0 | 2.969 | 0 | 18.8765 | 0 | 0 | 0 | 0 | 0 | 0 | 0 | 0 | 0 | 0 | 0 | 0 | 0 | 0.45131 | 0 | 0.71279 | 3.3617 | 0 | 0 | 0.315 | 0.76954 | 0 | 0 | 0 | 0 | 5.6104 | 0 | 0 | 0 | 0 | 0 | 0 | 0 | 0 | 0 | 0 | 0 | 0 | 0
11 | 18 | 12 | 7 | 1.7931 | 0 | 13.5789 | 0 | 0 | 0 | 0.0012057 | 0.47616 | 0 | 0 | 3.4569 | 0 | 19.3063 | 0 | 0 | 0 | 0 | 0 | 0 | 0 | 0 | 0 | 0 | 0 | 0 | 0 | 0.45131 | 0 | 0.54519 | 3.0193 | 0 | 0 | 0.3675 | 0.76783 | 0 | 0 | 0 | 0 | 5.1511 | 0 | 0 | 0 | 0 | 0 | 0 | 0 | 0 | 0 | 0 | 0 | 0 | 0
11 | 18 | 13 | 7 | 1.7931 | 0 | 8.6313 | 0 | 0 | 0 | 0.0012057 | 0.52677 | 0 | 0 | 3.9449 | 0 | 14.8974 | 0 | 0 | 0 | 0 | 0 | 0 | 0 | 0 | 0 | 0 | 0 | 0 | 0 | 0.45131 | 0 | 0.54519 | 3.2843 | 0 | 0 | 0.42 | 0.76695 | 0 | 0 | 0 | 0 | 5.4678 | 0 | 0 | 0 | 0 | 0 | 0 | 0 | 0 | 0 | 0 | 0 | 0 | 0
11 | 18 | 14 | 7 | 1.7931 | 0 | 13.5789 | 0 | 0 | 0 | 0.0012057 | 0.46725 | 0 | 0 | 3.4569 | 0 | 19.2974 | 0 | 0 | 0 | 0 | 0 | 0 | 0 | 0 | 0 | 0 | 0 | 0 | 0 | 0.45131 | 0 | 0.54519 | 3.0804 | 0 | 0 | 0.3675 | 0.76695 | 0 | 0 | 0 | 0 | 5.2114 | 0 | 0 | 0 | 0 | 0 | 0 | 0 | 0 | 0 | 0 | 0 | 0 | 0
11 | 18 | 15 | 7 | 1.7931 | 0 | 13.5789 | 0 | 0 | 0 | 0.0012057 | 0.43043 | 0 | 0 | 3.4569 | 0 | 19.2606 | 0 | 0 | 0 | 0 | 0 | 0 | 0 | 0 | 0 | 0 | 0 | 0 | 0 | 0.45131 | 0 | 0.54519 | 2.8217 | 0 | 0 | 0.3675 | 0.76447 | 0 | 0 | 0 | 0 | 4.9502 | 0 | 0 | 0 | 0 | 0 | 0 | 0 | 0 | 0 | 0 | 0 | 0 | 0
11 | 18 | 16 | 7 | 1.7931 | 0 | 13.5789 | 0 | 0 | 0 | 0.0012057 | 0.41922 | 0 | 0 | 2.969 | 0 | 18.7614 | 0 | 0 | 0 | 0 | 0 | 0 | 0 | 0 | 0 | 0 | 0 | 0 | 0 | 0.45131 | 0 | 0.54519 | 2.6829 | 0 | 0 | 0.315 | 0.76488 | 0 | 0 | 0 | 0 | 4.7593 | 0 | 0 | 0 | 0 | 0 | 0 | 0 | 0 | 0 | 0 | 0 | 0 | 0
11 | 18 | 17 | 7 | 1.7931 | 0 | 13.5789 | 0 | 0 | 0 | 0.0012057 | 0.40799 | 0 | 0 | 2.969 | 0 | 18.7502 | 0 | 0 | 0 | 0 | 0 | 0 | 0 | 0 | 0 | 0 | 0 | 0 | 0 | 0.45131 | 0 | 0.54519 | 2.6436 | 0 | 0 | 0.315 | 0.76442 | 0 | 0 | 0 | 0 | 4.7195 | 0 | 0 | 0 | 0 | 0 | 0 | 0 | 0 | 0 | 0 | 0 | 0 | 0
11 | 18 | 18 | 7 | 1.7931 | 0 | 13.5789 | 0 | 0 | 0 | 0.0012057 | 0.39637 | 0 | 0 | 3.9586 | 0 | 19.7282 | 0 | 0 | 0 | 0 | 0 | 0 | 0 | 0 | 0 | 0 | 0 | 0 | 0 | 0.45131 | 0 | 0.54519 | 2.5013 | 0 | 0 | 0.525 | 0.76347 | 0 | 0 | 0 | 0 | 4.7862 | 0 | 0 | 0 | 0 | 0 | 0 | 0 | 0 | 0 | 0 | 0 | 0 | 0
11 | 18 | 19 | 7 | 1.7931 | 0 | 9.8682 | 0 | 0 | 0 | 0.0012057 | 0.42419 | 0 | 0 | 5.8718 | 0 | 17.9585 | 0 | 0 | 0 | 0 | 0 | 0 | 0 | 0 | 0 | 0 | 0 | 0 | 0 | 0.45131 | 0 | 0.54519 | 2.6748 | 0 | 0 | 0.525 | 0.76124 | 0 | 0 | 0 | 0 | 4.9575 | 0 | 0 | 0 | 0 | 0 | 0 | 0 | 0 | 0 | 0 | 0 | 0 | 0
11 | 18 | 20 | 7 | 1.7931 | 0 | 2.4469 | 0 | 0 | 0 | 0.0012057 | 0.51247 | 0 | 0 | 3.9449 | 0 | 8.6986 | 0 | 0 | 0 | 0 | 0 | 0 | 0 | 0 | 0 | 0 | 0 | 0 | 0 | 0.45131 | 0 | 0.88038 | 2.559 | 0 | 0 | 0.42 | 0.75074 | 0 | 0 | 0 | 0 | 5.0614 | 0 | 0 | 0 | 0 | 0 | 0 | 0 | 0 | 0 | 0 | 0 | 0 | 0
11 | 18 | 21 | 7 | 1.7931 | 0 | 2.4469 | 0 | 0 | 0 | 0.0012057 | 0.53031 | 0 | 0 | 3.4569 | 0 | 8.2284 | 0 | 0 | 0 | 0 | 0 | 0 | 0 | 0 | 0 | 0 | 0 | 0 | 0 | 0.45131 | 0 | 1.1038 | 2.7052 | 0 | 0 | 0.3675 | 0.74524 | 0 | 0 | 0 | 0 | 5.3731 | 0 | 0 | 0 | 0 | 0 | 0 | 0 | 0 | 0 | 0 | 0 | 0 | 0
11 | 18 | 22 | 7 | 1.7931 | 0 | 2.4469 | 0 | 0 | 0 | 0.0012057 | 0.53436 | 0 | 0 | 3.9586 | 0 | 8.7342 | 0 | 0 | 0 | 0 | 0 | 0 | 0 | 0 | 0 | 0 | 0 | 0 | 0 | 0.45131 | 0 | 1.2156 | 2.5775 | 0 | 0 | 0.4725 | 0.74149 | 0 | 0 | 0 | 0 | 5.4584 | 0 | 0 | 0 | 0 | 0 | 0 | 0 | 0 | 0 | 0 | 0 | 0 | 0
11 | 18 | 23 | 7 | 1.7931 | 0 | 2.4469 | 0 | 0 | 0 | 0.0012057 | 0.5454 | 0 | 0 | 3.4375 | 0 | 8.2242 | 0 | 0 | 0 | 0 | 0 | 0 | 0 | 0 | 0 | 0 | 0 | 0 | 0 | 0.45131 | 0 | 1.1038 | 2.7444 | 0 | 0 | 0.315 | 0.74439 | 0 | 0 | 0 | 0 | 5.3589 | 0 | 0 | 0 | 0 | 0 | 0 | 0 | 0 | 0 | 0 | 0 | 0 | 0
11 | 18 | 24 | 7 | 1.7931 | 0 | 2.4469 | 0 | 0 | 0 | 0.0012057 | 0.091124 | 0 | 0 | 0.52902 | 0 | 4.8614 | 0 | 0 | 0 | 0 | 0 | 0 | 0 | 0 | 0 | 0 | 0 | 0 | 0 | 0.45131 | 0 | 0.88038 | 1.1113 | 0 | 0 | 0.0525 | 0.74236 | 0 | 0 | 0 | 0 | 3.2378 | 0 | 0 | 0 | 0 | 0 | 0 | 0 | 0 | 0 | 0 | 0 | 0 | 0
11 | 19 | 1 | 1 | 1.7931 | 0 | 2.4469 | 0 | 0 | 0 | 0.0012057 | 0.20787 | 0 | 0 | 0.52902 | 0 | 4.9781 | 0 | 0 | 0 | 0 | 0 | 0 | 0 | 0 | 0 | 0 | 0 | 0 | 0 | 0.45131 | 0 | 0.54519 | 1.903 | 0 | 0 | 0.0525 | 0.75662 | 0 | 0 | 0 | 0 | 3.7087 | 0 | 0 | 0 | 0 | 0 | 0 | 0 | 0 | 0 | 0 | 0 | 0 | 0
11 | 19 | 2 | 1 | 1.7931 | 0 | 2.4469 | 0 | 0 | 0 | 0.0012057 | 0.24599 | 0 | 0 | 0.52906 | 0 | 5.0163 | 0 | 0 | 0 | 0 | 0 | 0 | 0 | 0 | 0 | 0 | 0 | 0 | 0 | 0.45131 | 0 | 0.32173 | 2.1647 | 0 | 0 | 0.0525 | 0.76165 | 0 | 0 | 0 | 0 | 3.7519 | 0 | 0 | 0 | 0 | 0 | 0 | 0 | 0 | 0 | 0 | 0 | 0 | 0
11 | 19 | 3 | 1 | 1.7931 | 0 | 2.4469 | 0 | 0 | 0 | 0.0012057 | 0.28034 | 0 | 0 | 0.52908 | 0 | 5.0507 | 0 | 0 | 0 | 0 | 0 | 0 | 0 | 0 | 0 | 0 | 0 | 0 | 0 | 0.45131 | 0 | 0.32173 | 2.2901 | 0 | 0 | 0.0525 | 0.76339 | 0 | 0 | 0 | 0 | 3.8791 | 0 | 0 | 0 | 0 | 0 | 0 | 0 | 0 | 0 | 0 | 0 | 0 | 0
11 | 19 | 4 | 1 | 1.7931 | 0 | 2.4469 | 0 | 0 | 0 | 0.0012057 | 0.31241 | 0 | 0 | 0.52909 | 0 | 5.0827 | 0 | 0 | 0 | 0 | 0 | 0 | 0 | 0 | 0 | 0 | 0 | 0 | 0 | 0.45131 | 0 | 0.32173 | 2.4166 | 0 | 0 | 0.0525 | 0.76607 | 0 | 0 | 0 | 0 | 4.0082 | 0 | 0 | 0 | 0 | 0 | 0 | 0 | 0 | 0 | 0 | 0 | 0 | 0
11 | 19 | 5 | 1 | 1.7931 | 0 | 2.4469 | 0 | 0 | 0 | 0.0012057 | 0.3455 | 0 | 0 | 0.5291 | 0 | 5.1158 | 0 | 0 | 0 | 0 | 0 | 0 | 0 | 0 | 0 | 0 | 0 | 0 | 0 | 0.45131 | 0 | 0.32173 | 2.6623 | 0 | 0 | 0.0525 | 0.76955 | 0 | 0 | 0 | 0 | 4.2574 | 0 | 0 | 0 | 0 | 0 | 0 | 0 | 0 | 0 | 0 | 0 | 0 | 0
11 | 19 | 6 | 1 | 1.7931 | 0 | 2.4469 | 0 | 0 | 0 | 0.0012057 | 0.37258 | 0 | 0 | 0.52911 | 0 | 5.1429 | 0 | 0 | 0 | 0 | 0 | 0 | 0 | 0 | 0 | 0 | 0 | 0 | 0 | 0.45131 | 0 | 0.32173 | 2.8823 | 0 | 0 | 0.0525 | 0.77251 | 0 | 0 | 0 | 0 | 4.4803 | 0 | 0 | 0 | 0 | 0 | 0 | 0 | 0 | 0 | 0 | 0 | 0 | 0
11 | 19 | 7 | 1 | 1.7931 | 0 | 2.4469 | 0 | 0 | 0 | 0.0012057 | 0.38561 | 0 | 0 | 2.969 | 0 | 7.5958 | 0 | 0 | 0 | 0 | 0 | 0 | 0 | 0 | 0 | 0 | 0 | 0 | 0 | 0.45131 | 0 | 0.54519 | 2.9946 | 0 | 0 | 0.315 | 0.76676 | 0 | 0 | 0 | 0 | 5.0728 | 0 | 0 | 0 | 0 | 0 | 0 | 0 | 0 | 0 | 0 | 0 | 0 | 0
11 | 19 | 8 | 1 | 1.7931 | 0 | 2.4469 | 0 | 0 | 0 | 0.0012057 | 0.85257 | 0 | 0 | 3.9586 | 0 | 9.0524 | 0 | 0 | 0 | 0 | 0 | 0 | 0 | 0 | 0 | 0 | 0 | 0 | 0 | 0.45131 | 0 | 0.71279 | 4.6852 | 0 | 0 | 0.525 | 0.76243 | 0 | 0 | 0 | 0 | 7.1368 | 0 | 0 | 0 | 0 | 0 | 0 | 0 | 0 | 0 | 0 | 0 | 0 | 0
11 | 19 | 9 | 1 | 1.7931 | 0 | 13.5789 | 0 | 0 | 0 | 0.0012057 | 0.48897 | 0 | 0 | 4.8958 | 0 | 20.758 | 0 | 0 | 0 | 0 | 0 | 0 | 0 | 0 | 0 | 0 | 0 | 0 | 0 | 0.45131 | 0 | 0.71279 | 3.0433 | 0 | 0 | 0.42 | 0.75588 | 0 | 0 | 0 | 0 | 5.3833 | 0 | 0 | 0 | 0 | 0 | 0 | 0 | 0 | 0 | 0 | 0 | 0 | 0
11 | 19 | 10 | 1 | 1.7931 | 0 | 13.5789 | 0 | 0 | 0 | 0.0012057 | 0.3783 | 0 | 0 | 2.9689 | 0 | 18.7204 | 0 | 0 | 0 | 0 | 0 | 0 | 0 | 0 | 0 | 0 | 0 | 0 | 0 | 0.45131 | 0 | 0.71279 | 2.3354 | 0 | 0 | 0.315 | 0.75691 | 0 | 0 | 0 | 0 | 4.5714 | 0 | 0 | 0 | 0 | 0 | 0 | 0 | 0 | 0 | 0 | 0 | 0 | 0
11 | 19 | 11 | 1 | 1.7931 | 0 | 13.5789 | 0 | 0 | 0 | 0.0012057 | 0.29303 | 0 | 0 | 2.9689 | 0 | 18.6352 | 0 | 0 | 0 | 0 | 0 | 0 | 0 | 0 | 0 | 0 | 0 | 0 | 0 | 0.45131 | 0 | 0.71279 | 1.9259 | 0 | 0 | 0.315 | 0.74941 | 0 | 0 | 0 | 0 | 4.1544 | 0 | 0 | 0 | 0 | 0 | 0 | 0 | 0 | 0 | 0 | 0 | 0 | 0
11 | 19 | 12 | 1 | 1.7931 | 0 | 13.5789 | 0 | 0 | 0 | 0.0012057 | 0.14895 | 0 | 0 | 3.4569 | 0 | 18.9791 | 0 | 0 | 0 | 0 | 0 | 0 | 0 | 0 | 0 | 0 | 0 | 0 | 0 | 0.45131 | 0 | 0.54519 | 1.3671 | 0 | 0 | 0.3675 | 0.7469 | 0 | 0 | 0 | 0 | 3.478 | 0 | 0 | 0 | 0 | 0 | 0 | 0 | 0 | 0 | 0 | 0 | 0 | 0
11 | 19 | 13 | 1 | 1.7931 | 0 | 8.6313 | 0 | 0 | 0 | 0.0012057 | 0.13207 | 0 | 0 | 3.9449 | 0 | 14.5026 | 0 | 0 | 0 | 0 | 0 | 0 | 0 | 0 | 0 | 0 | 0 | 0 | 0 | 0.45131 | 0 | 0.54519 | 1.0694 | 0 | 0 | 0.42 | 0.74508 | 0 | 0 | 0 | 0 | 3.231 | 0 | 0 | 0 | 0 | 0 | 0 | 0 | 0 | 0 | 0 | 0 | 0 | 0
11 | 19 | 14 | 1 | 1.7931 | 0 | 13.5789 | 0 | 0 | 0 | 0.0012057 | 0.083981 | 0 | 0 | 3.4569 | 0 | 18.9141 | 0 | 0 | 0 | 0 | 0 | 0 | 0 | 0 | 0 | 0 | 0 | 0 | 0 | 0.45131 | 0 | 0.54519 | 0.78546 | 0 | 0 | 0.3675 | 0.74684 | 0 | 0 | 0 | 0 | 2.8963 | 0 | 0 | 0 | 0 | 0 | 0 | 0 | 0 | 0 | 0 | 0 | 0 | 0
11 | 19 | 15 | 1 | 1.7931 | 0 | 13.5789 | 0 | 0 | 0 | 0.0012057 | 0.1061 | 0 | 0 | 3.4569 | 0 | 18.9362 | 0 | 0 | 0 | 0 | 0 | 0 | 0 | 0 | 0 | 0 | 0 | 0 | 0 | 0.45131 | 0 | 0.54519 | 0.9199 | 0 | 0 | 0.3675 | 0.74506 | 0 | 0 | 0 | 0 | 3.029 | 0 | 0 | 0 | 0 | 0 | 0 | 0 | 0 | 0 | 0 | 0 | 0 | 0
11 | 19 | 16 | 1 | 1.7931 | 0 | 13.5789 | 0 | 0 | 0 | 0.0012057 | 0.12799 | 0 | 0 | 2.9689 | 0 | 18.4701 | 0 | 0 | 0 | 0 | 0 | 0 | 0 | 0 | 0 | 0 | 0 | 0 | 0 | 0.45131 | 0 | 0.54519 | 1.0136 | 0 | 0 | 0.315 | 0.74496 | 0 | 0 | 0 | 0 | 3.0701 | 0 | 0 | 0 | 0 | 0 | 0 | 0 | 0 | 0 | 0 | 0 | 0 | 0
11 | 19 | 17 | 1 | 1.7931 | 0 | 13.5789 | 0 | 0 | 0 | 0.0012057 | 0.15285 | 0 | 0 | 2.9689 | 0 | 18.495 | 0 | 0 | 0 | 0 | 0 | 0 | 0 | 0 | 0 | 0 | 0 | 0 | 0 | 0.45131 | 0 | 0.54519 | 1.1823 | 0 | 0 | 0.315 | 0.74669 | 0 | 0 | 0 | 0 | 3.2405 | 0 | 0 | 0 | 0 | 0 | 0 | 0 | 0 | 0 | 0 | 0 | 0 | 0
11 | 19 | 18 | 1 | 1.7931 | 0 | 13.5789 | 0 | 0 | 0 | 0.0012057 | 0.15529 | 0 | 0 | 3.9586 | 0 | 19.4871 | 0 | 0 | 0 | 0 | 0 | 0 | 0 | 0 | 0 | 0 | 0 | 0 | 0 | 0.45131 | 0 | 0.54519 | 1.3438 | 0 | 0 | 0.525 | 0.74764 | 0 | 0 | 0 | 0 | 3.6129 | 0 | 0 | 0 | 0 | 0 | 0 | 0 | 0 | 0 | 0 | 0 | 0 | 0
11 | 19 | 19 | 1 | 1.7931 | 0 | 9.8682 | 0 | 0 | 0 | 0.0012057 | 0.22244 | 0 | 0 | 5.8717 | 0 | 17.7567 | 0 | 0 | 0 | 0 | 0 | 0 | 0 | 0 | 0 | 0 | 0 | 0 | 0 | 0.45131 | 0 | 0.54519 | 1.7508 | 0 | 0 | 0.525 | 0.74939 | 0 | 0 | 0 | 0 | 4.0217 | 0 | 0 | 0 | 0 | 0 | 0 | 0 | 0 | 0 | 0 | 0 | 0 | 0
11 | 19 | 20 | 1 | 1.7931 | 0 | 2.4469 | 0 | 0 | 0 | 0.0012057 | 0.36435 | 0 | 0 | 3.9449 | 0 | 8.5505 | 0 | 0 | 0 | 0 | 0 | 0 | 0 | 0 | 0 | 0 | 0 | 0 | 0 | 0.45131 | 0 | 0.88038 | 2.4948 | 0 | 0 | 0.42 | 0.7468 | 0 | 0 | 0 | 0 | 4.9933 | 0 | 0 | 0 | 0 | 0 | 0 | 0 | 0 | 0 | 0 | 0 | 0 | 0
11 | 19 | 21 | 1 | 1.7931 | 0 | 2.4469 | 0 | 0 | 0 | 0.0012057 | 0.39183 | 0 | 0 | 3.4569 | 0 | 8.0899 | 0 | 0 | 0 | 0 | 0 | 0 | 0 | 0 | 0 | 0 | 0 | 0 | 0 | 0.45131 | 0 | 1.1038 | 2.6883 | 0 | 0 | 0.3675 | 0.73863 | 0 | 0 | 0 | 0 | 5.3496 | 0 | 0 | 0 | 0 | 0 | 0 | 0 | 0 | 0 | 0 | 0 | 0 | 0
11 | 19 | 22 | 1 | 1.7931 | 0 | 2.4469 | 0 | 0 | 0 | 0.0012057 | 0.43941 | 0 | 0 | 3.9586 | 0 | 8.6392 | 0 | 0 | 0 | 0 | 0 | 0 | 0 | 0 | 0 | 0 | 0 | 0 | 0 | 0.45131 | 0 | 1.2156 | 2.9364 | 0 | 0 | 0.4725 | 0.73839 | 0 | 0 | 0 | 0 | 5.8141 | 0 | 0 | 0 | 0 | 0 | 0 | 0 | 0 | 0 | 0 | 0 | 0 | 0
11 | 19 | 23 | 1 | 1.7931 | 0 | 2.4469 | 0 | 0 | 0 | 0.0012057 | 0.44489 | 0 | 0 | 3.4375 | 0 | 8.1236 | 0 | 0 | 0 | 0 | 0 | 0 | 0 | 0 | 0 | 0 | 0 | 0 | 0 | 0.45131 | 0 | 1.1038 | 3.1378 | 0 | 0 | 0.315 | 0.73939 | 0 | 0 | 0 | 0 | 5.7473 | 0 | 0 | 0 | 0 | 0 | 0 | 0 | 0 | 0 | 0 | 0 | 0 | 0
11 | 19 | 24 | 1 | 1.7931 | 0 | 2.4469 | 0 | 0 | 0 | 0.0012057 | 0.084681 | 0 | 0 | 0.529 | 0 | 4.8549 | 0 | 0 | 0 | 0 | 0 | 0 | 0 | 0 | 0 | 0 | 0 | 0 | 0 | 0.45131 | 0 | 0.88038 | 1.2485 | 0 | 0 | 0.0525 | 0.74504 | 0 | 0 | 0 | 0 | 3.3777 | 0 | 0 | 0 | 0 | 0 | 0 | 0 | 0 | 0 | 0 | 0 | 0 | 0
11 | 20 | 1 | 2 | 1.7931 | 0 | 2.4469 | 0 | 0 | 0 | 0.0012057 | 0.15241 | 0 | 0 | 0.52901 | 0 | 4.9226 | 0 | 0 | 0 | 0 | 0 | 0 | 0 | 0 | 0 | 0 | 0 | 0 | 0 | 0.45131 | 0 | 0.54519 | 2.1364 | 0 | 0 | 0.0525 | 0.75659 | 0 | 0 | 0 | 0 | 3.9419 | 0 | 0 | 0 | 0 | 0 | 0 | 0 | 0 | 0 | 0 | 0 | 0 | 0
11 | 20 | 2 | 2 | 1.7931 | 0 | 2.4469 | 0 | 0 | 0 | 0.0012057 | 0.22572 | 0 | 0 | 0.52905 | 0 | 4.996 | 0 | 0 | 0 | 0 | 0 | 0 | 0 | 0 | 0 | 0 | 0 | 0 | 0 | 0.45131 | 0 | 0.32173 | 2.865 | 0 | 0 | 0.0525 | 0.76584 | 0 | 0 | 0 | 0 | 4.4564 | 0 | 0 | 0 | 0 | 0 | 0 | 0 | 0 | 0 | 0 | 0 | 0 | 0
11 | 20 | 3 | 2 | 1.7931 | 0 | 2.4469 | 0 | 0 | 0 | 0.0012057 | 0.27479 | 0 | 0 | 0.52908 | 0 | 5.0451 | 0 | 0 | 0 | 0 | 0 | 0 | 0 | 0 | 0 | 0 | 0 | 0 | 0 | 0.45131 | 0 | 0.32173 | 3.1749 | 0 | 0 | 0.0525 | 0.76816 | 0 | 0 | 0 | 0 | 4.7686 | 0 | 0 | 0 | 0 | 0 | 0 | 0 | 0 | 0 | 0 | 0 | 0 | 0
11 | 20 | 4 | 2 | 1.7931 | 0 | 2.4469 | 0 | 0 | 0 | 0.0012057 | 0.2995 | 0 | 0 | 0.52908 | 0 | 5.0698 | 0 | 0 | 0 | 0 | 0 | 0 | 0 | 0 | 0 | 0 | 0 | 0 | 0 | 0.45131 | 0 | 0.32173 | 3.2979 | 0 | 0 | 0.0525 | 0.76834 | 0 | 0 | 0 | 0 | 4.8918 | 0 | 0 | 0 | 0 | 0 | 0 | 0 | 0 | 0 | 0 | 0 | 0 | 0
11 | 20 | 5 | 2 | 1.7931 | 0 | 2.4469 | 0 | 0 | 0 | 0.0012057 | 0.32904 | 0 | 0 | 0.52907 | 0 | 5.0993 | 0 | 0 | 0 | 0 | 0 | 0 | 0 | 0 | 0 | 0 | 0 | 0 | 0 | 0.45131 | 0 | 0.32173 | 3.4598 | 0 | 0 | 0.0525 | 0.77032 | 0 | 0 | 0 | 0 | 5.0556 | 0 | 0 | 0 | 0 | 0 | 0 | 0 | 0 | 0 | 0 | 0 | 0 | 0
11 | 20 | 6 | 2 | 1.7931 | 0 | 2.4469 | 0 | 0 | 0 | 0.0012057 | 0.35718 | 0 | 0 | 0.52908 | 0 | 5.1275 | 0 | 0 | 0 | 0 | 0 | 0 | 0 | 0 | 0 | 0 | 0 | 0 | 0 | 0.45131 | 0 | 0.32173 | 3.6191 | 0 | 0 | 0.0525 | 0.77249 | 0 | 0 | 0 | 0 | 5.2171 | 0 | 0 | 0 | 0 | 0 | 0 | 0 | 0 | 0 | 0 | 0 | 0 | 0
11 | 20 | 7 | 2 | 1.7931 | 0 | 2.4469 | 0 | 0 | 0 | 0.0012057 | 0.3761 | 0 | 0 | 2.969 | 0 | 7.5863 | 0 | 0 | 0 | 0 | 0 | 0 | 0 | 0 | 0 | 0 | 0 | 0 | 0 | 0.45131 | 0 | 0.54519 | 3.7353 | 0 | 0 | 0.315 | 0.76626 | 0 | 0 | 0 | 0 | 5.8131 | 0 | 0 | 0 | 0 | 0 | 0 | 0 | 0 | 0 | 0 | 0 | 0 | 0
11 | 20 | 8 | 2 | 1.7931 | 0 | 2.4469 | 0 | 0 | 0 | 0.0012057 | 0.84125 | 0 | 0 | 3.9586 | 0 | 9.0411 | 0 | 0 | 0 | 0 | 0 | 0 | 0 | 0 | 0 | 0 | 0 | 0 | 0 | 0.45131 | 0 | 0.71279 | 5.9497 | 0 | 0 | 0.525 | 0.76043 | 0 | 0 | 0 | 0 | 8.3992 | 0 | 0 | 0 | 0 | 0 | 0 | 0 | 0 | 0 | 0 | 0 | 0 | 0
11 | 20 | 9 | 2 | 1.7931 | 0 | 13.5789 | 0 | 0 | 0 | 0.0012057 | 0.56599 | 0 | 0 | 4.8958 | 0 | 20.835 | 0 | 0 | 0 | 0 | 0 | 0 | 0 | 0 | 0 | 0 | 0 | 0 | 0 | 0.45131 | 0 | 0.71279 | 4.2255 | 0 | 0 | 0.42 | 0.75849 | 0 | 0 | 0 | 0 | 6.5681 | 0 | 0 | 0 | 0 | 0 | 0 | 0 | 0 | 0 | 0 | 0 | 0 | 0
11 | 20 | 10 | 2 | 1.7931 | 0 | 13.5789 | 0 | 0 | 0 | 0.0012057 | 0.4723 | 0 | 0 | 2.9689 | 0 | 18.8144 | 0 | 0 | 0 | 0 | 0 | 0 | 0 | 0 | 0 | 0 | 0 | 0 | 0 | 0.45131 | 0 | 0.71279 | 3.6303 | 0 | 0 | 0.315 | 0.75433 | 0 | 0 | 0 | 0 | 5.8638 | 0 | 0 | 0 | 0 | 0 | 0 | 0 | 0 | 0 | 0 | 0 | 0 | 0
11 | 20 | 11 | 2 | 1.7931 | 0 | 13.5789 | 0 | 0 | 0 | 0.0012057 | 0.41221 | 0 | 0 | 2.9689 | 0 | 18.7543 | 0 | 0 | 0 | 0 | 0 | 0 | 0 | 0 | 0 | 0 | 0 | 0 | 0 | 0.45131 | 0 | 0.71279 | 3.3313 | 0 | 0 | 0.315 | 0.75111 | 0 | 0 | 0 | 0 | 5.5616 | 0 | 0 | 0 | 0 | 0 | 0 | 0 | 0 | 0 | 0 | 0 | 0 | 0
11 | 20 | 12 | 2 | 1.7931 | 0 | 13.5789 | 0 | 0 | 0 | 0.0012057 | 0.36497 | 0 | 0 | 3.4569 | 0 | 19.1951 | 0 | 0 | 0 | 0 | 0 | 0 | 0 | 0 | 0 | 0 | 0 | 0 | 0 | 0.45131 | 0 | 0.54519 | 3.0583 | 0 | 0 | 0.3675 | 0.75114 | 0 | 0 | 0 | 0 | 5.1734 | 0 | 0 | 0 | 0 | 0 | 0 | 0 | 0 | 0 | 0 | 0 | 0 | 0
11 | 20 | 13 | 2 | 1.7931 | 0 | 8.6313 | 0 | 0 | 0 | 0.0012057 | 0.40273 | 0 | 0 | 3.9449 | 0 | 14.7732 | 0 | 0 | 0 | 0 | 0 | 0 | 0 | 0 | 0 | 0 | 0 | 0 | 0 | 0.45131 | 0 | 0.54519 | 3.11 | 0 | 0 | 0.42 | 0.74879 | 0 | 0 | 0 | 0 | 5.2753 | 0 | 0 | 0 | 0 | 0 | 0 | 0 | 0 | 0 | 0 | 0 | 0 | 0
11 | 20 | 14 | 2 | 1.7931 | 0 | 13.5789 | 0 | 0 | 0 | 0.0012057 | 0.35847 | 0 | 0 | 3.4569 | 0 | 19.1886 | 0 | 0 | 0 | 0 | 0 | 0 | 0 | 0 | 0 | 0 | 0 | 0 | 0 | 0.45131 | 0 | 0.54519 | 2.8892 | 0 | 0 | 0.3675 | 0.75156 | 0 | 0 | 0 | 0 | 5.0047 | 0 | 0 | 0 | 0 | 0 | 0 | 0 | 0 | 0 | 0 | 0 | 0 | 0
11 | 20 | 15 | 2 | 1.7931 | 0 | 13.5789 | 0 | 0 | 0 | 0.0012057 | 0.27882 | 0 | 0 | 3.4569 | 0 | 19.1089 | 0 | 0 | 0 | 0 | 0 | 0 | 0 | 0 | 0 | 0 | 0 | 0 | 0 | 0.45131 | 0 | 0.54519 | 2.544 | 0 | 0 | 0.3675 | 0.75194 | 0 | 0 | 0 | 0 | 4.66 | 0 | 0 | 0 | 0 | 0 | 0 | 0 | 0 | 0 | 0 | 0 | 0 | 0
11 | 20 | 16 | 2 | 1.7931 | 0 | 13.5789 | 0 | 0 | 0 | 0.0012057 | 0.29338 | 0 | 0 | 2.9689 | 0 | 18.6355 | 0 | 0 | 0 | 0 | 0 | 0 | 0 | 0 | 0 | 0 | 0 | 0 | 0 | 0.45131 | 0 | 0.54519 | 2.6059 | 0 | 0 | 0.315 | 0.74714 | 0 | 0 | 0 | 0 | 4.6646 | 0 | 0 | 0 | 0 | 0 | 0 | 0 | 0 | 0 | 0 | 0 | 0 | 0
11 | 20 | 17 | 2 | 1.7931 | 0 | 13.5789 | 0 | 0 | 0 | 0.0012057 | 0.33118 | 0 | 0 | 2.9689 | 0 | 18.6733 | 0 | 0 | 0 | 0 | 0 | 0 | 0 | 0 | 0 | 0 | 0 | 0 | 0 | 0.45131 | 0 | 0.54519 | 2.7621 | 0 | 0 | 0.315 | 0.74972 | 0 | 0 | 0 | 0 | 4.8233 | 0 | 0 | 0 | 0 | 0 | 0 | 0 | 0 | 0 | 0 | 0 | 0 | 0
11 | 20 | 18 | 2 | 1.7931 | 0 | 13.5789 | 0 | 0 | 0 | 0.0012057 | 0.3544 | 0 | 0 | 3.9586 | 0 | 19.6862 | 0 | 0 | 0 | 0 | 0 | 0 | 0 | 0 | 0 | 0 | 0 | 0 | 0 | 0.45131 | 0 | 0.54519 | 2.8946 | 0 | 0 | 0.525 | 0.75515 | 0 | 0 | 0 | 0 | 5.1713 | 0 | 0 | 0 | 0 | 0 | 0 | 0 | 0 | 0 | 0 | 0 | 0 | 0
11 | 20 | 19 | 2 | 1.7931 | 0 | 9.8682 | 0 | 0 | 0 | 0.0012057 | 0.39281 | 0 | 0 | 5.8717 | 0 | 17.9271 | 0 | 0 | 0 | 0 | 0 | 0 | 0 | 0 | 0 | 0 | 0 | 0 | 0 | 0.45131 | 0 | 0.54519 | 3.0387 | 0 | 0 | 0.525 | 0.75345 | 0 | 0 | 0 | 0 | 5.3136 | 0 | 0 | 0 | 0 | 0 | 0 | 0 | 0 | 0 | 0 | 0 | 0 | 0
11 | 20 | 20 | 2 | 1.7931 | 0 | 2.4469 | 0 | 0 | 0 | 0.0012057 | 0.51683 | 0 | 0 | 3.9449 | 0 | 8.7029 | 0 | 0 | 0 | 0 | 0 | 0 | 0 | 0 | 0 | 0 | 0 | 0 | 0 | 0.45131 | 0 | 0.88038 | 3.4859 | 0 | 0 | 0.42 | 0.74818 | 0 | 0 | 0 | 0 | 5.9858 | 0 | 0 | 0 | 0 | 0 | 0 | 0 | 0 | 0 | 0 | 0 | 0 | 0
11 | 20 | 21 | 2 | 1.7931 | 0 | 2.4469 | 0 | 0 | 0 | 0.0012057 | 0.54694 | 0 | 0 | 3.4569 | 0 | 8.245 | 0 | 0 | 0 | 0 | 0 | 0 | 0 | 0 | 0 | 0 | 0 | 0 | 0 | 0.45131 | 0 | 1.1038 | 3.7001 | 0 | 0 | 0.3675 | 0.74381 | 0 | 0 | 0 | 0 | 6.3666 | 0 | 0 | 0 | 0 | 0 | 0 | 0 | 0 | 0 | 0 | 0 | 0 | 0
11 | 20 | 22 | 2 | 1.7931 | 0 | 2.4469 | 0 | 0 | 0 | 0.0012057 | 0.58072 | 0 | 0 | 3.9586 | 0 | 8.7805 | 0 | 0 | 0 | 0 | 0 | 0 | 0 | 0 | 0 | 0 | 0 | 0 | 0 | 0.45131 | 0 | 1.2156 | 4.0261 | 0 | 0 | 0.4725 | 0.74434 | 0 | 0 | 0 | 0 | 6.9099 | 0 | 0 | 0 | 0 | 0 | 0 | 0 | 0 | 0 | 0 | 0 | 0 | 0
11 | 20 | 23 | 2 | 1.7931 | 0 | 2.4469 | 0 | 0 | 0 | 0.0012057 | 0.58687 | 0 | 0 | 3.4375 | 0 | 8.2656 | 0 | 0 | 0 | 0 | 0 | 0 | 0 | 0 | 0 | 0 | 0 | 0 | 0 | 0.45131 | 0 | 1.1038 | 3.9905 | 0 | 0 | 0.315 | 0.74608 | 0 | 0 | 0 | 0 | 6.6067 | 0 | 0 | 0 | 0 | 0 | 0 | 0 | 0 | 0 | 0 | 0 | 0 | 0
11 | 20 | 24 | 2 | 1.7931 | 0 | 2.4469 | 0 | 0 | 0 | 0.0012057 | 0.15451 | 0 | 0 | 0.52899 | 0 | 4.9247 | 0 | 0 | 0 | 0 | 0 | 0 | 0 | 0 | 0 | 0 | 0 | 0 | 0 | 0.45131 | 0 | 0.88038 | 2.1856 | 0 | 0 | 0.0525 | 0.75207 | 0 | 0 | 0 | 0 | 4.3218 | 0 | 0 | 0 | 0 | 0 | 0 | 0 | 0 | 0 | 0 | 0 | 0 | 0
11 | 21 | 1 | 3 | 1.7931 | 0 | 2.4469 | 0 | 0 | 0 | 0.0012057 | 0.30522 | 0 | 0 | 0.52901 | 0 | 5.0755 | 0 | 0 | 0 | 0 | 0 | 0 | 0 | 0 | 0 | 0 | 0 | 0 | 0 | 0.45131 | 0 | 0.54519 | 3.2872 | 0 | 0 | 0.0525 | 0.76521 | 0 | 0 | 0 | 0 | 5.1014 | 0 | 0 | 0 | 0 | 0 | 0 | 0 | 0 | 0 | 0 | 0 | 0 | 0
11 | 21 | 2 | 3 | 1.7931 | 0 | 2.4469 | 0 | 0 | 0 | 0.0012057 | 0.3493 | 0 | 0 | 0.52905 | 0 | 5.1196 | 0 | 0 | 0 | 0 | 0 | 0 | 0 | 0 | 0 | 0 | 0 | 0 | 0 | 0.45131 | 0 | 0.32173 | 3.5743 | 0 | 0 | 0.0525 | 0.76987 | 0 | 0 | 0 | 0 | 5.1697 | 0 | 0 | 0 | 0 | 0 | 0 | 0 | 0 | 0 | 0 | 0 | 0 | 0
11 | 21 | 3 | 3 | 1.7931 | 0 | 2.4469 | 0 | 0 | 0 | 0.0012057 | 0.40132 | 0 | 0 | 0.52907 | 0 | 5.1716 | 0 | 0 | 0 | 0 | 0 | 0 | 0 | 0 | 0 | 0 | 0 | 0 | 0 | 0.45131 | 0 | 0.32173 | 3.9446 | 0 | 0 | 0.0525 | 0.77517 | 0 | 0 | 0 | 0 | 5.5453 | 0 | 0 | 0 | 0 | 0 | 0 | 0 | 0 | 0 | 0 | 0 | 0 | 0
11 | 21 | 4 | 3 | 1.7931 | 0 | 2.4469 | 0 | 0 | 0 | 0.0012057 | 0.42036 | 0 | 0 | 0.52908 | 0 | 5.1907 | 0 | 0 | 0 | 0 | 0 | 0 | 0 | 0 | 0 | 0 | 0 | 0 | 0 | 0.45131 | 0 | 0.32173 | 4.0649 | 0 | 0 | 0.0525 | 0.77562 | 0 | 0 | 0 | 0 | 5.6661 | 0 | 0 | 0 | 0 | 0 | 0 | 0 | 0 | 0 | 0 | 0 | 0 | 0
11 | 21 | 5 | 3 | 1.7931 | 0 | 2.4469 | 0 | 0 | 0 | 0.0012057 | 0.42518 | 0 | 0 | 0.52908 | 0 | 5.1955 | 0 | 0 | 0 | 0 | 0 | 0 | 0 | 0 | 0 | 0 | 0 | 0 | 0 | 0.45131 | 0 | 0.32173 | 4.0196 | 0 | 0 | 0.0525 | 0.7744 | 0 | 0 | 0 | 0 | 5.6195 | 0 | 0 | 0 | 0 | 0 | 0 | 0 | 0 | 0 | 0 | 0 | 0 | 0
11 | 21 | 6 | 3 | 1.7931 | 0 | 2.4469 | 0 | 0 | 0 | 0.0012057 | 0.43962 | 0 | 0 | 0.52908 | 0 | 5.2099 | 0 | 0 | 0 | 0 | 0 | 0 | 0 | 0 | 0 | 0 | 0 | 0 | 0 | 0.45131 | 0 | 0.32173 | 4.0163 | 0 | 0 | 0.0525 | 0.77555 | 0 | 0 | 0 | 0 | 5.6174 | 0 | 0 | 0 | 0 | 0 | 0 | 0 | 0 | 0 | 0 | 0 | 0 | 0
11 | 21 | 7 | 3 | 1.7931 | 0 | 2.4469 | 0 | 0 | 0 | 0.0012057 | 0.47865 | 0 | 0 | 2.969 | 0 | 7.6888 | 0 | 0 | 0 | 0 | 0 | 0 | 0 | 0 | 0 | 0 | 0 | 0 | 0 | 0.45131 | 0 | 0.54519 | 4.1989 | 0 | 0 | 0.315 | 0.77426 | 0 | 0 | 0 | 0 | 6.2847 | 0 | 0 | 0 | 0 | 0 | 0 | 0 | 0 | 0 | 0 | 0 | 0 | 0
11 | 21 | 8 | 3 | 1.7931 | 0 | 2.4469 | 0 | 0 | 0 | 0.0012057 | 0.92754 | 0 | 0 | 3.9586 | 0 | 9.1274 | 0 | 0 | 0 | 0 | 0 | 0 | 0 | 0 | 0 | 0 | 0 | 0 | 0 | 0.45131 | 0 | 0.71279 | 5.6152 | 0 | 0 | 0.525 | 0.76729 | 0 | 0 | 0 | 0 | 8.0716 | 0 | 0 | 0 | 0 | 0 | 0 | 0 | 0 | 0 | 0 | 0 | 0 | 0
11 | 21 | 9 | 3 | 1.7931 | 0 | 13.5789 | 0 | 0 | 0 | 0.0012057 | 0.66273 | 0 | 0 | 4.8958 | 0 | 20.9318 | 0 | 0 | 0 | 0 | 0 | 0 | 0 | 0 | 0 | 0 | 0 | 0 | 0 | 0.45131 | 0 | 0.71279 | 4.0331 | 0 | 0 | 0.42 | 0.76443 | 0 | 0 | 0 | 0 | 6.3816 | 0 | 0 | 0 | 0 | 0 | 0 | 0 | 0 | 0 | 0 | 0 | 0 | 0
11 | 21 | 10 | 3 | 1.7931 | 0 | 13.5789 | 0 | 0 | 0 | 0.0012057 | 0.55839 | 0 | 0 | 2.9689 | 0 | 18.9005 | 0 | 0 | 0 | 0 | 0 | 0 | 0 | 0 | 0 | 0 | 0 | 0 | 0 | 0.45131 | 0 | 0.71279 | 3.2821 | 0 | 0 | 0.315 | 0.75908 | 0 | 0 | 0 | 0 | 5.5203 | 0 | 0 | 0 | 0 | 0 | 0 | 0 | 0 | 0 | 0 | 0 | 0 | 0
11 | 21 | 11 | 3 | 1.7931 | 0 | 13.5789 | 0 | 0 | 0 | 0.0012057 | 0.49162 | 0 | 0 | 2.9689 | 0 | 18.8338 | 0 | 0 | 0 | 0 | 0 | 0 | 0 | 0 | 0 | 0 | 0 | 0 | 0 | 0.45131 | 0 | 0.71279 | 2.9075 | 0 | 0 | 0.315 | 0.75886 | 0 | 0 | 0 | 0 | 5.1455 | 0 | 0 | 0 | 0 | 0 | 0 | 0 | 0 | 0 | 0 | 0 | 0 | 0
11 | 21 | 12 | 3 | 1.7931 | 0 | 13.5789 | 0 | 0 | 0 | 0.0012057 | 0.48335 | 0 | 0 | 3.4569 | 0 | 19.3135 | 0 | 0 | 0 | 0 | 0 | 0 | 0 | 0 | 0 | 0 | 0 | 0 | 0 | 0.45131 | 0 | 0.54519 | 2.7785 | 0 | 0 | 0.3675 | 0.76246 | 0 | 0 | 0 | 0 | 4.905 | 0 | 0 | 0 | 0 | 0 | 0 | 0 | 0 | 0 | 0 | 0 | 0 | 0
11 | 21 | 13 | 3 | 1.7931 | 0 | 8.6313 | 0 | 0 | 0 | 0.0012057 | 0.54859 | 0 | 0 | 3.9449 | 0 | 14.9192 | 0 | 0 | 0 | 0 | 0 | 0 | 0 | 0 | 0 | 0 | 0 | 0 | 0 | 0.45131 | 0 | 0.54519 | 2.9963 | 0 | 0 | 0.42 | 0.76349 | 0 | 0 | 0 | 0 | 5.1763 | 0 | 0 | 0 | 0 | 0 | 0 | 0 | 0 | 0 | 0 | 0 | 0 | 0
11 | 21 | 14 | 3 | 1.7931 | 0 | 13.5789 | 0 | 0 | 0 | 0.0012057 | 0.48859 | 0 | 0 | 3.4569 | 0 | 19.3187 | 0 | 0 | 0 | 0 | 0 | 0 | 0 | 0 | 0 | 0 | 0 | 0 | 0 | 0.45131 | 0 | 0.54519 | 2.8067 | 0 | 0 | 0.3675 | 0.76359 | 0 | 0 | 0 | 0 | 4.9343 | 0 | 0 | 0 | 0 | 0 | 0 | 0 | 0 | 0 | 0 | 0 | 0 | 0
11 | 21 | 15 | 3 | 1.7931 | 0 | 13.5789 | 0 | 0 | 0 | 0.0012057 | 0.48163 | 0 | 0 | 3.4569 | 0 | 19.3118 | 0 | 0 | 0 | 0 | 0 | 0 | 0 | 0 | 0 | 0 | 0 | 0 | 0 | 0.45131 | 0 | 0.54519 | 2.7748 | 0 | 0 | 0.3675 | 0.76354 | 0 | 0 | 0 | 0 | 4.9024 | 0 | 0 | 0 | 0 | 0 | 0 | 0 | 0 | 0 | 0 | 0 | 0 | 0
11 | 21 | 16 | 3 | 1.7931 | 0 | 13.5789 | 0 | 0 | 0 | 0.0012057 | 0.48236 | 0 | 0 | 2.969 | 0 | 18.8245 | 0 | 0 | 0 | 0 | 0 | 0 | 0 | 0 | 0 | 0 | 0 | 0 | 0 | 0.45131 | 0 | 0.54519 | 2.6576 | 0 | 0 | 0.315 | 0.76306 | 0 | 0 | 0 | 0 | 4.7322 | 0 | 0 | 0 | 0 | 0 | 0 | 0 | 0 | 0 | 0 | 0 | 0 | 0
11 | 21 | 17 | 3 | 1.7931 | 0 | 13.5789 | 0 | 0 | 0 | 0.0012057 | 0.46118 | 0 | 0 | 2.969 | 0 | 18.8034 | 0 | 0 | 0 | 0 | 0 | 0 | 0 | 0 | 0 | 0 | 0 | 0 | 0 | 0.45131 | 0 | 0.54519 | 2.4689 | 0 | 0 | 0.315 | 0.76145 | 0 | 0 | 0 | 0 | 4.5419 | 0 | 0 | 0 | 0 | 0 | 0 | 0 | 0 | 0 | 0 | 0 | 0 | 0
11 | 21 | 18 | 3 | 1.7931 | 0 | 13.5789 | 0 | 0 | 0 | 0.0012057 | 0.41144 | 0 | 0 | 3.9586 | 0 | 19.7433 | 0 | 0 | 0 | 0 | 0 | 0 | 0 | 0 | 0 | 0 | 0 | 0 | 0 | 0.45131 | 0 | 0.54519 | 2.2066 | 0 | 0 | 0.525 | 0.75919 | 0 | 0 | 0 | 0 | 4.4873 | 0 | 0 | 0 | 0 | 0 | 0 | 0 | 0 | 0 | 0 | 0 | 0 | 0
11 | 21 | 19 | 3 | 1.7931 | 0 | 9.8682 | 0 | 0 | 0 | 0.0012057 | 0.43887 | 0 | 0 | 5.8718 | 0 | 17.9732 | 0 | 0 | 0 | 0 | 0 | 0 | 0 | 0 | 0 | 0 | 0 | 0 | 0 | 0.45131 | 0 | 0.54519 | 2.3765 | 0 | 0 | 0.525 | 0.75845 | 0 | 0 | 0 | 0 | 4.6565 | 0 | 0 | 0 | 0 | 0 | 0 | 0 | 0 | 0 | 0 | 0 | 0 | 0
11 | 21 | 20 | 3 | 1.7931 | 0 | 2.4469 | 0 | 0 | 0 | 0.0012057 | 0.55842 | 0 | 0 | 3.9449 | 0 | 8.7446 | 0 | 0 | 0 | 0 | 0 | 0 | 0 | 0 | 0 | 0 | 0 | 0 | 0 | 0.45131 | 0 | 0.88038 | 2.563 | 0 | 0 | 0.42 | 0.75275 | 0 | 0 | 0 | 0 | 5.0675 | 0 | 0 | 0 | 0 | 0 | 0 | 0 | 0 | 0 | 0 | 0 | 0 | 0
11 | 21 | 21 | 3 | 1.7931 | 0 | 2.4469 | 0 | 0 | 0 | 0.0012057 | 0.53711 | 0 | 0 | 3.4569 | 0 | 8.2353 | 0 | 0 | 0 | 0 | 0 | 0 | 0 | 0 | 0 | 0 | 0 | 0 | 0 | 0.45131 | 0 | 1.1038 | 2.474 | 0 | 0 | 0.3675 | 0.74279 | 0 | 0 | 0 | 0 | 5.1395 | 0 | 0 | 0 | 0 | 0 | 0 | 0 | 0 | 0 | 0 | 0 | 0 | 0
11 | 21 | 22 | 3 | 1.7931 | 0 | 2.4469 | 0 | 0 | 0 | 0.0012057 | 0.52071 | 0 | 0 | 3.9586 | 0 | 8.7205 | 0 | 0 | 0 | 0 | 0 | 0 | 0 | 0 | 0 | 0 | 0 | 0 | 0 | 0.45131 | 0 | 1.2156 | 2.3897 | 0 | 0 | 0.4725 | 0.7372 | 0 | 0 | 0 | 0 | 5.2663 | 0 | 0 | 0 | 0 | 0 | 0 | 0 | 0 | 0 | 0 | 0 | 0 | 0
11 | 21 | 23 | 3 | 1.7931 | 0 | 2.4469 | 0 | 0 | 0 | 0.0012057 | 0.49644 | 0 | 0 | 3.4375 | 0 | 8.1752 | 0 | 0 | 0 | 0 | 0 | 0 | 0 | 0 | 0 | 0 | 0 | 0 | 0 | 0.45131 | 0 | 1.1038 | 2.3108 | 0 | 0 | 0.315 | 0.73609 | 0 | 0 | 0 | 0 | 4.9171 | 0 | 0 | 0 | 0 | 0 | 0 | 0 | 0 | 0 | 0 | 0 | 0 | 0
11 | 21 | 24 | 3 | 1.7931 | 0 | 2.4469 | 0 | 0 | 0 | 0.0012057 | 0.090307 | 0 | 0 | 0.529 | 0 | 4.8605 | 0 | 0 | 0 | 0 | 0 | 0 | 0 | 0 | 0 | 0 | 0 | 0 | 0 | 0.45131 | 0 | 0.88038 | 0.82708 | 0 | 0 | 0.0525 | 0.74073 | 0 | 0 | 0 | 0 | 2.952 | 0 | 0 | 0 | 0 | 0 | 0 | 0 | 0 | 0 | 0 | 0 | 0 | 0
11 | 22 | 1 | 8 | 1.7931 | 0 | 2.4469 | 0 | 0 | 0 | 0.0012057 | 0.18164 | 0 | 0 | 0.52903 | 0 | 4.9519 | 0 | 0 | 0 | 0 | 0 | 0 | 0 | 0 | 0 | 0 | 0 | 0 | 0 | 0.45131 | 0 | 0.54519 | 1.5056 | 0 | 0 | 0.0525 | 0.75133 | 0 | 0 | 0 | 0 | 3.3059 | 0 | 0 | 0 | 0 | 0 | 0 | 0 | 0 | 0 | 0 | 0 | 0 | 0
11 | 22 | 2 | 8 | 1.7931 | 0 | 2.4469 | 0 | 0 | 0 | 0.0012057 | 0.23304 | 0 | 0 | 0.52906 | 0 | 5.0033 | 0 | 0 | 0 | 0 | 0 | 0 | 0 | 0 | 0 | 0 | 0 | 0 | 0 | 0.45131 | 0 | 0.32173 | 1.7977 | 0 | 0 | 0.0525 | 0.75958 | 0 | 0 | 0 | 0 | 3.3828 | 0 | 0 | 0 | 0 | 0 | 0 | 0 | 0 | 0 | 0 | 0 | 0 | 0
11 | 22 | 3 | 8 | 1.7931 | 0 | 2.4469 | 0 | 0 | 0 | 0.0012057 | 0.28399 | 0 | 0 | 0.52909 | 0 | 5.0543 | 0 | 0 | 0 | 0 | 0 | 0 | 0 | 0 | 0 | 0 | 0 | 0 | 0 | 0.45131 | 0 | 0.32173 | 2.2084 | 0 | 0 | 0.0525 | 0.76425 | 0 | 0 | 0 | 0 | 3.7982 | 0 | 0 | 0 | 0 | 0 | 0 | 0 | 0 | 0 | 0 | 0 | 0 | 0
11 | 22 | 4 | 8 | 1.7931 | 0 | 2.4469 | 0 | 0 | 0 | 0.0012057 | 0.32586 | 0 | 0 | 0.5291 | 0 | 5.0962 | 0 | 0 | 0 | 0 | 0 | 0 | 0 | 0 | 0 | 0 | 0 | 0 | 0 | 0.45131 | 0 | 0.32173 | 2.568 | 0 | 0 | 0.0525 | 0.76868 | 0 | 0 | 0 | 0 | 4.1623 | 0 | 0 | 0 | 0 | 0 | 0 | 0 | 0 | 0 | 0 | 0 | 0 | 0
11 | 22 | 5 | 8 | 1.7931 | 0 | 2.4469 | 0 | 0 | 0 | 0.0012057 | 0.35598 | 0 | 0 | 0.52911 | 0 | 5.1263 | 0 | 0 | 0 | 0 | 0 | 0 | 0 | 0 | 0 | 0 | 0 | 0 | 0 | 0.45131 | 0 | 0.32173 | 2.8925 | 0 | 0 | 0.0525 | 0.77198 | 0 | 0 | 0 | 0 | 4.49 | 0 | 0 | 0 | 0 | 0 | 0 | 0 | 0 | 0 | 0 | 0 | 0 | 0
11 | 22 | 6 | 8 | 1.7931 | 0 | 2.4469 | 0 | 0 | 0 | 0.0012057 | 0.38281 | 0 | 0 | 0.52912 | 0 | 5.1532 | 0 | 0 | 0 | 0 | 0 | 0 | 0 | 0 | 0 | 0 | 0 | 0 | 0 | 0.45131 | 0 | 0.32173 | 3.1121 | 0 | 0 | 0.0525 | 0.77504 | 0 | 0 | 0 | 0 | 4.7127 | 0 | 0 | 0 | 0 | 0 | 0 | 0 | 0 | 0 | 0 | 0 | 0 | 0
11 | 22 | 7 | 8 | 1.7931 | 0 | 2.4469 | 0 | 0 | 0 | 0.0012057 | 0.3943 | 0 | 0 | 2.969 | 0 | 7.6045 | 0 | 0 | 0 | 0 | 0 | 0 | 0 | 0 | 0 | 0 | 0 | 0 | 0 | 0.45131 | 0 | 0.54519 | 3.224 | 0 | 0 | 0.315 | 0.77117 | 0 | 0 | 0 | 0 | 5.3067 | 0 | 0 | 0 | 0 | 0 | 0 | 0 | 0 | 0 | 0 | 0 | 0 | 0
11 | 22 | 8 | 8 | 1.7931 | 0 | 2.4469 | 0 | 0 | 0 | 0.0012057 | 0.84285 | 0 | 0 | 3.9586 | 0 | 9.0427 | 0 | 0 | 0 | 0 | 0 | 0 | 0 | 0 | 0 | 0 | 0 | 0 | 0 | 0.45131 | 0 | 0.71279 | 5.1075 | 0 | 0 | 0.525 | 0.76893 | 0 | 0 | 0 | 0 | 7.5655 | 0 | 0 | 0 | 0 | 0 | 0 | 0 | 0 | 0 | 0 | 0 | 0 | 0
11 | 22 | 9 | 8 | 1.7931 | 0 | 13.5789 | 0 | 0 | 0 | 0.0012057 | 0.42816 | 0 | 0 | 4.8959 | 0 | 20.6972 | 0 | 0 | 0 | 0 | 0 | 0 | 0 | 0 | 0 | 0 | 0 | 0 | 0 | 0.45131 | 0 | 0.71279 | 2.9417 | 0 | 0 | 0.42 | 0.76011 | 0 | 0 | 0 | 0 | 5.2859 | 0 | 0 | 0 | 0 | 0 | 0 | 0 | 0 | 0 | 0 | 0 | 0 | 0
11 | 22 | 10 | 8 | 1.7931 | 0 | 13.5789 | 0 | 0 | 0 | 0.0012057 | 0.33653 | 0 | 0 | 2.9689 | 0 | 18.6787 | 0 | 0 | 0 | 0 | 0 | 0 | 0 | 0 | 0 | 0 | 0 | 0 | 0 | 0.45131 | 0 | 0.71279 | 2.353 | 0 | 0 | 0.315 | 0.7585 | 0 | 0 | 0 | 0 | 4.5906 | 0 | 0 | 0 | 0 | 0 | 0 | 0 | 0 | 0 | 0 | 0 | 0 | 0
11 | 22 | 11 | 8 | 1.7931 | 0 | 13.5789 | 0 | 0 | 0 | 0.0012057 | 0.24196 | 0 | 0 | 2.9689 | 0 | 18.5841 | 0 | 0 | 0 | 0 | 0 | 0 | 0 | 0 | 0 | 0 | 0 | 0 | 0 | 0.45131 | 0 | 0.71279 | 1.8231 | 0 | 0 | 0.315 | 0.74741 | 0 | 0 | 0 | 0 | 4.0495 | 0 | 0 | 0 | 0 | 0 | 0 | 0 | 0 | 0 | 0 | 0 | 0 | 0
11 | 22 | 12 | 8 | 1.7931 | 0 | 13.5789 | 0 | 0 | 0 | 0.0012057 | 0.12987 | 0 | 0 | 3.4569 | 0 | 18.96 | 0 | 0 | 0 | 0 | 0 | 0 | 0 | 0 | 0 | 0 | 0 | 0 | 0 | 0.45131 | 0 | 0.54519 | 1.2596 | 0 | 0 | 0.3675 | 0.75103 | 0 | 0 | 0 | 0 | 3.3746 | 0 | 0 | 0 | 0 | 0 | 0 | 0 | 0 | 0 | 0 | 0 | 0 | 0
11 | 22 | 13 | 8 | 1.7931 | 0 | 8.6313 | 0 | 0 | 0 | 0.0012057 | 0.13227 | 0 | 0 | 3.9449 | 0 | 14.5028 | 0 | 0 | 0 | 0 | 0 | 0 | 0 | 0 | 0 | 0 | 0 | 0 | 0 | 0.45131 | 0 | 0.54519 | 1.2267 | 0 | 0 | 0.42 | 0.75163 | 0 | 0 | 0 | 0 | 3.3949 | 0 | 0 | 0 | 0 | 0 | 0 | 0 | 0 | 0 | 0 | 0 | 0 | 0
11 | 22 | 14 | 8 | 1.7931 | 0 | 13.5789 | 0 | 0 | 0 | 0.0012057 | 0.077824 | 0 | 0 | 3.4569 | 0 | 18.908 | 0 | 0 | 0 | 0 | 0 | 0 | 0 | 0 | 0 | 0 | 0 | 0 | 0 | 0.45131 | 0 | 0.54519 | 0.87175 | 0 | 0 | 0.3675 | 0.75171 | 0 | 0 | 0 | 0 | 2.9875 | 0 | 0 | 0 | 0 | 0 | 0 | 0 | 0 | 0 | 0 | 0 | 0 | 0
11 | 22 | 15 | 8 | 1.7931 | 0 | 13.5789 | 0 | 0 | 0 | 0.0012057 | 0.11633 | 0 | 0 | 3.4569 | 0 | 18.9465 | 0 | 0 | 0 | 0 | 0 | 0 | 0 | 0 | 0 | 0 | 0 | 0 | 0 | 0.45131 | 0 | 0.54519 | 1.2409 | 0 | 0 | 0.3675 | 0.75467 | 0 | 0 | 0 | 0 | 3.3596 | 0 | 0 | 0 | 0 | 0 | 0 | 0 | 0 | 0 | 0 | 0 | 0 | 0
11 | 22 | 16 | 8 | 1.7931 | 0 | 13.5789 | 0 | 0 | 0 | 0.0012057 | 0.12885 | 0 | 0 | 2.969 | 0 | 18.471 | 0 | 0 | 0 | 0 | 0 | 0 | 0 | 0 | 0 | 0 | 0 | 0 | 0 | 0.45131 | 0 | 0.54519 | 1.3554 | 0 | 0 | 0.315 | 0.75062 | 0 | 0 | 0 | 0 | 3.4176 | 0 | 0 | 0 | 0 | 0 | 0 | 0 | 0 | 0 | 0 | 0 | 0 | 0
11 | 22 | 17 | 8 | 1.7931 | 0 | 13.5789 | 0 | 0 | 0 | 0.0012057 | 0.19155 | 0 | 0 | 2.9689 | 0 | 18.5337 | 0 | 0 | 0 | 0 | 0 | 0 | 0 | 0 | 0 | 0 | 0 | 0 | 0 | 0.45131 | 0 | 0.54519 | 1.8421 | 0 | 0 | 0.315 | 0.75994 | 0 | 0 | 0 | 0 | 3.9135 | 0 | 0 | 0 | 0 | 0 | 0 | 0 | 0 | 0 | 0 | 0 | 0 | 0
11 | 22 | 18 | 8 | 1.7931 | 0 | 13.5789 | 0 | 0 | 0 | 0.0012057 | 0.22706 | 0 | 0 | 3.9586 | 0 | 19.5589 | 0 | 0 | 0 | 0 | 0 | 0 | 0 | 0 | 0 | 0 | 0 | 0 | 0 | 0.45131 | 0 | 0.54519 | 2.1365 | 0 | 0 | 0.525 | 0.76623 | 0 | 0 | 0 | 0 | 4.4242 | 0 | 0 | 0 | 0 | 0 | 0 | 0 | 0 | 0 | 0 | 0 | 0 | 0
11 | 22 | 19 | 8 | 1.7931 | 0 | 9.8682 | 0 | 0 | 0 | 0.0012057 | 0.36695 | 0 | 0 | 5.8718 | 0 | 17.9013 | 0 | 0 | 0 | 0 | 0 | 0 | 0 | 0 | 0 | 0 | 0 | 0 | 0 | 0.45131 | 0 | 0.54519 | 3.09 | 0 | 0 | 0.525 | 0.77993 | 0 | 0 | 0 | 0 | 5.3914 | 0 | 0 | 0 | 0 | 0 | 0 | 0 | 0 | 0 | 0 | 0 | 0 | 0
11 | 22 | 20 | 8 | 1.7931 | 0 | 2.4469 | 0 | 0 | 0 | 0.0012057 | 0.51412 | 0 | 0 | 3.945 | 0 | 8.7003 | 0 | 0 | 0 | 0 | 0 | 0 | 0 | 0 | 0 | 0 | 0 | 0 | 0 | 0.45131 | 0 | 0.88038 | 4.0507 | 0 | 0 | 0.42 | 0.77693 | 0 | 0 | 0 | 0 | 6.5793 | 0 | 0 | 0 | 0 | 0 | 0 | 0 | 0 | 0 | 0 | 0 | 0 | 0
11 | 22 | 21 | 8 | 1.7931 | 0 | 2.4469 | 0 | 0 | 0 | 0.0012057 | 0.62974 | 0 | 0 | 3.457 | 0 | 8.3279 | 0 | 0 | 0 | 0 | 0 | 0 | 0 | 0 | 0 | 0 | 0 | 0 | 0 | 0.45131 | 0 | 1.1038 | 4.9224 | 0 | 0 | 0.3675 | 0.77943 | 0 | 0 | 0 | 0 | 7.6245 | 0 | 0 | 0 | 0 | 0 | 0 | 0 | 0 | 0 | 0 | 0 | 0 | 0
11 | 22 | 22 | 8 | 1.7931 | 0 | 2.4469 | 0 | 0 | 0 | 0.0012057 | 0.62473 | 0 | 0 | 3.9586 | 0 | 8.8246 | 0 | 0 | 0 | 0 | 0 | 0 | 0 | 0 | 0 | 0 | 0 | 0 | 0 | 0.45131 | 0 | 1.2156 | 4.922 | 0 | 0 | 0.4725 | 0.77039 | 0 | 0 | 0 | 0 | 7.8318 | 0 | 0 | 0 | 0 | 0 | 0 | 0 | 0 | 0 | 0 | 0 | 0 | 0
11 | 22 | 23 | 8 | 1.7931 | 0 | 2.4469 | 0 | 0 | 0 | 0.0012057 | 0.67452 | 0 | 0 | 3.4377 | 0 | 8.3534 | 0 | 0 | 0 | 0 | 0 | 0 | 0 | 0 | 0 | 0 | 0 | 0 | 0 | 0.45131 | 0 | 1.1038 | 5.2917 | 0 | 0 | 0.315 | 0.77683 | 0 | 0 | 0 | 0 | 7.9387 | 0 | 0 | 0 | 0 | 0 | 0 | 0 | 0 | 0 | 0 | 0 | 0 | 0
11 | 22 | 24 | 8 | 1.7931 | 0 | 2.4469 | 0 | 0 | 0 | 0.0012057 | 0.22681 | 0 | 0 | 0.52909 | 0 | 4.9971 | 0 | 0 | 0 | 0 | 0 | 0 | 0 | 0 | 0 | 0 | 0 | 0 | 0 | 0.45131 | 0 | 0.88038 | 3.223 | 0 | 0 | 0.0525 | 0.77968 | 0 | 0.0001825 | 0 | 0 | 5.387 | 0 | 0 | 0 | 0 | 0 | 0 | 0 | 0 | 0 | 0 | 0 | 0 | 0
11 | 23 | 1 | 5 | 1.7931 | 0 | 2.4469 | 0 | 0 | 0 | 0.0012057 | 0.34549 | 0 | 0 | 0.5291 | 0 | 5.1158 | 0 | 0 | 0 | 0 | 0 | 0 | 0 | 0 | 0 | 0 | 0 | 0 | 0 | 0.45131 | 0 | 0.54519 | 4.2178 | 0 | 0 | 0.0525 | 0.78554 | 0 | 0.00026965 | 0 | 0 | 6.0526 | 0 | 0 | 0 | 0 | 0 | 0 | 0 | 0 | 0 | 0 | 0 | 0 | 0
11 | 23 | 2 | 5 | 1.7931 | 0 | 2.4469 | 0 | 0 | 0 | 0.0012057 | 0.39504 | 0 | 0 | 0.52911 | 0 | 5.1654 | 0 | 0 | 0 | 0 | 0 | 0 | 0 | 0 | 0 | 0 | 0 | 0 | 0 | 0.45131 | 0 | 0.32173 | 4.6119 | 0 | 0 | 0.0525 | 0.78958 | 0 | 0.00030711 | 0 | 0 | 6.2273 | 0 | 0 | 0 | 0 | 0 | 0 | 0 | 0 | 0 | 0 | 0 | 0 | 0
11 | 23 | 3 | 5 | 1.7931 | 0 | 2.4469 | 0 | 0 | 0 | 0.0012057 | 0.49256 | 0 | 0 | 0.52912 | 0 | 5.2629 | 0 | 0 | 0 | 0 | 0 | 0 | 0 | 0 | 0 | 0 | 0 | 0 | 0 | 0.45131 | 0 | 0.32173 | 5.4004 | 0 | 0 | 0.0525 | 0.80111 | 0 | 0.00038215 | 0 | 0 | 7.0275 | 0 | 0 | 0 | 0 | 0 | 0 | 0 | 0 | 0 | 0 | 0 | 0 | 0
11 | 23 | 4 | 5 | 1.7931 | 0 | 2.4469 | 0 | 0 | 0 | 0.0012057 | 0.49873 | 0 | 0 | 0.52916 | 0 | 5.2691 | 0 | 0 | 0 | 0 | 0 | 0 | 0 | 0 | 0 | 0 | 0 | 0 | 0 | 0.45131 | 0 | 0.32173 | 5.4317 | 0 | 0 | 0.0525 | 0.79756 | 0 | 0.00038582 | 0 | 0 | 7.0552 | 0 | 0 | 0 | 0 | 0 | 0 | 0 | 0 | 0 | 0 | 0 | 0 | 0
11 | 23 | 5 | 5 | 1.7931 | 0 | 2.4469 | 0 | 0 | 0 | 0.0012057 | 0.56367 | 0 | 0 | 0.52914 | 0 | 5.334 | 0 | 0 | 0 | 0 | 0 | 0 | 0 | 0 | 0 | 0 | 0 | 0 | 0 | 0.45131 | 0 | 0.32173 | 5.9908 | 0 | 0 | 0.0525 | 0.80566 | 0 | 0.0004369 | 0 | 0 | 7.6225 | 0 | 0 | 0 | 0 | 0 | 0 | 0 | 0 | 0 | 0 | 0 | 0 | 0
11 | 23 | 6 | 5 | 1.7931 | 0 | 2.4469 | 0 | 0 | 0 | 0.0012057 | 0.60817 | 0 | 0 | 0.52916 | 0 | 5.3785 | 0 | 0 | 0 | 0 | 0 | 0 | 0 | 0 | 0 | 0 | 0 | 0 | 0 | 0.45131 | 0 | 0.32173 | 6.3683 | 0 | 0 | 0.0525 | 0.81019 | 0 | 0.00047179 | 0 | 0 | 8.0045 | 0 | 0 | 0 | 0 | 0 | 0 | 0 | 0 | 0 | 0 | 0 | 0 | 0
11 | 23 | 7 | 5 | 1.7931 | 0 | 2.4469 | 0 | 0 | 0 | 0.0012057 | 0.63282 | 0 | 0 | 2.9691 | 0 | 7.8431 | 0 | 0 | 0 | 0 | 0 | 0 | 0 | 0 | 0 | 0 | 0 | 0 | 0 | 0.45131 | 0 | 0.54519 | 6.4409 | 0 | 0 | 0.315 | 0.80449 | 0 | 0.00048269 | 0 | 0 | 8.5574 | 0 | 0 | 0 | 0 | 0 | 0 | 0 | 0 | 0 | 0 | 0 | 0 | 0
11 | 23 | 8 | 5 | 1.7931 | 0 | 2.4469 | 0 | 0 | 0 | 0.0012057 | 1.0772 | 0 | 0 | 3.9586 | 0 | 9.277 | 0 | 0 | 0 | 0 | 0 | 0 | 0 | 0 | 0 | 0 | 0 | 0 | 0 | 0.45131 | 0 | 0.71279 | 9.4079 | 0 | 0 | 0.525 | 0.80557 | 0 | 0.00076445 | 0 | 0 | 11.9033 | 0 | 0 | 0 | 0 | 0 | 0 | 0 | 0 | 0 | 0 | 0 | 0 | 0
11 | 23 | 9 | 5 | 1.7931 | 0 | 13.5789 | 0 | 0 | 0 | 0.0012057 | 0.79855 | 0 | 0 | 4.896 | 0 | 21.0677 | 0 | 0 | 0 | 0 | 0 | 0 | 0 | 0 | 0 | 0 | 0 | 0 | 0 | 0.45131 | 0 | 0.71279 | 7.1336 | 0 | 0 | 0.42 | 0.80758 | 0 | 0.0005655 | 0 | 0 | 9.5258 | 0 | 0 | 0 | 0 | 0 | 0 | 0 | 0 | 0 | 0 | 0 | 0 | 0
11 | 23 | 10 | 5 | 1.7931 | 0 | 13.5789 | 0 | 0 | 0 | 0.0012057 | 0.63295 | 0 | 0 | 2.9691 | 0 | 18.9752 | 0 | 0 | 0 | 0 | 0 | 0 | 0 | 0 | 0 | 0 | 0 | 0 | 0 | 0.45131 | 0 | 0.71279 | 5.1355 | 0 | 0 | 0.315 | 0.79694 | 0 | 0 | 0 | 0 | 7.4115 | 0 | 0 | 0 | 0 | 0 | 0 | 0 | 0 | 0 | 0 | 0 | 0 | 0
11 | 23 | 11 | 5 | 1.7931 | 0 | 13.5789 | 0 | 0 | 0 | 0.0012057 | 0.54878 | 0 | 0 | 2.969 | 0 | 18.891 | 0 | 0 | 0 | 0 | 0 | 0 | 0 | 0 | 0 | 0 | 0 | 0 | 0 | 0.45131 | 0 | 0.71279 | 4.3289 | 0 | 0 | 0.315 | 0.77834 | 0 | 0 | 0 | 0 | 6.5864 | 0 | 0 | 0 | 0 | 0 | 0 | 0 | 0 | 0 | 0 | 0 | 0 | 0
11 | 23 | 12 | 5 | 1.7931 | 0 | 13.5789 | 0 | 0 | 0 | 0.0012057 | 0.38359 | 0 | 0 | 3.457 | 0 | 19.2138 | 0 | 0 | 0 | 0 | 0 | 0 | 0 | 0 | 0 | 0 | 0 | 0 | 0 | 0.45131 | 0 | 0.54519 | 3.3162 | 0 | 0 | 0.3675 | 0.77172 | 0 | 0 | 0 | 0 | 5.4519 | 0 | 0 | 0 | 0 | 0 | 0 | 0 | 0 | 0 | 0 | 0 | 0 | 0
11 | 23 | 13 | 5 | 1.7931 | 0 | 8.6313 | 0 | 0 | 0 | 0.0012057 | 0.37358 | 0 | 0 | 3.945 | 0 | 14.7442 | 0 | 0 | 0 | 0 | 0 | 0 | 0 | 0 | 0 | 0 | 0 | 0 | 0 | 0.45131 | 0 | 0.54519 | 3.2382 | 0 | 0 | 0.42 | 0.77689 | 0 | 0 | 0 | 0 | 5.4316 | 0 | 0 | 0 | 0 | 0 | 0 | 0 | 0 | 0 | 0 | 0 | 0 | 0
11 | 23 | 14 | 5 | 1.7931 | 0 | 13.5789 | 0 | 0 | 0 | 0.0012057 | 0.27183 | 0 | 0 | 3.457 | 0 | 19.1021 | 0 | 0 | 0 | 0 | 0 | 0 | 0 | 0 | 0 | 0 | 0 | 0 | 0 | 0.45131 | 0 | 0.54519 | 2.7715 | 0 | 0 | 0.3675 | 0.78131 | 0 | 0 | 0 | 0 | 4.9168 | 0 | 0 | 0 | 0 | 0 | 0 | 0 | 0 | 0 | 0 | 0 | 0 | 0
11 | 23 | 15 | 5 | 1.7931 | 0 | 13.5789 | 0 | 0 | 0 | 0.0012057 | 0.35036 | 0 | 0 | 3.457 | 0 | 19.1806 | 0 | 0 | 0 | 0 | 0 | 0 | 0 | 0 | 0 | 0 | 0 | 0 | 0 | 0.45131 | 0 | 0.54519 | 3.1609 | 0 | 0 | 0.3675 | 0.7881 | 0 | 0 | 0 | 0 | 5.313 | 0 | 0 | 0 | 0 | 0 | 0 | 0 | 0 | 0 | 0 | 0 | 0 | 0
11 | 23 | 16 | 5 | 1.7931 | 0 | 13.5789 | 0 | 0 | 0 | 0.0012057 | 0.44821 | 0 | 0 | 2.9691 | 0 | 18.7905 | 0 | 0 | 0 | 0 | 0 | 0 | 0 | 0 | 0 | 0 | 0 | 0 | 0 | 0.45131 | 0 | 0.54519 | 3.834 | 0 | 0 | 0.315 | 0.79368 | 0 | 0 | 0 | 0 | 5.9391 | 0 | 0 | 0 | 0 | 0 | 0 | 0 | 0 | 0 | 0 | 0 | 0 | 0
11 | 23 | 17 | 5 | 1.7931 | 0 | 13.5789 | 0 | 0 | 0 | 0.0012057 | 0.58388 | 0 | 0 | 2.9691 | 0 | 18.9262 | 0 | 0 | 0 | 0 | 0 | 0 | 0 | 0 | 0 | 0 | 0 | 0 | 0 | 0.45131 | 0 | 0.54519 | 5.4996 | 0 | 0 | 0.315 | 0.80983 | 0 | 0.27579 | 0 | 0 | 7.8967 | 0 | 0 | 0 | 0 | 0 | 0 | 0 | 0 | 0 | 0 | 0 | 0 | 0
11 | 23 | 18 | 5 | 1.7931 | 0 | 13.5789 | 0 | 0 | 0 | 0.0012057 | 0.67563 | 0 | 0 | 3.9587 | 0 | 20.0075 | 0 | 0 | 0 | 0 | 0 | 0 | 0 | 0 | 0 | 0 | 0 | 0 | 0 | 0.45131 | 0 | 0.54519 | 6.2684 | 0 | 0 | 0.525 | 0.81584 | 0 | 0.18688 | 0 | 0 | 8.7927 | 0 | 0 | 0 | 0 | 0 | 0 | 0 | 0 | 0 | 0 | 0 | 0 | 0
11 | 23 | 19 | 5 | 1.7931 | 0 | 9.8682 | 0 | 0 | 0 | 0.0012057 | 0.88741 | 0 | 0 | 5.872 | 0 | 18.422 | 0 | 0 | 0 | 0 | 0 | 0 | 0 | 0 | 0 | 0 | 0 | 0 | 0 | 0.45131 | 0 | 0.54519 | 7.9975 | 0 | 0 | 0.525 | 0.83635 | 0 | 0.00063629 | 0 | 0 | 10.356 | 0 | 0 | 0 | 0 | 0 | 0 | 0 | 0 | 0 | 0 | 0 | 0 | 0
11 | 23 | 20 | 5 | 1.7931 | 0 | 2.4469 | 0 | 0 | 0 | 0.0012057 | 0.9991 | 0 | 0 | 3.9451 | 0 | 9.1854 | 0 | 0 | 0 | 0 | 0 | 0 | 0 | 0 | 0 | 0 | 0 | 0 | 0 | 0.45131 | 0 | 0.88038 | 8.9034 | 0 | 0 | 0.42 | 0.82925 | 0 | 0.00071483 | 0 | 0 | 11.485 | 0 | 0 | 0 | 0 | 0 | 0 | 0 | 0 | 0 | 0 | 0 | 0 | 0
11 | 23 | 21 | 5 | 1.7931 | 0 | 2.4469 | 0 | 0 | 0 | 0.0012057 | 1.0409 | 0 | 0 | 3.4571 | 0 | 8.7393 | 0 | 0 | 0 | 0 | 0 | 0 | 0 | 0 | 0 | 0 | 0 | 0 | 0 | 0.45131 | 0 | 1.1038 | 9.3492 | 0 | 0 | 0.3675 | 0.82708 | 0 | 0.00075177 | 0 | 0 | 12.0997 | 0 | 0 | 0 | 0 | 0 | 0 | 0 | 0 | 0 | 0 | 0 | 0 | 0
11 | 23 | 22 | 5 | 1.7931 | 0 | 2.4469 | 0 | 0 | 0 | 0.0012057 | 1.1135 | 0 | 0 | 3.9587 | 0 | 9.3134 | 0 | 0 | 0 | 0 | 0 | 0 | 0 | 0 | 0 | 0 | 0 | 0 | 0 | 0.45131 | 0 | 1.2156 | 10.1655 | 0 | 0 | 0.4725 | 0.83707 | 0 | 0.00082122 | 0 | 0 | 13.1428 | 0 | 0 | 0 | 0 | 0 | 0 | 0 | 0 | 0 | 0 | 0 | 0 | 0
11 | 23 | 23 | 5 | 1.7931 | 0 | 2.4469 | 0 | 0 | 0 | 0.0012057 | 1.1289 | 0 | 0 | 3.4379 | 0 | 8.8081 | 0 | 0 | 0 | 0 | 0 | 0 | 0 | 0 | 0 | 0 | 0 | 0 | 0 | 0.45131 | 0 | 1.1038 | 10.4183 | 0 | 0 | 0.315 | 0.84058 | 0 | 0.00084321 | 0 | 0 | 13.1299 | 0 | 0 | 0 | 0 | 0 | 0 | 0 | 0 | 0 | 0 | 0 | 0 | 0
11 | 23 | 24 | 5 | 1.7931 | 0 | 2.4469 | 0 | 0 | 0 | 0.0012057 | 0.66535 | 0 | 0 | 0.52927 | 0 | 5.4358 | 0 | 0 | 0 | 0 | 0 | 0 | 0 | 0 | 0 | 0 | 0 | 0 | 0 | 0.45131 | 0 | 0.88038 | 7.2253 | 0 | 0 | 0.0525 | 0.83865 | 0 | 0.00054929 | 0 | 0 | 9.4487 | 0 | 0 | 0 | 0 | 0 | 0 | 0 | 0 | 0 | 0 | 0 | 0 | 0
11 | 24 | 1 | 6 | 1.7931 | 0 | 2.4469 | 0 | 0 | 0 | 0.0012057 | 0.85007 | 0 | 0 | 0.52926 | 0 | 5.6205 | 0 | 0 | 0 | 0 | 0 | 0 | 0 | 0 | 0 | 0 | 0 | 0 | 0 | 0.45131 | 0 | 0.54519 | 9.1477 | 0 | 0 | 0.0525 | 0.86052 | 0 | 0.00071851 | 0 | 0 | 11.0579 | 0 | 0 | 0 | 0 | 0 | 0 | 0 | 0 | 0 | 0 | 0 | 0 | 0
11 | 24 | 2 | 6 | 1.7931 | 0 | 2.4469 | 0 | 0 | 0 | 0.0012057 | 0.89342 | 0 | 0 | 0.52932 | 0 | 5.664 | 0 | 0 | 0 | 0 | 0 | 0 | 0 | 0 | 0 | 0 | 0 | 0 | 0 | 0.45131 | 0 | 0.32173 | 9.6812 | 0 | 0 | 0.0525 | 0.86801 | 0 | 0.00076833 | 0 | 0 | 11.3756 | 0 | 0 | 0 | 0 | 0 | 0 | 0 | 0 | 0 | 0 | 0 | 0 | 0
11 | 24 | 3 | 6 | 1.7931 | 0 | 2.4469 | 0 | 0 | 0 | 0.0012057 | 0.87133 | 0 | 0 | 0.52933 | 0 | 5.6419 | 0 | 0 | 0 | 0 | 0 | 0 | 0 | 0 | 0 | 0 | 0 | 0 | 0 | 0.45131 | 0 | 0.32173 | 9.398 | 0 | 0 | 0.0525 | 0.85835 | 0 | 0.00074587 | 0 | 0 | 11.0826 | 0 | 0 | 0 | 0 | 0 | 0 | 0 | 0 | 0 | 0 | 0 | 0 | 0
11 | 24 | 4 | 6 | 1.7931 | 0 | 2.4469 | 0 | 0 | 0 | 0.0012057 | 0.9328 | 0 | 0 | 0.5293 | 0 | 5.7033 | 0 | 0 | 0 | 0 | 0 | 0 | 0 | 0 | 0 | 0 | 0 | 0 | 0 | 0.45131 | 0 | 0.32173 | 10.007 | 0 | 0 | 0.0525 | 0.86742 | 0 | 0.00079125 | 0 | 0 | 11.7007 | 0 | 0 | 0 | 0 | 0 | 0 | 0 | 0 | 0 | 0 | 0 | 0 | 0
11 | 24 | 5 | 6 | 1.7931 | 0 | 2.4469 | 0 | 0 | 0 | 0.0012057 | 0.95933 | 0 | 0 | 0.52933 | 0 | 5.7299 | 0 | 0 | 0 | 0 | 0 | 0 | 0 | 0 | 0 | 0 | 0 | 0 | 0 | 0.45131 | 0 | 0.32173 | 10.3115 | 0 | 0 | 0.0525 | 0.87088 | 0 | 0.0008227 | 0 | 0 | 12.0087 | 0 | 0 | 0 | 0 | 0 | 0 | 0 | 0 | 0 | 0 | 0 | 0 | 0
11 | 24 | 6 | 6 | 1.7931 | 0 | 2.4469 | 0 | 0 | 0 | 0.0012057 | 0.92719 | 0 | 0 | 0.52933 | 0 | 5.6978 | 0 | 0 | 0 | 0 | 0 | 0 | 0 | 0 | 0 | 0 | 0 | 0 | 0 | 0.45131 | 0 | 0.32173 | 9.974 | 0 | 0 | 0.0525 | 0.86048 | 0 | 0.07256 | 0 | 0 | 11.7326 | 0 | 0 | 0 | 0 | 0 | 0 | 0 | 0 | 0 | 0 | 0 | 0 | 0
11 | 24 | 7 | 6 | 1.7931 | 0 | 2.4469 | 0 | 0 | 0 | 0.0012057 | 0.95755 | 0 | 0 | 2.9692 | 0 | 8.1679 | 0 | 0 | 0 | 0 | 0 | 0 | 0 | 0 | 0 | 0 | 0 | 0 | 0 | 0.45131 | 0 | 0.54519 | 10.182 | 0 | 0 | 0.315 | 0.85952 | 0 | 0.026697 | 0 | 0 | 12.3797 | 0 | 0 | 0 | 0 | 0 | 0 | 0 | 0 | 0 | 0 | 0 | 0 | 0
11 | 24 | 8 | 6 | 1.7931 | 0 | 2.4469 | 0 | 0 | 0 | 0.0012057 | 1.284 | 0 | 0 | 3.9587 | 0 | 9.4839 | 0 | 0 | 0 | 0 | 0 | 0 | 0 | 0 | 0 | 0 | 0 | 0 | 0 | 0.45131 | 0 | 0.71279 | 12.6086 | 0 | 0 | 0.525 | 0.85598 | 0 | 0.0010145 | 0 | 0 | 15.1547 | 0 | 0 | 0 | 0 | 0 | 0 | 0 | 0 | 0 | 0 | 0 | 0 | 0
11 | 24 | 9 | 6 | 1.7931 | 0 | 13.5789 | 0 | 0 | 0 | 0.0012057 | 1.0928 | 0 | 0 | 4.8961 | 0 | 21.3622 | 0 | 0 | 0 | 0 | 0 | 0 | 0 | 0 | 0 | 0 | 0 | 0 | 0 | 0.45131 | 0 | 0.71279 | 10.637 | 0 | 0 | 0.42 | 0.8563 | 0 | 0.00084871 | 0 | 0 | 13.0782 | 0 | 0 | 0 | 0 | 0 | 0 | 0 | 0 | 0 | 0 | 0 | 0 | 0
11 | 24 | 10 | 6 | 1.7931 | 0 | 13.5789 | 0 | 0 | 0 | 0.0012057 | 0.90384 | 0 | 0 | 2.9692 | 0 | 19.2462 | 0 | 0 | 0 | 0 | 0 | 0 | 0 | 0 | 0 | 0 | 0 | 0 | 0 | 0.45131 | 0 | 0.71279 | 8.9132 | 0 | 0 | 0.315 | 0.84167 | 0 | 0.00069433 | 0 | 0 | 11.2346 | 0 | 0 | 0 | 0 | 0 | 0 | 0 | 0 | 0 | 0 | 0 | 0 | 0
11 | 24 | 11 | 6 | 1.7931 | 0 | 13.5789 | 0 | 0 | 0 | 0.0012057 | 0.78309 | 0 | 0 | 2.9691 | 0 | 19.1255 | 0 | 0 | 0 | 0 | 0 | 0 | 0 | 0 | 0 | 0 | 0 | 0 | 0 | 0.45131 | 0 | 0.71279 | 7.5673 | 0 | 0 | 0.315 | 0.81966 | 0 | 0.00058279 | 0 | 0 | 9.8667 | 0 | 0 | 0 | 0 | 0 | 0 | 0 | 0 | 0 | 0 | 0 | 0 | 0
11 | 24 | 12 | 6 | 1.7931 | 0 | 13.5789 | 0 | 0 | 0 | 0.0012057 | 0.71918 | 0 | 0 | 3.4571 | 0 | 19.5495 | 0 | 0 | 0 | 0 | 0 | 0 | 0 | 0 | 0 | 0 | 0 | 0 | 0 | 0.45131 | 0 | 0.54519 | 6.861 | 0 | 0 | 0.3675 | 0.82665 | 0 | 0.00053363 | 0 | 0 | 9.0522 | 0 | 0 | 0 | 0 | 0 | 0 | 0 | 0 | 0 | 0 | 0 | 0 | 0
11 | 24 | 13 | 6 | 1.7931 | 0 | 8.6313 | 0 | 0 | 0 | 0.0012057 | 0.6835 | 0 | 0 | 3.9451 | 0 | 15.0543 | 0 | 0 | 0 | 0 | 0 | 0 | 0 | 0 | 0 | 0 | 0 | 0 | 0 | 0.45131 | 0 | 0.54519 | 6.4334 | 0 | 0 | 0.42 | 0.82312 | 0 | 0.00050497 | 0 | 0 | 8.6735 | 0 | 0 | 0 | 0 | 0 | 0 | 0 | 0 | 0 | 0 | 0 | 0 | 0
11 | 24 | 14 | 6 | 1.7931 | 0 | 13.5789 | 0 | 0 | 0 | 0.0012057 | 0.5506 | 0 | 0 | 3.4572 | 0 | 19.381 | 0 | 0 | 0 | 0 | 0 | 0 | 0 | 0 | 0 | 0 | 0 | 0 | 0 | 0.45131 | 0 | 0.54519 | 5.4894 | 0 | 0 | 0.3675 | 0.82114 | 0 | 0.00041722 | 0 | 0 | 7.675 | 0 | 0 | 0 | 0 | 0 | 0 | 0 | 0 | 0 | 0 | 0 | 0 | 0
11 | 24 | 15 | 6 | 1.7931 | 0 | 13.5789 | 0 | 0 | 0 | 0.0012057 | 0.58806 | 0 | 0 | 3.4571 | 0 | 19.4184 | 0 | 0 | 0 | 0 | 0 | 0 | 0 | 0 | 0 | 0 | 0 | 0 | 0 | 0.45131 | 0 | 0.54519 | 5.7284 | 0 | 0 | 0.3675 | 0.82695 | 0 | 0.00044163 | 0 | 0 | 7.9199 | 0 | 0 | 0 | 0 | 0 | 0 | 0 | 0 | 0 | 0 | 0 | 0 | 0
11 | 24 | 16 | 6 | 1.7931 | 0 | 13.5789 | 0 | 0 | 0 | 0.0012057 | 0.66878 | 0 | 0 | 2.9692 | 0 | 19.0112 | 0 | 0 | 0 | 0 | 0 | 0 | 0 | 0 | 0 | 0 | 0 | 0 | 0 | 0.45131 | 0 | 0.54519 | 6.4601 | 0 | 0 | 0.315 | 0.8304 | 0 | 0.00049263 | 0 | 0 | 8.6025 | 0 | 0 | 0 | 0 | 0 | 0 | 0 | 0 | 0 | 0 | 0 | 0 | 0
11 | 24 | 17 | 6 | 1.7931 | 0 | 13.5789 | 0 | 0 | 0 | 0.0012057 | 0.77275 | 0 | 0 | 2.9692 | 0 | 19.1151 | 0 | 0 | 0 | 0 | 0 | 0 | 0 | 0 | 0 | 0 | 0 | 0 | 0 | 0.45131 | 0 | 0.54519 | 7.1394 | 0 | 0 | 0.315 | 0.82975 | 0 | 0.00058361 | 0 | 0 | 9.2812 | 0 | 0 | 0 | 0 | 0 | 0 | 0 | 0 | 0 | 0 | 0 | 0 | 0
11 | 24 | 18 | 6 | 1.7931 | 0 | 13.5789 | 0 | 0 | 0 | 0.0012057 | 0.86999 | 0 | 0 | 3.9587 | 0 | 20.2019 | 0 | 0 | 0 | 0 | 0 | 0 | 0 | 0 | 0 | 0 | 0 | 0 | 0 | 0.45131 | 0 | 0.54519 | 7.932 | 0 | 0 | 0.525 | 0.83882 | 0 | 0.0006304 | 0 | 0 | 10.2929 | 0 | 0 | 0 | 0 | 0 | 0 | 0 | 0 | 0 | 0 | 0 | 0 | 0
11 | 24 | 19 | 6 | 1.7931 | 0 | 9.8682 | 0 | 0 | 0 | 0.0012057 | 0.89382 | 0 | 0 | 5.8721 | 0 | 18.4285 | 0 | 0 | 0 | 0 | 0 | 0 | 0 | 0 | 0 | 0 | 0 | 0 | 0 | 0.45131 | 0 | 0.54519 | 8.0657 | 0 | 0 | 0.525 | 0.83119 | 0 | 0.0007595 | 0 | 0 | 10.4191 | 0 | 0 | 0 | 0 | 0 | 0 | 0 | 0 | 0 | 0 | 0 | 0 | 0
11 | 24 | 20 | 6 | 1.7931 | 0 | 2.4469 | 0 | 0 | 0 | 0.0012057 | 1.0432 | 0 | 0 | 3.9451 | 0 | 9.2295 | 0 | 0 | 0 | 0 | 0 | 0 | 0 | 0 | 0 | 0 | 0 | 0 | 0 | 0.45131 | 0 | 0.88038 | 9.0596 | 0 | 0 | 0.42 | 0.83222 | 0 | 0.00073709 | 0 | 0 | 11.6443 | 0 | 0 | 0 | 0 | 0 | 0 | 0 | 0 | 0 | 0 | 0 | 0 | 0
11 | 24 | 21 | 6 | 1.7931 | 0 | 2.4469 | 0 | 0 | 0 | 0.0012057 | 1.0959 | 0 | 0 | 3.4571 | 0 | 8.7943 | 0 | 0 | 0 | 0 | 0 | 0 | 0 | 0 | 0 | 0 | 0 | 0 | 0 | 0.45131 | 0 | 1.1038 | 9.4514 | 0 | 0 | 0.3675 | 0.83216 | 0 | 0.00077536 | 0 | 0 | 12.207 | 0 | 0 | 0 | 0 | 0 | 0 | 0 | 0 | 0 | 0 | 0 | 0 | 0
11 | 24 | 22 | 6 | 1.7931 | 0 | 2.4469 | 0 | 0 | 0 | 0.0012057 | 1.1126 | 0 | 0 | 3.9587 | 0 | 9.3125 | 0 | 0 | 0 | 0 | 0 | 0 | 0 | 0 | 0 | 0 | 0 | 0 | 0 | 0.45131 | 0 | 1.2156 | 9.6035 | 0 | 0 | 0.4725 | 0.83095 | 0 | 0.00078821 | 0 | 0 | 12.5746 | 0 | 0 | 0 | 0 | 0 | 0 | 0 | 0 | 0 | 0 | 0 | 0 | 0
11 | 24 | 23 | 6 | 1.7931 | 0 | 2.4469 | 0 | 0 | 0 | 0.0012057 | 1.087 | 0 | 0 | 3.438 | 0 | 8.7662 | 0 | 0 | 0 | 0 | 0 | 0 | 0 | 0 | 0 | 0 | 0 | 0 | 0 | 0.45131 | 0 | 1.1038 | 9.3975 | 0 | 0 | 0.315 | 0.82702 | 0 | 0.00077055 | 0 | 0 | 12.0954 | 0 | 0 | 0 | 0 | 0 | 0 | 0 | 0 | 0 | 0 | 0 | 0 | 0
11 | 24 | 24 | 6 | 1.7931 | 0 | 2.4469 | 0 | 0 | 0 | 0.0012057 | 0.66008 | 0 | 0 | 0.52928 | 0 | 5.4306 | 0 | 0 | 0 | 0 | 0 | 0 | 0 | 0 | 0 | 0 | 0 | 0 | 0 | 0.45131 | 0 | 0.88038 | 6.7968 | 0 | 0 | 0.0525 | 0.83358 | 0 | 0.00051239 | 0 | 0 | 9.015 | 0 | 0 | 0 | 0 | 0 | 0 | 0 | 0 | 0 | 0 | 0 | 0 | 0
11 | 25 | 1 | 7 | 1.7931 | 0 | 2.4469 | 0 | 0 | 0 | 0.0012057 | 0.79293 | 0 | 0 | 0.5293 | 0 | 5.5634 | 0 | 0 | 0 | 0 | 0 | 0 | 0 | 0 | 0 | 0 | 0 | 0 | 0 | 0.45131 | 0 | 0.54519 | 8.0804 | 0 | 0 | 0.0525 | 0.84544 | 0 | 0.00062213 | 0 | 0 | 9.9755 | 0 | 0 | 0 | 0 | 0 | 0 | 0 | 0 | 0 | 0 | 0 | 0 | 0
11 | 25 | 2 | 7 | 1.7931 | 0 | 2.4469 | 0 | 0 | 0 | 0.0012057 | 0.85462 | 0 | 0 | 0.52934 | 0 | 5.6252 | 0 | 0 | 0 | 0 | 0 | 0 | 0 | 0 | 0 | 0 | 0 | 0 | 0 | 0.45131 | 0 | 0.32173 | 8.6533 | 0 | 0 | 0.0525 | 0.85597 | 0 | 0.0092634 | 0 | 0 | 10.344 | 0 | 0 | 0 | 0 | 0 | 0 | 0 | 0 | 0 | 0 | 0 | 0 | 0
11 | 25 | 3 | 7 | 1.7931 | 0 | 2.4469 | 0 | 0 | 0 | 0.0012057 | 0.84008 | 0 | 0 | 0.52938 | 0 | 5.6107 | 0 | 0 | 0 | 0 | 0 | 0 | 0 | 0 | 0 | 0 | 0 | 0 | 0 | 0.45131 | 0 | 0.32173 | 8.5211 | 0 | 0 | 0.0525 | 0.85023 | 0 | 0.074712 | 0 | 0 | 10.2716 | 0 | 0 | 0 | 0 | 0 | 0 | 0 | 0 | 0 | 0 | 0 | 0 | 0
11 | 25 | 4 | 7 | 1.7931 | 0 | 2.4469 | 0 | 0 | 0 | 0.0012057 | 0.90209 | 0 | 0 | 0.52936 | 0 | 5.6727 | 0 | 0 | 0 | 0 | 0 | 0 | 0 | 0 | 0 | 0 | 0 | 0 | 0 | 0.45131 | 0 | 0.32173 | 9.0783 | 0 | 0 | 0.0525 | 0.86029 | 0 | 0.14932 | 0 | 0 | 10.9135 | 0 | 0 | 0 | 0 | 0 | 0 | 0 | 0 | 0 | 0 | 0 | 0 | 0
11 | 25 | 5 | 7 | 1.7931 | 0 | 2.4469 | 0 | 0 | 0 | 0.0012057 | 0.90709 | 0 | 0 | 0.5294 | 0 | 5.6777 | 0 | 0 | 0 | 0 | 0 | 0 | 0 | 0 | 0 | 0 | 0 | 0 | 0 | 0.45131 | 0 | 0.32173 | 9.0609 | 0 | 0 | 0.0525 | 0.85916 | 0 | 0.08391 | 0 | 0 | 10.8295 | 0 | 0 | 0 | 0 | 0 | 0 | 0 | 0 | 0 | 0 | 0 | 0 | 0
11 | 25 | 6 | 7 | 1.7931 | 0 | 2.4469 | 0 | 0 | 0 | 0.0012057 | 0.91041 | 0 | 0 | 0.5294 | 0 | 5.681 | 0 | 0 | 0 | 0 | 0 | 0 | 0 | 0 | 0 | 0 | 0 | 0 | 0 | 0.45131 | 0 | 0.32173 | 9.1096 | 0 | 0 | 0.0525 | 0.85876 | 0 | 0.084168 | 0 | 0 | 10.8781 | 0 | 0 | 0 | 0 | 0 | 0 | 0 | 0 | 0 | 0 | 0 | 0 | 0
11 | 25 | 7 | 7 | 1.7931 | 0 | 2.4469 | 0 | 0 | 0 | 0.0012057 | 0.91121 | 0 | 0 | 2.9693 | 0 | 8.1217 | 0 | 0 | 0 | 0 | 0 | 0 | 0 | 0 | 0 | 0 | 0 | 0 | 0 | 0.45131 | 0 | 0.54519 | 8.2871 | 0 | 0 | 0.315 | 0.85078 | 0 | 0 | 0 | 0 | 10.4494 | 0 | 0 | 0 | 0 | 0 | 0 | 0 | 0 | 0 | 0 | 0 | 0 | 0
11 | 25 | 8 | 7 | 1.7931 | 0 | 2.4469 | 0 | 0 | 0 | 0.0012057 | 1.2504 | 0 | 0 | 3.9588 | 0 | 9.4504 | 0 | 0 | 0 | 0 | 0 | 0 | 0 | 0 | 0 | 0 | 0 | 0 | 0 | 0.45131 | 0 | 0.71279 | 10.0417 | 0 | 0 | 0.525 | 0.8471 | 0 | 0 | 0 | 0 | 12.5779 | 0 | 0 | 0 | 0 | 0 | 0 | 0 | 0 | 0 | 0 | 0 | 0 | 0
11 | 25 | 9 | 7 | 1.7931 | 0 | 13.5789 | 0 | 0 | 0 | 0.0012057 | 1.0927 | 0 | 0 | 4.8963 | 0 | 21.3622 | 0 | 0 | 0 | 0 | 0 | 0 | 0 | 0 | 0 | 0 | 0 | 0 | 0 | 0.45131 | 0 | 0.71279 | 8.6593 | 0 | 0 | 0.42 | 0.84428 | 0 | 0 | 0 | 0 | 11.0877 | 0 | 0 | 0 | 0 | 0 | 0 | 0 | 0 | 0 | 0 | 0 | 0 | 0
11 | 25 | 10 | 7 | 1.7931 | 0 | 13.5789 | 0 | 0 | 0 | 0.0012057 | 0.98585 | 0 | 0 | 2.9692 | 0 | 19.3283 | 0 | 0 | 0 | 0 | 0 | 0 | 0 | 0 | 0 | 0 | 0 | 0 | 0 | 0.45131 | 0 | 0.71279 | 7.5577 | 0 | 0 | 0.315 | 0.8372 | 0 | 0 | 0 | 0 | 9.874 | 0 | 0 | 0 | 0 | 0 | 0 | 0 | 0 | 0 | 0 | 0 | 0 | 0
11 | 25 | 11 | 7 | 1.7931 | 0 | 13.5789 | 0 | 0 | 0 | 0.0012057 | 0.86782 | 0 | 0 | 2.9692 | 0 | 19.2103 | 0 | 0 | 0 | 0 | 0 | 0 | 0 | 0 | 0 | 0 | 0 | 0 | 0 | 0.45131 | 0 | 0.71279 | 6.5198 | 0 | 0 | 0.315 | 0.82636 | 0 | 0 | 0 | 0 | 8.8253 | 0 | 0 | 0 | 0 | 0 | 0 | 0 | 0 | 0 | 0 | 0 | 0 | 0
11 | 25 | 12 | 7 | 1.7931 | 0 | 13.5789 | 0 | 0 | 0 | 0.0012057 | 0.62623 | 0 | 0 | 3.4572 | 0 | 19.4566 | 0 | 0 | 0 | 0 | 0 | 0 | 0 | 0 | 0 | 0 | 0 | 0 | 0 | 0.45131 | 0 | 0.54519 | 4.8411 | 0 | 0 | 0.3675 | 0.81765 | 0 | 0 | 0 | 0 | 7.0228 | 0 | 0 | 0 | 0 | 0 | 0 | 0 | 0 | 0 | 0 | 0 | 0 | 0
11 | 25 | 13 | 7 | 1.7931 | 0 | 8.6313 | 0 | 0 | 0 | 0.0012057 | 0.5883 | 0 | 0 | 3.9452 | 0 | 14.9592 | 0 | 0 | 0 | 0 | 0 | 0 | 0 | 0 | 0 | 0 | 0 | 0 | 0 | 0.45131 | 0 | 0.54519 | 4.3658 | 0 | 0 | 0.42 | 0.8196 | 0 | 0 | 0 | 0 | 6.6019 | 0 | 0 | 0 | 0 | 0 | 0 | 0 | 0 | 0 | 0 | 0 | 0 | 0
11 | 25 | 14 | 7 | 1.7931 | 0 | 13.5789 | 0 | 0 | 0 | 0.0012057 | 0.44267 | 0 | 0 | 3.4572 | 0 | 19.2731 | 0 | 0 | 0 | 0 | 0 | 0 | 0 | 0 | 0 | 0 | 0 | 0 | 0 | 0.45131 | 0 | 0.54519 | 3.6323 | 0 | 0 | 0.3675 | 0.81879 | 0 | 0 | 0 | 0 | 5.8151 | 0 | 0 | 0 | 0 | 0 | 0 | 0 | 0 | 0 | 0 | 0 | 0 | 0
11 | 25 | 15 | 7 | 1.7931 | 0 | 13.5789 | 0 | 0 | 0 | 0.0012057 | 0.46699 | 0 | 0 | 3.4572 | 0 | 19.2974 | 0 | 0 | 0 | 0 | 0 | 0 | 0 | 0 | 0 | 0 | 0 | 0 | 0 | 0.45131 | 0 | 0.54519 | 3.7507 | 0 | 0 | 0.3675 | 0.8212 | 0 | 0 | 0 | 0 | 5.9359 | 0 | 0 | 0 | 0 | 0 | 0 | 0 | 0 | 0 | 0 | 0 | 0 | 0
11 | 25 | 16 | 7 | 1.7931 | 0 | 13.5789 | 0 | 0 | 0 | 0.0012057 | 0.50684 | 0 | 0 | 2.9692 | 0 | 18.8493 | 0 | 0 | 0 | 0 | 0 | 0 | 0 | 0 | 0 | 0 | 0 | 0 | 0 | 0.45131 | 0 | 0.54519 | 3.8727 | 0 | 0 | 0.315 | 0.81993 | 0 | 0 | 0 | 0 | 6.0042 | 0 | 0 | 0 | 0 | 0 | 0 | 0 | 0 | 0 | 0 | 0 | 0 | 0
11 | 25 | 17 | 7 | 1.7931 | 0 | 13.5789 | 0 | 0 | 0 | 0.0012057 | 0.62238 | 0 | 0 | 2.9692 | 0 | 18.9648 | 0 | 0 | 0 | 0 | 0 | 0 | 0 | 0 | 0 | 0 | 0 | 0 | 0 | 0.45131 | 0 | 0.54519 | 4.6107 | 0 | 0 | 0.315 | 0.82201 | 0 | 0 | 0 | 0 | 6.7442 | 0 | 0 | 0 | 0 | 0 | 0 | 0 | 0 | 0 | 0 | 0 | 0 | 0
11 | 25 | 18 | 7 | 1.7931 | 0 | 13.5789 | 0 | 0 | 0 | 0.0012057 | 0.66353 | 0 | 0 | 3.9587 | 0 | 19.9955 | 0 | 0 | 0 | 0 | 0 | 0 | 0 | 0 | 0 | 0 | 0 | 0 | 0 | 0.45131 | 0 | 0.54519 | 4.9031 | 0 | 0 | 0.525 | 0.82022 | 0 | 0 | 0 | 0 | 7.2449 | 0 | 0 | 0 | 0 | 0 | 0 | 0 | 0 | 0 | 0 | 0 | 0 | 0
11 | 25 | 19 | 7 | 1.7931 | 0 | 9.8682 | 0 | 0 | 0 | 0.0012057 | 0.7706 | 0 | 0 | 5.8722 | 0 | 18.3053 | 0 | 0 | 0 | 0 | 0 | 0 | 0 | 0 | 0 | 0 | 0 | 0 | 0 | 0.45131 | 0 | 0.54519 | 5.538 | 0 | 0 | 0.525 | 0.82531 | 0 | 0 | 0 | 0 | 7.8848 | 0 | 0 | 0 | 0 | 0 | 0 | 0 | 0 | 0 | 0 | 0 | 0 | 0
11 | 25 | 20 | 7 | 1.7931 | 0 | 2.4469 | 0 | 0 | 0 | 0.0012057 | 0.86702 | 0 | 0 | 3.9452 | 0 | 9.0534 | 0 | 0 | 0 | 0 | 0 | 0 | 0 | 0 | 0 | 0 | 0 | 0 | 0 | 0.45131 | 0 | 0.88038 | 5.9512 | 0 | 0 | 0.42 | 0.81491 | 0 | 0 | 0 | 0 | 8.5179 | 0 | 0 | 0 | 0 | 0 | 0 | 0 | 0 | 0 | 0 | 0 | 0 | 0
11 | 25 | 21 | 7 | 1.7931 | 0 | 2.4469 | 0 | 0 | 0 | 0.0012057 | 0.89138 | 0 | 0 | 3.4572 | 0 | 8.5898 | 0 | 0 | 0 | 0 | 0 | 0 | 0 | 0 | 0 | 0 | 0 | 0 | 0 | 0.45131 | 0 | 1.1038 | 6.1766 | 0 | 0 | 0.3675 | 0.81014 | 0 | 0 | 0 | 0 | 8.9094 | 0 | 0 | 0 | 0 | 0 | 0 | 0 | 0 | 0 | 0 | 0 | 0 | 0
11 | 25 | 22 | 7 | 1.7931 | 0 | 2.4469 | 0 | 0 | 0 | 0.0012057 | 0.90372 | 0 | 0 | 3.9587 | 0 | 9.1037 | 0 | 0 | 0 | 0 | 0 | 0 | 0 | 0 | 0 | 0 | 0 | 0 | 0 | 0.45131 | 0 | 1.2156 | 6.3491 | 0 | 0 | 0.4725 | 0.80781 | 0 | 0 | 0 | 0 | 9.2963 | 0 | 0 | 0 | 0 | 0 | 0 | 0 | 0 | 0 | 0 | 0 | 0 | 0
11 | 25 | 23 | 7 | 1.7931 | 0 | 2.4469 | 0 | 0 | 0 | 0.0012057 | 0.90411 | 0 | 0 | 3.438 | 0 | 8.5833 | 0 | 0 | 0 | 0 | 0 | 0 | 0 | 0 | 0 | 0 | 0 | 0 | 0 | 0.45131 | 0 | 1.1038 | 6.4871 | 0 | 0 | 0.315 | 0.80887 | 0 | 0 | 0 | 0 | 9.1661 | 0 | 0 | 0 | 0 | 0 | 0 | 0 | 0 | 0 | 0 | 0 | 0 | 0
11 | 25 | 24 | 7 | 1.7931 | 0 | 2.4469 | 0 | 0 | 0 | 0.0012057 | 0.45665 | 0 | 0 | 0.52928 | 0 | 5.2272 | 0 | 0 | 0 | 0 | 0 | 0 | 0 | 0 | 0 | 0 | 0 | 0 | 0 | 0.45131 | 0 | 0.88038 | 4.4889 | 0 | 0 | 0.0525 | 0.81522 | 0 | 0 | 0 | 0 | 6.6883 | 0 | 0 | 0 | 0 | 0 | 0 | 0 | 0 | 0 | 0 | 0 | 0 | 0
11 | 26 | 1 | 1 | 1.7931 | 0 | 2.4469 | 0 | 0 | 0 | 0.0012057 | 0.59129 | 0 | 0 | 0.52931 | 0 | 5.3618 | 0 | 0 | 0 | 0 | 0 | 0 | 0 | 0 | 0 | 0 | 0 | 0 | 0 | 0.45131 | 0 | 0.54519 | 5.3352 | 0 | 0 | 0.0525 | 0.82465 | 0 | 0 | 0 | 0 | 7.2089 | 0 | 0 | 0 | 0 | 0 | 0 | 0 | 0 | 0 | 0 | 0 | 0 | 0
11 | 26 | 2 | 1 | 1.7931 | 0 | 2.4469 | 0 | 0 | 0 | 0.0012057 | 0.67369 | 0 | 0 | 0.52934 | 0 | 5.4443 | 0 | 0 | 0 | 0 | 0 | 0 | 0 | 0 | 0 | 0 | 0 | 0 | 0 | 0.45131 | 0 | 0.32173 | 6.0565 | 0 | 0 | 0.0525 | 0.83731 | 0 | 0 | 0 | 0 | 7.7194 | 0 | 0 | 0 | 0 | 0 | 0 | 0 | 0 | 0 | 0 | 0 | 0 | 0
11 | 26 | 3 | 1 | 1.7931 | 0 | 2.4469 | 0 | 0 | 0 | 0.0012057 | 0.69122 | 0 | 0 | 0.52938 | 0 | 5.4618 | 0 | 0 | 0 | 0 | 0 | 0 | 0 | 0 | 0 | 0 | 0 | 0 | 0 | 0.45131 | 0 | 0.32173 | 6.2816 | 0 | 0 | 0.0525 | 0.83699 | 0 | 0 | 0 | 0 | 7.9441 | 0 | 0 | 0 | 0 | 0 | 0 | 0 | 0 | 0 | 0 | 0 | 0 | 0
11 | 26 | 4 | 1 | 1.7931 | 0 | 2.4469 | 0 | 0 | 0 | 0.0012057 | 0.71466 | 0 | 0 | 0.52938 | 0 | 5.4853 | 0 | 0 | 0 | 0 | 0 | 0 | 0 | 0 | 0 | 0 | 0 | 0 | 0 | 0.45131 | 0 | 0.32173 | 6.6199 | 0 | 0 | 0.0525 | 0.83884 | 0 | 0 | 0 | 0 | 8.2843 | 0 | 0 | 0 | 0 | 0 | 0 | 0 | 0 | 0 | 0 | 0 | 0 | 0
11 | 26 | 5 | 1 | 1.7931 | 0 | 2.4469 | 0 | 0 | 0 | 0.0012057 | 0.72145 | 0 | 0 | 0.52938 | 0 | 5.492 | 0 | 0 | 0 | 0 | 0 | 0 | 0 | 0 | 0 | 0 | 0 | 0 | 0 | 0.45131 | 0 | 0.32173 | 6.6592 | 0 | 0 | 0.0525 | 0.83801 | 0 | 0 | 0 | 0 | 8.3228 | 0 | 0 | 0 | 0 | 0 | 0 | 0 | 0 | 0 | 0 | 0 | 0 | 0
11 | 26 | 6 | 1 | 1.7931 | 0 | 2.4469 | 0 | 0 | 0 | 0.0012057 | 0.73847 | 0 | 0 | 0.52937 | 0 | 5.5091 | 0 | 0 | 0 | 0 | 0 | 0 | 0 | 0 | 0 | 0 | 0 | 0 | 0 | 0.45131 | 0 | 0.32173 | 6.7795 | 0 | 0 | 0.0525 | 0.83939 | 0 | 0 | 0 | 0 | 8.4445 | 0 | 0 | 0 | 0 | 0 | 0 | 0 | 0 | 0 | 0 | 0 | 0 | 0
11 | 26 | 7 | 1 | 1.7931 | 0 | 2.4469 | 0 | 0 | 0 | 0.0012057 | 0.77687 | 0 | 0 | 2.9693 | 0 | 7.9873 | 0 | 0 | 0 | 0 | 0 | 0 | 0 | 0 | 0 | 0 | 0 | 0 | 0 | 0.45131 | 0 | 0.54519 | 7.0808 | 0 | 0 | 0.315 | 0.83806 | 0 | 0 | 0 | 0 | 9.2303 | 0 | 0 | 0 | 0 | 0 | 0 | 0 | 0 | 0 | 0 | 0 | 0 | 0
11 | 26 | 8 | 1 | 1.7931 | 0 | 2.4469 | 0 | 0 | 0 | 0.0012057 | 1.1657 | 0 | 0 | 3.9588 | 0 | 9.3657 | 0 | 0 | 0 | 0 | 0 | 0 | 0 | 0 | 0 | 0 | 0 | 0 | 0 | 0.45131 | 0 | 0.71279 | 9.2555 | 0 | 0 | 0.525 | 0.83309 | 0 | 0 | 0 | 0 | 11.7777 | 0 | 0 | 0 | 0 | 0 | 0 | 0 | 0 | 0 | 0 | 0 | 0 | 0
11 | 26 | 9 | 1 | 1.7931 | 0 | 13.5789 | 0 | 0 | 0 | 0.0012057 | 0.89054 | 0 | 0 | 4.8962 | 0 | 21.16 | 0 | 0 | 0 | 0 | 0 | 0 | 0 | 0 | 0 | 0 | 0 | 0 | 0 | 0.45131 | 0 | 0.71279 | 7.1181 | 0 | 0 | 0.42 | 0.82566 | 0 | 0 | 0 | 0 | 9.5279 | 0 | 0 | 0 | 0 | 0 | 0 | 0 | 0 | 0 | 0 | 0 | 0 | 0
11 | 26 | 10 | 1 | 1.7931 | 0 | 13.5789 | 0 | 0 | 0 | 0.0012057 | 0.77054 | 0 | 0 | 2.9692 | 0 | 19.113 | 0 | 0 | 0 | 0 | 0 | 0 | 0 | 0 | 0 | 0 | 0 | 0 | 0 | 0.45131 | 0 | 0.71279 | 6.2683 | 0 | 0 | 0.315 | 0.82724 | 0 | 0 | 0 | 0 | 8.5746 | 0 | 0 | 0 | 0 | 0 | 0 | 0 | 0 | 0 | 0 | 0 | 0 | 0
11 | 26 | 11 | 1 | 1.7931 | 0 | 13.5789 | 0 | 0 | 0 | 0.0012057 | 0.63382 | 0 | 0 | 2.9692 | 0 | 18.9763 | 0 | 0 | 0 | 0 | 0 | 0 | 0 | 0 | 0 | 0 | 0 | 0 | 0 | 0.45131 | 0 | 0.71279 | 5.1369 | 0 | 0 | 0.315 | 0.80873 | 0 | 0 | 0 | 0 | 7.4247 | 0 | 0 | 0 | 0 | 0 | 0 | 0 | 0 | 0 | 0 | 0 | 0 | 0
11 | 26 | 12 | 1 | 1.7931 | 0 | 13.5789 | 0 | 0 | 0 | 0.0012057 | 0.57616 | 0 | 0 | 3.4572 | 0 | 19.4066 | 0 | 0 | 0 | 0 | 0 | 0 | 0 | 0 | 0 | 0 | 0 | 0 | 0 | 0.45131 | 0 | 0.54519 | 4.7396 | 0 | 0 | 0.3675 | 0.81769 | 0 | 0 | 0 | 0 | 6.9213 | 0 | 0 | 0 | 0 | 0 | 0 | 0 | 0 | 0 | 0 | 0 | 0 | 0
11 | 26 | 13 | 1 | 1.7931 | 0 | 8.6313 | 0 | 0 | 0 | 0.0012057 | 0.52259 | 0 | 0 | 3.9452 | 0 | 14.8934 | 0 | 0 | 0 | 0 | 0 | 0 | 0 | 0 | 0 | 0 | 0 | 0 | 0 | 0.45131 | 0 | 0.54519 | 4.4434 | 0 | 0 | 0.42 | 0.80806 | 0 | 0 | 0 | 0 | 6.668 | 0 | 0 | 0 | 0 | 0 | 0 | 0 | 0 | 0 | 0 | 0 | 0 | 0
11 | 26 | 14 | 1 | 1.7931 | 0 | 13.5789 | 0 | 0 | 0 | 0.0012057 | 0.44031 | 0 | 0 | 3.4572 | 0 | 19.2707 | 0 | 0 | 0 | 0 | 0 | 0 | 0 | 0 | 0 | 0 | 0 | 0 | 0 | 0.45131 | 0 | 0.54519 | 4.0351 | 0 | 0 | 0.3675 | 0.81585 | 0 | 0 | 0 | 0 | 6.2149 | 0 | 0 | 0 | 0 | 0 | 0 | 0 | 0 | 0 | 0 | 0 | 0 | 0
11 | 26 | 15 | 1 | 1.7931 | 0 | 13.5789 | 0 | 0 | 0 | 0.0012057 | 0.46458 | 0 | 0 | 3.4572 | 0 | 19.295 | 0 | 0 | 0 | 0 | 0 | 0 | 0 | 0 | 0 | 0 | 0 | 0 | 0 | 0.45131 | 0 | 0.54519 | 4.2372 | 0 | 0 | 0.3675 | 0.81733 | 0 | 0 | 0 | 0 | 6.4185 | 0 | 0 | 0 | 0 | 0 | 0 | 0 | 0 | 0 | 0 | 0 | 0 | 0
11 | 26 | 16 | 1 | 1.7931 | 0 | 13.5789 | 0 | 0 | 0 | 0.0012057 | 0.54225 | 0 | 0 | 2.9692 | 0 | 18.8847 | 0 | 0 | 0 | 0 | 0 | 0 | 0 | 0 | 0 | 0 | 0 | 0 | 0 | 0.45131 | 0 | 0.54519 | 4.8223 | 0 | 0 | 0.315 | 0.82249 | 0 | 0 | 0 | 0 | 6.9563 | 0 | 0 | 0 | 0 | 0 | 0 | 0 | 0 | 0 | 0 | 0 | 0 | 0
11 | 26 | 17 | 1 | 1.7931 | 0 | 13.5789 | 0 | 0 | 0 | 0.0012057 | 0.68986 | 0 | 0 | 2.9692 | 0 | 19.0323 | 0 | 0 | 0 | 0 | 0 | 0 | 0 | 0 | 0 | 0 | 0 | 0 | 0 | 0.45131 | 0 | 0.54519 | 5.8882 | 0 | 0 | 0.315 | 0.82844 | 0 | 0 | 0 | 0 | 8.0282 | 0 | 0 | 0 | 0 | 0 | 0 | 0 | 0 | 0 | 0 | 0 | 0 | 0
11 | 26 | 18 | 1 | 1.7931 | 0 | 13.5789 | 0 | 0 | 0 | 0.0012057 | 0.70998 | 0 | 0 | 3.9588 | 0 | 20.0419 | 0 | 0 | 0 | 0 | 0 | 0 | 0 | 0 | 0 | 0 | 0 | 0 | 0 | 0.45131 | 0 | 0.54519 | 6.0939 | 0 | 0 | 0.525 | 0.82751 | 0 | 0 | 0 | 0 | 8.4429 | 0 | 0 | 0 | 0 | 0 | 0 | 0 | 0 | 0 | 0 | 0 | 0 | 0
11 | 26 | 19 | 1 | 1.7931 | 0 | 9.8682 | 0 | 0 | 0 | 0.0012057 | 0.80641 | 0 | 0 | 5.8722 | 0 | 18.3411 | 0 | 0 | 0 | 0 | 0 | 0 | 0 | 0 | 0 | 0 | 0 | 0 | 0 | 0.45131 | 0 | 0.54519 | 7.3243 | 0 | 0 | 0.525 | 0.83405 | 0 | 0.00058598 | 0 | 0 | 9.6805 | 0 | 0 | 0 | 0 | 0 | 0 | 0 | 0 | 0 | 0 | 0 | 0 | 0
11 | 26 | 20 | 1 | 1.7931 | 0 | 2.4469 | 0 | 0 | 0 | 0.0012057 | 0.92962 | 0 | 0 | 3.9452 | 0 | 9.116 | 0 | 0 | 0 | 0 | 0 | 0 | 0 | 0 | 0 | 0 | 0 | 0 | 0 | 0.45131 | 0 | 0.88038 | 8.1881 | 0 | 0 | 0.42 | 0.82854 | 0 | 0.00066484 | 0 | 0 | 10.769 | 0 | 0 | 0 | 0 | 0 | 0 | 0 | 0 | 0 | 0 | 0 | 0 | 0
11 | 26 | 21 | 1 | 1.7931 | 0 | 2.4469 | 0 | 0 | 0 | 0.0012057 | 0.97403 | 0 | 0 | 3.4572 | 0 | 8.6724 | 0 | 0 | 0 | 0 | 0 | 0 | 0 | 0 | 0 | 0 | 0 | 0 | 0 | 0.45131 | 0 | 1.1038 | 8.6891 | 0 | 0 | 0.3675 | 0.8274 | 0 | 0.0007014 | 0 | 0 | 11.4399 | 0 | 0 | 0 | 0 | 0 | 0 | 0 | 0 | 0 | 0 | 0 | 0 | 0
11 | 26 | 22 | 1 | 1.7931 | 0 | 2.4469 | 0 | 0 | 0 | 0.0012057 | 0.99951 | 0 | 0 | 3.9587 | 0 | 9.1995 | 0 | 0 | 0 | 0 | 0 | 0 | 0 | 0 | 0 | 0 | 0 | 0 | 0 | 0.45131 | 0 | 1.2156 | 8.9606 | 0 | 0 | 0.4725 | 0.82711 | 0 | 0.00072229 | 0 | 0 | 11.9278 | 0 | 0 | 0 | 0 | 0 | 0 | 0 | 0 | 0 | 0 | 0 | 0 | 0
11 | 26 | 23 | 1 | 1.7931 | 0 | 2.4469 | 0 | 0 | 0 | 0.0012057 | 0.99857 | 0 | 0 | 3.438 | 0 | 8.6778 | 0 | 0 | 0 | 0 | 0 | 0 | 0 | 0 | 0 | 0 | 0 | 0 | 0 | 0.45131 | 0 | 1.1038 | 9.0395 | 0 | 0 | 0.315 | 0.82743 | 0 | 0.00072648 | 0 | 0 | 11.7378 | 0 | 0 | 0 | 0 | 0 | 0 | 0 | 0 | 0 | 0 | 0 | 0 | 0
11 | 26 | 24 | 1 | 1.7931 | 0 | 2.4469 | 0 | 0 | 0 | 0.0012057 | 0.572 | 0 | 0 | 0.52929 | 0 | 5.3425 | 0 | 0 | 0 | 0 | 0 | 0 | 0 | 0 | 0 | 0 | 0 | 0 | 0 | 0.45131 | 0 | 0.88038 | 6.4421 | 0 | 0 | 0.0525 | 0.83562 | 0 | 0.00046808 | 0 | 0 | 8.6624 | 0 | 0 | 0 | 0 | 0 | 0 | 0 | 0 | 0 | 0 | 0 | 0 | 0
11 | 27 | 1 | 2 | 1.7931 | 0 | 2.4469 | 0 | 0 | 0 | 0.0012057 | 0.71391 | 0 | 0 | 0.52931 | 0 | 5.4844 | 0 | 0 | 0 | 0 | 0 | 0 | 0 | 0 | 0 | 0 | 0 | 0 | 0 | 0.45131 | 0 | 0.54519 | 7.8533 | 0 | 0 | 0.0525 | 0.84703 | 0 | 0.0005936 | 0 | 0 | 9.75 | 0 | 0 | 0 | 0 | 0 | 0 | 0 | 0 | 0 | 0 | 0 | 0 | 0
11 | 27 | 2 | 2 | 1.7931 | 0 | 2.4469 | 0 | 0 | 0 | 0.0012057 | 0.78058 | 0 | 0 | 0.52934 | 0 | 5.5511 | 0 | 0 | 0 | 0 | 0 | 0 | 0 | 0 | 0 | 0 | 0 | 0 | 0 | 0.45131 | 0 | 0.32173 | 8.5896 | 0 | 0 | 0.0525 | 0.8576 | 0 | 0.00065703 | 0 | 0 | 10.2734 | 0 | 0 | 0 | 0 | 0 | 0 | 0 | 0 | 0 | 0 | 0 | 0 | 0
11 | 27 | 3 | 2 | 1.7931 | 0 | 2.4469 | 0 | 0 | 0 | 0.0012057 | 0.84618 | 0 | 0 | 0.52937 | 0 | 5.6168 | 0 | 0 | 0 | 0 | 0 | 0 | 0 | 0 | 0 | 0 | 0 | 0 | 0 | 0.45131 | 0 | 0.32173 | 9.277 | 0 | 0 | 0.0525 | 0.86598 | 0 | 0.00071699 | 0 | 0 | 10.9693 | 0 | 0 | 0 | 0 | 0 | 0 | 0 | 0 | 0 | 0 | 0 | 0 | 0
11 | 27 | 4 | 2 | 1.7931 | 0 | 2.4469 | 0 | 0 | 0 | 0.0012057 | 0.87142 | 0 | 0 | 0.52939 | 0 | 5.642 | 0 | 0 | 0 | 0 | 0 | 0 | 0 | 0 | 0 | 0 | 0 | 0 | 0 | 0.45131 | 0 | 0.32173 | 9.6258 | 0 | 0 | 0.0525 | 0.86896 | 0 | 0.065125 | 0 | 0 | 11.3854 | 0 | 0 | 0 | 0 | 0 | 0 | 0 | 0 | 0 | 0 | 0 | 0 | 0
11 | 27 | 5 | 2 | 1.7931 | 0 | 2.4469 | 0 | 0 | 0 | 0.0012057 | 0.90801 | 0 | 0 | 0.52939 | 0 | 5.6786 | 0 | 0 | 0 | 0 | 0 | 0 | 0 | 0 | 0 | 0 | 0 | 0 | 0 | 0.45131 | 0 | 0.32173 | 10.0127 | 0 | 0 | 0.0525 | 0.87352 | 0 | 0.14457 | 0 | 0 | 11.8563 | 0 | 0 | 0 | 0 | 0 | 0 | 0 | 0 | 0 | 0 | 0 | 0 | 0
11 | 27 | 6 | 2 | 1.7931 | 0 | 2.4469 | 0 | 0 | 0 | 0.0012057 | 0.94837 | 0 | 0 | 0.5294 | 0 | 5.719 | 0 | 0 | 0 | 0 | 0 | 0 | 0 | 0 | 0 | 0 | 0 | 0 | 0 | 0.45131 | 0 | 0.32173 | 10.4821 | 0 | 0 | 0.0525 | 0.88056 | 0 | 0.20077 | 0 | 0 | 12.389 | 0 | 0 | 0 | 0 | 0 | 0 | 0 | 0 | 0 | 0 | 0 | 0 | 0
11 | 27 | 7 | 2 | 1.7931 | 0 | 2.4469 | 0 | 0 | 0 | 0.0012057 | 0.94738 | 0 | 0 | 2.9693 | 0 | 8.1579 | 0 | 0 | 0 | 0 | 0 | 0 | 0 | 0 | 0 | 0 | 0 | 0 | 0 | 0.45131 | 0 | 0.54519 | 10.402 | 0 | 0 | 0.315 | 0.87018 | 0 | 0.28192 | 0 | 0 | 12.8656 | 0 | 0 | 0 | 0 | 0 | 0 | 0 | 0 | 0 | 0 | 0 | 0 | 0
11 | 27 | 8 | 2 | 1.7931 | 0 | 2.4469 | 0 | 0 | 0 | 0.0012057 | 1.2713 | 0 | 0 | 3.9588 | 0 | 9.4713 | 0 | 0 | 0 | 0 | 0 | 0 | 0 | 0 | 0 | 0 | 0 | 0 | 0 | 0.45131 | 0 | 0.71279 | 12.771 | 0 | 0 | 0.525 | 0.85995 | 0 | 0.3531 | 0 | 0 | 15.6731 | 0 | 0 | 0 | 0 | 0 | 0 | 0 | 0 | 0 | 0 | 0 | 0 | 0
11 | 27 | 9 | 2 | 1.7931 | 0 | 13.5789 | 0 | 0 | 0 | 0.0012057 | 1.1074 | 0 | 0 | 4.8962 | 0 | 21.3768 | 0 | 0 | 0 | 0 | 0 | 0 | 0 | 0 | 0 | 0 | 0 | 0 | 0 | 0.45131 | 0 | 0.71279 | 10.8677 | 0 | 0 | 0.42 | 0.85297 | 0 | 0.33284 | 0 | 0 | 13.6376 | 0 | 0 | 0 | 0 | 0 | 0 | 0 | 0 | 0 | 0 | 0 | 0 | 0
11 | 27 | 10 | 2 | 1.7931 | 0 | 13.5789 | 0 | 0 | 0 | 0.0012057 | 0.98891 | 0 | 0 | 2.9692 | 0 | 19.3313 | 0 | 0 | 0 | 0 | 0 | 0 | 0 | 0 | 0 | 0 | 0 | 0 | 0 | 0.45131 | 0 | 0.71279 | 9.6513 | 0 | 0 | 0.315 | 0.84938 | 0 | 0.27178 | 0 | 0 | 12.2516 | 0 | 0 | 0 | 0 | 0 | 0 | 0 | 0 | 0 | 0 | 0 | 0 | 0
11 | 27 | 11 | 2 | 1.7931 | 0 | 13.5789 | 0 | 0 | 0 | 0.0012057 | 0.88978 | 0 | 0 | 2.9692 | 0 | 19.2322 | 0 | 0 | 0 | 0 | 0 | 0 | 0 | 0 | 0 | 0 | 0 | 0 | 0 | 0.45131 | 0 | 0.71279 | 8.7013 | 0 | 0 | 0.315 | 0.84022 | 0 | 0.26341 | 0 | 0 | 11.284 | 0 | 0 | 0 | 0 | 0 | 0 | 0 | 0 | 0 | 0 | 0 | 0 | 0
11 | 27 | 12 | 2 | 1.7931 | 0 | 13.5789 | 0 | 0 | 0 | 0.0012057 | 0.88524 | 0 | 0 | 3.4572 | 0 | 19.7156 | 0 | 0 | 0 | 0 | 0 | 0 | 0 | 0 | 0 | 0 | 0 | 0 | 0 | 0.45131 | 0 | 0.54519 | 8.5301 | 0 | 0 | 0.3675 | 0.8421 | 0 | 0.23203 | 0 | 0 | 10.9682 | 0 | 0 | 0 | 0 | 0 | 0 | 0 | 0 | 0 | 0 | 0 | 0 | 0
11 | 27 | 13 | 2 | 1.7931 | 0 | 8.6313 | 0 | 0 | 0 | 0.0012057 | 0.96374 | 0 | 0 | 3.9452 | 0 | 15.3346 | 0 | 0 | 0 | 0 | 0 | 0 | 0 | 0 | 0 | 0 | 0 | 0 | 0 | 0.45131 | 0 | 0.54519 | 8.9708 | 0 | 0 | 0.42 | 0.84212 | 0 | 0.12277 | 0 | 0 | 11.3522 | 0 | 0 | 0 | 0 | 0 | 0 | 0 | 0 | 0 | 0 | 0 | 0 | 0
11 | 27 | 14 | 2 | 1.7931 | 0 | 13.5789 | 0 | 0 | 0 | 0.0012057 | 0.93731 | 0 | 0 | 3.4572 | 0 | 19.7677 | 0 | 0 | 0 | 0 | 0 | 0 | 0 | 0 | 0 | 0 | 0 | 0 | 0 | 0.45131 | 0 | 0.54519 | 8.7934 | 0 | 0 | 0.3675 | 0.84462 | 0 | 0.20262 | 0 | 0 | 11.2047 | 0 | 0 | 0 | 0 | 0 | 0 | 0 | 0 | 0 | 0 | 0 | 0 | 0
11 | 27 | 15 | 2 | 1.7931 | 0 | 13.5789 | 0 | 0 | 0 | 0.0012057 | 0.95525 | 0 | 0 | 3.4572 | 0 | 19.7857 | 0 | 0 | 0 | 0 | 0 | 0 | 0 | 0 | 0 | 0 | 0 | 0 | 0 | 0.45131 | 0 | 0.54519 | 8.8525 | 0 | 0 | 0.3675 | 0.84564 | 0 | 0.28494 | 0 | 0 | 11.3471 | 0 | 0 | 0 | 0 | 0 | 0 | 0 | 0 | 0 | 0 | 0 | 0 | 0
11 | 27 | 16 | 2 | 1.7931 | 0 | 13.5789 | 0 | 0 | 0 | 0.0012057 | 0.96349 | 0 | 0 | 2.9692 | 0 | 19.3059 | 0 | 0 | 0 | 0 | 0 | 0 | 0 | 0 | 0 | 0 | 0 | 0 | 0 | 0.45131 | 0 | 0.54519 | 8.8365 | 0 | 0 | 0.315 | 0.84434 | 0 | 0.42845 | 0 | 0 | 11.4208 | 0 | 0 | 0 | 0 | 0 | 0 | 0 | 0 | 0 | 0 | 0 | 0 | 0
11 | 27 | 17 | 2 | 1.7931 | 0 | 13.5789 | 0 | 0 | 0 | 0.0012057 | 0.96464 | 0 | 0 | 2.9692 | 0 | 19.3071 | 0 | 0 | 0 | 0 | 0 | 0 | 0 | 0 | 0 | 0 | 0 | 0 | 0 | 0.45131 | 0 | 0.54519 | 8.782 | 0 | 0 | 0.315 | 0.84451 | 0 | 0.56466 | 0 | 0 | 11.5027 | 0 | 0 | 0 | 0 | 0 | 0 | 0 | 0 | 0 | 0 | 0 | 0 | 0
11 | 27 | 18 | 2 | 1.7931 | 0 | 13.5789 | 0 | 0 | 0 | 0.0012057 | 0.96882 | 0 | 0 | 3.9587 | 0 | 20.3008 | 0 | 0 | 0 | 0 | 0 | 0 | 0 | 0 | 0 | 0 | 0 | 0 | 0 | 0.45131 | 0 | 0.54519 | 8.7514 | 0 | 0 | 0.525 | 0.84931 | 0 | 0.58684 | 0 | 0 | 11.7091 | 0 | 0 | 0 | 0 | 0 | 0 | 0 | 0 | 0 | 0 | 0 | 0 | 0
11 | 27 | 19 | 2 | 1.7931 | 0 | 9.8682 | 0 | 0 | 0 | 0.0012057 | 1.0251 | 0 | 0 | 5.8722 | 0 | 18.5599 | 0 | 0 | 0 | 0 | 0 | 0 | 0 | 0 | 0 | 0 | 0 | 0 | 0 | 0.45131 | 0 | 0.54519 | 8.2558 | 0 | 0 | 0.525 | 0.84979 | 0 | 0 | 0 | 0 | 10.627 | 0 | 0 | 0 | 0 | 0 | 0 | 0 | 0 | 0 | 0 | 0 | 0 | 0
11 | 27 | 20 | 2 | 1.7931 | 0 | 2.4469 | 0 | 0 | 0 | 0.0012057 | 1.1166 | 0 | 0 | 3.9452 | 0 | 9.3031 | 0 | 0 | 0 | 0 | 0 | 0 | 0 | 0 | 0 | 0 | 0 | 0 | 0 | 0.45131 | 0 | 0.88038 | 8.7919 | 0 | 0 | 0.42 | 0.843 | 0 | 0 | 0 | 0 | 11.3866 | 0 | 0 | 0 | 0 | 0 | 0 | 0 | 0 | 0 | 0 | 0 | 0 | 0
11 | 27 | 21 | 2 | 1.7931 | 0 | 2.4469 | 0 | 0 | 0 | 0.0012057 | 1.1054 | 0 | 0 | 3.4572 | 0 | 8.8038 | 0 | 0 | 0 | 0 | 0 | 0 | 0 | 0 | 0 | 0 | 0 | 0 | 0 | 0.45131 | 0 | 1.1038 | 8.6419 | 0 | 0 | 0.3675 | 0.83288 | 0 | 0 | 0 | 0 | 11.3975 | 0 | 0 | 0 | 0 | 0 | 0 | 0 | 0 | 0 | 0 | 0 | 0 | 0
11 | 27 | 22 | 2 | 1.7931 | 0 | 2.4469 | 0 | 0 | 0 | 0.0012057 | 1.1101 | 0 | 0 | 3.9587 | 0 | 9.3101 | 0 | 0 | 0 | 0 | 0 | 0 | 0 | 0 | 0 | 0 | 0 | 0 | 0 | 0.45131 | 0 | 1.2156 | 8.2695 | 0 | 0 | 0.4725 | 0.82964 | 0 | 0 | 0 | 0 | 11.2385 | 0 | 0 | 0 | 0 | 0 | 0 | 0 | 0 | 0 | 0 | 0 | 0 | 0
11 | 27 | 23 | 2 | 1.7931 | 0 | 2.4469 | 0 | 0 | 0 | 0.0012057 | 1.1281 | 0 | 0 | 3.438 | 0 | 8.8074 | 0 | 0 | 0 | 0 | 0 | 0 | 0 | 0 | 0 | 0 | 0 | 0 | 0 | 0.45131 | 0 | 1.1038 | 8.4092 | 0 | 0 | 0.315 | 0.83434 | 0 | 0 | 0 | 0 | 11.1137 | 0 | 0 | 0 | 0 | 0 | 0 | 0 | 0 | 0 | 0 | 0 | 0 | 0
11 | 27 | 24 | 2 | 1.7931 | 0 | 2.4469 | 0 | 0 | 0 | 0.0012057 | 0.67519 | 0 | 0 | 0.52933 | 0 | 5.4458 | 0 | 0 | 0 | 0 | 0 | 0 | 0 | 0 | 0 | 0 | 0 | 0 | 0 | 0.45131 | 0 | 0.88038 | 6.1257 | 0 | 0 | 0.0525 | 0.83539 | 0 | 0 | 0 | 0 | 8.3453 | 0 | 0 | 0 | 0 | 0 | 0 | 0 | 0 | 0 | 0 | 0 | 0 | 0
11 | 28 | 1 | 3 | 1.7931 | 0 | 2.4469 | 0 | 0 | 0 | 0.0012057 | 0.79022 | 0 | 0 | 0.52934 | 0 | 5.5608 | 0 | 0 | 0 | 0 | 0 | 0 | 0 | 0 | 0 | 0 | 0 | 0 | 0 | 0.45131 | 0 | 0.54519 | 7.0672 | 0 | 0 | 0.0525 | 0.84418 | 0 | 0 | 0 | 0 | 8.9604 | 0 | 0 | 0 | 0 | 0 | 0 | 0 | 0 | 0 | 0 | 0 | 0 | 0
11 | 28 | 2 | 3 | 1.7931 | 0 | 2.4469 | 0 | 0 | 0 | 0.0012057 | 0.8508 | 0 | 0 | 0.52937 | 0 | 5.6214 | 0 | 0 | 0 | 0 | 0 | 0 | 0 | 0 | 0 | 0 | 0 | 0 | 0 | 0.45131 | 0 | 0.32173 | 7.695 | 0 | 0 | 0.0525 | 0.85463 | 0 | 0 | 0 | 0 | 9.3751 | 0 | 0 | 0 | 0 | 0 | 0 | 0 | 0 | 0 | 0 | 0 | 0 | 0
11 | 28 | 3 | 3 | 1.7931 | 0 | 2.4469 | 0 | 0 | 0 | 0.0012057 | 0.87432 | 0 | 0 | 0.52941 | 0 | 5.6449 | 0 | 0 | 0 | 0 | 0 | 0 | 0 | 0 | 0 | 0 | 0 | 0 | 0 | 0.45131 | 0 | 0.32173 | 7.6517 | 0 | 0 | 0.0525 | 0.85616 | 0 | 0 | 0 | 0 | 9.3334 | 0 | 0 | 0 | 0 | 0 | 0 | 0 | 0 | 0 | 0 | 0 | 0 | 0
11 | 28 | 4 | 3 | 1.7931 | 0 | 2.4469 | 0 | 0 | 0 | 0.0012057 | 0.88568 | 0 | 0 | 0.52942 | 0 | 5.6563 | 0 | 0 | 0 | 0 | 0 | 0 | 0 | 0 | 0 | 0 | 0 | 0 | 0 | 0.45131 | 0 | 0.32173 | 7.6293 | 0 | 0 | 0.0525 | 0.8567 | 0 | 0 | 0 | 0 | 9.3115 | 0 | 0 | 0 | 0 | 0 | 0 | 0 | 0 | 0 | 0 | 0 | 0 | 0
11 | 28 | 5 | 3 | 1.7931 | 0 | 2.4469 | 0 | 0 | 0 | 0.0012057 | 0.82418 | 0 | 0 | 0.52943 | 0 | 5.5948 | 0 | 0 | 0 | 0 | 0 | 0 | 0 | 0 | 0 | 0 | 0 | 0 | 0 | 0.45131 | 0 | 0.32173 | 7.0186 | 0 | 0 | 0.0525 | 0.84414 | 0 | 0 | 0 | 0 | 8.6883 | 0 | 0 | 0 | 0 | 0 | 0 | 0 | 0 | 0 | 0 | 0 | 0 | 0
11 | 28 | 6 | 3 | 1.7931 | 0 | 2.4469 | 0 | 0 | 0 | 0.0012057 | 0.81809 | 0 | 0 | 0.52939 | 0 | 5.5887 | 0 | 0 | 0 | 0 | 0 | 0 | 0 | 0 | 0 | 0 | 0 | 0 | 0 | 0.45131 | 0 | 0.32173 | 6.805 | 0 | 0 | 0.0525 | 0.84277 | 0 | 0 | 0 | 0 | 8.4733 | 0 | 0 | 0 | 0 | 0 | 0 | 0 | 0 | 0 | 0 | 0 | 0 | 0
11 | 28 | 7 | 3 | 1.7931 | 0 | 2.4469 | 0 | 0 | 0 | 0.0012057 | 0.82375 | 0 | 0 | 2.9693 | 0 | 8.0342 | 0 | 0 | 0 | 0 | 0 | 0 | 0 | 0 | 0 | 0 | 0 | 0 | 0 | 0.45131 | 0 | 0.54519 | 6.6472 | 0 | 0 | 0.315 | 0.83661 | 0 | 0 | 0 | 0 | 8.7953 | 0 | 0 | 0 | 0 | 0 | 0 | 0 | 0 | 0 | 0 | 0 | 0 | 0
11 | 28 | 8 | 3 | 1.7931 | 0 | 2.4469 | 0 | 0 | 0 | 0.0012057 | 1.1977 | 0 | 0 | 3.9588 | 0 | 9.3976 | 0 | 0 | 0 | 0 | 0 | 0 | 0 | 0 | 0 | 0 | 0 | 0 | 0 | 0.45131 | 0 | 0.71279 | 8.3939 | 0 | 0 | 0.525 | 0.8313 | 0 | 0 | 0 | 0 | 10.9143 | 0 | 0 | 0 | 0 | 0 | 0 | 0 | 0 | 0 | 0 | 0 | 0 | 0
11 | 28 | 9 | 3 | 1.7931 | 0 | 13.5789 | 0 | 0 | 0 | 0.0012057 | 0.99502 | 0 | 0 | 4.8963 | 0 | 21.2645 | 0 | 0 | 0 | 0 | 0 | 0 | 0 | 0 | 0 | 0 | 0 | 0 | 0 | 0.45131 | 0 | 0.71279 | 6.7721 | 0 | 0 | 0.42 | 0.82105 | 0 | 0 | 0 | 0 | 9.1773 | 0 | 0 | 0 | 0 | 0 | 0 | 0 | 0 | 0 | 0 | 0 | 0 | 0
11 | 28 | 10 | 3 | 1.7931 | 0 | 13.5789 | 0 | 0 | 0 | 0.0012057 | 0.89709 | 0 | 0 | 2.9692 | 0 | 19.2395 | 0 | 0 | 0 | 0 | 0 | 0 | 0 | 0 | 0 | 0 | 0 | 0 | 0 | 0.45131 | 0 | 0.71279 | 5.6265 | 0 | 0 | 0.315 | 0.81707 | 0 | 0 | 0 | 0 | 7.9226 | 0 | 0 | 0 | 0 | 0 | 0 | 0 | 0 | 0 | 0 | 0 | 0 | 0
11 | 28 | 11 | 3 | 1.7931 | 0 | 13.5789 | 0 | 0 | 0 | 0.0012057 | 0.85228 | 0 | 0 | 2.9692 | 0 | 19.1947 | 0 | 0 | 0 | 0 | 0 | 0 | 0 | 0 | 0 | 0 | 0 | 0 | 0 | 0.45131 | 0 | 0.71279 | 4.5696 | 0 | 0 | 0.315 | 0.81573 | 0 | 0 | 0 | 0 | 6.8644 | 0 | 0 | 0 | 0 | 0 | 0 | 0 | 0 | 0 | 0 | 0 | 0 | 0
11 | 28 | 12 | 3 | 1.7931 | 0 | 13.5789 | 0 | 0 | 0 | 0.0012057 | 0.82826 | 0 | 0 | 3.4572 | 0 | 19.6586 | 0 | 0 | 0 | 0 | 0 | 0 | 0 | 0 | 0 | 0 | 0 | 0 | 0 | 0.45131 | 0 | 0.54519 | 4.4828 | 0 | 0 | 0.3675 | 0.81951 | 0 | 0 | 0 | 0 | 6.6663 | 0 | 0 | 0 | 0 | 0 | 0 | 0 | 0 | 0 | 0 | 0 | 0 | 0
11 | 28 | 13 | 3 | 1.7931 | 0 | 8.6313 | 0 | 0 | 0 | 0.0012057 | 0.84762 | 0 | 0 | 3.9452 | 0 | 15.2185 | 0 | 0 | 0 | 0 | 0 | 0 | 0 | 0 | 0 | 0 | 0 | 0 | 0 | 0.45131 | 0 | 0.54519 | 4.3355 | 0 | 0 | 0.42 | 0.81529 | 0 | 0 | 0 | 0 | 6.5673 | 0 | 0 | 0 | 0 | 0 | 0 | 0 | 0 | 0 | 0 | 0 | 0 | 0
11 | 28 | 14 | 3 | 1.7931 | 0 | 13.5789 | 0 | 0 | 0 | 0.0012057 | 0.73616 | 0 | 0 | 3.4572 | 0 | 19.5666 | 0 | 0 | 0 | 0 | 0 | 0 | 0 | 0 | 0 | 0 | 0 | 0 | 0 | 0.45131 | 0 | 0.54519 | 3.4154 | 0 | 0 | 0.3675 | 0.80933 | 0 | 0 | 0 | 0 | 5.5887 | 0 | 0 | 0 | 0 | 0 | 0 | 0 | 0 | 0 | 0 | 0 | 0 | 0
11 | 28 | 15 | 3 | 1.7931 | 0 | 13.5789 | 0 | 0 | 0 | 0.0012057 | 0.71302 | 0 | 0 | 3.4572 | 0 | 19.5434 | 0 | 0 | 0 | 0 | 0 | 0 | 0 | 0 | 0 | 0 | 0 | 0 | 0 | 0.45131 | 0 | 0.54519 | 3.4696 | 0 | 0 | 0.3675 | 0.80861 | 0 | 0 | 0 | 0 | 5.6422 | 0 | 0 | 0 | 0 | 0 | 0 | 0 | 0 | 0 | 0 | 0 | 0 | 0
11 | 28 | 16 | 3 | 1.7931 | 0 | 13.5789 | 0 | 0 | 0 | 0.0012057 | 0.69647 | 0 | 0 | 2.9692 | 0 | 19.0389 | 0 | 0 | 0 | 0 | 0 | 0 | 0 | 0 | 0 | 0 | 0 | 0 | 0 | 0.45131 | 0 | 0.54519 | 3.2414 | 0 | 0 | 0.315 | 0.80661 | 0 | 0 | 0 | 0 | 5.3595 | 0 | 0 | 0 | 0 | 0 | 0 | 0 | 0 | 0 | 0 | 0 | 0 | 0
11 | 28 | 17 | 3 | 1.7931 | 0 | 13.5789 | 0 | 0 | 0 | 0.0012057 | 0.65513 | 0 | 0 | 2.9692 | 0 | 18.9975 | 0 | 0 | 0 | 0 | 0 | 0 | 0 | 0 | 0 | 0 | 0 | 0 | 0 | 0.45131 | 0 | 0.54519 | 2.9436 | 0 | 0 | 0.315 | 0.80313 | 0 | 0 | 0 | 0 | 5.0582 | 0 | 0 | 0 | 0 | 0 | 0 | 0 | 0 | 0 | 0 | 0 | 0 | 0
11 | 28 | 18 | 3 | 1.7931 | 0 | 13.5789 | 0 | 0 | 0 | 0.0012057 | 0.61046 | 0 | 0 | 3.9587 | 0 | 19.9424 | 0 | 0 | 0 | 0 | 0 | 0 | 0 | 0 | 0 | 0 | 0 | 0 | 0 | 0.45131 | 0 | 0.54519 | 2.4776 | 0 | 0 | 0.525 | 0.80055 | 0 | 0 | 0 | 0 | 4.7997 | 0 | 0 | 0 | 0 | 0 | 0 | 0 | 0 | 0 | 0 | 0 | 0 | 0
11 | 28 | 19 | 3 | 1.7931 | 0 | 9.8682 | 0 | 0 | 0 | 0.0012057 | 0.67135 | 0 | 0 | 5.8722 | 0 | 18.206 | 0 | 0 | 0 | 0 | 0 | 0 | 0 | 0 | 0 | 0 | 0 | 0 | 0 | 0.45131 | 0 | 0.54519 | 3.5826 | 0 | 0 | 0.525 | 0.80603 | 0 | 0 | 0 | 0 | 5.9101 | 0 | 0 | 0 | 0 | 0 | 0 | 0 | 0 | 0 | 0 | 0 | 0 | 0
11 | 28 | 20 | 3 | 1.7931 | 0 | 2.4469 | 0 | 0 | 0 | 0.0012057 | 0.78628 | 0 | 0 | 3.9451 | 0 | 8.9727 | 0 | 0 | 0 | 0 | 0 | 0 | 0 | 0 | 0 | 0 | 0 | 0 | 0 | 0.45131 | 0 | 0.88038 | 4.1123 | 0 | 0 | 0.42 | 0.80068 | 0 | 0 | 0 | 0 | 6.6647 | 0 | 0 | 0 | 0 | 0 | 0 | 0 | 0 | 0 | 0 | 0 | 0 | 0
11 | 28 | 21 | 3 | 1.7931 | 0 | 2.4469 | 0 | 0 | 0 | 0.0012057 | 0.81137 | 0 | 0 | 3.4571 | 0 | 8.5097 | 0 | 0 | 0 | 0 | 0 | 0 | 0 | 0 | 0 | 0 | 0 | 0 | 0 | 0.45131 | 0 | 1.1038 | 4.3657 | 0 | 0 | 0.3675 | 0.79687 | 0 | 0 | 0 | 0 | 7.0853 | 0 | 0 | 0 | 0 | 0 | 0 | 0 | 0 | 0 | 0 | 0 | 0 | 0
11 | 28 | 22 | 3 | 1.7931 | 0 | 2.4469 | 0 | 0 | 0 | 0.0012057 | 0.81633 | 0 | 0 | 3.9587 | 0 | 9.0163 | 0 | 0 | 0 | 0 | 0 | 0 | 0 | 0 | 0 | 0 | 0 | 0 | 0 | 0.45131 | 0 | 1.2156 | 4.5363 | 0 | 0 | 0.4725 | 0.7943 | 0 | 0 | 0 | 0 | 7.47 | 0 | 0 | 0 | 0 | 0 | 0 | 0 | 0 | 0 | 0 | 0 | 0 | 0
11 | 28 | 23 | 3 | 1.7931 | 0 | 2.4469 | 0 | 0 | 0 | 0.0012057 | 0.80224 | 0 | 0 | 3.4379 | 0 | 8.4814 | 0 | 0 | 0 | 0 | 0 | 0 | 0 | 0 | 0 | 0 | 0 | 0 | 0 | 0.45131 | 0 | 1.1038 | 4.6218 | 0 | 0 | 0.315 | 0.7943 | 0 | 0 | 0 | 0 | 7.2863 | 0 | 0 | 0 | 0 | 0 | 0 | 0 | 0 | 0 | 0 | 0 | 0 | 0
11 | 28 | 24 | 3 | 1.7931 | 0 | 2.4469 | 0 | 0 | 0 | 0.0012057 | 0.33817 | 0 | 0 | 0.52926 | 0 | 5.1087 | 0 | 0 | 0 | 0 | 0 | 0 | 0 | 0 | 0 | 0 | 0 | 0 | 0 | 0.45131 | 0 | 0.88038 | 3.048 | 0 | 0 | 0.0525 | 0.79958 | 0 | 0 | 0 | 0 | 5.2318 | 0 | 0 | 0 | 0 | 0 | 0 | 0 | 0 | 0 | 0 | 0 | 0 | 0
11 | 29 | 1 | 4 | 1.7931 | 0 | 2.4469 | 0 | 0 | 0 | 0.0012057 | 0.45314 | 0 | 0 | 0.52928 | 0 | 5.2237 | 0 | 0 | 0 | 0 | 0 | 0 | 0 | 0 | 0 | 0 | 0 | 0 | 0 | 0.45131 | 0 | 0.54519 | 3.6613 | 0 | 0 | 0.0525 | 0.80598 | 0 | 0 | 0 | 0 | 5.5163 | 0 | 0 | 0 | 0 | 0 | 0 | 0 | 0 | 0 | 0 | 0 | 0 | 0
11 | 29 | 2 | 4 | 1.7931 | 0 | 2.4469 | 0 | 0 | 0 | 0.0012057 | 0.49987 | 0 | 0 | 0.5293 | 0 | 5.2704 | 0 | 0 | 0 | 0 | 0 | 0 | 0 | 0 | 0 | 0 | 0 | 0 | 0 | 0.45131 | 0 | 0.32173 | 4.1542 | 0 | 0 | 0.0525 | 0.81287 | 0 | 0 | 0 | 0 | 5.7926 | 0 | 0 | 0 | 0 | 0 | 0 | 0 | 0 | 0 | 0 | 0 | 0 | 0
11 | 29 | 3 | 4 | 1.7931 | 0 | 2.4469 | 0 | 0 | 0 | 0.0012057 | 0.53613 | 0 | 0 | 0.52932 | 0 | 5.3067 | 0 | 0 | 0 | 0 | 0 | 0 | 0 | 0 | 0 | 0 | 0 | 0 | 0 | 0.45131 | 0 | 0.32173 | 4.4707 | 0 | 0 | 0.0525 | 0.81586 | 0 | 0 | 0 | 0 | 6.1121 | 0 | 0 | 0 | 0 | 0 | 0 | 0 | 0 | 0 | 0 | 0 | 0 | 0
11 | 29 | 4 | 4 | 1.7931 | 0 | 2.4469 | 0 | 0 | 0 | 0.0012057 | 0.5736 | 0 | 0 | 0.52933 | 0 | 5.3441 | 0 | 0 | 0 | 0 | 0 | 0 | 0 | 0 | 0 | 0 | 0 | 0 | 0 | 0.45131 | 0 | 0.32173 | 4.8031 | 0 | 0 | 0.0525 | 0.82004 | 0 | 0 | 0 | 0 | 6.4487 | 0 | 0 | 0 | 0 | 0 | 0 | 0 | 0 | 0 | 0 | 0 | 0 | 0
11 | 29 | 5 | 4 | 1.7931 | 0 | 2.4469 | 0 | 0 | 0 | 0.0012057 | 0.58813 | 0 | 0 | 0.52934 | 0 | 5.3587 | 0 | 0 | 0 | 0 | 0 | 0 | 0 | 0 | 0 | 0 | 0 | 0 | 0 | 0.45131 | 0 | 0.32173 | 4.9963 | 0 | 0 | 0.0525 | 0.82069 | 0 | 0 | 0 | 0 | 6.6425 | 0 | 0 | 0 | 0 | 0 | 0 | 0 | 0 | 0 | 0 | 0 | 0 | 0
11 | 29 | 6 | 4 | 1.7931 | 0 | 2.4469 | 0 | 0 | 0 | 0.0012057 | 0.60659 | 0 | 0 | 0.52933 | 0 | 5.3771 | 0 | 0 | 0 | 0 | 0 | 0 | 0 | 0 | 0 | 0 | 0 | 0 | 0 | 0.45131 | 0 | 0.32173 | 5.107 | 0 | 0 | 0.0525 | 0.82234 | 0 | 0 | 0 | 0 | 6.7549 | 0 | 0 | 0 | 0 | 0 | 0 | 0 | 0 | 0 | 0 | 0 | 0 | 0
11 | 29 | 7 | 4 | 1.7931 | 0 | 2.4469 | 0 | 0 | 0 | 0.0012057 | 0.6236 | 0 | 0 | 2.9692 | 0 | 7.834 | 0 | 0 | 0 | 0 | 0 | 0 | 0 | 0 | 0 | 0 | 0 | 0 | 0 | 0.45131 | 0 | 0.54519 | 5.3688 | 0 | 0 | 0.315 | 0.81703 | 0 | 0 | 0 | 0 | 7.4973 | 0 | 0 | 0 | 0 | 0 | 0 | 0 | 0 | 0 | 0 | 0 | 0 | 0
11 | 29 | 8 | 4 | 1.7931 | 0 | 2.4469 | 0 | 0 | 0 | 0.0012057 | 1.0419 | 0 | 0 | 3.9587 | 0 | 9.2419 | 0 | 0 | 0 | 0 | 0 | 0 | 0 | 0 | 0 | 0 | 0 | 0 | 0 | 0.45131 | 0 | 0.71279 | 7.1761 | 0 | 0 | 0.525 | 0.80871 | 0 | 0 | 0 | 0 | 9.6739 | 0 | 0 | 0 | 0 | 0 | 0 | 0 | 0 | 0 | 0 | 0 | 0 | 0
11 | 29 | 9 | 4 | 1.7931 | 0 | 13.5789 | 0 | 0 | 0 | 0.0012057 | 0.73664 | 0 | 0 | 4.8961 | 0 | 21.006 | 0 | 0 | 0 | 0 | 0 | 0 | 0 | 0 | 0 | 0 | 0 | 0 | 0 | 0.45131 | 0 | 0.71279 | 5.192 | 0 | 0 | 0.42 | 0.80429 | 0 | 0 | 0 | 0 | 7.5803 | 0 | 0 | 0 | 0 | 0 | 0 | 0 | 0 | 0 | 0 | 0 | 0 | 0
11 | 29 | 10 | 4 | 1.7931 | 0 | 13.5789 | 0 | 0 | 0 | 0.0012057 | 0.54941 | 0 | 0 | 2.9691 | 0 | 18.8918 | 0 | 0 | 0 | 0 | 0 | 0 | 0 | 0 | 0 | 0 | 0 | 0 | 0 | 0.45131 | 0 | 0.71279 | 3.8846 | 0 | 0 | 0.315 | 0.79817 | 0 | 0 | 0 | 0 | 6.1619 | 0 | 0 | 0 | 0 | 0 | 0 | 0 | 0 | 0 | 0 | 0 | 0 | 0
11 | 29 | 11 | 4 | 1.7931 | 0 | 13.5789 | 0 | 0 | 0 | 0.0012057 | 0.48996 | 0 | 0 | 2.9691 | 0 | 18.8323 | 0 | 0 | 0 | 0 | 0 | 0 | 0 | 0 | 0 | 0 | 0 | 0 | 0 | 0.45131 | 0 | 0.71279 | 3.438 | 0 | 0 | 0.315 | 0.79031 | 0 | 0 | 0 | 0 | 5.7074 | 0 | 0 | 0 | 0 | 0 | 0 | 0 | 0 | 0 | 0 | 0 | 0 | 0
11 | 29 | 12 | 4 | 1.7931 | 0 | 13.5789 | 0 | 0 | 0 | 0.0012057 | 0.44676 | 0 | 0 | 3.4571 | 0 | 19.2771 | 0 | 0 | 0 | 0 | 0 | 0 | 0 | 0 | 0 | 0 | 0 | 0 | 0 | 0.45131 | 0 | 0.54519 | 3.1828 | 0 | 0 | 0.3675 | 0.78895 | 0 | 0 | 0 | 0 | 5.3358 | 0 | 0 | 0 | 0 | 0 | 0 | 0 | 0 | 0 | 0 | 0 | 0 | 0
11 | 29 | 13 | 4 | 1.7931 | 0 | 8.6313 | 0 | 0 | 0 | 0.0012057 | 0.43516 | 0 | 0 | 3.9451 | 0 | 14.8059 | 0 | 0 | 0 | 0 | 0 | 0 | 0 | 0 | 0 | 0 | 0 | 0 | 0 | 0.45131 | 0 | 0.54519 | 3.0852 | 0 | 0 | 0.42 | 0.78815 | 0 | 0 | 0 | 0 | 5.2899 | 0 | 0 | 0 | 0 | 0 | 0 | 0 | 0 | 0 | 0 | 0 | 0 | 0
11 | 29 | 14 | 4 | 1.7931 | 0 | 13.5789 | 0 | 0 | 0 | 0.0012057 | 0.2954 | 0 | 0 | 3.4571 | 0 | 19.1257 | 0 | 0 | 0 | 0 | 0 | 0 | 0 | 0 | 0 | 0 | 0 | 0 | 0 | 0.45131 | 0 | 0.54519 | 2.3464 | 0 | 0 | 0.3675 | 0.78536 | 0 | 0 | 0 | 0 | 4.4957 | 0 | 0 | 0 | 0 | 0 | 0 | 0 | 0 | 0 | 0 | 0 | 0 | 0
11 | 29 | 15 | 4 | 1.7931 | 0 | 13.5789 | 0 | 0 | 0 | 0.0012057 | 0.33179 | 0 | 0 | 3.4571 | 0 | 19.1621 | 0 | 0 | 0 | 0 | 0 | 0 | 0 | 0 | 0 | 0 | 0 | 0 | 0 | 0.45131 | 0 | 0.54519 | 2.5584 | 0 | 0 | 0.3675 | 0.78872 | 0 | 0 | 0 | 0 | 4.7111 | 0 | 0 | 0 | 0 | 0 | 0 | 0 | 0 | 0 | 0 | 0 | 0 | 0
11 | 29 | 16 | 4 | 1.7931 | 0 | 13.5789 | 0 | 0 | 0 | 0.0012057 | 0.38185 | 0 | 0 | 2.9691 | 0 | 18.7242 | 0 | 0 | 0 | 0 | 0 | 0 | 0 | 0 | 0 | 0 | 0 | 0 | 0 | 0.45131 | 0 | 0.54519 | 2.9116 | 0 | 0 | 0.315 | 0.787 | 0 | 0 | 0 | 0 | 5.0101 | 0 | 0 | 0 | 0 | 0 | 0 | 0 | 0 | 0 | 0 | 0 | 0 | 0
11 | 29 | 17 | 4 | 1.7931 | 0 | 13.5789 | 0 | 0 | 0 | 0.0012057 | 0.42343 | 0 | 0 | 2.9691 | 0 | 18.7658 | 0 | 0 | 0 | 0 | 0 | 0 | 0 | 0 | 0 | 0 | 0 | 0 | 0 | 0.45131 | 0 | 0.54519 | 3.1509 | 0 | 0 | 0.315 | 0.7857 | 0 | 0 | 0 | 0 | 5.2481 | 0 | 0 | 0 | 0 | 0 | 0 | 0 | 0 | 0 | 0 | 0 | 0 | 0
11 | 29 | 18 | 4 | 1.7931 | 0 | 13.5789 | 0 | 0 | 0 | 0.0012057 | 0.44022 | 0 | 0 | 3.9587 | 0 | 19.7721 | 0 | 0 | 0 | 0 | 0 | 0 | 0 | 0 | 0 | 0 | 0 | 0 | 0 | 0.45131 | 0 | 0.54519 | 3.3252 | 0 | 0 | 0.525 | 0.78784 | 0 | 0 | 0 | 0 | 5.6346 | 0 | 0 | 0 | 0 | 0 | 0 | 0 | 0 | 0 | 0 | 0 | 0 | 0
11 | 29 | 19 | 4 | 1.7931 | 0 | 9.8682 | 0 | 0 | 0 | 0.0012057 | 0.49194 | 0 | 0 | 5.872 | 0 | 18.0265 | 0 | 0 | 0 | 0 | 0 | 0 | 0 | 0 | 0 | 0 | 0 | 0 | 0 | 0.45131 | 0 | 0.54519 | 3.5122 | 0 | 0 | 0.525 | 0.78702 | 0 | 0 | 0 | 0 | 5.8207 | 0 | 0 | 0 | 0 | 0 | 0 | 0 | 0 | 0 | 0 | 0 | 0 | 0
11 | 29 | 20 | 4 | 1.7931 | 0 | 2.4469 | 0 | 0 | 0 | 0.0012057 | 0.59363 | 0 | 0 | 3.945 | 0 | 8.7799 | 0 | 0 | 0 | 0 | 0 | 0 | 0 | 0 | 0 | 0 | 0 | 0 | 0 | 0.45131 | 0 | 0.88038 | 3.8448 | 0 | 0 | 0.42 | 0.77801 | 0 | 0 | 0 | 0 | 6.3745 | 0 | 0 | 0 | 0 | 0 | 0 | 0 | 0 | 0 | 0 | 0 | 0 | 0
11 | 29 | 21 | 4 | 1.7931 | 0 | 2.4469 | 0 | 0 | 0 | 0.0012057 | 0.62129 | 0 | 0 | 3.457 | 0 | 8.3195 | 0 | 0 | 0 | 0 | 0 | 0 | 0 | 0 | 0 | 0 | 0 | 0 | 0 | 0.45131 | 0 | 1.1038 | 4.0475 | 0 | 0 | 0.3675 | 0.77316 | 0 | 0 | 0 | 0 | 6.7433 | 0 | 0 | 0 | 0 | 0 | 0 | 0 | 0 | 0 | 0 | 0 | 0 | 0
11 | 29 | 22 | 4 | 1.7931 | 0 | 2.4469 | 0 | 0 | 0 | 0.0012057 | 0.62248 | 0 | 0 | 3.9587 | 0 | 8.8224 | 0 | 0 | 0 | 0 | 0 | 0 | 0 | 0 | 0 | 0 | 0 | 0 | 0 | 0.45131 | 0 | 1.2156 | 4.0236 | 0 | 0 | 0.4725 | 0.76866 | 0 | 0 | 0 | 0 | 6.9317 | 0 | 0 | 0 | 0 | 0 | 0 | 0 | 0 | 0 | 0 | 0 | 0 | 0
11 | 29 | 23 | 4 | 1.7931 | 0 | 2.4469 | 0 | 0 | 0 | 0.0012057 | 0.62963 | 0 | 0 | 3.4377 | 0 | 8.3086 | 0 | 0 | 0 | 0 | 0 | 0 | 0 | 0 | 0 | 0 | 0 | 0 | 0 | 0.45131 | 0 | 1.1038 | 4.0606 | 0 | 0 | 0.315 | 0.7704 | 0 | 0 | 0 | 0 | 6.7011 | 0 | 0 | 0 | 0 | 0 | 0 | 0 | 0 | 0 | 0 | 0 | 0 | 0
11 | 29 | 24 | 4 | 1.7931 | 0 | 2.4469 | 0 | 0 | 0 | 0.0012057 | 0.17999 | 0 | 0 | 0.52914 | 0 | 4.9504 | 0 | 0 | 0 | 0 | 0 | 0 | 0 | 0 | 0 | 0 | 0 | 0 | 0 | 0.45131 | 0 | 0.88038 | 2.3342 | 0 | 0 | 0.0525 | 0.77466 | 0 | 0 | 0 | 0 | 4.4931 | 0 | 0 | 0 | 0 | 0 | 0 | 0 | 0 | 0 | 0 | 0 | 0 | 0
11 | 30 | 1 | 5 | 1.7931 | 0 | 2.4469 | 0 | 0 | 0 | 0.0012057 | 0.30344 | 0 | 0 | 0.52916 | 0 | 5.0738 | 0 | 0 | 0 | 0 | 0 | 0 | 0 | 0 | 0 | 0 | 0 | 0 | 0 | 0.45131 | 0 | 0.54519 | 3.2356 | 0 | 0 | 0.0525 | 0.78214 | 0 | 0 | 0 | 0 | 5.0668 | 0 | 0 | 0 | 0 | 0 | 0 | 0 | 0 | 0 | 0 | 0 | 0 | 0
11 | 30 | 2 | 5 | 1.7931 | 0 | 2.4469 | 0 | 0 | 0 | 0.0012057 | 0.36589 | 0 | 0 | 0.52918 | 0 | 5.1363 | 0 | 0 | 0 | 0 | 0 | 0 | 0 | 0 | 0 | 0 | 0 | 0 | 0 | 0.45131 | 0 | 0.32173 | 3.6747 | 0 | 0 | 0.0525 | 0.7899 | 0 | 0 | 0 | 0 | 5.2902 | 0 | 0 | 0 | 0 | 0 | 0 | 0 | 0 | 0 | 0 | 0 | 0 | 0
11 | 30 | 3 | 5 | 1.7931 | 0 | 2.4469 | 0 | 0 | 0 | 0.0012057 | 0.38219 | 0 | 0 | 0.5292 | 0 | 5.1526 | 0 | 0 | 0 | 0 | 0 | 0 | 0 | 0 | 0 | 0 | 0 | 0 | 0 | 0.45131 | 0 | 0.32173 | 3.831 | 0 | 0 | 0.0525 | 0.78842 | 0 | 0 | 0 | 0 | 5.445 | 0 | 0 | 0 | 0 | 0 | 0 | 0 | 0 | 0 | 0 | 0 | 0 | 0
11 | 30 | 4 | 5 | 1.7931 | 0 | 2.4469 | 0 | 0 | 0 | 0.0012057 | 0.40504 | 0 | 0 | 0.52919 | 0 | 5.1755 | 0 | 0 | 0 | 0 | 0 | 0 | 0 | 0 | 0 | 0 | 0 | 0 | 0 | 0.45131 | 0 | 0.32173 | 4.0176 | 0 | 0 | 0.0525 | 0.78923 | 0 | 0 | 0 | 0 | 5.6323 | 0 | 0 | 0 | 0 | 0 | 0 | 0 | 0 | 0 | 0 | 0 | 0 | 0
11 | 30 | 5 | 5 | 1.7931 | 0 | 2.4469 | 0 | 0 | 0 | 0.0012057 | 0.41966 | 0 | 0 | 0.52919 | 0 | 5.1901 | 0 | 0 | 0 | 0 | 0 | 0 | 0 | 0 | 0 | 0 | 0 | 0 | 0 | 0.45131 | 0 | 0.32173 | 4.094 | 0 | 0 | 0.0525 | 0.78927 | 0 | 0 | 0 | 0 | 5.7088 | 0 | 0 | 0 | 0 | 0 | 0 | 0 | 0 | 0 | 0 | 0 | 0 | 0
11 | 30 | 6 | 5 | 1.7931 | 0 | 2.4469 | 0 | 0 | 0 | 0.0012057 | 0.41991 | 0 | 0 | 0.52919 | 0 | 5.1903 | 0 | 0 | 0 | 0 | 0 | 0 | 0 | 0 | 0 | 0 | 0 | 0 | 0 | 0.45131 | 0 | 0.32173 | 4.0134 | 0 | 0 | 0.0525 | 0.78734 | 0 | 0 | 0 | 0 | 5.6262 | 0 | 0 | 0 | 0 | 0 | 0 | 0 | 0 | 0 | 0 | 0 | 0 | 0
11 | 30 | 7 | 5 | 1.7931 | 0 | 2.4469 | 0 | 0 | 0 | 0.0012057 | 0.48369 | 0 | 0 | 2.9691 | 0 | 7.694 | 0 | 0 | 0 | 0 | 0 | 0 | 0 | 0 | 0 | 0 | 0 | 0 | 0 | 0.45131 | 0 | 0.54519 | 4.3245 | 0 | 0 | 0.315 | 0.78989 | 0 | 0 | 0 | 0 | 6.4259 | 0 | 0 | 0 | 0 | 0 | 0 | 0 | 0 | 0 | 0 | 0 | 0 | 0
11 | 30 | 8 | 5 | 1.7931 | 0 | 2.4469 | 0 | 0 | 0 | 0.0012057 | 0.93601 | 0 | 0 | 3.9587 | 0 | 9.1359 | 0 | 0 | 0 | 0 | 0 | 0 | 0 | 0 | 0 | 0 | 0 | 0 | 0 | 0.45131 | 0 | 0.71279 | 6.4401 | 0 | 0 | 0.525 | 0.78345 | 0 | 0 | 0 | 0 | 8.9126 | 0 | 0 | 0 | 0 | 0 | 0 | 0 | 0 | 0 | 0 | 0 | 0 | 0
11 | 30 | 9 | 5 | 1.7931 | 0 | 13.5789 | 0 | 0 | 0 | 0.0012057 | 0.57894 | 0 | 0 | 4.896 | 0 | 20.8481 | 0 | 0 | 0 | 0 | 0 | 0 | 0 | 0 | 0 | 0 | 0 | 0 | 0 | 0.45131 | 0 | 0.71279 | 4.3882 | 0 | 0 | 0.42 | 0.78132 | 0 | 0 | 0 | 0 | 6.7536 | 0 | 0 | 0 | 0 | 0 | 0 | 0 | 0 | 0 | 0 | 0 | 0 | 0
11 | 30 | 10 | 5 | 1.7931 | 0 | 13.5789 | 0 | 0 | 0 | 0.0012057 | 0.45387 | 0 | 0 | 2.969 | 0 | 18.7961 | 0 | 0 | 0 | 0 | 0 | 0 | 0 | 0 | 0 | 0 | 0 | 0 | 0 | 0.45131 | 0 | 0.71279 | 3.4619 | 0 | 0 | 0.315 | 0.77693 | 0 | 0 | 0 | 0 | 5.7179 | 0 | 0 | 0 | 0 | 0 | 0 | 0 | 0 | 0 | 0 | 0 | 0 | 0
11 | 30 | 11 | 5 | 1.7931 | 0 | 13.5789 | 0 | 0 | 0 | 0.0012057 | 0.39174 | 0 | 0 | 2.969 | 0 | 18.734 | 0 | 0 | 0 | 0 | 0 | 0 | 0 | 0 | 0 | 0 | 0 | 0 | 0 | 0.45131 | 0 | 0.71279 | 2.9171 | 0 | 0 | 0.315 | 0.76622 | 0 | 0 | 0 | 0 | 5.1624 | 0 | 0 | 0 | 0 | 0 | 0 | 0 | 0 | 0 | 0 | 0 | 0 | 0
11 | 30 | 12 | 5 | 1.7931 | 0 | 13.5789 | 0 | 0 | 0 | 0.0012057 | 0.30212 | 0 | 0 | 3.457 | 0 | 19.1324 | 0 | 0 | 0 | 0 | 0 | 0 | 0 | 0 | 0 | 0 | 0 | 0 | 0 | 0.45131 | 0 | 0.54519 | 2.5095 | 0 | 0 | 0.3675 | 0.76916 | 0 | 0 | 0 | 0 | 4.6426 | 0 | 0 | 0 | 0 | 0 | 0 | 0 | 0 | 0 | 0 | 0 | 0 | 0
11 | 30 | 13 | 5 | 1.7931 | 0 | 8.6313 | 0 | 0 | 0 | 0.0012057 | 0.26063 | 0 | 0 | 3.945 | 0 | 14.6313 | 0 | 0 | 0 | 0 | 0 | 0 | 0 | 0 | 0 | 0 | 0 | 0 | 0 | 0.45131 | 0 | 0.54519 | 2.2978 | 0 | 0 | 0.42 | 0.76911 | 0 | 0 | 0 | 0 | 4.4834 | 0 | 0 | 0 | 0 | 0 | 0 | 0 | 0 | 0 | 0 | 0 | 0 | 0
11 | 30 | 14 | 5 | 1.7931 | 0 | 13.5789 | 0 | 0 | 0 | 0.0012057 | 0.17143 | 0 | 0 | 3.457 | 0 | 19.0017 | 0 | 0 | 0 | 0 | 0 | 0 | 0 | 0 | 0 | 0 | 0 | 0 | 0 | 0.45131 | 0 | 0.54519 | 1.897 | 0 | 0 | 0.3675 | 0.77279 | 0 | 0 | 0 | 0 | 4.0338 | 0 | 0 | 0 | 0 | 0 | 0 | 0 | 0 | 0 | 0 | 0 | 0 | 0
11 | 30 | 15 | 5 | 1.7931 | 0 | 13.5789 | 0 | 0 | 0 | 0.0012057 | 0.24725 | 0 | 0 | 3.4571 | 0 | 19.0775 | 0 | 0 | 0 | 0 | 0 | 0 | 0 | 0 | 0 | 0 | 0 | 0 | 0 | 0.45131 | 0 | 0.54519 | 2.2307 | 0 | 0 | 0.3675 | 0.78091 | 0 | 0 | 0 | 0 | 4.3756 | 0 | 0 | 0 | 0 | 0 | 0 | 0 | 0 | 0 | 0 | 0 | 0 | 0
11 | 30 | 16 | 5 | 1.7931 | 0 | 13.5789 | 0 | 0 | 0 | 0.0012057 | 0.30673 | 0 | 0 | 2.9691 | 0 | 18.649 | 0 | 0 | 0 | 0 | 0 | 0 | 0 | 0 | 0 | 0 | 0 | 0 | 0 | 0.45131 | 0 | 0.54519 | 2.5898 | 0 | 0 | 0.315 | 0.78775 | 0 | 0 | 0 | 0 | 4.6891 | 0 | 0 | 0 | 0 | 0 | 0 | 0 | 0 | 0 | 0 | 0 | 0 | 0
11 | 30 | 17 | 5 | 1.7931 | 0 | 13.5789 | 0 | 0 | 0 | 0.0012057 | 0.32376 | 0 | 0 | 2.9691 | 0 | 18.6661 | 0 | 0 | 0 | 0 | 0 | 0 | 0 | 0 | 0 | 0 | 0 | 0 | 0 | 0.45131 | 0 | 0.54519 | 2.9531 | 0 | 0 | 0.315 | 0.78504 | 0 | 0 | 0 | 0 | 5.0496 | 0 | 0 | 0 | 0 | 0 | 0 | 0 | 0 | 0 | 0 | 0 | 0 | 0
11 | 30 | 18 | 5 | 1.7931 | 0 | 13.5789 | 0 | 0 | 0 | 0.0012057 | 0.36178 | 0 | 0 | 3.9587 | 0 | 19.6937 | 0 | 0 | 0 | 0 | 0 | 0 | 0 | 0 | 0 | 0 | 0 | 0 | 0 | 0.45131 | 0 | 0.54519 | 3.1792 | 0 | 0 | 0.525 | 0.78736 | 0 | 0 | 0 | 0 | 5.4881 | 0 | 0 | 0 | 0 | 0 | 0 | 0 | 0 | 0 | 0 | 0 | 0 | 0
11 | 30 | 19 | 5 | 1.7931 | 0 | 9.8682 | 0 | 0 | 0 | 0.0012057 | 0.4646 | 0 | 0 | 5.872 | 0 | 17.9991 | 0 | 0 | 0 | 0 | 0 | 0 | 0 | 0 | 0 | 0 | 0 | 0 | 0 | 0.45131 | 0 | 0.54519 | 3.891 | 0 | 0 | 0.525 | 0.79507 | 0 | 0 | 0 | 0 | 6.2076 | 0 | 0 | 0 | 0 | 0 | 0 | 0 | 0 | 0 | 0 | 0 | 0 | 0
11 | 30 | 20 | 5 | 1.7931 | 0 | 2.4469 | 0 | 0 | 0 | 0.0012057 | 0.60388 | 0 | 0 | 3.945 | 0 | 8.7902 | 0 | 0 | 0 | 0 | 0 | 0 | 0 | 0 | 0 | 0 | 0 | 0 | 0 | 0.45131 | 0 | 0.88038 | 4.8275 | 0 | 0 | 0.42 | 0.78638 | 0 | 0 | 0 | 0 | 7.3656 | 0 | 0 | 0 | 0 | 0 | 0 | 0 | 0 | 0 | 0 | 0 | 0 | 0
11 | 30 | 21 | 5 | 1.7931 | 0 | 2.4469 | 0 | 0 | 0 | 0.0012057 | 0.72887 | 0 | 0 | 3.457 | 0 | 8.4271 | 0 | 0 | 0 | 0 | 0 | 0 | 0 | 0 | 0 | 0 | 0 | 0 | 0 | 0.45131 | 0 | 1.1038 | 5.6909 | 0 | 0 | 0.3675 | 0.79304 | 0 | 0 | 0 | 0 | 8.4066 | 0 | 0 | 0 | 0 | 0 | 0 | 0 | 0 | 0 | 0 | 0 | 0 | 0
11 | 30 | 22 | 5 | 1.7931 | 0 | 2.4469 | 0 | 0 | 0 | 0.0012057 | 0.7497 | 0 | 0 | 3.9587 | 0 | 8.9496 | 0 | 0 | 0 | 0 | 0 | 0 | 0 | 0 | 0 | 0 | 0 | 0 | 0 | 0.45131 | 0 | 1.2156 | 5.7191 | 0 | 0 | 0.4725 | 0.78921 | 0 | 0 | 0 | 0 | 8.6477 | 0 | 0 | 0 | 0 | 0 | 0 | 0 | 0 | 0 | 0 | 0 | 0 | 0
11 | 30 | 23 | 5 | 1.7931 | 0 | 2.4469 | 0 | 0 | 0 | 0.0012057 | 0.7503 | 0 | 0 | 3.4378 | 0 | 8.4293 | 0 | 0 | 0 | 0 | 0 | 0 | 0 | 0 | 0 | 0 | 0 | 0 | 0 | 0.45131 | 0 | 1.1038 | 5.7213 | 0 | 0 | 0.315 | 0.78859 | 0 | 0 | 0 | 0 | 8.38 | 0 | 0 | 0 | 0 | 0 | 0 | 0 | 0 | 0 | 0 | 0 | 0 | 0
11 | 30 | 24 | 5 | 1.7931 | 0 | 2.4469 | 0 | 0 | 0 | 0.0012057 | 0.2844 | 0 | 0 | 0.52917 | 0 | 5.0548 | 0 | 0 | 0 | 0 | 0 | 0 | 0 | 0 | 0 | 0 | 0 | 0 | 0 | 0.45131 | 0 | 0.88038 | 3.4522 | 0 | 0 | 0.0525 | 0.79014 | 0 | 0 | 0 | 0 | 5.6265 | 0 | 0 | 0 | 0 | 0 | 0 | 0 | 0 | 0 | 0 | 0 | 0 | 0
12 | 1 | 1 | 6 | 1.7931 | 0 | 2.4469 | 0 | 0 | 0 | 0.0012057 | 0.40858 | 0 | 0 | 0.58396 | 0 | 5.2338 | 0 | 0 | 0 | 0 | 0 | 0 | 0 | 0 | 0 | 0 | 0 | 0 | 0 | 0.45131 | 0 | 0.54519 | 4.3123 | 0 | 0 | 0.0525 | 0.80429 | 0 | 0 | 0 | 0 | 6.1656 | 0 | 0 | 0 | 0 | 0 | 0 | 0 | 0 | 0 | 0 | 0 | 0 | 0
12 | 1 | 2 | 6 | 1.7931 | 0 | 2.4469 | 0 | 0 | 0 | 0.0012057 | 0.45383 | 0 | 0 | 0.58405 | 0 | 5.2791 | 0 | 0 | 0 | 0 | 0 | 0 | 0 | 0 | 0 | 0 | 0 | 0 | 0 | 0.45131 | 0 | 0.32173 | 4.5622 | 0 | 0 | 0.0525 | 0.81035 | 0 | 0 | 0 | 0 | 6.1981 | 0 | 0 | 0 | 0 | 0 | 0 | 0 | 0 | 0 | 0 | 0 | 0 | 0
12 | 1 | 3 | 6 | 1.7931 | 0 | 2.4469 | 0 | 0 | 0 | 0.0012057 | 0.46619 | 0 | 0 | 0.58408 | 0 | 5.2915 | 0 | 0 | 0 | 0 | 0 | 0 | 0 | 0 | 0 | 0 | 0 | 0 | 0 | 0.45131 | 0 | 0.32173 | 4.5521 | 0 | 0 | 0.0525 | 0.80858 | 0 | 0 | 0 | 0 | 6.1862 | 0 | 0 | 0 | 0 | 0 | 0 | 0 | 0 | 0 | 0 | 0 | 0 | 0
12 | 1 | 4 | 6 | 1.7931 | 0 | 2.4469 | 0 | 0 | 0 | 0.0012057 | 0.48168 | 0 | 0 | 0.58408 | 0 | 5.307 | 0 | 0 | 0 | 0 | 0 | 0 | 0 | 0 | 0 | 0 | 0 | 0 | 0 | 0.45131 | 0 | 0.32173 | 4.6305 | 0 | 0 | 0.0525 | 0.80822 | 0 | 0 | 0 | 0 | 6.2643 | 0 | 0 | 0 | 0 | 0 | 0 | 0 | 0 | 0 | 0 | 0 | 0 | 0
12 | 1 | 5 | 6 | 1.7931 | 0 | 2.4469 | 0 | 0 | 0 | 0.0012057 | 0.52182 | 0 | 0 | 0.58408 | 0 | 5.3471 | 0 | 0 | 0 | 0 | 0 | 0 | 0 | 0 | 0 | 0 | 0 | 0 | 0 | 0.45131 | 0 | 0.32173 | 4.7961 | 0 | 0 | 0.0525 | 0.81263 | 0 | 0 | 0 | 0 | 6.4343 | 0 | 0 | 0 | 0 | 0 | 0 | 0 | 0 | 0 | 0 | 0 | 0 | 0
12 | 1 | 6 | 6 | 1.7931 | 0 | 2.4469 | 0 | 0 | 0 | 0.0012057 | 0.5498 | 0 | 0 | 0.5841 | 0 | 5.3751 | 0 | 0 | 0 | 0 | 0 | 0 | 0 | 0 | 0 | 0 | 0 | 0 | 0 | 0.45131 | 0 | 0.32173 | 4.8893 | 0 | 0 | 0.0525 | 0.81517 | 0 | 0 | 0 | 0 | 6.53 | 0 | 0 | 0 | 0 | 0 | 0 | 0 | 0 | 0 | 0 | 0 | 0 | 0
12 | 1 | 7 | 6 | 1.7931 | 0 | 2.4469 | 0 | 0 | 0 | 0.0012057 | 0.54302 | 0 | 0 | 3.2979 | 0 | 8.0821 | 0 | 0 | 0 | 0 | 0 | 0 | 0 | 0 | 0 | 0 | 0 | 0 | 0 | 0.45131 | 0 | 0.54519 | 4.8 | 0 | 0 | 0.315 | 0.80742 | 0 | 0 | 0 | 0 | 6.9189 | 0 | 0 | 0 | 0 | 0 | 0 | 0 | 0 | 0 | 0 | 0 | 0 | 0
12 | 1 | 8 | 6 | 1.7931 | 0 | 2.4469 | 0 | 0 | 0 | 0.0012057 | 1.0136 | 0 | 0 | 5.4689 | 0 | 10.7237 | 0 | 0 | 0 | 0 | 0 | 0 | 0 | 0 | 0 | 0 | 0 | 0 | 0 | 0.45131 | 0 | 0.71279 | 6.7554 | 0 | 0 | 0.525 | 0.80652 | 0 | 0 | 0 | 0 | 9.2511 | 0 | 0 | 0 | 0 | 0 | 0 | 0 | 0 | 0 | 0 | 0 | 0 | 0
12 | 1 | 9 | 6 | 1.7931 | 0 | 13.5789 | 0 | 0 | 0 | 0.0012057 | 0.70334 | 0 | 0 | 3.9587 | 0 | 20.0353 | 0 | 0 | 0 | 0 | 0 | 0 | 0 | 0 | 0 | 0 | 0 | 0 | 0 | 0.45131 | 0 | 0.71279 | 4.9443 | 0 | 0 | 0.42 | 0.80108 | 0 | 0 | 0 | 0 | 7.3294 | 0 | 0 | 0 | 0 | 0 | 0 | 0 | 0 | 0 | 0 | 0 | 0 | 0
12 | 1 | 10 | 6 | 1.7931 | 0 | 13.5789 | 0 | 0 | 0 | 0.0012057 | 0.5384 | 0 | 0 | 3.7175 | 0 | 19.6291 | 0 | 0 | 0 | 0 | 0 | 0 | 0 | 0 | 0 | 0 | 0 | 0 | 0 | 0.45131 | 0 | 0.71279 | 3.942 | 0 | 0 | 0.315 | 0.79401 | 0 | 0 | 0 | 0 | 6.2152 | 0 | 0 | 0 | 0 | 0 | 0 | 0 | 0 | 0 | 0 | 0 | 0 | 0
12 | 1 | 11 | 6 | 1.7931 | 0 | 13.5789 | 0 | 0 | 0 | 0.0012057 | 0.64079 | 0 | 0 | 3.2979 | 0 | 19.3119 | 0 | 0 | 0 | 0 | 0 | 0 | 0 | 0 | 0 | 0 | 0 | 0 | 0 | 0.45131 | 0 | 0.71279 | 4.8828 | 0 | 0 | 0.315 | 0.80645 | 0 | 0 | 0 | 0 | 7.1683 | 0 | 0 | 0 | 0 | 0 | 0 | 0 | 0 | 0 | 0 | 0 | 0 | 0
12 | 1 | 12 | 6 | 1.7931 | 0 | 13.5789 | 0 | 0 | 0 | 0.0012057 | 0.6331 | 0 | 0 | 3.8407 | 0 | 19.847 | 0 | 0 | 0 | 0 | 0 | 0 | 0 | 0 | 0 | 0 | 0 | 0 | 0 | 0.45131 | 0 | 0.54519 | 4.8671 | 0 | 0 | 0.3675 | 0.80662 | 0 | 0 | 0 | 0 | 7.0378 | 0 | 0 | 0 | 0 | 0 | 0 | 0 | 0 | 0 | 0 | 0 | 0 | 0
12 | 1 | 13 | 6 | 1.7931 | 0 | 8.6313 | 0 | 0 | 0 | 0.0012057 | 0.45842 | 0 | 0 | 3.9587 | 0 | 14.8428 | 0 | 0 | 0 | 0 | 0 | 0 | 0 | 0 | 0 | 0 | 0 | 0 | 0 | 0.45131 | 0 | 0.54519 | 3.6592 | 0 | 0 | 0.42 | 0.79861 | 0 | 0 | 0 | 0 | 5.8743 | 0 | 0 | 0 | 0 | 0 | 0 | 0 | 0 | 0 | 0 | 0 | 0 | 0
12 | 1 | 14 | 6 | 1.7931 | 0 | 13.5789 | 0 | 0 | 0 | 0.0012057 | 0.32261 | 0 | 0 | 4.2603 | 0 | 19.9562 | 0 | 0 | 0 | 0 | 0 | 0 | 0 | 0 | 0 | 0 | 0 | 0 | 0 | 0.45131 | 0 | 0.54519 | 3.0422 | 0 | 0 | 0.3675 | 0.79802 | 0 | 0 | 0 | 0 | 5.2043 | 0 | 0 | 0 | 0 | 0 | 0 | 0 | 0 | 0 | 0 | 0 | 0 | 0
12 | 1 | 15 | 6 | 1.7931 | 0 | 13.5789 | 0 | 0 | 0 | 0.0012057 | 0.51294 | 0 | 0 | 3.8407 | 0 | 19.7268 | 0 | 0 | 0 | 0 | 0 | 0 | 0 | 0 | 0 | 0 | 0 | 0 | 0 | 0.45131 | 0 | 0.54519 | 4.6559 | 0 | 0 | 0.3675 | 0.81582 | 0 | 0 | 0 | 0 | 6.8357 | 0 | 0 | 0 | 0 | 0 | 0 | 0 | 0 | 0 | 0 | 0 | 0 | 0
12 | 1 | 16 | 6 | 1.7931 | 0 | 13.5789 | 0 | 0 | 0 | 0.0012057 | 0.55334 | 0 | 0 | 3.2979 | 0 | 19.2245 | 0 | 0 | 0 | 0 | 0 | 0 | 0 | 0 | 0 | 0 | 0 | 0 | 0 | 0.45131 | 0 | 0.54519 | 4.8509 | 0 | 0 | 0.315 | 0.81146 | 0 | 0 | 0 | 0 | 6.9738 | 0 | 0 | 0 | 0 | 0 | 0 | 0 | 0 | 0 | 0 | 0 | 0 | 0
12 | 1 | 17 | 6 | 1.7931 | 0 | 13.5789 | 0 | 0 | 0 | 0.0012057 | 0.64834 | 0 | 0 | 3.2979 | 0 | 19.3195 | 0 | 0 | 0 | 0 | 0 | 0 | 0 | 0 | 0 | 0 | 0 | 0 | 0 | 0.45131 | 0 | 0.54519 | 5.4884 | 0 | 0 | 0.315 | 0.82145 | 0 | 0 | 0 | 0 | 7.6213 | 0 | 0 | 0 | 0 | 0 | 0 | 0 | 0 | 0 | 0 | 0 | 0 | 0
12 | 1 | 18 | 6 | 1.7931 | 0 | 13.5789 | 0 | 0 | 0 | 0.0012057 | 0.66008 | 0 | 0 | 5.469 | 0 | 21.5023 | 0 | 0 | 0 | 0 | 0 | 0 | 0 | 0 | 0 | 0 | 0 | 0 | 0 | 0.45131 | 0 | 0.54519 | 6.1004 | 0 | 0 | 0.525 | 0.82136 | 0 | 0.15088 | 0 | 0 | 8.5942 | 0 | 0 | 0 | 0 | 0 | 0 | 0 | 0 | 0 | 0 | 0 | 0 | 0
12 | 1 | 19 | 6 | 1.7931 | 0 | 9.8682 | 0 | 0 | 0 | 0.0012057 | 0.76349 | 0 | 0 | 5.469 | 0 | 17.895 | 0 | 0 | 0 | 0 | 0 | 0 | 0 | 0 | 0 | 0 | 0 | 0 | 0 | 0.45131 | 0 | 0.54519 | 6.786 | 0 | 0 | 0.525 | 0.82874 | 0 | 0.00054351 | 0 | 0 | 9.1368 | 0 | 0 | 0 | 0 | 0 | 0 | 0 | 0 | 0 | 0 | 0 | 0 | 0
12 | 1 | 20 | 6 | 1.7931 | 0 | 2.4469 | 0 | 0 | 0 | 0.0012057 | 0.87089 | 0 | 0 | 3.9588 | 0 | 9.0709 | 0 | 0 | 0 | 0 | 0 | 0 | 0 | 0 | 0 | 0 | 0 | 0 | 0 | 0.45131 | 0 | 0.88038 | 7.4177 | 0 | 0 | 0.42 | 0.82083 | 0 | 0.00060832 | 0 | 0 | 9.9908 | 0 | 0 | 0 | 0 | 0 | 0 | 0 | 0 | 0 | 0 | 0 | 0 | 0
12 | 1 | 21 | 6 | 1.7931 | 0 | 2.4469 | 0 | 0 | 0 | 0.0012057 | 0.87756 | 0 | 0 | 4.2604 | 0 | 9.3792 | 0 | 0 | 0 | 0 | 0 | 0 | 0 | 0 | 0 | 0 | 0 | 0 | 0 | 0.45131 | 0 | 1.1038 | 7.5774 | 0 | 0 | 0.3675 | 0.81316 | 0 | 0.00061343 | 0 | 0 | 10.3138 | 0 | 0 | 0 | 0 | 0 | 0 | 0 | 0 | 0 | 0 | 0 | 0 | 0
12 | 1 | 22 | 6 | 1.7931 | 0 | 2.4469 | 0 | 0 | 0 | 0.0012057 | 0.91231 | 0 | 0 | 3.9587 | 0 | 9.1123 | 0 | 0 | 0 | 0 | 0 | 0 | 0 | 0 | 0 | 0 | 0 | 0 | 0 | 0.45131 | 0 | 1.2156 | 7.8095 | 0 | 0 | 0.4725 | 0.81408 | 0 | 0.00063521 | 0 | 0 | 10.7636 | 0 | 0 | 0 | 0 | 0 | 0 | 0 | 0 | 0 | 0 | 0 | 0 | 0
12 | 1 | 23 | 6 | 1.7931 | 0 | 2.4469 | 0 | 0 | 0 | 0.0012057 | 0.93612 | 0 | 0 | 4.2539 | 0 | 9.4313 | 0 | 0 | 0 | 0 | 0 | 0 | 0 | 0 | 0 | 0 | 0 | 0 | 0 | 0.45131 | 0 | 1.1038 | 8.1198 | 0 | 0 | 0.315 | 0.81856 | 0 | 0.00065755 | 0 | 0 | 10.8091 | 0 | 0 | 0 | 0 | 0 | 0 | 0 | 0 | 0 | 0 | 0 | 0 | 0
12 | 1 | 24 | 6 | 1.7931 | 0 | 2.4469 | 0 | 0 | 0 | 0.0012057 | 0.48378 | 0 | 0 | 0.58411 | 0 | 5.3091 | 0 | 0 | 0 | 0 | 0 | 0 | 0 | 0 | 0 | 0 | 0 | 0 | 0 | 0.45131 | 0 | 0.88038 | 5.502 | 0 | 0 | 0.0525 | 0.82428 | 0 | 0.00038599 | 0 | 0 | 7.7109 | 0 | 0 | 0 | 0 | 0 | 0 | 0 | 0 | 0 | 0 | 0 | 0 | 0
12 | 2 | 1 | 7 | 1.7931 | 0 | 2.4469 | 0 | 0 | 0 | 0.0012057 | 0.62185 | 0 | 0 | 0.58413 | 0 | 5.4472 | 0 | 0 | 0 | 0 | 0 | 0 | 0 | 0 | 0 | 0 | 0 | 0 | 0 | 0.45131 | 0 | 0.54519 | 6.6902 | 0 | 0 | 0.0525 | 0.83439 | 0 | 0.00049577 | 0 | 0 | 8.5741 | 0 | 0 | 0 | 0 | 0 | 0 | 0 | 0 | 0 | 0 | 0 | 0 | 0
12 | 2 | 2 | 7 | 1.7931 | 0 | 2.4469 | 0 | 0 | 0 | 0.0012057 | 0.69147 | 0 | 0 | 0.58416 | 0 | 5.5169 | 0 | 0 | 0 | 0 | 0 | 0 | 0 | 0 | 0 | 0 | 0 | 0 | 0 | 0.45131 | 0 | 0.32173 | 7.35 | 0 | 0 | 0.0525 | 0.845 | 0 | 0.0005536 | 0 | 0 | 9.0211 | 0 | 0 | 0 | 0 | 0 | 0 | 0 | 0 | 0 | 0 | 0 | 0 | 0
12 | 2 | 3 | 7 | 1.7931 | 0 | 2.4469 | 0 | 0 | 0 | 0.0012057 | 0.75796 | 0 | 0 | 0.5842 | 0 | 5.5834 | 0 | 0 | 0 | 0 | 0 | 0 | 0 | 0 | 0 | 0 | 0 | 0 | 0 | 0.45131 | 0 | 0.32173 | 8.0157 | 0 | 0 | 0.0525 | 0.85332 | 0 | 0.00060928 | 0 | 0 | 9.6951 | 0 | 0 | 0 | 0 | 0 | 0 | 0 | 0 | 0 | 0 | 0 | 0 | 0
12 | 2 | 4 | 7 | 1.7931 | 0 | 2.4469 | 0 | 0 | 0 | 0.0012057 | 0.73176 | 0 | 0 | 0.58422 | 0 | 5.5572 | 0 | 0 | 0 | 0 | 0 | 0 | 0 | 0 | 0 | 0 | 0 | 0 | 0 | 0.45131 | 0 | 0.32173 | 7.7642 | 0 | 0 | 0.0525 | 0.8454 | 0 | 0.00058807 | 0 | 0 | 9.4358 | 0 | 0 | 0 | 0 | 0 | 0 | 0 | 0 | 0 | 0 | 0 | 0 | 0
12 | 2 | 5 | 7 | 1.7931 | 0 | 2.4469 | 0 | 0 | 0 | 0.0012057 | 0.79457 | 0 | 0 | 0.58419 | 0 | 5.62 | 0 | 0 | 0 | 0 | 0 | 0 | 0 | 0 | 0 | 0 | 0 | 0 | 0 | 0.45131 | 0 | 0.32173 | 8.4072 | 0 | 0 | 0.0525 | 0.85498 | 0 | 0.044363 | 0 | 0 | 10.1321 | 0 | 0 | 0 | 0 | 0 | 0 | 0 | 0 | 0 | 0 | 0 | 0 | 0
12 | 2 | 6 | 7 | 1.7931 | 0 | 2.4469 | 0 | 0 | 0 | 0.0012057 | 0.80239 | 0 | 0 | 0.58422 | 0 | 5.6278 | 0 | 0 | 0 | 0 | 0 | 0 | 0 | 0 | 0 | 0 | 0 | 0 | 0 | 0.45131 | 0 | 0.32173 | 8.5121 | 0 | 0 | 0.0525 | 0.85403 | 0 | 0.29524 | 0 | 0 | 10.4869 | 0 | 0 | 0 | 0 | 0 | 0 | 0 | 0 | 0 | 0 | 0 | 0 | 0
12 | 2 | 7 | 7 | 1.7931 | 0 | 2.4469 | 0 | 0 | 0 | 0.0012057 | 0.80927 | 0 | 0 | 3.298 | 0 | 8.3485 | 0 | 0 | 0 | 0 | 0 | 0 | 0 | 0 | 0 | 0 | 0 | 0 | 0 | 0.45131 | 0 | 0.54519 | 8.4748 | 0 | 0 | 0.315 | 0.84889 | 0 | 0.00064933 | 0 | 0 | 10.6359 | 0 | 0 | 0 | 0 | 0 | 0 | 0 | 0 | 0 | 0 | 0 | 0 | 0
12 | 2 | 8 | 7 | 1.7931 | 0 | 2.4469 | 0 | 0 | 0 | 0.0012057 | 1.1913 | 0 | 0 | 5.469 | 0 | 10.9015 | 0 | 0 | 0 | 0 | 0 | 0 | 0 | 0 | 0 | 0 | 0 | 0 | 0 | 0.45131 | 0 | 0.71279 | 11.5414 | 0 | 0 | 0.525 | 0.84701 | 0 | 0.83044 | 0 | 0 | 14.908 | 0 | 0 | 0 | 0 | 0 | 0 | 0 | 0 | 0 | 0 | 0 | 0 | 0
12 | 2 | 9 | 7 | 1.7931 | 0 | 13.5789 | 0 | 0 | 0 | 0.0012057 | 0.90641 | 0 | 0 | 3.9588 | 0 | 20.2384 | 0 | 0 | 0 | 0 | 0 | 0 | 0 | 0 | 0 | 0 | 0 | 0 | 0 | 0.45131 | 0 | 0.71279 | 8.5596 | 0 | 0 | 0.42 | 0.83403 | 0 | 0.00077478 | 0 | 0 | 10.9785 | 0 | 0 | 0 | 0 | 0 | 0 | 0 | 0 | 0 | 0 | 0 | 0 | 0
12 | 2 | 10 | 7 | 1.7931 | 0 | 13.5789 | 0 | 0 | 0 | 0.0012057 | 0.91113 | 0 | 0 | 3.7176 | 0 | 20.002 | 0 | 0 | 0 | 0 | 0 | 0 | 0 | 0 | 0 | 0 | 0 | 0 | 0 | 0.45131 | 0 | 0.71279 | 8.3597 | 0 | 0 | 0.315 | 0.83846 | 0 | 0.00066315 | 0 | 0 | 10.6779 | 0 | 0 | 0 | 0 | 0 | 0 | 0 | 0 | 0 | 0 | 0 | 0 | 0
12 | 2 | 11 | 7 | 1.7931 | 0 | 13.5789 | 0 | 0 | 0 | 0.0012057 | 0.94731 | 0 | 0 | 3.298 | 0 | 19.6185 | 0 | 0 | 0 | 0 | 0 | 0 | 0 | 0 | 0 | 0 | 0 | 0 | 0 | 0.45131 | 0 | 0.71279 | 8.6324 | 0 | 0 | 0.315 | 0.8463 | 0 | 0.00068927 | 0 | 0 | 10.9585 | 0 | 0 | 0 | 0 | 0 | 0 | 0 | 0 | 0 | 0 | 0 | 0 | 0
12 | 2 | 12 | 7 | 1.7931 | 0 | 13.5789 | 0 | 0 | 0 | 0.0012057 | 0.91475 | 0 | 0 | 3.8407 | 0 | 20.1287 | 0 | 0 | 0 | 0 | 0 | 0 | 0 | 0 | 0 | 0 | 0 | 0 | 0 | 0.45131 | 0 | 0.54519 | 8.602 | 0 | 0 | 0.3675 | 0.84816 | 0 | 0.099683 | 0 | 0 | 10.9138 | 0 | 0 | 0 | 0 | 0 | 0 | 0 | 0 | 0 | 0 | 0 | 0 | 0
12 | 2 | 13 | 7 | 1.7931 | 0 | 8.6313 | 0 | 0 | 0 | 0.0012057 | 0.82387 | 0 | 0 | 3.9588 | 0 | 15.2083 | 0 | 0 | 0 | 0 | 0 | 0 | 0 | 0 | 0 | 0 | 0 | 0 | 0 | 0.45131 | 0 | 0.54519 | 7.8542 | 0 | 0 | 0.42 | 0.84929 | 0 | 0.00061198 | 0 | 0 | 10.1206 | 0 | 0 | 0 | 0 | 0 | 0 | 0 | 0 | 0 | 0 | 0 | 0 | 0
12 | 2 | 14 | 7 | 1.7931 | 0 | 13.5789 | 0 | 0 | 0 | 0.0012057 | 0.74144 | 0 | 0 | 4.2605 | 0 | 20.3752 | 0 | 0 | 0 | 0 | 0 | 0 | 0 | 0 | 0 | 0 | 0 | 0 | 0 | 0.45131 | 0 | 0.54519 | 7.6687 | 0 | 0 | 0.3675 | 0.86436 | 0 | 0.00057953 | 0 | 0 | 9.8976 | 0 | 0 | 0 | 0 | 0 | 0 | 0 | 0 | 0 | 0 | 0 | 0 | 0
12 | 2 | 15 | 7 | 1.7931 | 0 | 13.5789 | 0 | 0 | 0 | 0.0012057 | 0.7047 | 0 | 0 | 3.8408 | 0 | 19.9187 | 0 | 0 | 0 | 0 | 0 | 0 | 0 | 0 | 0 | 0 | 0 | 0 | 0 | 0.45131 | 0 | 0.54519 | 7.392 | 0 | 0 | 0.3675 | 0.86279 | 0 | 0.0005516 | 0 | 0 | 9.6193 | 0 | 0 | 0 | 0 | 0 | 0 | 0 | 0 | 0 | 0 | 0 | 0 | 0
12 | 2 | 16 | 7 | 1.7931 | 0 | 13.5789 | 0 | 0 | 0 | 0.0012057 | 0.91566 | 0 | 0 | 3.2981 | 0 | 19.5869 | 0 | 0 | 0 | 0 | 0 | 0 | 0 | 0 | 0 | 0 | 0 | 0 | 0 | 0.45131 | 0 | 0.54519 | 9.2609 | 0 | 0 | 0.315 | 0.89028 | 0 | 0.00071636 | 0 | 0 | 11.4634 | 0 | 0 | 0 | 0 | 0 | 0 | 0 | 0 | 0 | 0 | 0 | 0 | 0
12 | 2 | 17 | 7 | 1.7931 | 0 | 13.5789 | 0 | 0 | 0 | 0.0012057 | 0.94687 | 0 | 0 | 3.2982 | 0 | 19.6182 | 0 | 0 | 0 | 0 | 0 | 0 | 0 | 0 | 0 | 0 | 0 | 0 | 0 | 0.45131 | 0 | 0.54519 | 9.4051 | 0 | 0 | 0.315 | 0.87653 | 0 | 0.0007371 | 0 | 0 | 11.5938 | 0 | 0 | 0 | 0 | 0 | 0 | 0 | 0 | 0 | 0 | 0 | 0 | 0
12 | 2 | 18 | 7 | 1.7931 | 0 | 13.5789 | 0 | 0 | 0 | 0.0012057 | 1.0484 | 0 | 0 | 5.4691 | 0 | 21.8907 | 0 | 0 | 0 | 0 | 0 | 0 | 0 | 0 | 0 | 0 | 0 | 0 | 0 | 0.45131 | 0 | 0.54519 | 10.3279 | 0 | 0 | 0.525 | 0.88794 | 0 | 0.00081697 | 0 | 0 | 12.7381 | 0 | 0 | 0 | 0 | 0 | 0 | 0 | 0 | 0 | 0 | 0 | 0 | 0
12 | 2 | 19 | 7 | 1.7931 | 0 | 9.8682 | 0 | 0 | 0 | 0.0012057 | 1.1397 | 0 | 0 | 5.4691 | 0 | 18.2714 | 0 | 0 | 0 | 0 | 0 | 0 | 0 | 0 | 0 | 0 | 0 | 0 | 0 | 0.45131 | 0 | 0.54519 | 11.2362 | 0 | 0 | 0.525 | 0.89348 | 0 | 0.00089498 | 0 | 0 | 13.652 | 0 | 0 | 0 | 0 | 0 | 0 | 0 | 0 | 0 | 0 | 0 | 0 | 0
12 | 2 | 20 | 7 | 1.7931 | 0 | 2.4469 | 0 | 0 | 0 | 0.0012057 | 1.2313 | 0 | 0 | 3.9588 | 0 | 9.4314 | 0 | 0 | 0 | 0 | 0 | 0 | 0 | 0 | 0 | 0 | 0 | 0 | 0 | 0.45131 | 0 | 0.88038 | 11.9945 | 0 | 0 | 0.42 | 0.88777 | 0 | 0.00096432 | 0 | 0 | 14.6349 | 0 | 0 | 0 | 0 | 0 | 0 | 0 | 0 | 0 | 0 | 0 | 0 | 0
12 | 2 | 21 | 7 | 1.7931 | 0 | 2.4469 | 0 | 0 | 0 | 0.0012057 | 1.2323 | 0 | 0 | 4.2607 | 0 | 9.7341 | 0 | 0 | 0 | 0 | 0 | 0 | 0 | 0 | 0 | 0 | 0 | 0 | 0 | 0.45131 | 0 | 1.1038 | 12.0254 | 0 | 0 | 0.3675 | 0.88066 | 0 | 0.00097887 | 0 | 0 | 14.8297 | 0 | 0 | 0 | 0 | 0 | 0 | 0 | 0 | 0 | 0 | 0 | 0 | 0
12 | 2 | 22 | 7 | 1.7931 | 0 | 2.4469 | 0 | 0 | 0 | 0.0012057 | 1.2969 | 0 | 0 | 3.9588 | 0 | 9.4969 | 0 | 0 | 0 | 0 | 0 | 0 | 0 | 0 | 0 | 0 | 0 | 0 | 0 | 0.45131 | 0 | 1.2156 | 12.7773 | 0 | 0 | 0.4725 | 0.89314 | 0 | 0.001036 | 0 | 0 | 15.8108 | 0 | 0 | 0 | 0 | 0 | 0 | 0 | 0 | 0 | 0 | 0 | 0 | 0
12 | 2 | 23 | 7 | 1.7931 | 0 | 2.4469 | 0 | 0 | 0 | 0.0012057 | 1.2607 | 0 | 0 | 4.2542 | 0 | 9.7562 | 0 | 0 | 0 | 0 | 0 | 0 | 0 | 0 | 0 | 0 | 0 | 0 | 0 | 0.45131 | 0 | 1.1038 | 12.4547 | 0 | 0 | 0.315 | 0.884 | 0 | 0.0010197 | 0 | 0 | 15.2099 | 0 | 0 | 0 | 0 | 0 | 0 | 0 | 0 | 0 | 0 | 0 | 0 | 0
12 | 2 | 24 | 7 | 1.7931 | 0 | 2.4469 | 0 | 0 | 0 | 0.0012057 | 0.79828 | 0 | 0 | 0.58427 | 0 | 5.6238 | 0 | 0 | 0 | 0 | 0 | 0 | 0 | 0 | 0 | 0 | 0 | 0 | 0 | 0.45131 | 0 | 0.88038 | 8.8041 | 0 | 0 | 0.0525 | 0.87343 | 0 | 0.00070418 | 0 | 0 | 11.0624 | 0 | 0 | 0 | 0 | 0 | 0 | 0 | 0 | 0 | 0 | 0 | 0 | 0
12 | 3 | 1 | 1 | 1.7931 | 0 | 2.4469 | 0 | 0 | 0 | 0.0012057 | 0.9926 | 0 | 0 | 0.58423 | 0 | 5.8181 | 0 | 0 | 0 | 0 | 0 | 0 | 0 | 0 | 0 | 0 | 0 | 0 | 0 | 0.45131 | 0 | 0.54519 | 11.024 | 0 | 0 | 0.0525 | 0.90392 | 0 | 0.00088982 | 0 | 0 | 12.9778 | 0 | 0 | 0 | 0 | 0 | 0 | 0 | 0 | 0 | 0 | 0 | 0 | 0
12 | 3 | 2 | 1 | 1.7931 | 0 | 2.4469 | 0 | 0 | 0 | 0.0012057 | 1.0059 | 0 | 0 | 0.58432 | 0 | 5.8314 | 0 | 0 | 0 | 0 | 0 | 0 | 0 | 0 | 0 | 0 | 0 | 0 | 0 | 0.45131 | 0 | 0.32173 | 11.307 | 0 | 0 | 0.0525 | 0.90437 | 0 | 0.10113 | 0 | 0 | 13.1381 | 0 | 0 | 0 | 0 | 0 | 0 | 0 | 0 | 0 | 0 | 0 | 0 | 0
12 | 3 | 3 | 1 | 1.7931 | 0 | 2.4469 | 0 | 0 | 0 | 0.0012057 | 1.0521 | 0 | 0 | 0.58432 | 0 | 5.8777 | 0 | 0 | 0 | 0 | 0 | 0 | 0 | 0 | 0 | 0 | 0 | 0 | 0 | 0.45131 | 0 | 0.32173 | 11.8154 | 0 | 0 | 0.0525 | 0.9133 | 0 | 0.15575 | 0 | 0 | 13.71 | 0 | 0 | 0 | 0 | 0 | 0 | 0 | 0 | 0 | 0 | 0 | 0 | 0
12 | 3 | 4 | 1 | 1.7931 | 0 | 2.4469 | 0 | 0 | 0 | 0.0012057 | 1.0909 | 0 | 0 | 0.58434 | 0 | 5.9165 | 0 | 0 | 0 | 0 | 0 | 0 | 0 | 0 | 0 | 0 | 0 | 0 | 0 | 0.45131 | 0 | 0.32173 | 12.2755 | 0 | 0 | 0.0525 | 0.91873 | 0 | 0.16176 | 0 | 0 | 14.1816 | 0 | 0 | 0 | 0 | 0 | 0 | 0 | 0 | 0 | 0 | 0 | 0 | 0
12 | 3 | 5 | 1 | 1.7931 | 0 | 2.4469 | 0 | 0 | 0 | 0.0012057 | 1.1358 | 0 | 0 | 0.58436 | 0 | 5.9614 | 0 | 0 | 0 | 0 | 0 | 0 | 0 | 0 | 0 | 0 | 0 | 0 | 0 | 0.45131 | 0 | 0.32173 | 12.8339 | 0 | 0 | 0.0525 | 0.92699 | 0 | 0.16892 | 0 | 0 | 14.7553 | 0 | 0 | 0 | 0 | 0 | 0 | 0 | 0 | 0 | 0 | 0 | 0 | 0
12 | 3 | 6 | 1 | 1.7931 | 0 | 2.4469 | 0 | 0 | 0 | 0.0012057 | 1.1137 | 0 | 0 | 0.58438 | 0 | 5.9393 | 0 | 0 | 0 | 0 | 0 | 0 | 0 | 0 | 0 | 0 | 0 | 0 | 0 | 0.45131 | 0 | 0.32173 | 12.6122 | 0 | 0 | 0.0525 | 0.91844 | 0 | 0.36289 | 0 | 0 | 14.7191 | 0 | 0 | 0 | 0 | 0 | 0 | 0 | 0 | 0 | 0 | 0 | 0 | 0
12 | 3 | 7 | 1 | 1.7931 | 0 | 2.4469 | 0 | 0 | 0 | 0.0012057 | 1.1466 | 0 | 0 | 3.2981 | 0 | 8.686 | 0 | 0 | 0 | 0 | 0 | 0 | 0 | 0 | 0 | 0 | 0 | 0 | 0 | 0.45131 | 0 | 0.54519 | 12.8148 | 0 | 0 | 0.315 | 0.91754 | 0 | 0.16913 | 0 | 0 | 15.213 | 0 | 0 | 0 | 0 | 0 | 0 | 0 | 0 | 0 | 0 | 0 | 0 | 0
12 | 3 | 8 | 1 | 1.7931 | 0 | 2.4469 | 0 | 0 | 0 | 0.0012057 | 1.4146 | 0 | 0 | 5.4692 | 0 | 11.125 | 0 | 0 | 0 | 0 | 0 | 0 | 0 | 0 | 0 | 0 | 0 | 0 | 0 | 0.45131 | 0 | 0.71279 | 15.0132 | 0 | 0 | 0.525 | 0.91292 | 0 | 0.20389 | 0 | 0 | 17.8191 | 0 | 0 | 0 | 0 | 0 | 0 | 0 | 0 | 0 | 0 | 0 | 0 | 0
12 | 3 | 9 | 1 | 1.7931 | 0 | 13.5789 | 0 | 0 | 0 | 0.0012057 | 1.2517 | 0 | 0 | 3.9588 | 0 | 20.5837 | 0 | 0 | 0 | 0 | 0 | 0 | 0 | 0 | 0 | 0 | 0 | 0 | 0 | 0.45131 | 0 | 0.71279 | 13.0204 | 0 | 0 | 0.42 | 0.90104 | 0 | 0.122 | 0 | 0 | 15.6276 | 0 | 0 | 0 | 0 | 0 | 0 | 0 | 0 | 0 | 0 | 0 | 0 | 0
12 | 3 | 10 | 1 | 1.7931 | 0 | 13.5789 | 0 | 0 | 0 | 0.0012057 | 1.1294 | 0 | 0 | 3.7179 | 0 | 20.2206 | 0 | 0 | 0 | 0 | 0 | 0 | 0 | 0 | 0 | 0 | 0 | 0 | 0 | 0.45131 | 0 | 0.71279 | 11.8411 | 0 | 0 | 0.315 | 0.90555 | 0 | 0.058468 | 0 | 0 | 14.2842 | 0 | 0 | 0 | 0 | 0 | 0 | 0 | 0 | 0 | 0 | 0 | 0 | 0
12 | 3 | 11 | 1 | 1.7931 | 0 | 13.5789 | 0 | 0 | 0 | 0.0012057 | 1.0403 | 0 | 0 | 3.2982 | 0 | 19.7117 | 0 | 0 | 0 | 0 | 0 | 0 | 0 | 0 | 0 | 0 | 0 | 0 | 0 | 0.45131 | 0 | 0.71279 | 10.8753 | 0 | 0 | 0.315 | 0.88872 | 0 | 0.0049626 | 0 | 0 | 13.2481 | 0 | 0 | 0 | 0 | 0 | 0 | 0 | 0 | 0 | 0 | 0 | 0 | 0
12 | 3 | 12 | 1 | 1.7931 | 0 | 13.5789 | 0 | 0 | 0 | 0.0012057 | 0.89246 | 0 | 0 | 3.8409 | 0 | 20.1066 | 0 | 0 | 0 | 0 | 0 | 0 | 0 | 0 | 0 | 0 | 0 | 0 | 0 | 0.45131 | 0 | 0.54519 | 9.4676 | 0 | 0 | 0.3675 | 0.87777 | 0 | 0.00073423 | 0 | 0 | 11.7101 | 0 | 0 | 0 | 0 | 0 | 0 | 0 | 0 | 0 | 0 | 0 | 0 | 0
12 | 3 | 13 | 1 | 1.7931 | 0 | 8.6313 | 0 | 0 | 0 | 0.0012057 | 0.86579 | 0 | 0 | 3.9589 | 0 | 15.2503 | 0 | 0 | 0 | 0 | 0 | 0 | 0 | 0 | 0 | 0 | 0 | 0 | 0 | 0.45131 | 0 | 0.54519 | 9.154 | 0 | 0 | 0.42 | 0.87518 | 0 | 0.00069882 | 0 | 0 | 11.4464 | 0 | 0 | 0 | 0 | 0 | 0 | 0 | 0 | 0 | 0 | 0 | 0 | 0
12 | 3 | 14 | 1 | 1.7931 | 0 | 13.5789 | 0 | 0 | 0 | 0.0012057 | 0.77777 | 0 | 0 | 4.2607 | 0 | 20.4117 | 0 | 0 | 0 | 0 | 0 | 0 | 0 | 0 | 0 | 0 | 0 | 0 | 0 | 0.45131 | 0 | 0.54519 | 8.4409 | 0 | 0 | 0.3675 | 0.87767 | 0 | 0.00063356 | 0 | 0 | 10.6832 | 0 | 0 | 0 | 0 | 0 | 0 | 0 | 0 | 0 | 0 | 0 | 0 | 0
12 | 3 | 15 | 1 | 1.7931 | 0 | 13.5789 | 0 | 0 | 0 | 0.0012057 | 0.80716 | 0 | 0 | 3.8409 | 0 | 20.0213 | 0 | 0 | 0 | 0 | 0 | 0 | 0 | 0 | 0 | 0 | 0 | 0 | 0 | 0.45131 | 0 | 0.54519 | 8.5398 | 0 | 0 | 0.3675 | 0.87745 | 0 | 0.00064613 | 0 | 0 | 10.7819 | 0 | 0 | 0 | 0 | 0 | 0 | 0 | 0 | 0 | 0 | 0 | 0 | 0
12 | 3 | 16 | 1 | 1.7931 | 0 | 13.5789 | 0 | 0 | 0 | 0.0012057 | 0.91372 | 0 | 0 | 3.2981 | 0 | 19.5851 | 0 | 0 | 0 | 0 | 0 | 0 | 0 | 0 | 0 | 0 | 0 | 0 | 0 | 0.45131 | 0 | 0.54519 | 9.3903 | 0 | 0 | 0.315 | 0.88641 | 0 | 0.00072309 | 0 | 0 | 11.5889 | 0 | 0 | 0 | 0 | 0 | 0 | 0 | 0 | 0 | 0 | 0 | 0 | 0
12 | 3 | 17 | 1 | 1.7931 | 0 | 13.5789 | 0 | 0 | 0 | 0.0012057 | 1.0758 | 0 | 0 | 3.2982 | 0 | 19.7472 | 0 | 0 | 0 | 0 | 0 | 0 | 0 | 0 | 0 | 0 | 0 | 0 | 0 | 0.45131 | 0 | 0.54519 | 10.6821 | 0 | 0 | 0.315 | 0.89413 | 0 | 0.00083975 | 0 | 0 | 12.8886 | 0 | 0 | 0 | 0 | 0 | 0 | 0 | 0 | 0 | 0 | 0 | 0 | 0
12 | 3 | 18 | 1 | 1.7931 | 0 | 13.5789 | 0 | 0 | 0 | 0.0012057 | 1.112 | 0 | 0 | 5.4692 | 0 | 21.9544 | 0 | 0 | 0 | 0 | 0 | 0 | 0 | 0 | 0 | 0 | 0 | 0 | 0 | 0.45131 | 0 | 0.54519 | 11.1679 | 0 | 0 | 0.525 | 0.89756 | 0 | 0.00088008 | 0 | 0 | 13.5879 | 0 | 0 | 0 | 0 | 0 | 0 | 0 | 0 | 0 | 0 | 0 | 0 | 0
12 | 3 | 19 | 1 | 1.7931 | 0 | 9.8682 | 0 | 0 | 0 | 0.0012057 | 1.1637 | 0 | 0 | 5.4692 | 0 | 18.2955 | 0 | 0 | 0 | 0 | 0 | 0 | 0 | 0 | 0 | 0 | 0 | 0 | 0 | 0.45131 | 0 | 0.54519 | 11.5754 | 0 | 0 | 0.525 | 0.89756 | 0 | 0.00091505 | 0 | 0 | 13.9954 | 0 | 0 | 0 | 0 | 0 | 0 | 0 | 0 | 0 | 0 | 0 | 0 | 0
12 | 3 | 20 | 1 | 1.7931 | 0 | 2.4469 | 0 | 0 | 0 | 0.0012057 | 1.2503 | 0 | 0 | 3.9589 | 0 | 9.4504 | 0 | 0 | 0 | 0 | 0 | 0 | 0 | 0 | 0 | 0 | 0 | 0 | 0 | 0.45131 | 0 | 0.88038 | 12.2427 | 0 | 0 | 0.42 | 0.89217 | 0 | 0.00097275 | 0 | 0 | 14.8875 | 0 | 0 | 0 | 0 | 0 | 0 | 0 | 0 | 0 | 0 | 0 | 0 | 0
12 | 3 | 21 | 1 | 1.7931 | 0 | 2.4469 | 0 | 0 | 0 | 0.0012057 | 1.2438 | 0 | 0 | 4.2607 | 0 | 9.7458 | 0 | 0 | 0 | 0 | 0 | 0 | 0 | 0 | 0 | 0 | 0 | 0 | 0 | 0.45131 | 0 | 1.1038 | 12.1769 | 0 | 0 | 0.3675 | 0.88203 | 0 | 0.00097107 | 0 | 0 | 14.9826 | 0 | 0 | 0 | 0 | 0 | 0 | 0 | 0 | 0 | 0 | 0 | 0 | 0
12 | 3 | 22 | 1 | 1.7931 | 0 | 2.4469 | 0 | 0 | 0 | 0.0012057 | 1.2685 | 0 | 0 | 3.9588 | 0 | 9.4686 | 0 | 0 | 0 | 0 | 0 | 0 | 0 | 0 | 0 | 0 | 0 | 0 | 0 | 0.45131 | 0 | 1.2156 | 12.4466 | 0 | 0 | 0.4725 | 0.88572 | 0 | 0.00099537 | 0 | 0 | 15.4727 | 0 | 0 | 0 | 0 | 0 | 0 | 0 | 0 | 0 | 0 | 0 | 0 | 0
12 | 3 | 23 | 1 | 1.7931 | 0 | 2.4469 | 0 | 0 | 0 | 0.0012057 | 1.2425 | 0 | 0 | 4.2543 | 0 | 9.7381 | 0 | 0 | 0 | 0 | 0 | 0 | 0 | 0 | 0 | 0 | 0 | 0 | 0 | 0.45131 | 0 | 1.1038 | 12.2534 | 0 | 0 | 0.315 | 0.87964 | 0 | 0.00098042 | 0 | 0 | 15.0042 | 0 | 0 | 0 | 0 | 0 | 0 | 0 | 0 | 0 | 0 | 0 | 0 | 0
12 | 3 | 24 | 1 | 1.7931 | 0 | 2.4469 | 0 | 0 | 0 | 0.0012057 | 0.93173 | 0 | 0 | 0.58432 | 0 | 5.7573 | 0 | 0 | 0 | 0 | 0 | 0 | 0 | 0 | 0 | 0 | 0 | 0 | 0 | 0.45131 | 0 | 0.88038 | 10.2064 | 0 | 0 | 0.0525 | 0.89719 | 0 | 0.00079126 | 0 | 0 | 12.4886 | 0 | 0 | 0 | 0 | 0 | 0 | 0 | 0 | 0 | 0 | 0 | 0 | 0
12 | 4 | 1 | 2 | 1.7931 | 0 | 2.4469 | 0 | 0 | 0 | 0.0012057 | 0.9876 | 0 | 0 | 0.58438 | 0 | 5.8132 | 0 | 0 | 0 | 0 | 0 | 0 | 0 | 0 | 0 | 0 | 0 | 0 | 0 | 0.45131 | 0 | 0.54519 | 11.0511 | 0 | 0 | 0.0525 | 0.89915 | 0 | 0.00085819 | 0 | 0 | 13.0001 | 0 | 0 | 0 | 0 | 0 | 0 | 0 | 0 | 0 | 0 | 0 | 0 | 0
12 | 4 | 2 | 2 | 1.7931 | 0 | 2.4469 | 0 | 0 | 0 | 0.0012057 | 0.98342 | 0 | 0 | 0.58439 | 0 | 5.809 | 0 | 0 | 0 | 0 | 0 | 0 | 0 | 0 | 0 | 0 | 0 | 0 | 0 | 0.45131 | 0 | 0.32173 | 11.0591 | 0 | 0 | 0.0525 | 0.89781 | 0 | 0.00090641 | 0 | 0 | 12.7834 | 0 | 0 | 0 | 0 | 0 | 0 | 0 | 0 | 0 | 0 | 0 | 0 | 0
12 | 4 | 3 | 2 | 1.7931 | 0 | 2.4469 | 0 | 0 | 0 | 0.0012057 | 0.99902 | 0 | 0 | 0.58439 | 0 | 5.8246 | 0 | 0 | 0 | 0 | 0 | 0 | 0 | 0 | 0 | 0 | 0 | 0 | 0 | 0.45131 | 0 | 0.32173 | 11.1705 | 0 | 0 | 0.0525 | 0.8985 | 0 | 0.00091832 | 0 | 0 | 12.8954 | 0 | 0 | 0 | 0 | 0 | 0 | 0 | 0 | 0 | 0 | 0 | 0 | 0
12 | 4 | 4 | 2 | 1.7931 | 0 | 2.4469 | 0 | 0 | 0 | 0.0012057 | 1.0404 | 0 | 0 | 0.58439 | 0 | 5.8661 | 0 | 0 | 0 | 0 | 0 | 0 | 0 | 0 | 0 | 0 | 0 | 0 | 0 | 0.45131 | 0 | 0.32173 | 11.6013 | 0 | 0 | 0.0525 | 0.90494 | 0 | 0.00089594 | 0 | 0 | 13.3326 | 0 | 0 | 0 | 0 | 0 | 0 | 0 | 0 | 0 | 0 | 0 | 0 | 0
12 | 4 | 5 | 2 | 1.7931 | 0 | 2.4469 | 0 | 0 | 0 | 0.0012057 | 1.0567 | 0 | 0 | 0.58441 | 0 | 5.8823 | 0 | 0 | 0 | 0 | 0 | 0 | 0 | 0 | 0 | 0 | 0 | 0 | 0 | 0.45131 | 0 | 0.32173 | 11.8203 | 0 | 0 | 0.0525 | 0.90673 | 0 | 0.0009131 | 0 | 0 | 13.5534 | 0 | 0 | 0 | 0 | 0 | 0 | 0 | 0 | 0 | 0 | 0 | 0 | 0
12 | 4 | 6 | 2 | 1.7931 | 0 | 2.4469 | 0 | 0 | 0 | 0.0012057 | 1.0257 | 0 | 0 | 0.58442 | 0 | 5.8513 | 0 | 0 | 0 | 0 | 0 | 0 | 0 | 0 | 0 | 0 | 0 | 0 | 0 | 0.45131 | 0 | 0.32173 | 11.4886 | 0 | 0 | 0.0525 | 0.89781 | 0 | 0.001028 | 0 | 0 | 13.2129 | 0 | 0 | 0 | 0 | 0 | 0 | 0 | 0 | 0 | 0 | 0 | 0 | 0
12 | 4 | 7 | 2 | 1.7931 | 0 | 2.4469 | 0 | 0 | 0 | 0.0012057 | 1.0817 | 0 | 0 | 3.2982 | 0 | 8.6212 | 0 | 0 | 0 | 0 | 0 | 0 | 0 | 0 | 0 | 0 | 0 | 0 | 0 | 0.45131 | 0 | 0.54519 | 11.9376 | 0 | 0 | 0.315 | 0.90341 | 0 | 0.050002 | 0 | 0 | 14.2025 | 0 | 0 | 0 | 0 | 0 | 0 | 0 | 0 | 0 | 0 | 0 | 0 | 0
12 | 4 | 8 | 2 | 1.7931 | 0 | 2.4469 | 0 | 0 | 0 | 0.0012057 | 1.3692 | 0 | 0 | 5.4692 | 0 | 11.0796 | 0 | 0 | 0 | 0 | 0 | 0 | 0 | 0 | 0 | 0 | 0 | 0 | 0 | 0.45131 | 0 | 0.71279 | 13.9658 | 0 | 0 | 0.525 | 0.89486 | 0 | 0.0010945 | 0 | 0 | 16.5508 | 0 | 0 | 0 | 0 | 0 | 0 | 0 | 0 | 0 | 0 | 0 | 0 | 0
12 | 4 | 9 | 2 | 1.7931 | 0 | 13.5789 | 0 | 0 | 0 | 0.0012057 | 1.2032 | 0 | 0 | 3.9589 | 0 | 20.5353 | 0 | 0 | 0 | 0 | 0 | 0 | 0 | 0 | 0 | 0 | 0 | 0 | 0 | 0.45131 | 0 | 0.71279 | 11.9421 | 0 | 0 | 0.42 | 0.88899 | 0 | 0.00094085 | 0 | 0 | 14.4162 | 0 | 0 | 0 | 0 | 0 | 0 | 0 | 0 | 0 | 0 | 0 | 0 | 0
12 | 4 | 10 | 2 | 1.7931 | 0 | 13.5789 | 0 | 0 | 0 | 0.0012057 | 1.0974 | 0 | 0 | 3.718 | 0 | 20.1886 | 0 | 0 | 0 | 0 | 0 | 0 | 0 | 0 | 0 | 0 | 0 | 0 | 0 | 0.45131 | 0 | 0.71279 | 10.6346 | 0 | 0 | 0.315 | 0.87616 | 0 | 0.00084148 | 0 | 0 | 12.9907 | 0 | 0 | 0 | 0 | 0 | 0 | 0 | 0 | 0 | 0 | 0 | 0 | 0
12 | 4 | 11 | 2 | 1.7931 | 0 | 13.5789 | 0 | 0 | 0 | 0.0012057 | 0.9769 | 0 | 0 | 3.2982 | 0 | 19.6483 | 0 | 0 | 0 | 0 | 0 | 0 | 0 | 0 | 0 | 0 | 0 | 0 | 0 | 0.45131 | 0 | 0.71279 | 9.402 | 0 | 0 | 0.315 | 0.86307 | 0 | 0.00074024 | 0 | 0 | 11.7449 | 0 | 0 | 0 | 0 | 0 | 0 | 0 | 0 | 0 | 0 | 0 | 0 | 0
12 | 4 | 12 | 2 | 1.7931 | 0 | 13.5789 | 0 | 0 | 0 | 0.0012057 | 0.87676 | 0 | 0 | 3.8409 | 0 | 20.0909 | 0 | 0 | 0 | 0 | 0 | 0 | 0 | 0 | 0 | 0 | 0 | 0 | 0 | 0.45131 | 0 | 0.54519 | 8.4783 | 0 | 0 | 0.3675 | 0.86276 | 0 | 0.00066493 | 0 | 0 | 10.7057 | 0 | 0 | 0 | 0 | 0 | 0 | 0 | 0 | 0 | 0 | 0 | 0 | 0
12 | 4 | 13 | 2 | 1.7931 | 0 | 8.6313 | 0 | 0 | 0 | 0.0012057 | 0.91766 | 0 | 0 | 3.9589 | 0 | 15.3022 | 0 | 0 | 0 | 0 | 0 | 0 | 0 | 0 | 0 | 0 | 0 | 0 | 0 | 0.45131 | 0 | 0.54519 | 8.5657 | 0 | 0 | 0.42 | 0.86873 | 0 | 0.00068586 | 0 | 0 | 10.8516 | 0 | 0 | 0 | 0 | 0 | 0 | 0 | 0 | 0 | 0 | 0 | 0 | 0
12 | 4 | 14 | 2 | 1.7931 | 0 | 13.5789 | 0 | 0 | 0 | 0.0012057 | 0.77261 | 0 | 0 | 4.2608 | 0 | 20.4066 | 0 | 0 | 0 | 0 | 0 | 0 | 0 | 0 | 0 | 0 | 0 | 0 | 0 | 0.45131 | 0 | 0.54519 | 6.9839 | 0 | 0 | 0.3675 | 0.86164 | 0 | 0 | 0 | 0 | 9.2096 | 0 | 0 | 0 | 0 | 0 | 0 | 0 | 0 | 0 | 0 | 0 | 0 | 0
12 | 4 | 15 | 2 | 1.7931 | 0 | 13.5789 | 0 | 0 | 0 | 0.0012057 | 0.8317 | 0 | 0 | 3.8409 | 0 | 20.0459 | 0 | 0 | 0 | 0 | 0 | 0 | 0 | 0 | 0 | 0 | 0 | 0 | 0 | 0.45131 | 0 | 0.54519 | 7.2233 | 0 | 0 | 0.3675 | 0.86876 | 0 | 0 | 0 | 0 | 9.456 | 0 | 0 | 0 | 0 | 0 | 0 | 0 | 0 | 0 | 0 | 0 | 0 | 0
12 | 4 | 16 | 2 | 1.7931 | 0 | 13.5789 | 0 | 0 | 0 | 0.0012057 | 0.86559 | 0 | 0 | 3.2982 | 0 | 19.537 | 0 | 0 | 0 | 0 | 0 | 0 | 0 | 0 | 0 | 0 | 0 | 0 | 0 | 0.45131 | 0 | 0.54519 | 7.5556 | 0 | 0 | 0.315 | 0.87057 | 0 | 0 | 0 | 0 | 9.7377 | 0 | 0 | 0 | 0 | 0 | 0 | 0 | 0 | 0 | 0 | 0 | 0 | 0
12 | 4 | 17 | 2 | 1.7931 | 0 | 13.5789 | 0 | 0 | 0 | 0.0012057 | 0.96981 | 0 | 0 | 3.2982 | 0 | 19.6412 | 0 | 0 | 0 | 0 | 0 | 0 | 0 | 0 | 0 | 0 | 0 | 0 | 0 | 0.45131 | 0 | 0.54519 | 8.2117 | 0 | 0 | 0.315 | 0.87542 | 0 | 0 | 0 | 0 | 10.3987 | 0 | 0 | 0 | 0 | 0 | 0 | 0 | 0 | 0 | 0 | 0 | 0 | 0
12 | 4 | 18 | 2 | 1.7931 | 0 | 13.5789 | 0 | 0 | 0 | 0.0012057 | 0.98168 | 0 | 0 | 5.4692 | 0 | 21.8241 | 0 | 0 | 0 | 0 | 0 | 0 | 0 | 0 | 0 | 0 | 0 | 0 | 0 | 0.45131 | 0 | 0.54519 | 9.1505 | 0 | 0 | 0.525 | 0.87936 | 0 | 0.0007993 | 0 | 0 | 11.5521 | 0 | 0 | 0 | 0 | 0 | 0 | 0 | 0 | 0 | 0 | 0 | 0 | 0
12 | 4 | 19 | 2 | 1.7931 | 0 | 9.8682 | 0 | 0 | 0 | 0.0012057 | 1.0013 | 0 | 0 | 5.4692 | 0 | 18.1331 | 0 | 0 | 0 | 0 | 0 | 0 | 0 | 0 | 0 | 0 | 0 | 0 | 0 | 0.45131 | 0 | 0.54519 | 9.3299 | 0 | 0 | 0.525 | 0.87425 | 0 | 0.00097939 | 0 | 0 | 11.7266 | 0 | 0 | 0 | 0 | 0 | 0 | 0 | 0 | 0 | 0 | 0 | 0 | 0
12 | 4 | 20 | 2 | 1.7931 | 0 | 2.4469 | 0 | 0 | 0 | 0.0012057 | 1.0884 | 0 | 0 | 3.9589 | 0 | 9.2885 | 0 | 0 | 0 | 0 | 0 | 0 | 0 | 0 | 0 | 0 | 0 | 0 | 0 | 0.45131 | 0 | 0.88038 | 10.0192 | 0 | 0 | 0.42 | 0.86591 | 0 | 0.0010756 | 0 | 0 | 12.6379 | 0 | 0 | 0 | 0 | 0 | 0 | 0 | 0 | 0 | 0 | 0 | 0 | 0
12 | 4 | 21 | 2 | 1.7931 | 0 | 2.4469 | 0 | 0 | 0 | 0.0012057 | 1.1075 | 0 | 0 | 4.2607 | 0 | 9.6094 | 0 | 0 | 0 | 0 | 0 | 0 | 0 | 0 | 0 | 0 | 0 | 0 | 0 | 0.45131 | 0 | 1.1038 | 10.0132 | 0 | 0 | 0.3675 | 0.86103 | 0 | 0.00099829 | 0 | 0 | 12.7979 | 0 | 0 | 0 | 0 | 0 | 0 | 0 | 0 | 0 | 0 | 0 | 0 | 0
12 | 4 | 22 | 2 | 1.7931 | 0 | 2.4469 | 0 | 0 | 0 | 0.0012057 | 1.1203 | 0 | 0 | 3.9588 | 0 | 9.3204 | 0 | 0 | 0 | 0 | 0 | 0 | 0 | 0 | 0 | 0 | 0 | 0 | 0 | 0.45131 | 0 | 1.2156 | 10.1068 | 0 | 0 | 0.4725 | 0.85962 | 0 | 0.0009402 | 0 | 0 | 13.1068 | 0 | 0 | 0 | 0 | 0 | 0 | 0 | 0 | 0 | 0 | 0 | 0 | 0
12 | 4 | 23 | 2 | 1.7931 | 0 | 2.4469 | 0 | 0 | 0 | 0.0012057 | 1.1066 | 0 | 0 | 4.2543 | 0 | 9.6021 | 0 | 0 | 0 | 0 | 0 | 0 | 0 | 0 | 0 | 0 | 0 | 0 | 0 | 0.45131 | 0 | 1.1038 | 10.1365 | 0 | 0 | 0.315 | 0.85841 | 0 | 0.0010908 | 0 | 0 | 12.8662 | 0 | 0 | 0 | 0 | 0 | 0 | 0 | 0 | 0 | 0 | 0 | 0 | 0
12 | 4 | 24 | 2 | 1.7931 | 0 | 2.4469 | 0 | 0 | 0 | 0.0012057 | 0.645 | 0 | 0 | 0.58433 | 0 | 5.4706 | 0 | 0 | 0 | 0 | 0 | 0 | 0 | 0 | 0 | 0 | 0 | 0 | 0 | 0.45131 | 0 | 0.88038 | 7.2363 | 0 | 0 | 0.0525 | 0.85646 | 0 | 0.00083944 | 0 | 0 | 9.4778 | 0 | 0 | 0 | 0 | 0 | 0 | 0 | 0 | 0 | 0 | 0 | 0 | 0
12 | 5 | 1 | 3 | 1.7931 | 0 | 2.4469 | 0 | 0 | 0 | 0.0012057 | 0.82094 | 0 | 0 | 0.58433 | 0 | 5.6465 | 0 | 0 | 0 | 0 | 0 | 0 | 0 | 0 | 0 | 0 | 0 | 0 | 0 | 0.45131 | 0 | 0.54519 | 8.7448 | 0 | 0 | 0.0525 | 0.87697 | 0 | 0.00067642 | 0 | 0 | 10.6714 | 0 | 0 | 0 | 0 | 0 | 0 | 0 | 0 | 0 | 0 | 0 | 0 | 0
12 | 5 | 2 | 3 | 1.7931 | 0 | 2.4469 | 0 | 0 | 0 | 0.0012057 | 0.8613 | 0 | 0 | 0.58439 | 0 | 5.6869 | 0 | 0 | 0 | 0 | 0 | 0 | 0 | 0 | 0 | 0 | 0 | 0 | 0 | 0.45131 | 0 | 0.32173 | 9.5004 | 0 | 0 | 0.0525 | 0.88416 | 0 | 0.30874 | 0 | 0 | 11.5188 | 0 | 0 | 0 | 0 | 0 | 0 | 0 | 0 | 0 | 0 | 0 | 0 | 0
12 | 5 | 3 | 3 | 1.7931 | 0 | 2.4469 | 0 | 0 | 0 | 0.0012057 | 0.89171 | 0 | 0 | 0.58441 | 0 | 5.7173 | 0 | 0 | 0 | 0 | 0 | 0 | 0 | 0 | 0 | 0 | 0 | 0 | 0 | 0.45131 | 0 | 0.32173 | 9.8001 | 0 | 0 | 0.0525 | 0.88746 | 0 | 0.53502 | 0 | 0 | 12.0481 | 0 | 0 | 0 | 0 | 0 | 0 | 0 | 0 | 0 | 0 | 0 | 0 | 0
12 | 5 | 4 | 3 | 1.7931 | 0 | 2.4469 | 0 | 0 | 0 | 0.0012057 | 0.93122 | 0 | 0 | 0.58442 | 0 | 5.7569 | 0 | 0 | 0 | 0 | 0 | 0 | 0 | 0 | 0 | 0 | 0 | 0 | 0 | 0.45131 | 0 | 0.32173 | 10.3184 | 0 | 0 | 0.0525 | 0.89392 | 0 | 0.86301 | 0 | 0 | 12.9008 | 0 | 0 | 0 | 0 | 0 | 0 | 0 | 0 | 0 | 0 | 0 | 0 | 0
12 | 5 | 5 | 3 | 1.7931 | 0 | 2.4469 | 0 | 0 | 0 | 0.0012057 | 0.94786 | 0 | 0 | 0.58443 | 0 | 5.7735 | 0 | 0 | 0 | 0 | 0 | 0 | 0 | 0 | 0 | 0 | 0 | 0 | 0 | 0.45131 | 0 | 0.32173 | 10.4985 | 0 | 0 | 0.0525 | 0.89516 | 0 | 1.1041 | 0 | 0 | 13.3233 | 0 | 0 | 0 | 0 | 0 | 0 | 0 | 0 | 0 | 0 | 0 | 0 | 0
12 | 5 | 6 | 3 | 1.7931 | 0 | 2.4469 | 0 | 0 | 0 | 0.0012057 | 0.98685 | 0 | 0 | 0.58444 | 0 | 5.8125 | 0 | 0 | 0 | 0 | 0 | 0 | 0 | 0 | 0 | 0 | 0 | 0 | 0 | 0.45131 | 0 | 0.32173 | 10.9303 | 0 | 0 | 0.0525 | 0.90175 | 0 | 1.2277 | 0 | 0 | 13.8853 | 0 | 0 | 0 | 0 | 0 | 0 | 0 | 0 | 0 | 0 | 0 | 0 | 0
12 | 5 | 7 | 3 | 1.7931 | 0 | 2.4469 | 0 | 0 | 0 | 0.0012057 | 1.0407 | 0 | 0 | 3.2982 | 0 | 8.5802 | 0 | 0 | 0 | 0 | 0 | 0 | 0 | 0 | 0 | 0 | 0 | 0 | 0 | 0.45131 | 0 | 0.54519 | 11.3851 | 0 | 0 | 0.315 | 0.90465 | 0 | 1.227 | 0 | 0 | 14.8282 | 0 | 0 | 0 | 0 | 0 | 0 | 0 | 0 | 0 | 0 | 0 | 0 | 0
12 | 5 | 8 | 3 | 1.7931 | 0 | 2.4469 | 0 | 0 | 0 | 0.0012057 | 1.3847 | 0 | 0 | 5.4693 | 0 | 11.0952 | 0 | 0 | 0 | 0 | 0 | 0 | 0 | 0 | 0 | 0 | 0 | 0 | 0 | 0.45131 | 0 | 0.71279 | 14.2791 | 0 | 0 | 0.525 | 0.91254 | 0 | 1.4518 | 0 | 0 | 18.3325 | 0 | 0 | 0 | 0 | 0 | 0 | 0 | 0 | 0 | 0 | 0 | 0 | 0
12 | 5 | 9 | 3 | 1.7931 | 0 | 13.5789 | 0 | 0 | 0 | 0.0012057 | 1.2516 | 0 | 0 | 3.9589 | 0 | 20.5837 | 0 | 0 | 0 | 0 | 0 | 0 | 0 | 0 | 0 | 0 | 0 | 0 | 0 | 0.45131 | 0 | 0.71279 | 12.6467 | 0 | 0 | 0.42 | 0.90745 | 0 | 1.0506 | 0 | 0 | 16.1888 | 0 | 0 | 0 | 0 | 0 | 0 | 0 | 0 | 0 | 0 | 0 | 0 | 0
12 | 5 | 10 | 3 | 1.7931 | 0 | 13.5789 | 0 | 0 | 0 | 0.0012057 | 1.2573 | 0 | 0 | 3.7181 | 0 | 20.3487 | 0 | 0 | 0 | 0 | 0 | 0 | 0 | 0 | 0 | 0 | 0 | 0 | 0 | 0.45131 | 0 | 0.71279 | 12.5428 | 0 | 0 | 0.315 | 0.91376 | 0 | 0.96154 | 0 | 0 | 15.8972 | 0 | 0 | 0 | 0 | 0 | 0 | 0 | 0 | 0 | 0 | 0 | 0 | 0
12 | 5 | 11 | 3 | 1.7931 | 0 | 13.5789 | 0 | 0 | 0 | 0.0012057 | 1.2357 | 0 | 0 | 3.2983 | 0 | 19.9072 | 0 | 0 | 0 | 0 | 0 | 0 | 0 | 0 | 0 | 0 | 0 | 0 | 0 | 0.45131 | 0 | 0.71279 | 12.4355 | 0 | 0 | 0.315 | 0.91137 | 0 | 1.0963 | 0 | 0 | 15.9222 | 0 | 0 | 0 | 0 | 0 | 0 | 0 | 0 | 0 | 0 | 0 | 0 | 0
12 | 5 | 12 | 3 | 1.7931 | 0 | 13.5789 | 0 | 0 | 0 | 0.0012057 | 1.2492 | 0 | 0 | 3.841 | 0 | 20.4634 | 0 | 0 | 0 | 0 | 0 | 0 | 0 | 0 | 0 | 0 | 0 | 0 | 0 | 0.45131 | 0 | 0.54519 | 12.697 | 0 | 0 | 0.3675 | 0.92076 | 0 | 1.1711 | 0 | 0 | 16.1529 | 0 | 0 | 0 | 0 | 0 | 0 | 0 | 0 | 0 | 0 | 0 | 0 | 0
12 | 5 | 13 | 3 | 1.7931 | 0 | 8.6313 | 0 | 0 | 0 | 0.0012057 | 1.2581 | 0 | 0 | 3.9589 | 0 | 15.6427 | 0 | 0 | 0 | 0 | 0 | 0 | 0 | 0 | 0 | 0 | 0 | 0 | 0 | 0.45131 | 0 | 0.54519 | 12.9629 | 0 | 0 | 0.42 | 0.91783 | 0 | 1.5522 | 0 | 0 | 16.8494 | 0 | 0 | 0 | 0 | 0 | 0 | 0 | 0 | 0 | 0 | 0 | 0 | 0
12 | 5 | 14 | 3 | 1.7931 | 0 | 13.5789 | 0 | 0 | 0 | 0.0012057 | 1.2628 | 0 | 0 | 4.2609 | 0 | 20.8969 | 0 | 0 | 0 | 0 | 0 | 0 | 0 | 0 | 0 | 0 | 0 | 0 | 0 | 0.45131 | 0 | 0.54519 | 13.2439 | 0 | 0 | 0.3675 | 0.92786 | 0 | 1.5531 | 0 | 0 | 17.0888 | 0 | 0 | 0 | 0 | 0 | 0 | 0 | 0 | 0 | 0 | 0 | 0 | 0
12 | 5 | 15 | 3 | 1.7931 | 0 | 13.5789 | 0 | 0 | 0 | 0.0012057 | 1.2618 | 0 | 0 | 3.8411 | 0 | 20.4761 | 0 | 0 | 0 | 0 | 0 | 0 | 0 | 0 | 0 | 0 | 0 | 0 | 0 | 0.45131 | 0 | 0.54519 | 13.2356 | 0 | 0 | 0.3675 | 0.92749 | 0 | 1.552 | 0 | 0 | 17.0791 | 0 | 0 | 0 | 0 | 0 | 0 | 0 | 0 | 0 | 0 | 0 | 0 | 0
12 | 5 | 16 | 3 | 1.7931 | 0 | 13.5789 | 0 | 0 | 0 | 0.0012057 | 1.2825 | 0 | 0 | 3.2983 | 0 | 19.954 | 0 | 0 | 0 | 0 | 0 | 0 | 0 | 0 | 0 | 0 | 0 | 0 | 0 | 0.45131 | 0 | 0.54519 | 13.5061 | 0 | 0 | 0.315 | 0.93325 | 0 | 1.5816 | 0 | 0 | 17.3325 | 0 | 0 | 0 | 0 | 0 | 0 | 0 | 0 | 0 | 0 | 0 | 0 | 0
12 | 5 | 17 | 3 | 1.7931 | 0 | 13.5789 | 0 | 0 | 0 | 0.0012057 | 1.253 | 0 | 0 | 3.2983 | 0 | 19.9245 | 0 | 0 | 0 | 0 | 0 | 0 | 0 | 0 | 0 | 0 | 0 | 0 | 0 | 0.45131 | 0 | 0.54519 | 13.1868 | 0 | 0 | 0.315 | 0.92634 | 0 | 1.3592 | 0 | 0 | 16.7838 | 0 | 0 | 0 | 0 | 0 | 0 | 0 | 0 | 0 | 0 | 0 | 0 | 0
12 | 5 | 18 | 3 | 1.7931 | 0 | 13.5789 | 0 | 0 | 0 | 0.0012057 | 1.2801 | 0 | 0 | 5.4693 | 0 | 22.1227 | 0 | 0 | 0 | 0 | 0 | 0 | 0 | 0 | 0 | 0 | 0 | 0 | 0 | 0.45131 | 0 | 0.54519 | 13.585 | 0 | 0 | 0.525 | 0.9393 | 0 | 1.5877 | 0 | 0 | 17.6334 | 0 | 0 | 0 | 0 | 0 | 0 | 0 | 0 | 0 | 0 | 0 | 0 | 0
12 | 5 | 19 | 3 | 1.7931 | 0 | 9.8682 | 0 | 0 | 0 | 0.0012057 | 1.2496 | 0 | 0 | 5.4694 | 0 | 18.3815 | 0 | 0 | 0 | 0 | 0 | 0 | 0 | 0 | 0 | 0 | 0 | 0 | 0 | 0.45131 | 0 | 0.54519 | 13.163 | 0 | 0 | 0.525 | 0.92281 | 0 | 1.4138 | 0 | 0 | 17.0211 | 0 | 0 | 0 | 0 | 0 | 0 | 0 | 0 | 0 | 0 | 0 | 0 | 0
12 | 5 | 20 | 3 | 1.7931 | 0 | 2.4469 | 0 | 0 | 0 | 0.0012057 | 1.3079 | 0 | 0 | 3.9589 | 0 | 9.508 | 0 | 0 | 0 | 0 | 0 | 0 | 0 | 0 | 0 | 0 | 0 | 0 | 0 | 0.45131 | 0 | 0.88038 | 13.4106 | 0 | 0 | 0.42 | 0.91512 | 0 | 1.4721 | 0 | 0 | 17.5495 | 0 | 0 | 0 | 0 | 0 | 0 | 0 | 0 | 0 | 0 | 0 | 0 | 0
12 | 5 | 21 | 3 | 1.7931 | 0 | 2.4469 | 0 | 0 | 0 | 0.0012057 | 1.3378 | 0 | 0 | 4.2609 | 0 | 9.8399 | 0 | 0 | 0 | 0 | 0 | 0 | 0 | 0 | 0 | 0 | 0 | 0 | 0 | 0.45131 | 0 | 1.1038 | 13.704 | 0 | 0 | 0.3675 | 0.91479 | 0 | 1.5524 | 0 | 0 | 18.0938 | 0 | 0 | 0 | 0 | 0 | 0 | 0 | 0 | 0 | 0 | 0 | 0 | 0
12 | 5 | 22 | 3 | 1.7931 | 0 | 2.4469 | 0 | 0 | 0 | 0.0012057 | 1.3804 | 0 | 0 | 3.9589 | 0 | 9.5805 | 0 | 0 | 0 | 0 | 0 | 0 | 0 | 0 | 0 | 0 | 0 | 0 | 0 | 0.45131 | 0 | 1.2156 | 14.1555 | 0 | 0 | 0.4725 | 0.92328 | 0 | 1.7327 | 0 | 0 | 18.9508 | 0 | 0 | 0 | 0 | 0 | 0 | 0 | 0 | 0 | 0 | 0 | 0 | 0
12 | 5 | 23 | 3 | 1.7931 | 0 | 2.4469 | 0 | 0 | 0 | 0.0012057 | 1.3658 | 0 | 0 | 4.2545 | 0 | 9.8615 | 0 | 0 | 0 | 0 | 0 | 0 | 0 | 0 | 0 | 0 | 0 | 0 | 0 | 0.45131 | 0 | 1.1038 | 14.1 | 0 | 0 | 0.315 | 0.91949 | 0 | 1.5306 | 0 | 0 | 18.4202 | 0 | 0 | 0 | 0 | 0 | 0 | 0 | 0 | 0 | 0 | 0 | 0 | 0
12 | 5 | 24 | 3 | 1.7931 | 0 | 2.4469 | 0 | 0 | 0 | 0.0012057 | 1.044 | 0 | 0 | 0.58448 | 0 | 5.8697 | 0 | 0 | 0 | 0 | 0 | 0 | 0 | 0 | 0 | 0 | 0 | 0 | 0 | 0.45131 | 0 | 0.88038 | 11.7166 | 0 | 0 | 0.0525 | 0.9178 | 0 | 1.3005 | 0 | 0 | 15.3191 | 0 | 0 | 0 | 0 | 0 | 0 | 0 | 0 | 0 | 0 | 0 | 0 | 0
12 | 6 | 1 | 4 | 1.7931 | 0 | 2.4469 | 0 | 0 | 0 | 0.0012057 | 1.1338 | 0 | 0 | 0.58447 | 0 | 5.9595 | 0 | 0 | 0 | 0 | 0 | 0 | 0 | 0 | 0 | 0 | 0 | 0 | 0 | 0.45131 | 0 | 0.54519 | 12.9325 | 0 | 0 | 0.0525 | 0.93262 | 0 | 1.4264 | 0 | 0 | 16.3406 | 0 | 0 | 0 | 0 | 0 | 0 | 0 | 0 | 0 | 0 | 0 | 0 | 0
12 | 6 | 2 | 4 | 1.7931 | 0 | 2.4469 | 0 | 0 | 0 | 0.0012057 | 1.1489 | 0 | 0 | 0.58451 | 0 | 5.9747 | 0 | 0 | 0 | 0 | 0 | 0 | 0 | 0 | 0 | 0 | 0 | 0 | 0 | 0.45131 | 0 | 0.32173 | 13.2286 | 0 | 0 | 0.0525 | 0.93577 | 0 | 1.3552 | 0 | 0 | 16.3451 | 0 | 0 | 0 | 0 | 0 | 0 | 0 | 0 | 0 | 0 | 0 | 0 | 0
12 | 6 | 3 | 4 | 1.7931 | 0 | 2.4469 | 0 | 0 | 0 | 0.0012057 | 1.148 | 0 | 0 | 0.58452 | 0 | 5.9737 | 0 | 0 | 0 | 0 | 0 | 0 | 0 | 0 | 0 | 0 | 0 | 0 | 0 | 0.45131 | 0 | 0.32173 | 13.1669 | 0 | 0 | 0.0525 | 0.93218 | 0 | 1.2693 | 0 | 0 | 16.194 | 0 | 0 | 0 | 0 | 0 | 0 | 0 | 0 | 0 | 0 | 0 | 0 | 0
12 | 6 | 4 | 4 | 1.7931 | 0 | 2.4469 | 0 | 0 | 0 | 0.0012057 | 1.1847 | 0 | 0 | 0.58451 | 0 | 6.0104 | 0 | 0 | 0 | 0 | 0 | 0 | 0 | 0 | 0 | 0 | 0 | 0 | 0 | 0.45131 | 0 | 0.32173 | 13.5999 | 0 | 0 | 0.0525 | 0.94003 | 0 | 1.2245 | 0 | 0 | 16.5899 | 0 | 0 | 0 | 0 | 0 | 0 | 0 | 0 | 0 | 0 | 0 | 0 | 0
12 | 6 | 5 | 4 | 1.7931 | 0 | 2.4469 | 0 | 0 | 0 | 0.0012057 | 1.1981 | 0 | 0 | 0.58453 | 0 | 6.0238 | 0 | 0 | 0 | 0 | 0 | 0 | 0 | 0 | 0 | 0 | 0 | 0 | 0 | 0.45131 | 0 | 0.32173 | 13.7406 | 0 | 0 | 0.0525 | 0.94053 | 0 | 1.0618 | 0 | 0 | 16.5685 | 0 | 0 | 0 | 0 | 0 | 0 | 0 | 0 | 0 | 0 | 0 | 0 | 0
12 | 6 | 6 | 4 | 1.7931 | 0 | 2.4469 | 0 | 0 | 0 | 0.0012057 | 1.1902 | 0 | 0 | 0.58454 | 0 | 6.0159 | 0 | 0 | 0 | 0 | 0 | 0 | 0 | 0 | 0 | 0 | 0 | 0 | 0 | 0.45131 | 0 | 0.32173 | 13.6934 | 0 | 0 | 0.0525 | 0.9374 | 0 | 1.1203 | 0 | 0 | 16.5767 | 0 | 0 | 0 | 0 | 0 | 0 | 0 | 0 | 0 | 0 | 0 | 0 | 0
12 | 6 | 7 | 4 | 1.7931 | 0 | 2.4469 | 0 | 0 | 0 | 0.0012057 | 1.2049 | 0 | 0 | 3.2983 | 0 | 8.7444 | 0 | 0 | 0 | 0 | 0 | 0 | 0 | 0 | 0 | 0 | 0 | 0 | 0 | 0.45131 | 0 | 0.54519 | 13.7838 | 0 | 0 | 0.315 | 0.93291 | 0 | 1.3048 | 0 | 0 | 17.3329 | 0 | 0 | 0 | 0 | 0 | 0 | 0 | 0 | 0 | 0 | 0 | 0 | 0
12 | 6 | 8 | 4 | 1.7931 | 0 | 2.4469 | 0 | 0 | 0 | 0.0012057 | 1.4476 | 0 | 0 | 5.4693 | 0 | 11.1582 | 0 | 0 | 0 | 0 | 0 | 0 | 0 | 0 | 0 | 0 | 0 | 0 | 0 | 0.45131 | 0 | 0.71279 | 15.7239 | 0 | 0 | 0.525 | 0.93207 | 0 | 1.4906 | 0 | 0 | 19.8357 | 0 | 0 | 0 | 0 | 0 | 0 | 0 | 0 | 0 | 0 | 0 | 0 | 0
12 | 6 | 9 | 4 | 1.7931 | 0 | 13.5789 | 0 | 0 | 0 | 0.0012057 | 1.3886 | 0 | 0 | 3.9589 | 0 | 20.7207 | 0 | 0 | 0 | 0 | 0 | 0 | 0 | 0 | 0 | 0 | 0 | 0 | 0 | 0.45131 | 0 | 0.71279 | 14.8891 | 0 | 0 | 0.42 | 0.93513 | 0 | 1.26 | 0 | 0 | 18.6683 | 0 | 0 | 0 | 0 | 0 | 0 | 0 | 0 | 0 | 0 | 0 | 0 | 0
12 | 6 | 10 | 4 | 1.7931 | 0 | 13.5789 | 0 | 0 | 0 | 0.0012057 | 1.3791 | 0 | 0 | 3.7182 | 0 | 20.4705 | 0 | 0 | 0 | 0 | 0 | 0 | 0 | 0 | 0 | 0 | 0 | 0 | 0 | 0.45131 | 0 | 0.71279 | 14.7182 | 0 | 0 | 0.315 | 0.94334 | 0 | 1.2118 | 0 | 0 | 18.3524 | 0 | 0 | 0 | 0 | 0 | 0 | 0 | 0 | 0 | 0 | 0 | 0 | 0
12 | 6 | 11 | 4 | 1.7931 | 0 | 13.5789 | 0 | 0 | 0 | 0.0012057 | 1.3702 | 0 | 0 | 3.2983 | 0 | 20.0418 | 0 | 0 | 0 | 0 | 0 | 0 | 0 | 0 | 0 | 0 | 0 | 0 | 0 | 0.45131 | 0 | 0.71279 | 14.6413 | 0 | 0 | 0.315 | 0.94446 | 0 | 1.2051 | 0 | 0 | 18.2699 | 0 | 0 | 0 | 0 | 0 | 0 | 0 | 0 | 0 | 0 | 0 | 0 | 0
12 | 6 | 12 | 4 | 1.7931 | 0 | 13.5789 | 0 | 0 | 0 | 0.0012057 | 1.1899 | 0 | 0 | 3.8411 | 0 | 20.4042 | 0 | 0 | 0 | 0 | 0 | 0 | 0 | 0 | 0 | 0 | 0 | 0 | 0 | 0.45131 | 0 | 0.54519 | 12.7432 | 0 | 0 | 0.3675 | 0.92908 | 0 | 1.0777 | 0 | 0 | 16.114 | 0 | 0 | 0 | 0 | 0 | 0 | 0 | 0 | 0 | 0 | 0 | 0 | 0
12 | 6 | 13 | 4 | 1.7931 | 0 | 8.6313 | 0 | 0 | 0 | 0.0012057 | 1.1622 | 0 | 0 | 3.959 | 0 | 15.5468 | 0 | 0 | 0 | 0 | 0 | 0 | 0 | 0 | 0 | 0 | 0 | 0 | 0 | 0.45131 | 0 | 0.54519 | 12.3955 | 0 | 0 | 0.42 | 0.93427 | 0 | 1.0134 | 0 | 0 | 15.7596 | 0 | 0 | 0 | 0 | 0 | 0 | 0 | 0 | 0 | 0 | 0 | 0 | 0
12 | 6 | 14 | 4 | 1.7931 | 0 | 13.5789 | 0 | 0 | 0 | 0.0012057 | 1.2998 | 0 | 0 | 4.261 | 0 | 20.9341 | 0 | 0 | 0 | 0 | 0 | 0 | 0 | 0 | 0 | 0 | 0 | 0 | 0 | 0.45131 | 0 | 0.54519 | 13.7424 | 0 | 0 | 0.3675 | 0.95011 | 0 | 1.0673 | 0 | 0 | 17.1238 | 0 | 0 | 0 | 0 | 0 | 0 | 0 | 0 | 0 | 0 | 0 | 0 | 0
12 | 6 | 15 | 4 | 1.7931 | 0 | 13.5789 | 0 | 0 | 0 | 0.0012057 | 1.3191 | 0 | 0 | 3.8411 | 0 | 20.5334 | 0 | 0 | 0 | 0 | 0 | 0 | 0 | 0 | 0 | 0 | 0 | 0 | 0 | 0.45131 | 0 | 0.54519 | 14.0414 | 0 | 0 | 0.3675 | 0.94802 | 0 | 1.1817 | 0 | 0 | 17.5351 | 0 | 0 | 0 | 0 | 0 | 0 | 0 | 0 | 0 | 0 | 0 | 0 | 0
12 | 6 | 16 | 4 | 1.7931 | 0 | 13.5789 | 0 | 0 | 0 | 0.0012057 | 1.297 | 0 | 0 | 3.2984 | 0 | 19.9686 | 0 | 0 | 0 | 0 | 0 | 0 | 0 | 0 | 0 | 0 | 0 | 0 | 0 | 0.45131 | 0 | 0.54519 | 14.0216 | 0 | 0 | 0.315 | 0.95413 | 0 | 1.1799 | 0 | 0 | 17.4671 | 0 | 0 | 0 | 0 | 0 | 0 | 0 | 0 | 0 | 0 | 0 | 0 | 0
12 | 6 | 17 | 4 | 1.7931 | 0 | 13.5789 | 0 | 0 | 0 | 0.0012057 | 1.3096 | 0 | 0 | 3.2984 | 0 | 19.9812 | 0 | 0 | 0 | 0 | 0 | 0 | 0 | 0 | 0 | 0 | 0 | 0 | 0 | 0.45131 | 0 | 0.54519 | 13.9107 | 0 | 0 | 0.315 | 0.94468 | 0 | 1.1109 | 0 | 0 | 17.2778 | 0 | 0 | 0 | 0 | 0 | 0 | 0 | 0 | 0 | 0 | 0 | 0 | 0
12 | 6 | 18 | 4 | 1.7931 | 0 | 13.5789 | 0 | 0 | 0 | 0.0012057 | 1.3269 | 0 | 0 | 5.4694 | 0 | 22.1695 | 0 | 0 | 0 | 0 | 0 | 0 | 0 | 0 | 0 | 0 | 0 | 0 | 0 | 0.45131 | 0 | 0.54519 | 14.2348 | 0 | 0 | 0.525 | 0.95295 | 0 | 1.1389 | 0 | 0 | 17.8481 | 0 | 0 | 0 | 0 | 0 | 0 | 0 | 0 | 0 | 0 | 0 | 0 | 0
12 | 6 | 19 | 4 | 1.7931 | 0 | 9.8682 | 0 | 0 | 0 | 0.0012057 | 1.3617 | 0 | 0 | 5.4694 | 0 | 18.4937 | 0 | 0 | 0 | 0 | 0 | 0 | 0 | 0 | 0 | 0 | 0 | 0 | 0 | 0.45131 | 0 | 0.54519 | 14.5019 | 0 | 0 | 0.525 | 0.95345 | 0 | 1.0001 | 0 | 0 | 17.9769 | 0 | 0 | 0 | 0 | 0 | 0 | 0 | 0 | 0 | 0 | 0 | 0 | 0
12 | 6 | 20 | 4 | 1.7931 | 0 | 2.4469 | 0 | 0 | 0 | 0.0012057 | 1.3897 | 0 | 0 | 3.959 | 0 | 9.5899 | 0 | 0 | 0 | 0 | 0 | 0 | 0 | 0 | 0 | 0 | 0 | 0 | 0 | 0.45131 | 0 | 0.88038 | 14.6201 | 0 | 0 | 0.42 | 0.93696 | 0 | 0.97981 | 0 | 0 | 18.2886 | 0 | 0 | 0 | 0 | 0 | 0 | 0 | 0 | 0 | 0 | 0 | 0 | 0
12 | 6 | 21 | 4 | 1.7931 | 0 | 2.4469 | 0 | 0 | 0 | 0.0012057 | 1.3991 | 0 | 0 | 4.261 | 0 | 9.9014 | 0 | 0 | 0 | 0 | 0 | 0 | 0 | 0 | 0 | 0 | 0 | 0 | 0 | 0.45131 | 0 | 1.1038 | 14.6876 | 0 | 0 | 0.3675 | 0.93189 | 0 | 0.98533 | 0 | 0 | 18.5275 | 0 | 0 | 0 | 0 | 0 | 0 | 0 | 0 | 0 | 0 | 0 | 0 | 0
12 | 6 | 22 | 4 | 1.7931 | 0 | 2.4469 | 0 | 0 | 0 | 0.0012057 | 1.4329 | 0 | 0 | 3.9589 | 0 | 9.633 | 0 | 0 | 0 | 0 | 0 | 0 | 0 | 0 | 0 | 0 | 0 | 0 | 0 | 0.45131 | 0 | 1.2156 | 15.2211 | 0 | 0 | 0.4725 | 0.94171 | 0 | 1.1195 | 0 | 0 | 19.4217 | 0 | 0 | 0 | 0 | 0 | 0 | 0 | 0 | 0 | 0 | 0 | 0 | 0
12 | 6 | 23 | 4 | 1.7931 | 0 | 2.4469 | 0 | 0 | 0 | 0.0012057 | 1.4304 | 0 | 0 | 4.2546 | 0 | 9.9262 | 0 | 0 | 0 | 0 | 0 | 0 | 0 | 0 | 0 | 0 | 0 | 0 | 0 | 0.45131 | 0 | 1.1038 | 15.2238 | 0 | 0 | 0.315 | 0.94002 | 0 | 1.0511 | 0 | 0 | 19.0851 | 0 | 0 | 0 | 0 | 0 | 0 | 0 | 0 | 0 | 0 | 0 | 0 | 0
12 | 6 | 24 | 4 | 1.7931 | 0 | 2.4469 | 0 | 0 | 0 | 0.0012057 | 1.194 | 0 | 0 | 0.58454 | 0 | 6.0198 | 0 | 0 | 0 | 0 | 0 | 0 | 0 | 0 | 0 | 0 | 0 | 0 | 0 | 0.45131 | 0 | 0.88038 | 13.4548 | 0 | 0 | 0.0525 | 0.94307 | 0 | 0.82406 | 0 | 0 | 16.6061 | 0 | 0 | 0 | 0 | 0 | 0 | 0 | 0 | 0 | 0 | 0 | 0 | 0
12 | 7 | 1 | 5 | 1.7931 | 0 | 2.4469 | 0 | 0 | 0 | 0.0012057 | 1.1989 | 0 | 0 | 0.58455 | 0 | 6.0247 | 0 | 0 | 0 | 0 | 0 | 0 | 0 | 0 | 0 | 0 | 0 | 0 | 0 | 0.45131 | 0 | 0.54519 | 13.7204 | 0 | 0 | 0.0525 | 0.94321 | 0 | 0.74595 | 0 | 0 | 16.4586 | 0 | 0 | 0 | 0 | 0 | 0 | 0 | 0 | 0 | 0 | 0 | 0 | 0
12 | 7 | 2 | 5 | 1.7931 | 0 | 2.4469 | 0 | 0 | 0 | 0.0012057 | 1.2283 | 0 | 0 | 0.58455 | 0 | 6.0541 | 0 | 0 | 0 | 0 | 0 | 0 | 0 | 0 | 0 | 0 | 0 | 0 | 0 | 0.45131 | 0 | 0.32173 | 14.1427 | 0 | 0 | 0.0525 | 0.95173 | 0 | 0.76745 | 0 | 0 | 16.6874 | 0 | 0 | 0 | 0 | 0 | 0 | 0 | 0 | 0 | 0 | 0 | 0 | 0
12 | 7 | 3 | 5 | 1.7931 | 0 | 2.4469 | 0 | 0 | 0 | 0.0012057 | 1.2608 | 0 | 0 | 0.58458 | 0 | 6.0866 | 0 | 0 | 0 | 0 | 0 | 0 | 0 | 0 | 0 | 0 | 0 | 0 | 0 | 0.45131 | 0 | 0.32173 | 14.6938 | 0 | 0 | 0.0525 | 0.96103 | 0 | 0.96106 | 0 | 0 | 17.4415 | 0 | 0 | 0 | 0 | 0 | 0 | 0 | 0 | 0 | 0 | 0 | 0 | 0
12 | 7 | 4 | 5 | 1.7931 | 0 | 2.4469 | 0 | 0 | 0 | 0.0012057 | 1.2588 | 0 | 0 | 0.5846 | 0 | 6.0847 | 0 | 0 | 0 | 0 | 0 | 0 | 0 | 0 | 0 | 0 | 0 | 0 | 0 | 0.45131 | 0 | 0.32173 | 14.7528 | 0 | 0 | 0.0525 | 0.95848 | 0 | 1.1281 | 0 | 0 | 17.6649 | 0 | 0 | 0 | 0 | 0 | 0 | 0 | 0 | 0 | 0 | 0 | 0 | 0
12 | 7 | 5 | 5 | 1.7931 | 0 | 2.4469 | 0 | 0 | 0 | 0.0012057 | 1.2315 | 0 | 0 | 0.58459 | 0 | 6.0573 | 0 | 0 | 0 | 0 | 0 | 0 | 0 | 0 | 0 | 0 | 0 | 0 | 0 | 0.45131 | 0 | 0.32173 | 14.2431 | 0 | 0 | 0.0525 | 0.94591 | 0 | 0.9351 | 0 | 0 | 16.9497 | 0 | 0 | 0 | 0 | 0 | 0 | 0 | 0 | 0 | 0 | 0 | 0 | 0
12 | 7 | 6 | 5 | 1.7931 | 0 | 2.4469 | 0 | 0 | 0 | 0.0012057 | 1.2818 | 0 | 0 | 0.58456 | 0 | 6.1076 | 0 | 0 | 0 | 0 | 0 | 0 | 0 | 0 | 0 | 0 | 0 | 0 | 0 | 0.45131 | 0 | 0.32173 | 14.9969 | 0 | 0 | 0.0525 | 0.96391 | 0 | 1.1457 | 0 | 0 | 17.932 | 0 | 0 | 0 | 0 | 0 | 0 | 0 | 0 | 0 | 0 | 0 | 0 | 0
12 | 7 | 7 | 5 | 1.7931 | 0 | 2.4469 | 0 | 0 | 0 | 0.0012057 | 1.3154 | 0 | 0 | 3.2984 | 0 | 8.855 | 0 | 0 | 0 | 0 | 0 | 0 | 0 | 0 | 0 | 0 | 0 | 0 | 0 | 0.45131 | 0 | 0.54519 | 15.3233 | 0 | 0 | 0.315 | 0.96575 | 0 | 0.75616 | 0 | 0 | 18.3567 | 0 | 0 | 0 | 0 | 0 | 0 | 0 | 0 | 0 | 0 | 0 | 0 | 0
12 | 7 | 8 | 5 | 1.7931 | 0 | 2.4469 | 0 | 0 | 0 | 0.0012057 | 1.47 | 0 | 0 | 5.4694 | 0 | 11.1806 | 0 | 0 | 0 | 0 | 0 | 0 | 0 | 0 | 0 | 0 | 0 | 0 | 0 | 0.45131 | 0 | 0.71279 | 16.6794 | 0 | 0 | 0.525 | 0.96363 | 0 | 0.71247 | 0 | 0 | 20.0446 | 0 | 0 | 0 | 0 | 0 | 0 | 0 | 0 | 0 | 0 | 0 | 0 | 0
12 | 7 | 9 | 5 | 1.7931 | 0 | 13.5789 | 0 | 0 | 0 | 0.0012057 | 1.366 | 0 | 0 | 3.959 | 0 | 20.6982 | 0 | 0 | 0 | 0 | 0 | 0 | 0 | 0 | 0 | 0 | 0 | 0 | 0 | 0.45131 | 0 | 0.71279 | 15.169 | 0 | 0 | 0.42 | 0.95198 | 0 | 0.56542 | 0 | 0 | 18.2705 | 0 | 0 | 0 | 0 | 0 | 0 | 0 | 0 | 0 | 0 | 0 | 0 | 0
12 | 7 | 10 | 5 | 1.7931 | 0 | 13.5789 | 0 | 0 | 0 | 0.0012057 | 1.288 | 0 | 0 | 3.7183 | 0 | 20.3795 | 0 | 0 | 0 | 0 | 0 | 0 | 0 | 0 | 0 | 0 | 0 | 0 | 0 | 0.45131 | 0 | 0.71279 | 14.0381 | 0 | 0 | 0.315 | 0.94888 | 0 | 0.50169 | 0 | 0 | 16.9677 | 0 | 0 | 0 | 0 | 0 | 0 | 0 | 0 | 0 | 0 | 0 | 0 | 0
12 | 7 | 11 | 5 | 1.7931 | 0 | 13.5789 | 0 | 0 | 0 | 0.0012057 | 1.2609 | 0 | 0 | 3.2984 | 0 | 19.9325 | 0 | 0 | 0 | 0 | 0 | 0 | 0 | 0 | 0 | 0 | 0 | 0 | 0 | 0.45131 | 0 | 0.71279 | 13.4432 | 0 | 0 | 0.315 | 0.93881 | 0 | 0.42208 | 0 | 0 | 16.2832 | 0 | 0 | 0 | 0 | 0 | 0 | 0 | 0 | 0 | 0 | 0 | 0 | 0
12 | 7 | 12 | 5 | 1.7931 | 0 | 13.5789 | 0 | 0 | 0 | 0.0012057 | 1.084 | 0 | 0 | 3.8411 | 0 | 20.2984 | 0 | 0 | 0 | 0 | 0 | 0 | 0 | 0 | 0 | 0 | 0 | 0 | 0 | 0.45131 | 0 | 0.54519 | 11.5904 | 0 | 0 | 0.3675 | 0.91912 | 0 | 0.25171 | 0 | 0 | 14.1253 | 0 | 0 | 0 | 0 | 0 | 0 | 0 | 0 | 0 | 0 | 0 | 0 | 0
12 | 7 | 13 | 5 | 1.7931 | 0 | 8.6313 | 0 | 0 | 0 | 0.0012057 | 1.0916 | 0 | 0 | 3.959 | 0 | 15.4762 | 0 | 0 | 0 | 0 | 0 | 0 | 0 | 0 | 0 | 0 | 0 | 0 | 0 | 0.45131 | 0 | 0.54519 | 11.4106 | 0 | 0 | 0.42 | 0.92083 | 0 | 0.27118 | 0 | 0 | 14.0191 | 0 | 0 | 0 | 0 | 0 | 0 | 0 | 0 | 0 | 0 | 0 | 0 | 0
12 | 7 | 14 | 5 | 1.7931 | 0 | 13.5789 | 0 | 0 | 0 | 0.0012057 | 0.98933 | 0 | 0 | 4.2611 | 0 | 20.6236 | 0 | 0 | 0 | 0 | 0 | 0 | 0 | 0 | 0 | 0 | 0 | 0 | 0 | 0.45131 | 0 | 0.54519 | 10.6178 | 0 | 0 | 0.3675 | 0.92192 | 0 | 0.19974 | 0 | 0 | 13.1034 | 0 | 0 | 0 | 0 | 0 | 0 | 0 | 0 | 0 | 0 | 0 | 0 | 0
12 | 7 | 15 | 5 | 1.7931 | 0 | 13.5789 | 0 | 0 | 0 | 0.0012057 | 1.041 | 0 | 0 | 3.8411 | 0 | 20.2553 | 0 | 0 | 0 | 0 | 0 | 0 | 0 | 0 | 0 | 0 | 0 | 0 | 0 | 0.45131 | 0 | 0.54519 | 11.1198 | 0 | 0 | 0.3675 | 0.93603 | 0 | 0.12718 | 0 | 0 | 13.547 | 0 | 0 | 0 | 0 | 0 | 0 | 0 | 0 | 0 | 0 | 0 | 0 | 0
12 | 7 | 16 | 5 | 1.7931 | 0 | 13.5789 | 0 | 0 | 0 | 0.0012057 | 1.1094 | 0 | 0 | 3.2984 | 0 | 19.781 | 0 | 0 | 0 | 0 | 0 | 0 | 0 | 0 | 0 | 0 | 0 | 0 | 0 | 0.45131 | 0 | 0.54519 | 11.6978 | 0 | 0 | 0.315 | 0.93703 | 0 | 0.22194 | 0 | 0 | 14.1683 | 0 | 0 | 0 | 0 | 0 | 0 | 0 | 0 | 0 | 0 | 0 | 0 | 0
12 | 7 | 17 | 5 | 1.7931 | 0 | 13.5789 | 0 | 0 | 0 | 0.0012057 | 1.2189 | 0 | 0 | 3.2984 | 0 | 19.8905 | 0 | 0 | 0 | 0 | 0 | 0 | 0 | 0 | 0 | 0 | 0 | 0 | 0 | 0.45131 | 0 | 0.54519 | 12.6455 | 0 | 0 | 0.315 | 0.93906 | 0 | 0.30824 | 0 | 0 | 15.2043 | 0 | 0 | 0 | 0 | 0 | 0 | 0 | 0 | 0 | 0 | 0 | 0 | 0
12 | 7 | 18 | 5 | 1.7931 | 0 | 13.5789 | 0 | 0 | 0 | 0.0012057 | 1.2418 | 0 | 0 | 5.4694 | 0 | 22.0844 | 0 | 0 | 0 | 0 | 0 | 0 | 0 | 0 | 0 | 0 | 0 | 0 | 0 | 0.45131 | 0 | 0.54519 | 12.9017 | 0 | 0 | 0.525 | 0.93888 | 0 | 0.31478 | 0 | 0 | 15.6769 | 0 | 0 | 0 | 0 | 0 | 0 | 0 | 0 | 0 | 0 | 0 | 0 | 0
12 | 7 | 19 | 5 | 1.7931 | 0 | 9.8682 | 0 | 0 | 0 | 0.0012057 | 1.2934 | 0 | 0 | 5.4694 | 0 | 18.4254 | 0 | 0 | 0 | 0 | 0 | 0 | 0 | 0 | 0 | 0 | 0 | 0 | 0 | 0.45131 | 0 | 0.54519 | 13.3883 | 0 | 0 | 0.525 | 0.94362 | 0 | 0.32683 | 0 | 0 | 16.1803 | 0 | 0 | 0 | 0 | 0 | 0 | 0 | 0 | 0 | 0 | 0 | 0 | 0
12 | 7 | 20 | 5 | 1.7931 | 0 | 2.4469 | 0 | 0 | 0 | 0.0012057 | 1.3648 | 0 | 0 | 3.959 | 0 | 9.565 | 0 | 0 | 0 | 0 | 0 | 0 | 0 | 0 | 0 | 0 | 0 | 0 | 0 | 0.45131 | 0 | 0.88038 | 14.2419 | 0 | 0 | 0.42 | 0.94156 | 0 | 0.3879 | 0 | 0 | 17.323 | 0 | 0 | 0 | 0 | 0 | 0 | 0 | 0 | 0 | 0 | 0 | 0 | 0
12 | 7 | 21 | 5 | 1.7931 | 0 | 2.4469 | 0 | 0 | 0 | 0.0012057 | 1.3941 | 0 | 0 | 4.2611 | 0 | 9.8963 | 0 | 0 | 0 | 0 | 0 | 0 | 0 | 0 | 0 | 0 | 0 | 0 | 0 | 0.45131 | 0 | 1.1038 | 14.6619 | 0 | 0 | 0.3675 | 0.94279 | 0 | 0.39879 | 0 | 0 | 17.9262 | 0 | 0 | 0 | 0 | 0 | 0 | 0 | 0 | 0 | 0 | 0 | 0 | 0
12 | 7 | 22 | 5 | 1.7931 | 0 | 2.4469 | 0 | 0 | 0 | 0.0012057 | 1.4065 | 0 | 0 | 3.959 | 0 | 9.6067 | 0 | 0 | 0 | 0 | 0 | 0 | 0 | 0 | 0 | 0 | 0 | 0 | 0 | 0.45131 | 0 | 1.2156 | 14.9266 | 0 | 0 | 0.4725 | 0.94436 | 0 | 0.47541 | 0 | 0 | 18.4858 | 0 | 0 | 0 | 0 | 0 | 0 | 0 | 0 | 0 | 0 | 0 | 0 | 0
12 | 7 | 23 | 5 | 1.7931 | 0 | 2.4469 | 0 | 0 | 0 | 0.0012057 | 1.3887 | 0 | 0 | 4.2546 | 0 | 9.8846 | 0 | 0 | 0 | 0 | 0 | 0 | 0 | 0 | 0 | 0 | 0 | 0 | 0 | 0.45131 | 0 | 1.1038 | 14.6999 | 0 | 0 | 0.315 | 0.93713 | 0 | 0.46897 | 0 | 0 | 17.9762 | 0 | 0 | 0 | 0 | 0 | 0 | 0 | 0 | 0 | 0 | 0 | 0 | 0
12 | 7 | 24 | 5 | 1.7931 | 0 | 2.4469 | 0 | 0 | 0 | 0.0012057 | 1.1208 | 0 | 0 | 0.58455 | 0 | 5.9466 | 0 | 0 | 0 | 0 | 0 | 0 | 0 | 0 | 0 | 0 | 0 | 0 | 0 | 0.45131 | 0 | 0.88038 | 12.6689 | 0 | 0 | 0.0525 | 0.93865 | 0 | 0.30586 | 0 | 0 | 15.2976 | 0 | 0 | 0 | 0 | 0 | 0 | 0 | 0 | 0 | 0 | 0 | 0 | 0
12 | 8 | 1 | 6 | 1.7931 | 0 | 2.4469 | 0 | 0 | 0 | 0.0012057 | 1.1779 | 0 | 0 | 0.58455 | 0 | 6.0037 | 0 | 0 | 0 | 0 | 0 | 0 | 0 | 0 | 0 | 0 | 0 | 0 | 0 | 0.45131 | 0 | 0.54519 | 13.6181 | 0 | 0 | 0.0525 | 0.95059 | 0 | 0.4894 | 0 | 0 | 16.1071 | 0 | 0 | 0 | 0 | 0 | 0 | 0 | 0 | 0 | 0 | 0 | 0 | 0
12 | 8 | 2 | 6 | 1.7931 | 0 | 2.4469 | 0 | 0 | 0 | 0.0012057 | 1.2247 | 0 | 0 | 0.58458 | 0 | 6.0506 | 0 | 0 | 0 | 0 | 0 | 0 | 0 | 0 | 0 | 0 | 0 | 0 | 0 | 0.45131 | 0 | 0.32173 | 14.345 | 0 | 0 | 0.0525 | 0.96475 | 0 | 0.41472 | 0 | 0 | 16.5501 | 0 | 0 | 0 | 0 | 0 | 0 | 0 | 0 | 0 | 0 | 0 | 0 | 0
12 | 8 | 3 | 6 | 1.7931 | 0 | 2.4469 | 0 | 0 | 0 | 0.0012057 | 1.2017 | 0 | 0 | 0.58462 | 0 | 6.0275 | 0 | 0 | 0 | 0 | 0 | 0 | 0 | 0 | 0 | 0 | 0 | 0 | 0 | 0.45131 | 0 | 0.32173 | 14.0365 | 0 | 0 | 0.0525 | 0.95424 | 0 | 0.36549 | 0 | 0 | 16.1817 | 0 | 0 | 0 | 0 | 0 | 0 | 0 | 0 | 0 | 0 | 0 | 0 | 0
12 | 8 | 4 | 6 | 1.7931 | 0 | 2.4469 | 0 | 0 | 0 | 0.0012057 | 1.2159 | 0 | 0 | 0.58459 | 0 | 6.0417 | 0 | 0 | 0 | 0 | 0 | 0 | 0 | 0 | 0 | 0 | 0 | 0 | 0 | 0.45131 | 0 | 0.32173 | 14.1534 | 0 | 0 | 0.0525 | 0.95655 | 0 | 0.36857 | 0 | 0 | 16.3041 | 0 | 0 | 0 | 0 | 0 | 0 | 0 | 0 | 0 | 0 | 0 | 0 | 0
12 | 8 | 5 | 6 | 1.7931 | 0 | 2.4469 | 0 | 0 | 0 | 0.0012057 | 1.2164 | 0 | 0 | 0.58459 | 0 | 6.0422 | 0 | 0 | 0 | 0 | 0 | 0 | 0 | 0 | 0 | 0 | 0 | 0 | 0 | 0.45131 | 0 | 0.32173 | 14.151 | 0 | 0 | 0.0525 | 0.95444 | 0 | 0.36875 | 0 | 0 | 16.2997 | 0 | 0 | 0 | 0 | 0 | 0 | 0 | 0 | 0 | 0 | 0 | 0 | 0
12 | 8 | 6 | 6 | 1.7931 | 0 | 2.4469 | 0 | 0 | 0 | 0.0012057 | 1.2096 | 0 | 0 | 0.58458 | 0 | 6.0354 | 0 | 0 | 0 | 0 | 0 | 0 | 0 | 0 | 0 | 0 | 0 | 0 | 0 | 0.45131 | 0 | 0.32173 | 13.997 | 0 | 0 | 0.0525 | 0.94909 | 0 | 0.30277 | 0 | 0 | 16.0744 | 0 | 0 | 0 | 0 | 0 | 0 | 0 | 0 | 0 | 0 | 0 | 0 | 0
12 | 8 | 7 | 6 | 1.7931 | 0 | 2.4469 | 0 | 0 | 0 | 0.0012057 | 1.212 | 0 | 0 | 3.2984 | 0 | 8.7516 | 0 | 0 | 0 | 0 | 0 | 0 | 0 | 0 | 0 | 0 | 0 | 0 | 0 | 0.45131 | 0 | 0.54519 | 14.0099 | 0 | 0 | 0.315 | 0.94452 | 0 | 0.41236 | 0 | 0 | 16.6783 | 0 | 0 | 0 | 0 | 0 | 0 | 0 | 0 | 0 | 0 | 0 | 0 | 0
12 | 8 | 8 | 6 | 1.7931 | 0 | 2.4469 | 0 | 0 | 0 | 0.0012057 | 1.4272 | 0 | 0 | 5.4694 | 0 | 11.1378 | 0 | 0 | 0 | 0 | 0 | 0 | 0 | 0 | 0 | 0 | 0 | 0 | 0 | 0.45131 | 0 | 0.71279 | 15.629 | 0 | 0 | 0.525 | 0.93815 | 0 | 0.46347 | 0 | 0 | 18.7197 | 0 | 0 | 0 | 0 | 0 | 0 | 0 | 0 | 0 | 0 | 0 | 0 | 0
12 | 8 | 9 | 6 | 1.7931 | 0 | 13.5789 | 0 | 0 | 0 | 0.0012057 | 1.2864 | 0 | 0 | 3.9589 | 0 | 20.6186 | 0 | 0 | 0 | 0 | 0 | 0 | 0 | 0 | 0 | 0 | 0 | 0 | 0 | 0.45131 | 0 | 0.71279 | 13.7747 | 0 | 0 | 0.42 | 0.93053 | 0 | 0.28197 | 0 | 0 | 16.5713 | 0 | 0 | 0 | 0 | 0 | 0 | 0 | 0 | 0 | 0 | 0 | 0 | 0
12 | 8 | 10 | 6 | 1.7931 | 0 | 13.5789 | 0 | 0 | 0 | 0.0012057 | 1.136 | 0 | 0 | 3.7182 | 0 | 20.2274 | 0 | 0 | 0 | 0 | 0 | 0 | 0 | 0 | 0 | 0 | 0 | 0 | 0 | 0.45131 | 0 | 0.71279 | 12.0836 | 0 | 0 | 0.315 | 0.92106 | 0 | 0.18817 | 0 | 0 | 14.672 | 0 | 0 | 0 | 0 | 0 | 0 | 0 | 0 | 0 | 0 | 0 | 0 | 0
12 | 8 | 11 | 6 | 1.7931 | 0 | 13.5789 | 0 | 0 | 0 | 0.0012057 | 1.0144 | 0 | 0 | 3.2983 | 0 | 19.6859 | 0 | 0 | 0 | 0 | 0 | 0 | 0 | 0 | 0 | 0 | 0 | 0 | 0 | 0.45131 | 0 | 0.71279 | 10.5607 | 0 | 0 | 0.315 | 0.89566 | 0 | 0.00080845 | 0 | 0 | 12.9363 | 0 | 0 | 0 | 0 | 0 | 0 | 0 | 0 | 0 | 0 | 0 | 0 | 0
12 | 8 | 12 | 6 | 1.7931 | 0 | 13.5789 | 0 | 0 | 0 | 0.0012057 | 0.87194 | 0 | 0 | 3.8411 | 0 | 20.0862 | 0 | 0 | 0 | 0 | 0 | 0 | 0 | 0 | 0 | 0 | 0 | 0 | 0 | 0.45131 | 0 | 0.54519 | 9.1104 | 0 | 0 | 0.3675 | 0.88757 | 0 | 0.00069578 | 0 | 0 | 11.3627 | 0 | 0 | 0 | 0 | 0 | 0 | 0 | 0 | 0 | 0 | 0 | 0 | 0
12 | 8 | 13 | 6 | 1.7931 | 0 | 8.6313 | 0 | 0 | 0 | 0.0012057 | 0.84593 | 0 | 0 | 3.959 | 0 | 15.2305 | 0 | 0 | 0 | 0 | 0 | 0 | 0 | 0 | 0 | 0 | 0 | 0 | 0 | 0.45131 | 0 | 0.54519 | 8.8073 | 0 | 0 | 0.42 | 0.88551 | 0 | 0.046208 | 0 | 0 | 11.1555 | 0 | 0 | 0 | 0 | 0 | 0 | 0 | 0 | 0 | 0 | 0 | 0 | 0
12 | 8 | 14 | 6 | 1.7931 | 0 | 13.5789 | 0 | 0 | 0 | 0.0012057 | 0.78738 | 0 | 0 | 4.261 | 0 | 20.4216 | 0 | 0 | 0 | 0 | 0 | 0 | 0 | 0 | 0 | 0 | 0 | 0 | 0 | 0.45131 | 0 | 0.54519 | 8.3308 | 0 | 0 | 0.3675 | 0.89053 | 0 | 0.00062683 | 0 | 0 | 10.586 | 0 | 0 | 0 | 0 | 0 | 0 | 0 | 0 | 0 | 0 | 0 | 0 | 0
12 | 8 | 15 | 6 | 1.7931 | 0 | 13.5789 | 0 | 0 | 0 | 0.0012057 | 0.76817 | 0 | 0 | 3.8411 | 0 | 19.9824 | 0 | 0 | 0 | 0 | 0 | 0 | 0 | 0 | 0 | 0 | 0 | 0 | 0 | 0.45131 | 0 | 0.54519 | 8.1275 | 0 | 0 | 0.3675 | 0.88963 | 0 | 0.0007382 | 0 | 0 | 10.3819 | 0 | 0 | 0 | 0 | 0 | 0 | 0 | 0 | 0 | 0 | 0 | 0 | 0
12 | 8 | 16 | 6 | 1.7931 | 0 | 13.5789 | 0 | 0 | 0 | 0.0012057 | 0.82795 | 0 | 0 | 3.2983 | 0 | 19.4994 | 0 | 0 | 0 | 0 | 0 | 0 | 0 | 0 | 0 | 0 | 0 | 0 | 0 | 0.45131 | 0 | 0.54519 | 8.5664 | 0 | 0 | 0.315 | 0.89333 | 0 | 0.00079565 | 0 | 0 | 10.7721 | 0 | 0 | 0 | 0 | 0 | 0 | 0 | 0 | 0 | 0 | 0 | 0 | 0
12 | 8 | 17 | 6 | 1.7931 | 0 | 13.5789 | 0 | 0 | 0 | 0.0012057 | 0.93476 | 0 | 0 | 3.2983 | 0 | 19.6063 | 0 | 0 | 0 | 0 | 0 | 0 | 0 | 0 | 0 | 0 | 0 | 0 | 0 | 0.45131 | 0 | 0.54519 | 9.2512 | 0 | 0 | 0.315 | 0.89168 | 0 | 0.0016805 | 0 | 0 | 11.4561 | 0 | 0 | 0 | 0 | 0 | 0 | 0 | 0 | 0 | 0 | 0 | 0 | 0
12 | 8 | 18 | 6 | 1.7931 | 0 | 13.5789 | 0 | 0 | 0 | 0.0012057 | 0.98698 | 0 | 0 | 5.4693 | 0 | 21.8295 | 0 | 0 | 0 | 0 | 0 | 0 | 0 | 0 | 0 | 0 | 0 | 0 | 0 | 0.45131 | 0 | 0.54519 | 9.7023 | 0 | 0 | 0.525 | 0.89374 | 0 | 0.20562 | 0 | 0 | 12.3231 | 0 | 0 | 0 | 0 | 0 | 0 | 0 | 0 | 0 | 0 | 0 | 0 | 0
12 | 8 | 19 | 6 | 1.7931 | 0 | 9.8682 | 0 | 0 | 0 | 0.0012057 | 1.0606 | 0 | 0 | 5.4693 | 0 | 18.1925 | 0 | 0 | 0 | 0 | 0 | 0 | 0 | 0 | 0 | 0 | 0 | 0 | 0 | 0.45131 | 0 | 0.54519 | 10.2332 | 0 | 0 | 0.525 | 0.89576 | 0 | 0.093612 | 0 | 0 | 12.744 | 0 | 0 | 0 | 0 | 0 | 0 | 0 | 0 | 0 | 0 | 0 | 0 | 0
12 | 8 | 20 | 6 | 1.7931 | 0 | 2.4469 | 0 | 0 | 0 | 0.0012057 | 1.1693 | 0 | 0 | 3.9589 | 0 | 9.3695 | 0 | 0 | 0 | 0 | 0 | 0 | 0 | 0 | 0 | 0 | 0 | 0 | 0 | 0.45131 | 0 | 0.88038 | 11.1549 | 0 | 0 | 0.42 | 0.89258 | 0 | 0.45263 | 0 | 0 | 14.2518 | 0 | 0 | 0 | 0 | 0 | 0 | 0 | 0 | 0 | 0 | 0 | 0 | 0
12 | 8 | 21 | 6 | 1.7931 | 0 | 2.4469 | 0 | 0 | 0 | 0.0012057 | 1.1793 | 0 | 0 | 4.2609 | 0 | 9.6815 | 0 | 0 | 0 | 0 | 0 | 0 | 0 | 0 | 0 | 0 | 0 | 0 | 0 | 0.45131 | 0 | 1.1038 | 11.0251 | 0 | 0 | 0.3675 | 0.88504 | 0 | 0.098282 | 0 | 0 | 13.9311 | 0 | 0 | 0 | 0 | 0 | 0 | 0 | 0 | 0 | 0 | 0 | 0 | 0
12 | 8 | 22 | 6 | 1.7931 | 0 | 2.4469 | 0 | 0 | 0 | 0.0012057 | 1.2014 | 0 | 0 | 3.9589 | 0 | 9.4016 | 0 | 0 | 0 | 0 | 0 | 0 | 0 | 0 | 0 | 0 | 0 | 0 | 0 | 0.45131 | 0 | 1.2156 | 11.3135 | 0 | 0 | 0.4725 | 0.88663 | 0 | 0.16781 | 0 | 0 | 14.5073 | 0 | 0 | 0 | 0 | 0 | 0 | 0 | 0 | 0 | 0 | 0 | 0 | 0
12 | 8 | 23 | 6 | 1.7931 | 0 | 2.4469 | 0 | 0 | 0 | 0.0012057 | 1.2026 | 0 | 0 | 4.2545 | 0 | 9.6983 | 0 | 0 | 0 | 0 | 0 | 0 | 0 | 0 | 0 | 0 | 0 | 0 | 0 | 0.45131 | 0 | 1.1038 | 11.4753 | 0 | 0 | 0.315 | 0.88798 | 0 | 0.15717 | 0 | 0 | 14.3906 | 0 | 0 | 0 | 0 | 0 | 0 | 0 | 0 | 0 | 0 | 0 | 0 | 0
12 | 8 | 24 | 6 | 1.7931 | 0 | 2.4469 | 0 | 0 | 0 | 0.0012057 | 0.79173 | 0 | 0 | 0.58445 | 0 | 5.6174 | 0 | 0 | 0 | 0 | 0 | 0 | 0 | 0 | 0 | 0 | 0 | 0 | 0 | 0.45131 | 0 | 0.88038 | 8.8447 | 0 | 0 | 0.0525 | 0.8889 | 0 | 0.18984 | 0 | 0 | 11.3077 | 0 | 0 | 0 | 0 | 0 | 0 | 0 | 0 | 0 | 0 | 0 | 0 | 0
12 | 9 | 1 | 7 | 1.7931 | 0 | 2.4469 | 0 | 0 | 0 | 0.0012057 | 0.90269 | 0 | 0 | 0.58446 | 0 | 5.7284 | 0 | 0 | 0 | 0 | 0 | 0 | 0 | 0 | 0 | 0 | 0 | 0 | 0 | 0.45131 | 0 | 0.54519 | 10.1143 | 0 | 0 | 0.0525 | 0.90033 | 0 | 0.26167 | 0 | 0 | 12.3253 | 0 | 0 | 0 | 0 | 0 | 0 | 0 | 0 | 0 | 0 | 0 | 0 | 0
12 | 9 | 2 | 7 | 1.7931 | 0 | 2.4469 | 0 | 0 | 0 | 0.0012057 | 0.92373 | 0 | 0 | 0.58449 | 0 | 5.7494 | 0 | 0 | 0 | 0 | 0 | 0 | 0 | 0 | 0 | 0 | 0 | 0 | 0 | 0.45131 | 0 | 0.32173 | 10.424 | 0 | 0 | 0.0525 | 0.90337 | 0 | 0.31054 | 0 | 0 | 12.4635 | 0 | 0 | 0 | 0 | 0 | 0 | 0 | 0 | 0 | 0 | 0 | 0 | 0
12 | 9 | 3 | 7 | 1.7931 | 0 | 2.4469 | 0 | 0 | 0 | 0.0012057 | 0.9605 | 0 | 0 | 0.5845 | 0 | 5.7862 | 0 | 0 | 0 | 0 | 0 | 0 | 0 | 0 | 0 | 0 | 0 | 0 | 0 | 0.45131 | 0 | 0.32173 | 10.7606 | 0 | 0 | 0.0525 | 0.90814 | 0 | 0.27836 | 0 | 0 | 12.7726 | 0 | 0 | 0 | 0 | 0 | 0 | 0 | 0 | 0 | 0 | 0 | 0 | 0
12 | 9 | 4 | 7 | 1.7931 | 0 | 2.4469 | 0 | 0 | 0 | 0.0012057 | 0.98798 | 0 | 0 | 0.58451 | 0 | 5.8137 | 0 | 0 | 0 | 0 | 0 | 0 | 0 | 0 | 0 | 0 | 0 | 0 | 0 | 0.45131 | 0 | 0.32173 | 11.0681 | 0 | 0 | 0.0525 | 0.91125 | 0 | 0.27555 | 0 | 0 | 13.0804 | 0 | 0 | 0 | 0 | 0 | 0 | 0 | 0 | 0 | 0 | 0 | 0 | 0
12 | 9 | 5 | 7 | 1.7931 | 0 | 2.4469 | 0 | 0 | 0 | 0.0012057 | 1.0169 | 0 | 0 | 0.58452 | 0 | 5.8426 | 0 | 0 | 0 | 0 | 0 | 0 | 0 | 0 | 0 | 0 | 0 | 0 | 0 | 0.45131 | 0 | 0.32173 | 11.4392 | 0 | 0 | 0.0525 | 0.91557 | 0 | 0.25961 | 0 | 0 | 13.4399 | 0 | 0 | 0 | 0 | 0 | 0 | 0 | 0 | 0 | 0 | 0 | 0 | 0
12 | 9 | 6 | 7 | 1.7931 | 0 | 2.4469 | 0 | 0 | 0 | 0.0012057 | 1.0085 | 0 | 0 | 0.58453 | 0 | 5.8342 | 0 | 0 | 0 | 0 | 0 | 0 | 0 | 0 | 0 | 0 | 0 | 0 | 0 | 0.45131 | 0 | 0.32173 | 11.3537 | 0 | 0 | 0.0525 | 0.91173 | 0 | 0.2686 | 0 | 0 | 13.3595 | 0 | 0 | 0 | 0 | 0 | 0 | 0 | 0 | 0 | 0 | 0 | 0 | 0
12 | 9 | 7 | 7 | 1.7931 | 0 | 2.4469 | 0 | 0 | 0 | 0.0012057 | 1.0129 | 0 | 0 | 3.2983 | 0 | 8.5524 | 0 | 0 | 0 | 0 | 0 | 0 | 0 | 0 | 0 | 0 | 0 | 0 | 0 | 0.45131 | 0 | 0.54519 | 11.3171 | 0 | 0 | 0.315 | 0.90712 | 0 | 0.35643 | 0 | 0 | 13.8922 | 0 | 0 | 0 | 0 | 0 | 0 | 0 | 0 | 0 | 0 | 0 | 0 | 0
12 | 9 | 8 | 7 | 1.7931 | 0 | 2.4469 | 0 | 0 | 0 | 0.0012057 | 1.3064 | 0 | 0 | 5.4693 | 0 | 11.017 | 0 | 0 | 0 | 0 | 0 | 0 | 0 | 0 | 0 | 0 | 0 | 0 | 0 | 0.45131 | 0 | 0.71279 | 13.3854 | 0 | 0 | 0.525 | 0.8988 | 0 | 0.38079 | 0 | 0 | 16.3541 | 0 | 0 | 0 | 0 | 0 | 0 | 0 | 0 | 0 | 0 | 0 | 0 | 0
12 | 9 | 9 | 7 | 1.7931 | 0 | 13.5789 | 0 | 0 | 0 | 0.0012057 | 1.1194 | 0 | 0 | 3.9589 | 0 | 20.4515 | 0 | 0 | 0 | 0 | 0 | 0 | 0 | 0 | 0 | 0 | 0 | 0 | 0 | 0.45131 | 0 | 0.71279 | 11.2925 | 0 | 0 | 0.42 | 0.89184 | 0 | 0.39702 | 0 | 0 | 14.1654 | 0 | 0 | 0 | 0 | 0 | 0 | 0 | 0 | 0 | 0 | 0 | 0 | 0
12 | 9 | 10 | 7 | 1.7931 | 0 | 13.5789 | 0 | 0 | 0 | 0.0012057 | 1.0469 | 0 | 0 | 3.7181 | 0 | 20.1382 | 0 | 0 | 0 | 0 | 0 | 0 | 0 | 0 | 0 | 0 | 0 | 0 | 0 | 0.45131 | 0 | 0.71279 | 10.4027 | 0 | 0 | 0.315 | 0.88472 | 0 | 0.47457 | 0 | 0 | 13.2411 | 0 | 0 | 0 | 0 | 0 | 0 | 0 | 0 | 0 | 0 | 0 | 0 | 0
12 | 9 | 11 | 7 | 1.7931 | 0 | 13.5789 | 0 | 0 | 0 | 0.0012057 | 1.0336 | 0 | 0 | 3.2982 | 0 | 19.705 | 0 | 0 | 0 | 0 | 0 | 0 | 0 | 0 | 0 | 0 | 0 | 0 | 0 | 0.45131 | 0 | 0.71279 | 10.1121 | 0 | 0 | 0.315 | 0.88602 | 0 | 0.39302 | 0 | 0 | 12.8703 | 0 | 0 | 0 | 0 | 0 | 0 | 0 | 0 | 0 | 0 | 0 | 0 | 0
12 | 9 | 12 | 7 | 1.7931 | 0 | 13.5789 | 0 | 0 | 0 | 0.0012057 | 1.03 | 0 | 0 | 3.841 | 0 | 20.2442 | 0 | 0 | 0 | 0 | 0 | 0 | 0 | 0 | 0 | 0 | 0 | 0 | 0 | 0.45131 | 0 | 0.54519 | 10.1701 | 0 | 0 | 0.3675 | 0.88957 | 0 | 0.55754 | 0 | 0 | 12.9812 | 0 | 0 | 0 | 0 | 0 | 0 | 0 | 0 | 0 | 0 | 0 | 0 | 0
12 | 9 | 13 | 7 | 1.7931 | 0 | 8.6313 | 0 | 0 | 0 | 0.0012057 | 1.0217 | 0 | 0 | 3.9589 | 0 | 15.4063 | 0 | 0 | 0 | 0 | 0 | 0 | 0 | 0 | 0 | 0 | 0 | 0 | 0 | 0.45131 | 0 | 0.54519 | 9.935 | 0 | 0 | 0.42 | 0.87529 | 0 | 0.44995 | 0 | 0 | 12.6767 | 0 | 0 | 0 | 0 | 0 | 0 | 0 | 0 | 0 | 0 | 0 | 0 | 0
12 | 9 | 14 | 7 | 1.7931 | 0 | 13.5789 | 0 | 0 | 0 | 0.0012057 | 0.99829 | 0 | 0 | 4.2608 | 0 | 20.6323 | 0 | 0 | 0 | 0 | 0 | 0 | 0 | 0 | 0 | 0 | 0 | 0 | 0 | 0.45131 | 0 | 0.54519 | 9.5717 | 0 | 0 | 0.3675 | 0.88323 | 0 | 0.26112 | 0 | 0 | 12.0801 | 0 | 0 | 0 | 0 | 0 | 0 | 0 | 0 | 0 | 0 | 0 | 0 | 0
12 | 9 | 15 | 7 | 1.7931 | 0 | 13.5789 | 0 | 0 | 0 | 0.0012057 | 0.97511 | 0 | 0 | 3.841 | 0 | 20.1893 | 0 | 0 | 0 | 0 | 0 | 0 | 0 | 0 | 0 | 0 | 0 | 0 | 0 | 0.45131 | 0 | 0.54519 | 9.5218 | 0 | 0 | 0.3675 | 0.8837 | 0 | 0.46947 | 0 | 0 | 12.2389 | 0 | 0 | 0 | 0 | 0 | 0 | 0 | 0 | 0 | 0 | 0 | 0 | 0
12 | 9 | 16 | 7 | 1.7931 | 0 | 13.5789 | 0 | 0 | 0 | 0.0012057 | 0.98871 | 0 | 0 | 3.2982 | 0 | 19.6602 | 0 | 0 | 0 | 0 | 0 | 0 | 0 | 0 | 0 | 0 | 0 | 0 | 0 | 0.45131 | 0 | 0.54519 | 9.6348 | 0 | 0 | 0.315 | 0.88691 | 0 | 0.47874 | 0 | 0 | 12.3119 | 0 | 0 | 0 | 0 | 0 | 0 | 0 | 0 | 0 | 0 | 0 | 0 | 0
12 | 9 | 17 | 7 | 1.7931 | 0 | 13.5789 | 0 | 0 | 0 | 0.0012057 | 0.99012 | 0 | 0 | 3.2982 | 0 | 19.6616 | 0 | 0 | 0 | 0 | 0 | 0 | 0 | 0 | 0 | 0 | 0 | 0 | 0 | 0.45131 | 0 | 0.54519 | 9.5884 | 0 | 0 | 0.315 | 0.88663 | 0 | 0.79656 | 0 | 0 | 12.5831 | 0 | 0 | 0 | 0 | 0 | 0 | 0 | 0 | 0 | 0 | 0 | 0 | 0
12 | 9 | 18 | 7 | 1.7931 | 0 | 13.5789 | 0 | 0 | 0 | 0.0012057 | 0.99329 | 0 | 0 | 5.4693 | 0 | 21.8358 | 0 | 0 | 0 | 0 | 0 | 0 | 0 | 0 | 0 | 0 | 0 | 0 | 0 | 0.45131 | 0 | 0.54519 | 9.5023 | 0 | 0 | 0.525 | 0.88725 | 0 | 0.68487 | 0 | 0 | 12.5959 | 0 | 0 | 0 | 0 | 0 | 0 | 0 | 0 | 0 | 0 | 0 | 0 | 0
12 | 9 | 19 | 7 | 1.7931 | 0 | 9.8682 | 0 | 0 | 0 | 0.0012057 | 1.0435 | 0 | 0 | 5.4693 | 0 | 18.1754 | 0 | 0 | 0 | 0 | 0 | 0 | 0 | 0 | 0 | 0 | 0 | 0 | 0 | 0.45131 | 0 | 0.54519 | 9.9791 | 0 | 0 | 0.525 | 0.88863 | 0 | 0.76411 | 0 | 0 | 13.1533 | 0 | 0 | 0 | 0 | 0 | 0 | 0 | 0 | 0 | 0 | 0 | 0 | 0
12 | 9 | 20 | 7 | 1.7931 | 0 | 2.4469 | 0 | 0 | 0 | 0.0012057 | 1.136 | 0 | 0 | 3.9589 | 0 | 9.3361 | 0 | 0 | 0 | 0 | 0 | 0 | 0 | 0 | 0 | 0 | 0 | 0 | 0 | 0.45131 | 0 | 0.88038 | 10.5735 | 0 | 0 | 0.42 | 0.88191 | 0 | 0.53871 | 0 | 0 | 13.7458 | 0 | 0 | 0 | 0 | 0 | 0 | 0 | 0 | 0 | 0 | 0 | 0 | 0
12 | 9 | 21 | 7 | 1.7931 | 0 | 2.4469 | 0 | 0 | 0 | 0.0012057 | 1.1448 | 0 | 0 | 4.2608 | 0 | 9.6469 | 0 | 0 | 0 | 0 | 0 | 0 | 0 | 0 | 0 | 0 | 0 | 0 | 0 | 0.45131 | 0 | 1.1038 | 10.6563 | 0 | 0 | 0.3675 | 0.87504 | 0 | 0.76428 | 0 | 0 | 14.2183 | 0 | 0 | 0 | 0 | 0 | 0 | 0 | 0 | 0 | 0 | 0 | 0 | 0
12 | 9 | 22 | 7 | 1.7931 | 0 | 2.4469 | 0 | 0 | 0 | 0.0012057 | 1.1312 | 0 | 0 | 3.9589 | 0 | 9.3313 | 0 | 0 | 0 | 0 | 0 | 0 | 0 | 0 | 0 | 0 | 0 | 0 | 0 | 0.45131 | 0 | 1.2156 | 10.474 | 0 | 0 | 0.4725 | 0.86758 | 0 | 0.84821 | 0 | 0 | 14.3291 | 0 | 0 | 0 | 0 | 0 | 0 | 0 | 0 | 0 | 0 | 0 | 0 | 0
12 | 9 | 23 | 7 | 1.7931 | 0 | 2.4469 | 0 | 0 | 0 | 0.0012057 | 1.1294 | 0 | 0 | 4.2544 | 0 | 9.625 | 0 | 0 | 0 | 0 | 0 | 0 | 0 | 0 | 0 | 0 | 0 | 0 | 0 | 0.45131 | 0 | 1.1038 | 10.4404 | 0 | 0 | 0.315 | 0.86821 | 0 | 0.94949 | 0 | 0 | 14.1283 | 0 | 0 | 0 | 0 | 0 | 0 | 0 | 0 | 0 | 0 | 0 | 0 | 0
12 | 9 | 24 | 7 | 1.7931 | 0 | 2.4469 | 0 | 0 | 0 | 0.0012057 | 0.70822 | 0 | 0 | 0.58437 | 0 | 5.5338 | 0 | 0 | 0 | 0 | 0 | 0 | 0 | 0 | 0 | 0 | 0 | 0 | 0 | 0.45131 | 0 | 0.88038 | 7.8544 | 0 | 0 | 0.0525 | 0.87322 | 0 | 0.7682 | 0 | 0 | 10.88 | 0 | 0 | 0 | 0 | 0 | 0 | 0 | 0 | 0 | 0 | 0 | 0 | 0
12 | 10 | 1 | 1 | 1.7931 | 0 | 2.4469 | 0 | 0 | 0 | 0.0012057 | 0.82873 | 0 | 0 | 0.58439 | 0 | 5.6543 | 0 | 0 | 0 | 0 | 0 | 0 | 0 | 0 | 0 | 0 | 0 | 0 | 0 | 0.45131 | 0 | 0.54519 | 9.0275 | 0 | 0 | 0.0525 | 0.88194 | 0 | 0.94151 | 0 | 0 | 11.9 | 0 | 0 | 0 | 0 | 0 | 0 | 0 | 0 | 0 | 0 | 0 | 0 | 0
12 | 10 | 2 | 1 | 1.7931 | 0 | 2.4469 | 0 | 0 | 0 | 0.0012057 | 0.88144 | 0 | 0 | 0.58442 | 0 | 5.7071 | 0 | 0 | 0 | 0 | 0 | 0 | 0 | 0 | 0 | 0 | 0 | 0 | 0 | 0.45131 | 0 | 0.32173 | 9.6099 | 0 | 0 | 0.0525 | 0.89118 | 0 | 0.9503 | 0 | 0 | 12.2769 | 0 | 0 | 0 | 0 | 0 | 0 | 0 | 0 | 0 | 0 | 0 | 0 | 0
12 | 10 | 3 | 1 | 1.7931 | 0 | 2.4469 | 0 | 0 | 0 | 0.0012057 | 0.89497 | 0 | 0 | 0.58445 | 0 | 5.7207 | 0 | 0 | 0 | 0 | 0 | 0 | 0 | 0 | 0 | 0 | 0 | 0 | 0 | 0.45131 | 0 | 0.32173 | 9.7618 | 0 | 0 | 0.0525 | 0.89031 | 0 | 1.188 | 0 | 0 | 12.6656 | 0 | 0 | 0 | 0 | 0 | 0 | 0 | 0 | 0 | 0 | 0 | 0 | 0
12 | 10 | 4 | 1 | 1.7931 | 0 | 2.4469 | 0 | 0 | 0 | 0.0012057 | 0.91681 | 0 | 0 | 0.58445 | 0 | 5.7425 | 0 | 0 | 0 | 0 | 0 | 0 | 0 | 0 | 0 | 0 | 0 | 0 | 0 | 0.45131 | 0 | 0.32173 | 9.9522 | 0 | 0 | 0.0525 | 0.89261 | 0 | 1.1515 | 0 | 0 | 12.8218 | 0 | 0 | 0 | 0 | 0 | 0 | 0 | 0 | 0 | 0 | 0 | 0 | 0
12 | 10 | 5 | 1 | 1.7931 | 0 | 2.4469 | 0 | 0 | 0 | 0.0012057 | 0.91506 | 0 | 0 | 0.58445 | 0 | 5.7407 | 0 | 0 | 0 | 0 | 0 | 0 | 0 | 0 | 0 | 0 | 0 | 0 | 0 | 0.45131 | 0 | 0.32173 | 10.0217 | 0 | 0 | 0.0525 | 0.89026 | 0 | 1.1799 | 0 | 0 | 12.9174 | 0 | 0 | 0 | 0 | 0 | 0 | 0 | 0 | 0 | 0 | 0 | 0 | 0
12 | 10 | 6 | 1 | 1.7931 | 0 | 2.4469 | 0 | 0 | 0 | 0.0012057 | 0.92026 | 0 | 0 | 0.58444 | 0 | 5.7459 | 0 | 0 | 0 | 0 | 0 | 0 | 0 | 0 | 0 | 0 | 0 | 0 | 0 | 0.45131 | 0 | 0.32173 | 9.9179 | 0 | 0 | 0.0525 | 0.88941 | 0 | 1.0989 | 0 | 0 | 12.7318 | 0 | 0 | 0 | 0 | 0 | 0 | 0 | 0 | 0 | 0 | 0 | 0 | 0
12 | 10 | 7 | 1 | 1.7931 | 0 | 2.4469 | 0 | 0 | 0 | 0.0012057 | 0.94056 | 0 | 0 | 3.2982 | 0 | 8.48 | 0 | 0 | 0 | 0 | 0 | 0 | 0 | 0 | 0 | 0 | 0 | 0 | 0 | 0.45131 | 0 | 0.54519 | 9.9323 | 0 | 0 | 0.315 | 0.88531 | 0 | 0.86369 | 0 | 0 | 12.9928 | 0 | 0 | 0 | 0 | 0 | 0 | 0 | 0 | 0 | 0 | 0 | 0 | 0
12 | 10 | 8 | 1 | 1.7931 | 0 | 2.4469 | 0 | 0 | 0 | 0.0012057 | 1.3001 | 0 | 0 | 5.4692 | 0 | 11.0105 | 0 | 0 | 0 | 0 | 0 | 0 | 0 | 0 | 0 | 0 | 0 | 0 | 0 | 0.45131 | 0 | 0.71279 | 12.4947 | 0 | 0 | 0.525 | 0.88511 | 0 | 1.1984 | 0 | 0 | 16.2673 | 0 | 0 | 0 | 0 | 0 | 0 | 0 | 0 | 0 | 0 | 0 | 0 | 0
12 | 10 | 9 | 1 | 1.7931 | 0 | 13.5789 | 0 | 0 | 0 | 0.0012057 | 1.1212 | 0 | 0 | 3.9589 | 0 | 20.4533 | 0 | 0 | 0 | 0 | 0 | 0 | 0 | 0 | 0 | 0 | 0 | 0 | 0 | 0.45131 | 0 | 0.71279 | 10.4466 | 0 | 0 | 0.42 | 0.88029 | 0 | 0.96012 | 0 | 0 | 13.8711 | 0 | 0 | 0 | 0 | 0 | 0 | 0 | 0 | 0 | 0 | 0 | 0 | 0
12 | 10 | 10 | 1 | 1.7931 | 0 | 13.5789 | 0 | 0 | 0 | 0.0012057 | 0.96572 | 0 | 0 | 3.718 | 0 | 20.057 | 0 | 0 | 0 | 0 | 0 | 0 | 0 | 0 | 0 | 0 | 0 | 0 | 0 | 0.45131 | 0 | 0.71279 | 8.216 | 0 | 0 | 0.315 | 0.86835 | 0 | 0 | 0 | 0 | 10.5634 | 0 | 0 | 0 | 0 | 0 | 0 | 0 | 0 | 0 | 0 | 0 | 0 | 0
12 | 10 | 11 | 1 | 1.7931 | 0 | 13.5789 | 0 | 0 | 0 | 0.0012057 | 0.89515 | 0 | 0 | 3.2982 | 0 | 19.5666 | 0 | 0 | 0 | 0 | 0 | 0 | 0 | 0 | 0 | 0 | 0 | 0 | 0 | 0.45131 | 0 | 0.71279 | 7.4009 | 0 | 0 | 0.315 | 0.85997 | 0 | 0 | 0 | 0 | 9.74 | 0 | 0 | 0 | 0 | 0 | 0 | 0 | 0 | 0 | 0 | 0 | 0 | 0
12 | 10 | 12 | 1 | 1.7931 | 0 | 13.5789 | 0 | 0 | 0 | 0.0012057 | 0.84073 | 0 | 0 | 3.8409 | 0 | 20.0549 | 0 | 0 | 0 | 0 | 0 | 0 | 0 | 0 | 0 | 0 | 0 | 0 | 0 | 0.45131 | 0 | 0.54519 | 7.0623 | 0 | 0 | 0.3675 | 0.86032 | 0 | 0 | 0 | 0 | 9.2866 | 0 | 0 | 0 | 0 | 0 | 0 | 0 | 0 | 0 | 0 | 0 | 0 | 0
12 | 10 | 13 | 1 | 1.7931 | 0 | 8.6313 | 0 | 0 | 0 | 0.0012057 | 0.87252 | 0 | 0 | 3.9589 | 0 | 15.2571 | 0 | 0 | 0 | 0 | 0 | 0 | 0 | 0 | 0 | 0 | 0 | 0 | 0 | 0.45131 | 0 | 0.54519 | 7.1021 | 0 | 0 | 0.42 | 0.86054 | 0 | 0 | 0 | 0 | 9.3791 | 0 | 0 | 0 | 0 | 0 | 0 | 0 | 0 | 0 | 0 | 0 | 0 | 0
12 | 10 | 14 | 1 | 1.7931 | 0 | 13.5789 | 0 | 0 | 0 | 0.0012057 | 0.8099 | 0 | 0 | 4.2608 | 0 | 20.4439 | 0 | 0 | 0 | 0 | 0 | 0 | 0 | 0 | 0 | 0 | 0 | 0 | 0 | 0.45131 | 0 | 0.54519 | 6.4461 | 0 | 0 | 0.3675 | 0.85843 | 0 | 0 | 0 | 0 | 8.6686 | 0 | 0 | 0 | 0 | 0 | 0 | 0 | 0 | 0 | 0 | 0 | 0 | 0
12 | 10 | 15 | 1 | 1.7931 | 0 | 13.5789 | 0 | 0 | 0 | 0.0012057 | 0.83369 | 0 | 0 | 3.8409 | 0 | 20.0479 | 0 | 0 | 0 | 0 | 0 | 0 | 0 | 0 | 0 | 0 | 0 | 0 | 0 | 0.45131 | 0 | 0.54519 | 6.2379 | 0 | 0 | 0.3675 | 0.85664 | 0 | 0 | 0 | 0 | 8.4586 | 0 | 0 | 0 | 0 | 0 | 0 | 0 | 0 | 0 | 0 | 0 | 0 | 0
12 | 10 | 16 | 1 | 1.7931 | 0 | 13.5789 | 0 | 0 | 0 | 0.0012057 | 0.88692 | 0 | 0 | 3.2982 | 0 | 19.5583 | 0 | 0 | 0 | 0 | 0 | 0 | 0 | 0 | 0 | 0 | 0 | 0 | 0 | 0.45131 | 0 | 0.54519 | 6.4003 | 0 | 0 | 0.315 | 0.86096 | 0 | 0 | 0 | 0 | 8.5728 | 0 | 0 | 0 | 0 | 0 | 0 | 0 | 0 | 0 | 0 | 0 | 0 | 0
12 | 10 | 17 | 1 | 1.7931 | 0 | 13.5789 | 0 | 0 | 0 | 0.0012057 | 0.89724 | 0 | 0 | 3.2982 | 0 | 19.5687 | 0 | 0 | 0 | 0 | 0 | 0 | 0 | 0 | 0 | 0 | 0 | 0 | 0 | 0.45131 | 0 | 0.54519 | 6.4885 | 0 | 0 | 0.315 | 0.86182 | 0 | 0 | 0 | 0 | 8.6619 | 0 | 0 | 0 | 0 | 0 | 0 | 0 | 0 | 0 | 0 | 0 | 0 | 0
12 | 10 | 18 | 1 | 1.7931 | 0 | 13.5789 | 0 | 0 | 0 | 0.0012057 | 0.89528 | 0 | 0 | 5.4692 | 0 | 21.7377 | 0 | 0 | 0 | 0 | 0 | 0 | 0 | 0 | 0 | 0 | 0 | 0 | 0 | 0.45131 | 0 | 0.54519 | 6.7964 | 0 | 0 | 0.525 | 0.86564 | 0 | 0 | 0 | 0 | 9.1835 | 0 | 0 | 0 | 0 | 0 | 0 | 0 | 0 | 0 | 0 | 0 | 0 | 0
12 | 10 | 19 | 1 | 1.7931 | 0 | 9.8682 | 0 | 0 | 0 | 0.0012057 | 0.92793 | 0 | 0 | 5.4692 | 0 | 18.0597 | 0 | 0 | 0 | 0 | 0 | 0 | 0 | 0 | 0 | 0 | 0 | 0 | 0 | 0.45131 | 0 | 0.54519 | 6.7903 | 0 | 0 | 0.525 | 0.86462 | 0 | 0 | 0 | 0 | 9.1764 | 0 | 0 | 0 | 0 | 0 | 0 | 0 | 0 | 0 | 0 | 0 | 0 | 0
12 | 10 | 20 | 1 | 1.7931 | 0 | 2.4469 | 0 | 0 | 0 | 0.0012057 | 1.0236 | 0 | 0 | 3.9589 | 0 | 9.2237 | 0 | 0 | 0 | 0 | 0 | 0 | 0 | 0 | 0 | 0 | 0 | 0 | 0 | 0.45131 | 0 | 0.88038 | 7.0623 | 0 | 0 | 0.42 | 0.8578 | 0 | 0 | 0 | 0 | 9.6718 | 0 | 0 | 0 | 0 | 0 | 0 | 0 | 0 | 0 | 0 | 0 | 0 | 0
12 | 10 | 21 | 1 | 1.7931 | 0 | 2.4469 | 0 | 0 | 0 | 0.0012057 | 1.0374 | 0 | 0 | 4.2608 | 0 | 9.5394 | 0 | 0 | 0 | 0 | 0 | 0 | 0 | 0 | 0 | 0 | 0 | 0 | 0 | 0.45131 | 0 | 1.1038 | 7.1099 | 0 | 0 | 0.3675 | 0.85244 | 0 | 0 | 0 | 0 | 9.885 | 0 | 0 | 0 | 0 | 0 | 0 | 0 | 0 | 0 | 0 | 0 | 0 | 0
12 | 10 | 22 | 1 | 1.7931 | 0 | 2.4469 | 0 | 0 | 0 | 0.0012057 | 1.0293 | 0 | 0 | 3.9589 | 0 | 9.2294 | 0 | 0 | 0 | 0 | 0 | 0 | 0 | 0 | 0 | 0 | 0 | 0 | 0 | 0.45131 | 0 | 1.2156 | 6.862 | 0 | 0 | 0.4725 | 0.8472 | 0 | 0 | 0 | 0 | 9.8485 | 0 | 0 | 0 | 0 | 0 | 0 | 0 | 0 | 0 | 0 | 0 | 0 | 0
12 | 10 | 23 | 1 | 1.7931 | 0 | 2.4469 | 0 | 0 | 0 | 0.0012057 | 1.0199 | 0 | 0 | 4.2543 | 0 | 9.5155 | 0 | 0 | 0 | 0 | 0 | 0 | 0 | 0 | 0 | 0 | 0 | 0 | 0 | 0.45131 | 0 | 1.1038 | 6.6417 | 0 | 0 | 0.315 | 0.84697 | 0 | 0 | 0 | 0 | 9.3588 | 0 | 0 | 0 | 0 | 0 | 0 | 0 | 0 | 0 | 0 | 0 | 0 | 0
12 | 10 | 24 | 1 | 1.7931 | 0 | 2.4469 | 0 | 0 | 0 | 0.0012057 | 0.55065 | 0 | 0 | 0.58436 | 0 | 5.3762 | 0 | 0 | 0 | 0 | 0 | 0 | 0 | 0 | 0 | 0 | 0 | 0 | 0 | 0.45131 | 0 | 0.88038 | 4.7294 | 0 | 0 | 0.0525 | 0.84957 | 0 | 0 | 0 | 0 | 6.9632 | 0 | 0 | 0 | 0 | 0 | 0 | 0 | 0 | 0 | 0 | 0 | 0 | 0
12 | 11 | 1 | 2 | 1.7931 | 0 | 2.4469 | 0 | 0 | 0 | 0.0012057 | 0.68521 | 0 | 0 | 0.58437 | 0 | 5.5108 | 0 | 0 | 0 | 0 | 0 | 0 | 0 | 0 | 0 | 0 | 0 | 0 | 0 | 0.45131 | 0 | 0.54519 | 5.624 | 0 | 0 | 0.0525 | 0.86041 | 0 | 0 | 0 | 0 | 7.5334 | 0 | 0 | 0 | 0 | 0 | 0 | 0 | 0 | 0 | 0 | 0 | 0 | 0
12 | 11 | 2 | 2 | 1.7931 | 0 | 2.4469 | 0 | 0 | 0 | 0.0012057 | 0.71502 | 0 | 0 | 0.58441 | 0 | 5.5407 | 0 | 0 | 0 | 0 | 0 | 0 | 0 | 0 | 0 | 0 | 0 | 0 | 0 | 0.45131 | 0 | 0.32173 | 5.7089 | 0 | 0 | 0.0525 | 0.86473 | 0 | 0 | 0 | 0 | 7.3991 | 0 | 0 | 0 | 0 | 0 | 0 | 0 | 0 | 0 | 0 | 0 | 0 | 0
12 | 11 | 3 | 2 | 1.7931 | 0 | 2.4469 | 0 | 0 | 0 | 0.0012057 | 0.71591 | 0 | 0 | 0.58443 | 0 | 5.5416 | 0 | 0 | 0 | 0 | 0 | 0 | 0 | 0 | 0 | 0 | 0 | 0 | 0 | 0.45131 | 0 | 0.32173 | 5.7007 | 0 | 0 | 0.0525 | 0.8624 | 0 | 0 | 0 | 0 | 7.3886 | 0 | 0 | 0 | 0 | 0 | 0 | 0 | 0 | 0 | 0 | 0 | 0 | 0
12 | 11 | 4 | 2 | 1.7931 | 0 | 2.4469 | 0 | 0 | 0 | 0.0012057 | 0.72149 | 0 | 0 | 0.58442 | 0 | 5.5471 | 0 | 0 | 0 | 0 | 0 | 0 | 0 | 0 | 0 | 0 | 0 | 0 | 0 | 0.45131 | 0 | 0.32173 | 5.7238 | 0 | 0 | 0.0525 | 0.86172 | 0 | 0 | 0 | 0 | 7.4111 | 0 | 0 | 0 | 0 | 0 | 0 | 0 | 0 | 0 | 0 | 0 | 0 | 0
12 | 11 | 5 | 2 | 1.7931 | 0 | 2.4469 | 0 | 0 | 0 | 0.0012057 | 0.72179 | 0 | 0 | 0.58441 | 0 | 5.5474 | 0 | 0 | 0 | 0 | 0 | 0 | 0 | 0 | 0 | 0 | 0 | 0 | 0 | 0.45131 | 0 | 0.32173 | 5.5547 | 0 | 0 | 0.0525 | 0.86064 | 0 | 0 | 0 | 0 | 7.2409 | 0 | 0 | 0 | 0 | 0 | 0 | 0 | 0 | 0 | 0 | 0 | 0 | 0
12 | 11 | 6 | 2 | 1.7931 | 0 | 2.4469 | 0 | 0 | 0 | 0.0012057 | 0.77241 | 0 | 0 | 0.58441 | 0 | 5.598 | 0 | 0 | 0 | 0 | 0 | 0 | 0 | 0 | 0 | 0 | 0 | 0 | 0 | 0.45131 | 0 | 0.32173 | 5.6881 | 0 | 0 | 0.0525 | 0.86794 | 0 | 0 | 0 | 0 | 7.3816 | 0 | 0 | 0 | 0 | 0 | 0 | 0 | 0 | 0 | 0 | 0 | 0 | 0
12 | 11 | 7 | 2 | 1.7931 | 0 | 2.4469 | 0 | 0 | 0 | 0.0012057 | 0.73655 | 0 | 0 | 3.2982 | 0 | 8.276 | 0 | 0 | 0 | 0 | 0 | 0 | 0 | 0 | 0 | 0 | 0 | 0 | 0 | 0.45131 | 0 | 0.54519 | 5.2669 | 0 | 0 | 0.315 | 0.85444 | 0 | 0 | 0 | 0 | 7.4329 | 0 | 0 | 0 | 0 | 0 | 0 | 0 | 0 | 0 | 0 | 0 | 0 | 0
12 | 11 | 8 | 2 | 1.7931 | 0 | 2.4469 | 0 | 0 | 0 | 0.0012057 | 1.1521 | 0 | 0 | 5.4692 | 0 | 10.8625 | 0 | 0 | 0 | 0 | 0 | 0 | 0 | 0 | 0 | 0 | 0 | 0 | 0 | 0.45131 | 0 | 0.71279 | 6.6022 | 0 | 0 | 0.525 | 0.84854 | 0 | 0 | 0 | 0 | 9.1398 | 0 | 0 | 0 | 0 | 0 | 0 | 0 | 0 | 0 | 0 | 0 | 0 | 0
12 | 11 | 9 | 2 | 1.7931 | 0 | 13.5789 | 0 | 0 | 0 | 0.0012057 | 0.93327 | 0 | 0 | 3.9589 | 0 | 20.2653 | 0 | 0 | 0 | 0 | 0 | 0 | 0 | 0 | 0 | 0 | 0 | 0 | 0 | 0.45131 | 0 | 0.71279 | 5.141 | 0 | 0 | 0.42 | 0.84117 | 0 | 0 | 0 | 0 | 7.5663 | 0 | 0 | 0 | 0 | 0 | 0 | 0 | 0 | 0 | 0 | 0 | 0 | 0
12 | 11 | 10 | 2 | 1.7931 | 0 | 13.5789 | 0 | 0 | 0 | 0.0012057 | 0.8223 | 0 | 0 | 3.718 | 0 | 19.9135 | 0 | 0 | 0 | 0 | 0 | 0 | 0 | 0 | 0 | 0 | 0 | 0 | 0 | 0.45131 | 0 | 0.71279 | 4.3744 | 0 | 0 | 0.315 | 0.83473 | 0 | 0 | 0 | 0 | 6.6883 | 0 | 0 | 0 | 0 | 0 | 0 | 0 | 0 | 0 | 0 | 0 | 0 | 0
12 | 11 | 11 | 2 | 1.7931 | 0 | 13.5789 | 0 | 0 | 0 | 0.0012057 | 0.78618 | 0 | 0 | 3.2981 | 0 | 19.4575 | 0 | 0 | 0 | 0 | 0 | 0 | 0 | 0 | 0 | 0 | 0 | 0 | 0 | 0.45131 | 0 | 0.71279 | 4.368 | 0 | 0 | 0.315 | 0.83508 | 0 | 0 | 0 | 0 | 6.6822 | 0 | 0 | 0 | 0 | 0 | 0 | 0 | 0 | 0 | 0 | 0 | 0 | 0
12 | 11 | 12 | 2 | 1.7931 | 0 | 13.5789 | 0 | 0 | 0 | 0.0012057 | 0.45779 | 0 | 0 | 3.8409 | 0 | 19.6719 | 0 | 0 | 0 | 0 | 0 | 0 | 0 | 0 | 0 | 0 | 0 | 0 | 0 | 0.45131 | 0 | 0.54519 | 3.1254 | 0 | 0 | 0.3675 | 0.8212 | 0 | 0 | 0 | 0 | 5.3106 | 0 | 0 | 0 | 0 | 0 | 0 | 0 | 0 | 0 | 0 | 0 | 0 | 0
12 | 11 | 13 | 2 | 1.7931 | 0 | 8.6313 | 0 | 0 | 0 | 0.0012057 | 0.6447 | 0 | 0 | 3.9588 | 0 | 15.0292 | 0 | 0 | 0 | 0 | 0 | 0 | 0 | 0 | 0 | 0 | 0 | 0 | 0 | 0.45131 | 0 | 0.54519 | 4.3708 | 0 | 0 | 0.42 | 0.82824 | 0 | 0 | 0 | 0 | 6.6155 | 0 | 0 | 0 | 0 | 0 | 0 | 0 | 0 | 0 | 0 | 0 | 0 | 0
12 | 11 | 14 | 2 | 1.7931 | 0 | 13.5789 | 0 | 0 | 0 | 0.0012057 | 0.58043 | 0 | 0 | 4.2607 | 0 | 20.2143 | 0 | 0 | 0 | 0 | 0 | 0 | 0 | 0 | 0 | 0 | 0 | 0 | 0 | 0.45131 | 0 | 0.54519 | 4.1356 | 0 | 0 | 0.3675 | 0.82393 | 0 | 0 | 0 | 0 | 6.3235 | 0 | 0 | 0 | 0 | 0 | 0 | 0 | 0 | 0 | 0 | 0 | 0 | 0
12 | 11 | 15 | 2 | 1.7931 | 0 | 13.5789 | 0 | 0 | 0 | 0.0012057 | 0.64728 | 0 | 0 | 3.8409 | 0 | 19.8613 | 0 | 0 | 0 | 0 | 0 | 0 | 0 | 0 | 0 | 0 | 0 | 0 | 0 | 0.45131 | 0 | 0.54519 | 4.0383 | 0 | 0 | 0.3675 | 0.83164 | 0 | 0 | 0 | 0 | 6.2339 | 0 | 0 | 0 | 0 | 0 | 0 | 0 | 0 | 0 | 0 | 0 | 0 | 0
12 | 11 | 16 | 2 | 1.7931 | 0 | 13.5789 | 0 | 0 | 0 | 0.0012057 | 0.69658 | 0 | 0 | 3.2981 | 0 | 19.3679 | 0 | 0 | 0 | 0 | 0 | 0 | 0 | 0 | 0 | 0 | 0 | 0 | 0 | 0.45131 | 0 | 0.54519 | 4.5498 | 0 | 0 | 0.315 | 0.83626 | 0 | 0 | 0 | 0 | 6.6976 | 0 | 0 | 0 | 0 | 0 | 0 | 0 | 0 | 0 | 0 | 0 | 0 | 0
12 | 11 | 17 | 2 | 1.7931 | 0 | 13.5789 | 0 | 0 | 0 | 0.0012057 | 0.71459 | 0 | 0 | 3.2981 | 0 | 19.3859 | 0 | 0 | 0 | 0 | 0 | 0 | 0 | 0 | 0 | 0 | 0 | 0 | 0 | 0.45131 | 0 | 0.54519 | 4.8063 | 0 | 0 | 0.315 | 0.83946 | 0 | 0 | 0 | 0 | 6.9572 | 0 | 0 | 0 | 0 | 0 | 0 | 0 | 0 | 0 | 0 | 0 | 0 | 0
12 | 11 | 18 | 2 | 1.7931 | 0 | 13.5789 | 0 | 0 | 0 | 0.0012057 | 0.66598 | 0 | 0 | 5.4692 | 0 | 21.5084 | 0 | 0 | 0 | 0 | 0 | 0 | 0 | 0 | 0 | 0 | 0 | 0 | 0 | 0.45131 | 0 | 0.54519 | 4.7317 | 0 | 0 | 0.525 | 0.83667 | 0 | 0 | 0 | 0 | 7.0899 | 0 | 0 | 0 | 0 | 0 | 0 | 0 | 0 | 0 | 0 | 0 | 0 | 0
12 | 11 | 19 | 2 | 1.7931 | 0 | 9.8682 | 0 | 0 | 0 | 0.0012057 | 0.7857 | 0 | 0 | 5.4691 | 0 | 17.9174 | 0 | 0 | 0 | 0 | 0 | 0 | 0 | 0 | 0 | 0 | 0 | 0 | 0 | 0.45131 | 0 | 0.54519 | 5.7134 | 0 | 0 | 0.525 | 0.84822 | 0 | 0 | 0 | 0 | 8.0831 | 0 | 0 | 0 | 0 | 0 | 0 | 0 | 0 | 0 | 0 | 0 | 0 | 0
12 | 11 | 20 | 2 | 1.7931 | 0 | 2.4469 | 0 | 0 | 0 | 0.0012057 | 0.87788 | 0 | 0 | 3.9589 | 0 | 9.078 | 0 | 0 | 0 | 0 | 0 | 0 | 0 | 0 | 0 | 0 | 0 | 0 | 0 | 0.45131 | 0 | 0.88038 | 6.3449 | 0 | 0 | 0.42 | 0.83886 | 0 | 0 | 0 | 0 | 8.9355 | 0 | 0 | 0 | 0 | 0 | 0 | 0 | 0 | 0 | 0 | 0 | 0 | 0
12 | 11 | 21 | 2 | 1.7931 | 0 | 2.4469 | 0 | 0 | 0 | 0.0012057 | 0.99669 | 0 | 0 | 4.2607 | 0 | 9.4986 | 0 | 0 | 0 | 0 | 0 | 0 | 0 | 0 | 0 | 0 | 0 | 0 | 0 | 0.45131 | 0 | 1.1038 | 7.4695 | 0 | 0 | 0.3675 | 0.84923 | 0 | 0 | 0 | 0 | 10.2414 | 0 | 0 | 0 | 0 | 0 | 0 | 0 | 0 | 0 | 0 | 0 | 0 | 0
12 | 11 | 22 | 2 | 1.7931 | 0 | 2.4469 | 0 | 0 | 0 | 0.0012057 | 0.94466 | 0 | 0 | 3.9588 | 0 | 9.1447 | 0 | 0 | 0 | 0 | 0 | 0 | 0 | 0 | 0 | 0 | 0 | 0 | 0 | 0.45131 | 0 | 1.2156 | 7.2119 | 0 | 0 | 0.4725 | 0.83586 | 0 | 0 | 0 | 0 | 10.1871 | 0 | 0 | 0 | 0 | 0 | 0 | 0 | 0 | 0 | 0 | 0 | 0 | 0
12 | 11 | 23 | 2 | 1.7931 | 0 | 2.4469 | 0 | 0 | 0 | 0.0012057 | 0.99853 | 0 | 0 | 4.2542 | 0 | 9.494 | 0 | 0 | 0 | 0 | 0 | 0 | 0 | 0 | 0 | 0 | 0 | 0 | 0 | 0.45131 | 0 | 1.1038 | 7.7064 | 0 | 0 | 0.315 | 0.84555 | 0 | 0 | 0 | 0 | 10.4221 | 0 | 0 | 0 | 0 | 0 | 0 | 0 | 0 | 0 | 0 | 0 | 0 | 0
12 | 11 | 24 | 2 | 1.7931 | 0 | 2.4469 | 0 | 0 | 0 | 0.0012057 | 0.55672 | 0 | 0 | 0.58431 | 0 | 5.3823 | 0 | 0 | 0 | 0 | 0 | 0 | 0 | 0 | 0 | 0 | 0 | 0 | 0 | 0.45131 | 0 | 0.88038 | 5.7082 | 0 | 0 | 0.0525 | 0.85382 | 0 | 0 | 0 | 0 | 7.9462 | 0 | 0 | 0 | 0 | 0 | 0 | 0 | 0 | 0 | 0 | 0 | 0 | 0
12 | 12 | 1 | 3 | 1.7931 | 0 | 2.4469 | 0 | 0 | 0 | 0.0012057 | 0.64854 | 0 | 0 | 0.58434 | 0 | 5.4741 | 0 | 0 | 0 | 0 | 0 | 0 | 0 | 0 | 0 | 0 | 0 | 0 | 0 | 0.45131 | 0 | 0.54519 | 6.4174 | 0 | 0 | 0.0525 | 0.85581 | 0 | 0 | 0 | 0 | 8.3222 | 0 | 0 | 0 | 0 | 0 | 0 | 0 | 0 | 0 | 0 | 0 | 0 | 0
12 | 12 | 2 | 3 | 1.7931 | 0 | 2.4469 | 0 | 0 | 0 | 0.0012057 | 0.70403 | 0 | 0 | 0.58434 | 0 | 5.5296 | 0 | 0 | 0 | 0 | 0 | 0 | 0 | 0 | 0 | 0 | 0 | 0 | 0 | 0.45131 | 0 | 0.32173 | 6.8754 | 0 | 0 | 0.0525 | 0.86312 | 0 | 0 | 0 | 0 | 8.5641 | 0 | 0 | 0 | 0 | 0 | 0 | 0 | 0 | 0 | 0 | 0 | 0 | 0
12 | 12 | 3 | 3 | 1.7931 | 0 | 2.4469 | 0 | 0 | 0 | 0.0012057 | 0.78487 | 0 | 0 | 0.58436 | 0 | 5.6105 | 0 | 0 | 0 | 0 | 0 | 0 | 0 | 0 | 0 | 0 | 0 | 0 | 0 | 0.45131 | 0 | 0.32173 | 8.1524 | 0 | 0 | 0.0525 | 0.8748 | 0 | 0.00062785 | 0 | 0 | 9.8534 | 0 | 0 | 0 | 0 | 0 | 0 | 0 | 0 | 0 | 0 | 0 | 0 | 0
12 | 12 | 4 | 3 | 1.7931 | 0 | 2.4469 | 0 | 0 | 0 | 0.0012057 | 0.76618 | 0 | 0 | 0.58439 | 0 | 5.5918 | 0 | 0 | 0 | 0 | 0 | 0 | 0 | 0 | 0 | 0 | 0 | 0 | 0 | 0.45131 | 0 | 0.32173 | 8.0757 | 0 | 0 | 0.0525 | 0.86825 | 0 | 0.00061717 | 0 | 0 | 9.7701 | 0 | 0 | 0 | 0 | 0 | 0 | 0 | 0 | 0 | 0 | 0 | 0 | 0
12 | 12 | 5 | 3 | 1.7931 | 0 | 2.4469 | 0 | 0 | 0 | 0.0012057 | 0.73678 | 0 | 0 | 0.58436 | 0 | 5.5624 | 0 | 0 | 0 | 0 | 0 | 0 | 0 | 0 | 0 | 0 | 0 | 0 | 0 | 0.45131 | 0 | 0.32173 | 7.7603 | 0 | 0 | 0.0525 | 0.86039 | 0 | 0.00059112 | 0 | 0 | 9.4468 | 0 | 0 | 0 | 0 | 0 | 0 | 0 | 0 | 0 | 0 | 0 | 0 | 0
12 | 12 | 6 | 3 | 1.7931 | 0 | 2.4469 | 0 | 0 | 0 | 0.0012057 | 0.81462 | 0 | 0 | 0.58432 | 0 | 5.6402 | 0 | 0 | 0 | 0 | 0 | 0 | 0 | 0 | 0 | 0 | 0 | 0 | 0 | 0.45131 | 0 | 0.32173 | 8.4746 | 0 | 0 | 0.0525 | 0.87257 | 0 | 0.00065122 | 0 | 0 | 10.1733 | 0 | 0 | 0 | 0 | 0 | 0 | 0 | 0 | 0 | 0 | 0 | 0 | 0
12 | 12 | 7 | 3 | 1.7931 | 0 | 2.4469 | 0 | 0 | 0 | 0.0012057 | 0.78009 | 0 | 0 | 3.2981 | 0 | 8.3194 | 0 | 0 | 0 | 0 | 0 | 0 | 0 | 0 | 0 | 0 | 0 | 0 | 0 | 0.45131 | 0 | 0.54519 | 8.1153 | 0 | 0 | 0.315 | 0.85661 | 0 | 0.055616 | 0 | 0 | 10.339 | 0 | 0 | 0 | 0 | 0 | 0 | 0 | 0 | 0 | 0 | 0 | 0 | 0
12 | 12 | 8 | 3 | 1.7931 | 0 | 2.4469 | 0 | 0 | 0 | 0.0012057 | 1.167 | 0 | 0 | 5.4691 | 0 | 10.8773 | 0 | 0 | 0 | 0 | 0 | 0 | 0 | 0 | 0 | 0 | 0 | 0 | 0 | 0.45131 | 0 | 0.71279 | 10.5709 | 0 | 0 | 0.525 | 0.84688 | 0 | 0.083143 | 0 | 0 | 13.19 | 0 | 0 | 0 | 0 | 0 | 0 | 0 | 0 | 0 | 0 | 0 | 0 | 0
12 | 12 | 9 | 3 | 1.7931 | 0 | 13.5789 | 0 | 0 | 0 | 0.0012057 | 0.96569 | 0 | 0 | 3.9588 | 0 | 20.2977 | 0 | 0 | 0 | 0 | 0 | 0 | 0 | 0 | 0 | 0 | 0 | 0 | 0 | 0.45131 | 0 | 0.71279 | 8.9174 | 0 | 0 | 0.42 | 0.85747 | 0 | 0.069142 | 0 | 0 | 11.4281 | 0 | 0 | 0 | 0 | 0 | 0 | 0 | 0 | 0 | 0 | 0 | 0 | 0
12 | 12 | 10 | 3 | 1.7931 | 0 | 13.5789 | 0 | 0 | 0 | 0.0012057 | 0.75777 | 0 | 0 | 3.7178 | 0 | 19.8488 | 0 | 0 | 0 | 0 | 0 | 0 | 0 | 0 | 0 | 0 | 0 | 0 | 0 | 0.45131 | 0 | 0.71279 | 7.2616 | 0 | 0 | 0.315 | 0.84783 | 0 | 0.0032577 | 0 | 0 | 9.5918 | 0 | 0 | 0 | 0 | 0 | 0 | 0 | 0 | 0 | 0 | 0 | 0 | 0
12 | 12 | 11 | 3 | 1.7931 | 0 | 13.5789 | 0 | 0 | 0 | 0.0012057 | 0.66585 | 0 | 0 | 3.2981 | 0 | 19.3371 | 0 | 0 | 0 | 0 | 0 | 0 | 0 | 0 | 0 | 0 | 0 | 0 | 0 | 0.45131 | 0 | 0.71279 | 6.141 | 0 | 0 | 0.315 | 0.83084 | 0 | 0.00048876 | 0 | 0 | 8.4515 | 0 | 0 | 0 | 0 | 0 | 0 | 0 | 0 | 0 | 0 | 0 | 0 | 0
12 | 12 | 12 | 3 | 1.7931 | 0 | 13.5789 | 0 | 0 | 0 | 0.0012057 | 0.50333 | 0 | 0 | 3.8408 | 0 | 19.7174 | 0 | 0 | 0 | 0 | 0 | 0 | 0 | 0 | 0 | 0 | 0 | 0 | 0 | 0.45131 | 0 | 0.54519 | 4.646 | 0 | 0 | 0.3675 | 0.8205 | 0 | 0 | 0 | 0 | 6.8305 | 0 | 0 | 0 | 0 | 0 | 0 | 0 | 0 | 0 | 0 | 0 | 0 | 0
12 | 12 | 13 | 3 | 1.7931 | 0 | 8.6313 | 0 | 0 | 0 | 0.0012057 | 0.48895 | 0 | 0 | 3.9588 | 0 | 14.8734 | 0 | 0 | 0 | 0 | 0 | 0 | 0 | 0 | 0 | 0 | 0 | 0 | 0 | 0.45131 | 0 | 0.54519 | 4.5662 | 0 | 0 | 0.42 | 0.82291 | 0 | 0 | 0 | 0 | 6.8056 | 0 | 0 | 0 | 0 | 0 | 0 | 0 | 0 | 0 | 0 | 0 | 0 | 0
12 | 12 | 14 | 3 | 1.7931 | 0 | 13.5789 | 0 | 0 | 0 | 0.0012057 | 0.40518 | 0 | 0 | 4.2606 | 0 | 20.039 | 0 | 0 | 0 | 0 | 0 | 0 | 0 | 0 | 0 | 0 | 0 | 0 | 0 | 0.45131 | 0 | 0.54519 | 4.2035 | 0 | 0 | 0.3675 | 0.82822 | 0 | 0 | 0 | 0 | 6.3957 | 0 | 0 | 0 | 0 | 0 | 0 | 0 | 0 | 0 | 0 | 0 | 0 | 0
12 | 12 | 15 | 3 | 1.7931 | 0 | 13.5789 | 0 | 0 | 0 | 0.0012057 | 0.4012 | 0 | 0 | 3.8408 | 0 | 19.6152 | 0 | 0 | 0 | 0 | 0 | 0 | 0 | 0 | 0 | 0 | 0 | 0 | 0 | 0.45131 | 0 | 0.54519 | 4.1898 | 0 | 0 | 0.3675 | 0.82784 | 0 | 0 | 0 | 0 | 6.3816 | 0 | 0 | 0 | 0 | 0 | 0 | 0 | 0 | 0 | 0 | 0 | 0 | 0
12 | 12 | 16 | 3 | 1.7931 | 0 | 13.5789 | 0 | 0 | 0 | 0.0012057 | 0.43716 | 0 | 0 | 3.298 | 0 | 19.1084 | 0 | 0 | 0 | 0 | 0 | 0 | 0 | 0 | 0 | 0 | 0 | 0 | 0 | 0.45131 | 0 | 0.54519 | 4.3648 | 0 | 0 | 0.315 | 0.82672 | 0 | 0 | 0 | 0 | 6.503 | 0 | 0 | 0 | 0 | 0 | 0 | 0 | 0 | 0 | 0 | 0 | 0 | 0
12 | 12 | 17 | 3 | 1.7931 | 0 | 13.5789 | 0 | 0 | 0 | 0.0012057 | 0.54761 | 0 | 0 | 3.298 | 0 | 19.2188 | 0 | 0 | 0 | 0 | 0 | 0 | 0 | 0 | 0 | 0 | 0 | 0 | 0 | 0.45131 | 0 | 0.54519 | 5.5715 | 0 | 0 | 0.315 | 0.83376 | 0 | 0.0057255 | 0 | 0 | 7.7225 | 0 | 0 | 0 | 0 | 0 | 0 | 0 | 0 | 0 | 0 | 0 | 0 | 0
12 | 12 | 18 | 3 | 1.7931 | 0 | 13.5789 | 0 | 0 | 0 | 0.0012057 | 0.64549 | 0 | 0 | 5.4691 | 0 | 21.4878 | 0 | 0 | 0 | 0 | 0 | 0 | 0 | 0 | 0 | 0 | 0 | 0 | 0 | 0.45131 | 0 | 0.54519 | 6.34 | 0 | 0 | 0.525 | 0.83879 | 0 | 0.00048327 | 0 | 0 | 8.7007 | 0 | 0 | 0 | 0 | 0 | 0 | 0 | 0 | 0 | 0 | 0 | 0 | 0
12 | 12 | 19 | 3 | 1.7931 | 0 | 9.8682 | 0 | 0 | 0 | 0.0012057 | 0.733 | 0 | 0 | 5.4691 | 0 | 17.8646 | 0 | 0 | 0 | 0 | 0 | 0 | 0 | 0 | 0 | 0 | 0 | 0 | 0 | 0.45131 | 0 | 0.54519 | 6.9449 | 0 | 0 | 0.525 | 0.83912 | 0 | 0.00054433 | 0 | 0 | 9.306 | 0 | 0 | 0 | 0 | 0 | 0 | 0 | 0 | 0 | 0 | 0 | 0 | 0
12 | 12 | 20 | 3 | 1.7931 | 0 | 2.4469 | 0 | 0 | 0 | 0.0012057 | 0.84509 | 0 | 0 | 3.9588 | 0 | 9.0451 | 0 | 0 | 0 | 0 | 0 | 0 | 0 | 0 | 0 | 0 | 0 | 0 | 0 | 0.45131 | 0 | 0.88038 | 7.5616 | 0 | 0 | 0.42 | 0.82969 | 0 | 0.00060452 | 0 | 0 | 10.1436 | 0 | 0 | 0 | 0 | 0 | 0 | 0 | 0 | 0 | 0 | 0 | 0 | 0
12 | 12 | 21 | 3 | 1.7931 | 0 | 2.4469 | 0 | 0 | 0 | 0.0012057 | 0.91117 | 0 | 0 | 4.2605 | 0 | 9.4129 | 0 | 0 | 0 | 0 | 0 | 0 | 0 | 0 | 0 | 0 | 0 | 0 | 0 | 0.45131 | 0 | 1.1038 | 8.0286 | 0 | 0 | 0.3675 | 0.83014 | 0 | 0.00064824 | 0 | 0 | 10.782 | 0 | 0 | 0 | 0 | 0 | 0 | 0 | 0 | 0 | 0 | 0 | 0 | 0
12 | 12 | 22 | 3 | 1.7931 | 0 | 2.4469 | 0 | 0 | 0 | 0.0012057 | 0.93175 | 0 | 0 | 3.9588 | 0 | 9.1318 | 0 | 0 | 0 | 0 | 0 | 0 | 0 | 0 | 0 | 0 | 0 | 0 | 0 | 0.45131 | 0 | 1.2156 | 8.2575 | 0 | 0 | 0.4725 | 0.82837 | 0 | 0.00066495 | 0 | 0 | 11.2259 | 0 | 0 | 0 | 0 | 0 | 0 | 0 | 0 | 0 | 0 | 0 | 0 | 0
12 | 12 | 23 | 3 | 1.7931 | 0 | 2.4469 | 0 | 0 | 0 | 0.0012057 | 1.0226 | 0 | 0 | 4.2541 | 0 | 9.518 | 0 | 0 | 0 | 0 | 0 | 0 | 0 | 0 | 0 | 0 | 0 | 0 | 0 | 0.45131 | 0 | 1.1038 | 9.1582 | 0 | 0 | 0.315 | 0.84464 | 0 | 0.0007378 | 0 | 0 | 11.8737 | 0 | 0 | 0 | 0 | 0 | 0 | 0 | 0 | 0 | 0 | 0 | 0 | 0
12 | 12 | 24 | 3 | 1.7931 | 0 | 2.4469 | 0 | 0 | 0 | 0.0012057 | 0.56036 | 0 | 0 | 0.58425 | 0 | 5.3858 | 0 | 0 | 0 | 0 | 0 | 0 | 0 | 0 | 0 | 0 | 0 | 0 | 0 | 0.45131 | 0 | 0.88038 | 6.3802 | 0 | 0 | 0.0525 | 0.84639 | 0 | 0.00045983 | 0 | 0 | 8.6112 | 0 | 0 | 0 | 0 | 0 | 0 | 0 | 0 | 0 | 0 | 0 | 0 | 0
12 | 13 | 1 | 4 | 1.7931 | 0 | 2.4469 | 0 | 0 | 0 | 0.0012057 | 0.69054 | 0 | 0 | 0.58426 | 0 | 5.516 | 0 | 0 | 0 | 0 | 0 | 0 | 0 | 0 | 0 | 0 | 0 | 0 | 0 | 0.45131 | 0 | 0.54519 | 7.6663 | 0 | 0 | 0.0525 | 0.85562 | 0 | 0.00057215 | 0 | 0 | 9.5715 | 0 | 0 | 0 | 0 | 0 | 0 | 0 | 0 | 0 | 0 | 0 | 0 | 0
12 | 13 | 2 | 4 | 1.7931 | 0 | 2.4469 | 0 | 0 | 0 | 0.0012057 | 0.71829 | 0 | 0 | 0.58428 | 0 | 5.5438 | 0 | 0 | 0 | 0 | 0 | 0 | 0 | 0 | 0 | 0 | 0 | 0 | 0 | 0.45131 | 0 | 0.32173 | 7.9571 | 0 | 0 | 0.0525 | 0.8584 | 0 | 0.00059705 | 0 | 0 | 9.6416 | 0 | 0 | 0 | 0 | 0 | 0 | 0 | 0 | 0 | 0 | 0 | 0 | 0
12 | 13 | 3 | 4 | 1.7931 | 0 | 2.4469 | 0 | 0 | 0 | 0.0012057 | 0.78752 | 0 | 0 | 0.58428 | 0 | 5.613 | 0 | 0 | 0 | 0 | 0 | 0 | 0 | 0 | 0 | 0 | 0 | 0 | 0 | 0.45131 | 0 | 0.32173 | 8.6381 | 0 | 0 | 0.0525 | 0.86747 | 0 | 0.00065534 | 0 | 0 | 10.3318 | 0 | 0 | 0 | 0 | 0 | 0 | 0 | 0 | 0 | 0 | 0 | 0 | 0
12 | 13 | 4 | 4 | 1.7931 | 0 | 2.4469 | 0 | 0 | 0 | 0.0012057 | 0.77313 | 0 | 0 | 0.58431 | 0 | 5.5987 | 0 | 0 | 0 | 0 | 0 | 0 | 0 | 0 | 0 | 0 | 0 | 0 | 0 | 0.45131 | 0 | 0.32173 | 8.5347 | 0 | 0 | 0.0525 | 0.8616 | 0 | 0.00064812 | 0 | 0 | 10.2225 | 0 | 0 | 0 | 0 | 0 | 0 | 0 | 0 | 0 | 0 | 0 | 0 | 0
12 | 13 | 5 | 4 | 1.7931 | 0 | 2.4469 | 0 | 0 | 0 | 0.0012057 | 0.82195 | 0 | 0 | 0.58428 | 0 | 5.6475 | 0 | 0 | 0 | 0 | 0 | 0 | 0 | 0 | 0 | 0 | 0 | 0 | 0 | 0.45131 | 0 | 0.32173 | 9.0097 | 0 | 0 | 0.0525 | 0.86821 | 0 | 0.075166 | 0 | 0 | 10.7787 | 0 | 0 | 0 | 0 | 0 | 0 | 0 | 0 | 0 | 0 | 0 | 0 | 0
12 | 13 | 6 | 4 | 1.7931 | 0 | 2.4469 | 0 | 0 | 0 | 0.0012057 | 0.86444 | 0 | 0 | 0.5843 | 0 | 5.69 | 0 | 0 | 0 | 0 | 0 | 0 | 0 | 0 | 0 | 0 | 0 | 0 | 0 | 0.45131 | 0 | 0.32173 | 9.4861 | 0 | 0 | 0.0525 | 0.87402 | 0 | 0.058507 | 0 | 0 | 11.2442 | 0 | 0 | 0 | 0 | 0 | 0 | 0 | 0 | 0 | 0 | 0 | 0 | 0
12 | 13 | 7 | 4 | 1.7931 | 0 | 2.4469 | 0 | 0 | 0 | 0.0012057 | 0.8996 | 0 | 0 | 3.2981 | 0 | 8.4389 | 0 | 0 | 0 | 0 | 0 | 0 | 0 | 0 | 0 | 0 | 0 | 0 | 0 | 0.45131 | 0 | 0.54519 | 9.789 | 0 | 0 | 0.315 | 0.87151 | 0 | 0.13439 | 0 | 0 | 12.1064 | 0 | 0 | 0 | 0 | 0 | 0 | 0 | 0 | 0 | 0 | 0 | 0 | 0
12 | 13 | 8 | 4 | 1.7931 | 0 | 2.4469 | 0 | 0 | 0 | 0.0012057 | 1.2738 | 0 | 0 | 5.4691 | 0 | 10.9842 | 0 | 0 | 0 | 0 | 0 | 0 | 0 | 0 | 0 | 0 | 0 | 0 | 0 | 0.45131 | 0 | 0.71279 | 12.6315 | 0 | 0 | 0.525 | 0.86919 | 0 | 0.28066 | 0 | 0 | 15.4705 | 0 | 0 | 0 | 0 | 0 | 0 | 0 | 0 | 0 | 0 | 0 | 0 | 0
12 | 13 | 9 | 4 | 1.7931 | 0 | 13.5789 | 0 | 0 | 0 | 0.0012057 | 1.0104 | 0 | 0 | 3.9588 | 0 | 20.3424 | 0 | 0 | 0 | 0 | 0 | 0 | 0 | 0 | 0 | 0 | 0 | 0 | 0 | 0.45131 | 0 | 0.71279 | 10.0267 | 0 | 0 | 0.42 | 0.85986 | 0 | 0.067698 | 0 | 0 | 12.5383 | 0 | 0 | 0 | 0 | 0 | 0 | 0 | 0 | 0 | 0 | 0 | 0 | 0
12 | 13 | 10 | 4 | 1.7931 | 0 | 13.5789 | 0 | 0 | 0 | 0.0012057 | 0.83638 | 0 | 0 | 3.7178 | 0 | 19.9274 | 0 | 0 | 0 | 0 | 0 | 0 | 0 | 0 | 0 | 0 | 0 | 0 | 0 | 0.45131 | 0 | 0.71279 | 8.4811 | 0 | 0 | 0.315 | 0.85565 | 0 | 0.00065288 | 0 | 0 | 10.8165 | 0 | 0 | 0 | 0 | 0 | 0 | 0 | 0 | 0 | 0 | 0 | 0 | 0
12 | 13 | 11 | 4 | 1.7931 | 0 | 13.5789 | 0 | 0 | 0 | 0.0012057 | 0.73505 | 0 | 0 | 3.298 | 0 | 19.4063 | 0 | 0 | 0 | 0 | 0 | 0 | 0 | 0 | 0 | 0 | 0 | 0 | 0 | 0.45131 | 0 | 0.71279 | 7.1955 | 0 | 0 | 0.315 | 0.83039 | 0 | 0.00056275 | 0 | 0 | 9.5055 | 0 | 0 | 0 | 0 | 0 | 0 | 0 | 0 | 0 | 0 | 0 | 0 | 0
12 | 13 | 12 | 4 | 1.7931 | 0 | 13.5789 | 0 | 0 | 0 | 0.0012057 | 0.63342 | 0 | 0 | 3.8408 | 0 | 19.8474 | 0 | 0 | 0 | 0 | 0 | 0 | 0 | 0 | 0 | 0 | 0 | 0 | 0 | 0.45131 | 0 | 0.54519 | 6.4192 | 0 | 0 | 0.3675 | 0.83312 | 0 | 0.00049163 | 0 | 0 | 8.6168 | 0 | 0 | 0 | 0 | 0 | 0 | 0 | 0 | 0 | 0 | 0 | 0 | 0
12 | 13 | 13 | 4 | 1.7931 | 0 | 8.6313 | 0 | 0 | 0 | 0.0012057 | 0.62939 | 0 | 0 | 3.9588 | 0 | 15.0139 | 0 | 0 | 0 | 0 | 0 | 0 | 0 | 0 | 0 | 0 | 0 | 0 | 0 | 0.45131 | 0 | 0.54519 | 6.4308 | 0 | 0 | 0.42 | 0.83766 | 0 | 0.00049109 | 0 | 0 | 8.6855 | 0 | 0 | 0 | 0 | 0 | 0 | 0 | 0 | 0 | 0 | 0 | 0 | 0
12 | 13 | 14 | 4 | 1.7931 | 0 | 13.5789 | 0 | 0 | 0 | 0.0012057 | 0.51986 | 0 | 0 | 4.2606 | 0 | 20.1537 | 0 | 0 | 0 | 0 | 0 | 0 | 0 | 0 | 0 | 0 | 0 | 0 | 0 | 0.45131 | 0 | 0.54519 | 5.7148 | 0 | 0 | 0.3675 | 0.83786 | 0 | 0.00042125 | 0 | 0 | 7.9171 | 0 | 0 | 0 | 0 | 0 | 0 | 0 | 0 | 0 | 0 | 0 | 0 | 0
12 | 13 | 15 | 4 | 1.7931 | 0 | 13.5789 | 0 | 0 | 0 | 0.0012057 | 0.55595 | 0 | 0 | 3.8408 | 0 | 19.77 | 0 | 0 | 0 | 0 | 0 | 0 | 0 | 0 | 0 | 0 | 0 | 0 | 0 | 0.45131 | 0 | 0.54519 | 6.0534 | 0 | 0 | 0.3675 | 0.8476 | 0 | 0.00044991 | 0 | 0 | 8.2654 | 0 | 0 | 0 | 0 | 0 | 0 | 0 | 0 | 0 | 0 | 0 | 0 | 0
12 | 13 | 16 | 4 | 1.7931 | 0 | 13.5789 | 0 | 0 | 0 | 0.0012057 | 0.62521 | 0 | 0 | 3.2981 | 0 | 19.2965 | 0 | 0 | 0 | 0 | 0 | 0 | 0 | 0 | 0 | 0 | 0 | 0 | 0 | 0.45131 | 0 | 0.54519 | 6.6169 | 0 | 0 | 0.315 | 0.85371 | 0 | 0.0005007 | 0 | 0 | 8.7826 | 0 | 0 | 0 | 0 | 0 | 0 | 0 | 0 | 0 | 0 | 0 | 0 | 0
12 | 13 | 17 | 4 | 1.7931 | 0 | 13.5789 | 0 | 0 | 0 | 0.0012057 | 0.7385 | 0 | 0 | 3.2981 | 0 | 19.4098 | 0 | 0 | 0 | 0 | 0 | 0 | 0 | 0 | 0 | 0 | 0 | 0 | 0 | 0.45131 | 0 | 0.54519 | 7.5887 | 0 | 0 | 0.315 | 0.85309 | 0 | 0.00057431 | 0 | 0 | 9.7539 | 0 | 0 | 0 | 0 | 0 | 0 | 0 | 0 | 0 | 0 | 0 | 0 | 0
12 | 13 | 18 | 4 | 1.7931 | 0 | 13.5789 | 0 | 0 | 0 | 0.0012057 | 0.82189 | 0 | 0 | 5.4691 | 0 | 21.6642 | 0 | 0 | 0 | 0 | 0 | 0 | 0 | 0 | 0 | 0 | 0 | 0 | 0 | 0.45131 | 0 | 0.54519 | 8.259 | 0 | 0 | 0.525 | 0.85909 | 0 | 0.00065549 | 0 | 0 | 10.6402 | 0 | 0 | 0 | 0 | 0 | 0 | 0 | 0 | 0 | 0 | 0 | 0 | 0
12 | 13 | 19 | 4 | 1.7931 | 0 | 9.8682 | 0 | 0 | 0 | 0.0012057 | 0.90568 | 0 | 0 | 5.4691 | 0 | 18.0373 | 0 | 0 | 0 | 0 | 0 | 0 | 0 | 0 | 0 | 0 | 0 | 0 | 0 | 0.45131 | 0 | 0.54519 | 8.8652 | 0 | 0 | 0.525 | 0.86129 | 0 | 0.00069433 | 0 | 0 | 11.2487 | 0 | 0 | 0 | 0 | 0 | 0 | 0 | 0 | 0 | 0 | 0 | 0 | 0
12 | 13 | 20 | 4 | 1.7931 | 0 | 2.4469 | 0 | 0 | 0 | 0.0012057 | 1.0016 | 0 | 0 | 3.9588 | 0 | 9.2016 | 0 | 0 | 0 | 0 | 0 | 0 | 0 | 0 | 0 | 0 | 0 | 0 | 0 | 0.45131 | 0 | 0.88038 | 9.5217 | 0 | 0 | 0.42 | 0.85162 | 0 | 0.00075756 | 0 | 0 | 12.1258 | 0 | 0 | 0 | 0 | 0 | 0 | 0 | 0 | 0 | 0 | 0 | 0 | 0
12 | 13 | 21 | 4 | 1.7931 | 0 | 2.4469 | 0 | 0 | 0 | 0.0012057 | 1.0194 | 0 | 0 | 4.2606 | 0 | 9.5213 | 0 | 0 | 0 | 0 | 0 | 0 | 0 | 0 | 0 | 0 | 0 | 0 | 0 | 0.45131 | 0 | 1.1038 | 9.6167 | 0 | 0 | 0.3675 | 0.84483 | 0 | 0.0007912 | 0 | 0 | 12.385 | 0 | 0 | 0 | 0 | 0 | 0 | 0 | 0 | 0 | 0 | 0 | 0 | 0
12 | 13 | 22 | 4 | 1.7931 | 0 | 2.4469 | 0 | 0 | 0 | 0.0012057 | 1.0341 | 0 | 0 | 3.9588 | 0 | 9.2341 | 0 | 0 | 0 | 0 | 0 | 0 | 0 | 0 | 0 | 0 | 0 | 0 | 0 | 0.45131 | 0 | 1.2156 | 9.6981 | 0 | 0 | 0.4725 | 0.84247 | 0 | 0.00079947 | 0 | 0 | 12.6807 | 0 | 0 | 0 | 0 | 0 | 0 | 0 | 0 | 0 | 0 | 0 | 0 | 0
12 | 13 | 23 | 4 | 1.7931 | 0 | 2.4469 | 0 | 0 | 0 | 0.0012057 | 1.0803 | 0 | 0 | 4.2541 | 0 | 9.5757 | 0 | 0 | 0 | 0 | 0 | 0 | 0 | 0 | 0 | 0 | 0 | 0 | 0 | 0.45131 | 0 | 1.1038 | 10.1576 | 0 | 0 | 0.315 | 0.85195 | 0 | 0.00081272 | 0 | 0 | 12.8805 | 0 | 0 | 0 | 0 | 0 | 0 | 0 | 0 | 0 | 0 | 0 | 0 | 0
12 | 13 | 24 | 4 | 1.7931 | 0 | 2.4469 | 0 | 0 | 0 | 0.0012057 | 0.67566 | 0 | 0 | 0.58425 | 0 | 5.5011 | 0 | 0 | 0 | 0 | 0 | 0 | 0 | 0 | 0 | 0 | 0 | 0 | 0 | 0.45131 | 0 | 0.88038 | 7.6388 | 0 | 0 | 0.0525 | 0.86211 | 0 | 0.00057173 | 0 | 0 | 9.8857 | 0 | 0 | 0 | 0 | 0 | 0 | 0 | 0 | 0 | 0 | 0 | 0 | 0
12 | 14 | 1 | 5 | 1.7931 | 0 | 2.4469 | 0 | 0 | 0 | 0.0012057 | 0.83053 | 0 | 0 | 0.58428 | 0 | 5.656 | 0 | 0 | 0 | 0 | 0 | 0 | 0 | 0 | 0 | 0 | 0 | 0 | 0 | 0.45131 | 0 | 0.54519 | 9.2563 | 0 | 0 | 0.0525 | 0.87678 | 0 | 0.00070969 | 0 | 0 | 11.1827 | 0 | 0 | 0 | 0 | 0 | 0 | 0 | 0 | 0 | 0 | 0 | 0 | 0
12 | 14 | 2 | 5 | 1.7931 | 0 | 2.4469 | 0 | 0 | 0 | 0.0012057 | 0.90693 | 0 | 0 | 0.58433 | 0 | 5.7325 | 0 | 0 | 0 | 0 | 0 | 0 | 0 | 0 | 0 | 0 | 0 | 0 | 0 | 0.45131 | 0 | 0.32173 | 10.1675 | 0 | 0 | 0.0525 | 0.89096 | 0 | 0.015403 | 0 | 0 | 11.8994 | 0 | 0 | 0 | 0 | 0 | 0 | 0 | 0 | 0 | 0 | 0 | 0 | 0
12 | 14 | 3 | 5 | 1.7931 | 0 | 2.4469 | 0 | 0 | 0 | 0.0012057 | 0.95302 | 0 | 0 | 0.58437 | 0 | 5.7786 | 0 | 0 | 0 | 0 | 0 | 0 | 0 | 0 | 0 | 0 | 0 | 0 | 0 | 0.45131 | 0 | 0.32173 | 10.6921 | 0 | 0 | 0.0525 | 0.89672 | 0 | 0.00082745 | 0 | 0 | 12.4152 | 0 | 0 | 0 | 0 | 0 | 0 | 0 | 0 | 0 | 0 | 0 | 0 | 0
12 | 14 | 4 | 5 | 1.7931 | 0 | 2.4469 | 0 | 0 | 0 | 0.0012057 | 0.91101 | 0 | 0 | 0.58439 | 0 | 5.7366 | 0 | 0 | 0 | 0 | 0 | 0 | 0 | 0 | 0 | 0 | 0 | 0 | 0 | 0.45131 | 0 | 0.32173 | 10.2191 | 0 | 0 | 0.0525 | 0.88494 | 0 | 0.00079686 | 0 | 0 | 11.9304 | 0 | 0 | 0 | 0 | 0 | 0 | 0 | 0 | 0 | 0 | 0 | 0 | 0
12 | 14 | 5 | 5 | 1.7931 | 0 | 2.4469 | 0 | 0 | 0 | 0.0012057 | 0.93746 | 0 | 0 | 0.58435 | 0 | 5.763 | 0 | 0 | 0 | 0 | 0 | 0 | 0 | 0 | 0 | 0 | 0 | 0 | 0 | 0.45131 | 0 | 0.32173 | 10.4426 | 0 | 0 | 0.0525 | 0.88796 | 0 | 0.015839 | 0 | 0 | 12.1719 | 0 | 0 | 0 | 0 | 0 | 0 | 0 | 0 | 0 | 0 | 0 | 0 | 0
12 | 14 | 6 | 5 | 1.7931 | 0 | 2.4469 | 0 | 0 | 0 | 0.0012057 | 0.97639 | 0 | 0 | 0.58435 | 0 | 5.802 | 0 | 0 | 0 | 0 | 0 | 0 | 0 | 0 | 0 | 0 | 0 | 0 | 0 | 0.45131 | 0 | 0.32173 | 10.8804 | 0 | 0 | 0.0525 | 0.8949 | 0 | 0.016533 | 0 | 0 | 12.6174 | 0 | 0 | 0 | 0 | 0 | 0 | 0 | 0 | 0 | 0 | 0 | 0 | 0
12 | 14 | 7 | 5 | 1.7931 | 0 | 2.4469 | 0 | 0 | 0 | 0.0012057 | 1.031 | 0 | 0 | 3.2982 | 0 | 8.5704 | 0 | 0 | 0 | 0 | 0 | 0 | 0 | 0 | 0 | 0 | 0 | 0 | 0 | 0.45131 | 0 | 0.54519 | 11.3784 | 0 | 0 | 0.315 | 0.89695 | 0 | 0.047695 | 0 | 0 | 13.6345 | 0 | 0 | 0 | 0 | 0 | 0 | 0 | 0 | 0 | 0 | 0 | 0 | 0
12 | 14 | 8 | 5 | 1.7931 | 0 | 2.4469 | 0 | 0 | 0 | 0.0012057 | 1.3616 | 0 | 0 | 5.4692 | 0 | 11.072 | 0 | 0 | 0 | 0 | 0 | 0 | 0 | 0 | 0 | 0 | 0 | 0 | 0 | 0.45131 | 0 | 0.71279 | 13.9467 | 0 | 0 | 0.525 | 0.89527 | 0 | 0.30689 | 0 | 0 | 16.838 | 0 | 0 | 0 | 0 | 0 | 0 | 0 | 0 | 0 | 0 | 0 | 0 | 0
12 | 14 | 9 | 5 | 1.7931 | 0 | 13.5789 | 0 | 0 | 0 | 0.0012057 | 1.2705 | 0 | 0 | 3.9589 | 0 | 20.6026 | 0 | 0 | 0 | 0 | 0 | 0 | 0 | 0 | 0 | 0 | 0 | 0 | 0 | 0.45131 | 0 | 0.71279 | 13.0816 | 0 | 0 | 0.42 | 0.89698 | 0 | 1.2357 | 0 | 0 | 16.7983 | 0 | 0 | 0 | 0 | 0 | 0 | 0 | 0 | 0 | 0 | 0 | 0 | 0
12 | 14 | 10 | 5 | 1.7931 | 0 | 13.5789 | 0 | 0 | 0 | 0.0012057 | 1.2451 | 0 | 0 | 3.718 | 0 | 20.3363 | 0 | 0 | 0 | 0 | 0 | 0 | 0 | 0 | 0 | 0 | 0 | 0 | 0 | 0.45131 | 0 | 0.71279 | 12.6994 | 0 | 0 | 0.315 | 0.90031 | 0 | 1.3578 | 0 | 0 | 16.4366 | 0 | 0 | 0 | 0 | 0 | 0 | 0 | 0 | 0 | 0 | 0 | 0 | 0
12 | 14 | 11 | 5 | 1.7931 | 0 | 13.5789 | 0 | 0 | 0 | 0.0012057 | 1.2615 | 0 | 0 | 3.2982 | 0 | 19.9329 | 0 | 0 | 0 | 0 | 0 | 0 | 0 | 0 | 0 | 0 | 0 | 0 | 0 | 0.45131 | 0 | 0.71279 | 12.9126 | 0 | 0 | 0.315 | 0.90786 | 0 | 1.4514 | 0 | 0 | 16.7509 | 0 | 0 | 0 | 0 | 0 | 0 | 0 | 0 | 0 | 0 | 0 | 0 | 0
12 | 14 | 12 | 5 | 1.7931 | 0 | 13.5789 | 0 | 0 | 0 | 0.0012057 | 1.2436 | 0 | 0 | 3.841 | 0 | 20.4578 | 0 | 0 | 0 | 0 | 0 | 0 | 0 | 0 | 0 | 0 | 0 | 0 | 0 | 0.45131 | 0 | 0.54519 | 12.7648 | 0 | 0 | 0.3675 | 0.90857 | 0 | 1.3545 | 0 | 0 | 16.3918 | 0 | 0 | 0 | 0 | 0 | 0 | 0 | 0 | 0 | 0 | 0 | 0 | 0
12 | 14 | 13 | 5 | 1.7931 | 0 | 8.6313 | 0 | 0 | 0 | 0.0012057 | 1.2834 | 0 | 0 | 3.9589 | 0 | 15.6679 | 0 | 0 | 0 | 0 | 0 | 0 | 0 | 0 | 0 | 0 | 0 | 0 | 0 | 0.45131 | 0 | 0.54519 | 13.048 | 0 | 0 | 0.42 | 0.90932 | 0 | 1.5663 | 0 | 0 | 16.9402 | 0 | 0 | 0 | 0 | 0 | 0 | 0 | 0 | 0 | 0 | 0 | 0 | 0
12 | 14 | 14 | 5 | 1.7931 | 0 | 13.5789 | 0 | 0 | 0 | 0.0012057 | 1.2338 | 0 | 0 | 4.2608 | 0 | 20.8679 | 0 | 0 | 0 | 0 | 0 | 0 | 0 | 0 | 0 | 0 | 0 | 0 | 0 | 0.45131 | 0 | 0.54519 | 12.3941 | 0 | 0 | 0.3675 | 0.90435 | 0 | 1.5307 | 0 | 0 | 16.1932 | 0 | 0 | 0 | 0 | 0 | 0 | 0 | 0 | 0 | 0 | 0 | 0 | 0
12 | 14 | 15 | 5 | 1.7931 | 0 | 13.5789 | 0 | 0 | 0 | 0.0012057 | 1.2038 | 0 | 0 | 3.841 | 0 | 20.418 | 0 | 0 | 0 | 0 | 0 | 0 | 0 | 0 | 0 | 0 | 0 | 0 | 0 | 0.45131 | 0 | 0.54519 | 11.8087 | 0 | 0 | 0.3675 | 0.8971 | 0 | 1.5032 | 0 | 0 | 15.5731 | 0 | 0 | 0 | 0 | 0 | 0 | 0 | 0 | 0 | 0 | 0 | 0 | 0
12 | 14 | 16 | 5 | 1.7931 | 0 | 13.5789 | 0 | 0 | 0 | 0.0012057 | 1.2055 | 0 | 0 | 3.2982 | 0 | 19.8769 | 0 | 0 | 0 | 0 | 0 | 0 | 0 | 0 | 0 | 0 | 0 | 0 | 0 | 0.45131 | 0 | 0.54519 | 11.6472 | 0 | 0 | 0.315 | 0.89742 | 0 | 1.499 | 0 | 0 | 15.3552 | 0 | 0 | 0 | 0 | 0 | 0 | 0 | 0 | 0 | 0 | 0 | 0 | 0
12 | 14 | 17 | 5 | 1.7931 | 0 | 13.5789 | 0 | 0 | 0 | 0.0012057 | 1.2096 | 0 | 0 | 3.2982 | 0 | 19.881 | 0 | 0 | 0 | 0 | 0 | 0 | 0 | 0 | 0 | 0 | 0 | 0 | 0 | 0.45131 | 0 | 0.54519 | 11.7325 | 0 | 0 | 0.315 | 0.90052 | 0 | 1.7803 | 0 | 0 | 15.7248 | 0 | 0 | 0 | 0 | 0 | 0 | 0 | 0 | 0 | 0 | 0 | 0 | 0
12 | 14 | 18 | 5 | 1.7931 | 0 | 13.5789 | 0 | 0 | 0 | 0.0012057 | 1.1444 | 0 | 0 | 5.4692 | 0 | 21.9869 | 0 | 0 | 0 | 0 | 0 | 0 | 0 | 0 | 0 | 0 | 0 | 0 | 0 | 0.45131 | 0 | 0.54519 | 10.9037 | 0 | 0 | 0.525 | 0.89087 | 0 | 2.0579 | 0 | 0 | 15.374 | 0 | 0 | 0 | 0 | 0 | 0 | 0 | 0 | 0 | 0 | 0 | 0 | 0
12 | 14 | 19 | 5 | 1.7931 | 0 | 9.8682 | 0 | 0 | 0 | 0.0012057 | 1.1577 | 0 | 0 | 5.4692 | 0 | 18.2894 | 0 | 0 | 0 | 0 | 0 | 0 | 0 | 0 | 0 | 0 | 0 | 0 | 0 | 0.45131 | 0 | 0.54519 | 10.5801 | 0 | 0 | 0.525 | 0.88724 | 0 | 1.8213 | 0 | 0 | 14.8102 | 0 | 0 | 0 | 0 | 0 | 0 | 0 | 0 | 0 | 0 | 0 | 0 | 0
12 | 14 | 20 | 5 | 1.7931 | 0 | 2.4469 | 0 | 0 | 0 | 0.0012057 | 1.2019 | 0 | 0 | 3.9589 | 0 | 9.402 | 0 | 0 | 0 | 0 | 0 | 0 | 0 | 0 | 0 | 0 | 0 | 0 | 0 | 0.45131 | 0 | 0.88038 | 9.441 | 0 | 0 | 0.42 | 0.87047 | 0 | 0 | 0 | 0 | 12.0631 | 0 | 0 | 0 | 0 | 0 | 0 | 0 | 0 | 0 | 0 | 0 | 0 | 0
12 | 14 | 21 | 5 | 1.7931 | 0 | 2.4469 | 0 | 0 | 0 | 0.0012057 | 1.2374 | 0 | 0 | 4.2607 | 0 | 9.7394 | 0 | 0 | 0 | 0 | 0 | 0 | 0 | 0 | 0 | 0 | 0 | 0 | 0 | 0.45131 | 0 | 1.1038 | 9.7939 | 0 | 0 | 0.3675 | 0.87251 | 0 | 0 | 0 | 0 | 12.589 | 0 | 0 | 0 | 0 | 0 | 0 | 0 | 0 | 0 | 0 | 0 | 0 | 0
12 | 14 | 22 | 5 | 1.7931 | 0 | 2.4469 | 0 | 0 | 0 | 0.0012057 | 1.2612 | 0 | 0 | 3.9589 | 0 | 9.4613 | 0 | 0 | 0 | 0 | 0 | 0 | 0 | 0 | 0 | 0 | 0 | 0 | 0 | 0.45131 | 0 | 1.2156 | 10.0317 | 0 | 0 | 0.4725 | 0.87514 | 0 | 0 | 0 | 0 | 13.0462 | 0 | 0 | 0 | 0 | 0 | 0 | 0 | 0 | 0 | 0 | 0 | 0 | 0
12 | 14 | 23 | 5 | 1.7931 | 0 | 2.4469 | 0 | 0 | 0 | 0.0012057 | 1.2947 | 0 | 0 | 4.2544 | 0 | 9.7903 | 0 | 0 | 0 | 0 | 0 | 0 | 0 | 0 | 0 | 0 | 0 | 0 | 0 | 0.45131 | 0 | 1.1038 | 11.6128 | 0 | 0 | 0.315 | 0.88856 | 0 | 2.1888 | 0 | 0 | 16.5602 | 0 | 0 | 0 | 0 | 0 | 0 | 0 | 0 | 0 | 0 | 0 | 0 | 0
12 | 14 | 24 | 5 | 1.7931 | 0 | 2.4469 | 0 | 0 | 0 | 0.0012057 | 0.91109 | 0 | 0 | 0.58442 | 0 | 5.7367 | 0 | 0 | 0 | 0 | 0 | 0 | 0 | 0 | 0 | 0 | 0 | 0 | 0 | 0.45131 | 0 | 0.88038 | 9.1645 | 0 | 0 | 0.0525 | 0.88673 | 0 | 1.6618 | 0 | 0 | 13.0972 | 0 | 0 | 0 | 0 | 0 | 0 | 0 | 0 | 0 | 0 | 0 | 0 | 0
12 | 15 | 1 | 6 | 1.7931 | 0 | 2.4469 | 0 | 0 | 0 | 0.0012057 | 0.92666 | 0 | 0 | 0.58442 | 0 | 5.7523 | 0 | 0 | 0 | 0 | 0 | 0 | 0 | 0 | 0 | 0 | 0 | 0 | 0 | 0.45131 | 0 | 0.54519 | 8.5682 | 0 | 0 | 0.0525 | 0.87952 | 0 | 0 | 0 | 0 | 10.4967 | 0 | 0 | 0 | 0 | 0 | 0 | 0 | 0 | 0 | 0 | 0 | 0 | 0
12 | 15 | 2 | 6 | 1.7931 | 0 | 2.4469 | 0 | 0 | 0 | 0.0012057 | 1.0135 | 0 | 0 | 0.58441 | 0 | 5.8392 | 0 | 0 | 0 | 0 | 0 | 0 | 0 | 0 | 0 | 0 | 0 | 0 | 0 | 0.45131 | 0 | 0.32173 | 10.6506 | 0 | 0 | 0.0525 | 0.9013 | 0 | 1.4542 | 0 | 0 | 13.8316 | 0 | 0 | 0 | 0 | 0 | 0 | 0 | 0 | 0 | 0 | 0 | 0 | 0
12 | 15 | 3 | 6 | 1.7931 | 0 | 2.4469 | 0 | 0 | 0 | 0.0012057 | 1.0963 | 0 | 0 | 0.58446 | 0 | 5.922 | 0 | 0 | 0 | 0 | 0 | 0 | 0 | 0 | 0 | 0 | 0 | 0 | 0 | 0.45131 | 0 | 0.32173 | 11.9582 | 0 | 0 | 0.0525 | 0.91839 | 0 | 1.4289 | 0 | 0 | 15.131 | 0 | 0 | 0 | 0 | 0 | 0 | 0 | 0 | 0 | 0 | 0 | 0 | 0
12 | 15 | 4 | 6 | 1.7931 | 0 | 2.4469 | 0 | 0 | 0 | 0.0012057 | 1.1273 | 0 | 0 | 0.5845 | 0 | 5.953 | 0 | 0 | 0 | 0 | 0 | 0 | 0 | 0 | 0 | 0 | 0 | 0 | 0 | 0.45131 | 0 | 0.32173 | 12.3969 | 0 | 0 | 0.0525 | 0.92317 | 0 | 1.2385 | 0 | 0 | 15.3841 | 0 | 0 | 0 | 0 | 0 | 0 | 0 | 0 | 0 | 0 | 0 | 0 | 0
12 | 15 | 5 | 6 | 1.7931 | 0 | 2.4469 | 0 | 0 | 0 | 0.0012057 | 1.1152 | 0 | 0 | 0.58451 | 0 | 5.941 | 0 | 0 | 0 | 0 | 0 | 0 | 0 | 0 | 0 | 0 | 0 | 0 | 0 | 0.45131 | 0 | 0.32173 | 12.2877 | 0 | 0 | 0.0525 | 0.91822 | 0 | 1.3774 | 0 | 0 | 15.4088 | 0 | 0 | 0 | 0 | 0 | 0 | 0 | 0 | 0 | 0 | 0 | 0 | 0
12 | 15 | 6 | 6 | 1.7931 | 0 | 2.4469 | 0 | 0 | 0 | 0.0012057 | 1.1451 | 0 | 0 | 0.58449 | 0 | 5.9708 | 0 | 0 | 0 | 0 | 0 | 0 | 0 | 0 | 0 | 0 | 0 | 0 | 0 | 0.45131 | 0 | 0.32173 | 12.6649 | 0 | 0 | 0.0525 | 0.92482 | 0 | 1.4232 | 0 | 0 | 15.8385 | 0 | 0 | 0 | 0 | 0 | 0 | 0 | 0 | 0 | 0 | 0 | 0 | 0
12 | 15 | 7 | 6 | 1.7931 | 0 | 2.4469 | 0 | 0 | 0 | 0.0012057 | 1.1539 | 0 | 0 | 3.2983 | 0 | 8.6935 | 0 | 0 | 0 | 0 | 0 | 0 | 0 | 0 | 0 | 0 | 0 | 0 | 0 | 0.45131 | 0 | 0.54519 | 12.6481 | 0 | 0 | 0.315 | 0.92098 | 0 | 1.0317 | 0 | 0 | 15.9122 | 0 | 0 | 0 | 0 | 0 | 0 | 0 | 0 | 0 | 0 | 0 | 0 | 0
12 | 15 | 8 | 6 | 1.7931 | 0 | 2.4469 | 0 | 0 | 0 | 0.0012057 | 1.4336 | 0 | 0 | 5.4693 | 0 | 11.1441 | 0 | 0 | 0 | 0 | 0 | 0 | 0 | 0 | 0 | 0 | 0 | 0 | 0 | 0.45131 | 0 | 0.71279 | 14.9388 | 0 | 0 | 0.525 | 0.92802 | 0 | 1.0395 | 0 | 0 | 18.5954 | 0 | 0 | 0 | 0 | 0 | 0 | 0 | 0 | 0 | 0 | 0 | 0 | 0
12 | 15 | 9 | 6 | 1.7931 | 0 | 13.5789 | 0 | 0 | 0 | 0.0012057 | 1.3229 | 0 | 0 | 3.9589 | 0 | 20.6551 | 0 | 0 | 0 | 0 | 0 | 0 | 0 | 0 | 0 | 0 | 0 | 0 | 0 | 0.45131 | 0 | 0.71279 | 13.4768 | 0 | 0 | 0.42 | 0.92141 | 0 | 0.76044 | 0 | 0 | 16.7428 | 0 | 0 | 0 | 0 | 0 | 0 | 0 | 0 | 0 | 0 | 0 | 0 | 0
12 | 15 | 10 | 6 | 1.7931 | 0 | 13.5789 | 0 | 0 | 0 | 0.0012057 | 1.1422 | 0 | 0 | 3.7182 | 0 | 20.2336 | 0 | 0 | 0 | 0 | 0 | 0 | 0 | 0 | 0 | 0 | 0 | 0 | 0 | 0.45131 | 0 | 0.71279 | 11.4066 | 0 | 0 | 0.315 | 0.90618 | 0 | 0.60215 | 0 | 0 | 14.394 | 0 | 0 | 0 | 0 | 0 | 0 | 0 | 0 | 0 | 0 | 0 | 0 | 0
12 | 15 | 11 | 6 | 1.7931 | 0 | 13.5789 | 0 | 0 | 0 | 0.0012057 | 1.0183 | 0 | 0 | 3.2983 | 0 | 19.6897 | 0 | 0 | 0 | 0 | 0 | 0 | 0 | 0 | 0 | 0 | 0 | 0 | 0 | 0.45131 | 0 | 0.71279 | 9.9991 | 0 | 0 | 0.315 | 0.89053 | 0 | 0.41041 | 0 | 0 | 12.7791 | 0 | 0 | 0 | 0 | 0 | 0 | 0 | 0 | 0 | 0 | 0 | 0 | 0
12 | 15 | 12 | 6 | 1.7931 | 0 | 13.5789 | 0 | 0 | 0 | 0.0012057 | 0.91077 | 0 | 0 | 3.841 | 0 | 20.125 | 0 | 0 | 0 | 0 | 0 | 0 | 0 | 0 | 0 | 0 | 0 | 0 | 0 | 0.45131 | 0 | 0.54519 | 9.1052 | 0 | 0 | 0.3675 | 0.88787 | 0 | 0.44849 | 0 | 0 | 11.8055 | 0 | 0 | 0 | 0 | 0 | 0 | 0 | 0 | 0 | 0 | 0 | 0 | 0
12 | 15 | 13 | 6 | 1.7931 | 0 | 8.6313 | 0 | 0 | 0 | 0.0012057 | 0.9145 | 0 | 0 | 3.9589 | 0 | 15.2991 | 0 | 0 | 0 | 0 | 0 | 0 | 0 | 0 | 0 | 0 | 0 | 0 | 0 | 0.45131 | 0 | 0.54519 | 9.0748 | 0 | 0 | 0.42 | 0.89523 | 0 | 0.39181 | 0 | 0 | 11.7784 | 0 | 0 | 0 | 0 | 0 | 0 | 0 | 0 | 0 | 0 | 0 | 0 | 0
12 | 15 | 14 | 6 | 1.7931 | 0 | 13.5789 | 0 | 0 | 0 | 0.0012057 | 0.81274 | 0 | 0 | 4.261 | 0 | 20.4469 | 0 | 0 | 0 | 0 | 0 | 0 | 0 | 0 | 0 | 0 | 0 | 0 | 0 | 0.45131 | 0 | 0.54519 | 8.3472 | 0 | 0 | 0.3675 | 0.89189 | 0 | 0.23606 | 0 | 0 | 10.8391 | 0 | 0 | 0 | 0 | 0 | 0 | 0 | 0 | 0 | 0 | 0 | 0 | 0
12 | 15 | 15 | 6 | 1.7931 | 0 | 13.5789 | 0 | 0 | 0 | 0.0012057 | 0.87908 | 0 | 0 | 3.8411 | 0 | 20.0933 | 0 | 0 | 0 | 0 | 0 | 0 | 0 | 0 | 0 | 0 | 0 | 0 | 0 | 0.45131 | 0 | 0.54519 | 8.5474 | 0 | 0 | 0.3675 | 0.88867 | 0 | 0.19514 | 0 | 0 | 10.9952 | 0 | 0 | 0 | 0 | 0 | 0 | 0 | 0 | 0 | 0 | 0 | 0 | 0
12 | 15 | 16 | 6 | 1.7931 | 0 | 13.5789 | 0 | 0 | 0 | 0.0012057 | 0.94103 | 0 | 0 | 3.2983 | 0 | 19.6125 | 0 | 0 | 0 | 0 | 0 | 0 | 0 | 0 | 0 | 0 | 0 | 0 | 0 | 0.45131 | 0 | 0.54519 | 9.1578 | 0 | 0 | 0.315 | 0.89703 | 0 | 0.27216 | 0 | 0 | 11.6385 | 0 | 0 | 0 | 0 | 0 | 0 | 0 | 0 | 0 | 0 | 0 | 0 | 0
12 | 15 | 17 | 6 | 1.7931 | 0 | 13.5789 | 0 | 0 | 0 | 0.0012057 | 0.9632 | 0 | 0 | 3.2983 | 0 | 19.6347 | 0 | 0 | 0 | 0 | 0 | 0 | 0 | 0 | 0 | 0 | 0 | 0 | 0 | 0.45131 | 0 | 0.54519 | 9.1609 | 0 | 0 | 0.315 | 0.88519 | 0 | 0.21679 | 0 | 0 | 11.5744 | 0 | 0 | 0 | 0 | 0 | 0 | 0 | 0 | 0 | 0 | 0 | 0 | 0
12 | 15 | 18 | 6 | 1.7931 | 0 | 13.5789 | 0 | 0 | 0 | 0.0012057 | 1.0278 | 0 | 0 | 5.4693 | 0 | 21.8703 | 0 | 0 | 0 | 0 | 0 | 0 | 0 | 0 | 0 | 0 | 0 | 0 | 0 | 0.45131 | 0 | 0.54519 | 9.7678 | 0 | 0 | 0.525 | 0.89139 | 0 | 0.29113 | 0 | 0 | 12.4719 | 0 | 0 | 0 | 0 | 0 | 0 | 0 | 0 | 0 | 0 | 0 | 0 | 0
12 | 15 | 19 | 6 | 1.7931 | 0 | 9.8682 | 0 | 0 | 0 | 0.0012057 | 1.1033 | 0 | 0 | 5.4693 | 0 | 18.2351 | 0 | 0 | 0 | 0 | 0 | 0 | 0 | 0 | 0 | 0 | 0 | 0 | 0 | 0.45131 | 0 | 0.54519 | 10.3779 | 0 | 0 | 0.525 | 0.89407 | 0 | 0.31098 | 0 | 0 | 13.1045 | 0 | 0 | 0 | 0 | 0 | 0 | 0 | 0 | 0 | 0 | 0 | 0 | 0
12 | 15 | 20 | 6 | 1.7931 | 0 | 2.4469 | 0 | 0 | 0 | 0.0012057 | 1.1951 | 0 | 0 | 3.9589 | 0 | 9.3953 | 0 | 0 | 0 | 0 | 0 | 0 | 0 | 0 | 0 | 0 | 0 | 0 | 0 | 0.45131 | 0 | 0.88038 | 11.1598 | 0 | 0 | 0.42 | 0.88804 | 0 | 0.32953 | 0 | 0 | 14.129 | 0 | 0 | 0 | 0 | 0 | 0 | 0 | 0 | 0 | 0 | 0 | 0 | 0
12 | 15 | 21 | 6 | 1.7931 | 0 | 2.4469 | 0 | 0 | 0 | 0.0012057 | 1.2219 | 0 | 0 | 4.2608 | 0 | 9.724 | 0 | 0 | 0 | 0 | 0 | 0 | 0 | 0 | 0 | 0 | 0 | 0 | 0 | 0.45131 | 0 | 1.1038 | 11.423 | 0 | 0 | 0.3675 | 0.8854 | 0 | 0.42322 | 0 | 0 | 14.6543 | 0 | 0 | 0 | 0 | 0 | 0 | 0 | 0 | 0 | 0 | 0 | 0 | 0
12 | 15 | 22 | 6 | 1.7931 | 0 | 2.4469 | 0 | 0 | 0 | 0.0012057 | 1.2359 | 0 | 0 | 3.9589 | 0 | 9.436 | 0 | 0 | 0 | 0 | 0 | 0 | 0 | 0 | 0 | 0 | 0 | 0 | 0 | 0.45131 | 0 | 1.2156 | 11.5424 | 0 | 0 | 0.4725 | 0.88465 | 0 | 0.34114 | 0 | 0 | 14.9076 | 0 | 0 | 0 | 0 | 0 | 0 | 0 | 0 | 0 | 0 | 0 | 0 | 0
12 | 15 | 23 | 6 | 1.7931 | 0 | 2.4469 | 0 | 0 | 0 | 0.0012057 | 1.2332 | 0 | 0 | 4.2544 | 0 | 9.7288 | 0 | 0 | 0 | 0 | 0 | 0 | 0 | 0 | 0 | 0 | 0 | 0 | 0 | 0.45131 | 0 | 1.1038 | 11.6664 | 0 | 0 | 0.315 | 0.885 | 0 | 0.50162 | 0 | 0 | 14.9231 | 0 | 0 | 0 | 0 | 0 | 0 | 0 | 0 | 0 | 0 | 0 | 0 | 0
12 | 15 | 24 | 6 | 1.7931 | 0 | 2.4469 | 0 | 0 | 0 | 0.0012057 | 0.78228 | 0 | 0 | 0.58441 | 0 | 5.6079 | 0 | 0 | 0 | 0 | 0 | 0 | 0 | 0 | 0 | 0 | 0 | 0 | 0 | 0.45131 | 0 | 0.88038 | 8.5051 | 0 | 0 | 0.0525 | 0.87815 | 0 | 0.28721 | 0 | 0 | 11.0546 | 0 | 0 | 0 | 0 | 0 | 0 | 0 | 0 | 0 | 0 | 0 | 0 | 0
12 | 16 | 1 | 7 | 1.7931 | 0 | 2.4469 | 0 | 0 | 0 | 0.0012057 | 0.89406 | 0 | 0 | 0.58439 | 0 | 5.7197 | 0 | 0 | 0 | 0 | 0 | 0 | 0 | 0 | 0 | 0 | 0 | 0 | 0 | 0.45131 | 0 | 0.54519 | 9.7082 | 0 | 0 | 0.0525 | 0.88907 | 0 | 0.19555 | 0 | 0 | 11.8418 | 0 | 0 | 0 | 0 | 0 | 0 | 0 | 0 | 0 | 0 | 0 | 0 | 0
12 | 16 | 2 | 7 | 1.7931 | 0 | 2.4469 | 0 | 0 | 0 | 0.0012057 | 0.93371 | 0 | 0 | 0.58442 | 0 | 5.7594 | 0 | 0 | 0 | 0 | 0 | 0 | 0 | 0 | 0 | 0 | 0 | 0 | 0 | 0.45131 | 0 | 0.32173 | 10.2857 | 0 | 0 | 0.0525 | 0.89659 | 0 | 0.41319 | 0 | 0 | 12.421 | 0 | 0 | 0 | 0 | 0 | 0 | 0 | 0 | 0 | 0 | 0 | 0 | 0
12 | 16 | 3 | 7 | 1.7931 | 0 | 2.4469 | 0 | 0 | 0 | 0.0012057 | 0.9471 | 0 | 0 | 0.58444 | 0 | 5.7728 | 0 | 0 | 0 | 0 | 0 | 0 | 0 | 0 | 0 | 0 | 0 | 0 | 0 | 0.45131 | 0 | 0.32173 | 10.4163 | 0 | 0 | 0.0525 | 0.89602 | 0 | 0.49172 | 0 | 0 | 12.6295 | 0 | 0 | 0 | 0 | 0 | 0 | 0 | 0 | 0 | 0 | 0 | 0 | 0
12 | 16 | 4 | 7 | 1.7931 | 0 | 2.4469 | 0 | 0 | 0 | 0.0012057 | 0.98049 | 0 | 0 | 0.58444 | 0 | 5.8061 | 0 | 0 | 0 | 0 | 0 | 0 | 0 | 0 | 0 | 0 | 0 | 0 | 0 | 0.45131 | 0 | 0.32173 | 10.7783 | 0 | 0 | 0.0525 | 0.90116 | 0 | 0.50838 | 0 | 0 | 13.0134 | 0 | 0 | 0 | 0 | 0 | 0 | 0 | 0 | 0 | 0 | 0 | 0 | 0
12 | 16 | 5 | 7 | 1.7931 | 0 | 2.4469 | 0 | 0 | 0 | 0.0012057 | 1.0132 | 0 | 0 | 0.58445 | 0 | 5.8389 | 0 | 0 | 0 | 0 | 0 | 0 | 0 | 0 | 0 | 0 | 0 | 0 | 0 | 0.45131 | 0 | 0.32173 | 11.1534 | 0 | 0 | 0.0525 | 0.90628 | 0 | 0.60332 | 0 | 0 | 13.4885 | 0 | 0 | 0 | 0 | 0 | 0 | 0 | 0 | 0 | 0 | 0 | 0 | 0
12 | 16 | 6 | 7 | 1.7931 | 0 | 2.4469 | 0 | 0 | 0 | 0.0012057 | 0.94636 | 0 | 0 | 0.58446 | 0 | 5.7721 | 0 | 0 | 0 | 0 | 0 | 0 | 0 | 0 | 0 | 0 | 0 | 0 | 0 | 0.45131 | 0 | 0.32173 | 10.3478 | 0 | 0 | 0.0525 | 0.88883 | 0 | 0.50294 | 0 | 0 | 12.5651 | 0 | 0 | 0 | 0 | 0 | 0 | 0 | 0 | 0 | 0 | 0 | 0 | 0
12 | 16 | 7 | 7 | 1.7931 | 0 | 2.4469 | 0 | 0 | 0 | 0.0012057 | 0.96822 | 0 | 0 | 3.2982 | 0 | 8.5076 | 0 | 0 | 0 | 0 | 0 | 0 | 0 | 0 | 0 | 0 | 0 | 0 | 0 | 0.45131 | 0 | 0.54519 | 10.5133 | 0 | 0 | 0.315 | 0.88906 | 0 | 0.59269 | 0 | 0 | 13.3065 | 0 | 0 | 0 | 0 | 0 | 0 | 0 | 0 | 0 | 0 | 0 | 0 | 0
12 | 16 | 8 | 7 | 1.7931 | 0 | 2.4469 | 0 | 0 | 0 | 0.0012057 | 1.294 | 0 | 0 | 5.4692 | 0 | 11.0045 | 0 | 0 | 0 | 0 | 0 | 0 | 0 | 0 | 0 | 0 | 0 | 0 | 0 | 0.45131 | 0 | 0.71279 | 12.9077 | 0 | 0 | 0.525 | 0.885 | 0 | 0.75773 | 0 | 0 | 16.2395 | 0 | 0 | 0 | 0 | 0 | 0 | 0 | 0 | 0 | 0 | 0 | 0 | 0
12 | 16 | 9 | 7 | 1.7931 | 0 | 13.5789 | 0 | 0 | 0 | 0.0012057 | 1.0323 | 0 | 0 | 3.9589 | 0 | 20.3643 | 0 | 0 | 0 | 0 | 0 | 0 | 0 | 0 | 0 | 0 | 0 | 0 | 0 | 0.45131 | 0 | 0.71279 | 10.1284 | 0 | 0 | 0.42 | 0.87413 | 0 | 0.60418 | 0 | 0 | 13.1908 | 0 | 0 | 0 | 0 | 0 | 0 | 0 | 0 | 0 | 0 | 0 | 0 | 0
12 | 16 | 10 | 7 | 1.7931 | 0 | 13.5789 | 0 | 0 | 0 | 0.0012057 | 0.82614 | 0 | 0 | 3.718 | 0 | 19.9173 | 0 | 0 | 0 | 0 | 0 | 0 | 0 | 0 | 0 | 0 | 0 | 0 | 0 | 0.45131 | 0 | 0.71279 | 8.1665 | 0 | 0 | 0.315 | 0.86344 | 0 | 0.42525 | 0 | 0 | 10.9343 | 0 | 0 | 0 | 0 | 0 | 0 | 0 | 0 | 0 | 0 | 0 | 0 | 0
12 | 16 | 11 | 7 | 1.7931 | 0 | 13.5789 | 0 | 0 | 0 | 0.0012057 | 0.6604 | 0 | 0 | 3.2981 | 0 | 19.3318 | 0 | 0 | 0 | 0 | 0 | 0 | 0 | 0 | 0 | 0 | 0 | 0 | 0 | 0.45131 | 0 | 0.71279 | 5.5197 | 0 | 0 | 0.315 | 0.81243 | 0 | 0 | 0 | 0 | 7.8113 | 0 | 0 | 0 | 0 | 0 | 0 | 0 | 0 | 0 | 0 | 0 | 0 | 0
12 | 16 | 12 | 7 | 1.7931 | 0 | 13.5789 | 0 | 0 | 0 | 0.0012057 | 0.49564 | 0 | 0 | 3.8409 | 0 | 19.7097 | 0 | 0 | 0 | 0 | 0 | 0 | 0 | 0 | 0 | 0 | 0 | 0 | 0 | 0.45131 | 0 | 0.54519 | 4.3616 | 0 | 0 | 0.3675 | 0.81122 | 0 | 0 | 0 | 0 | 6.5368 | 0 | 0 | 0 | 0 | 0 | 0 | 0 | 0 | 0 | 0 | 0 | 0 | 0
12 | 16 | 13 | 7 | 1.7931 | 0 | 8.6313 | 0 | 0 | 0 | 0.0012057 | 0.48439 | 0 | 0 | 3.9588 | 0 | 14.8689 | 0 | 0 | 0 | 0 | 0 | 0 | 0 | 0 | 0 | 0 | 0 | 0 | 0 | 0.45131 | 0 | 0.54519 | 4.0737 | 0 | 0 | 0.42 | 0.81584 | 0 | 0 | 0 | 0 | 6.306 | 0 | 0 | 0 | 0 | 0 | 0 | 0 | 0 | 0 | 0 | 0 | 0 | 0
12 | 16 | 14 | 7 | 1.7931 | 0 | 13.5789 | 0 | 0 | 0 | 0.0012057 | 0.373 | 0 | 0 | 4.2607 | 0 | 20.0069 | 0 | 0 | 0 | 0 | 0 | 0 | 0 | 0 | 0 | 0 | 0 | 0 | 0 | 0.45131 | 0 | 0.54519 | 3.6945 | 0 | 0 | 0.3675 | 0.81905 | 0 | 0 | 0 | 0 | 5.8776 | 0 | 0 | 0 | 0 | 0 | 0 | 0 | 0 | 0 | 0 | 0 | 0 | 0
12 | 16 | 15 | 7 | 1.7931 | 0 | 13.5789 | 0 | 0 | 0 | 0.0012057 | 0.45024 | 0 | 0 | 3.8409 | 0 | 19.6643 | 0 | 0 | 0 | 0 | 0 | 0 | 0 | 0 | 0 | 0 | 0 | 0 | 0 | 0.45131 | 0 | 0.54519 | 4.2442 | 0 | 0 | 0.3675 | 0.84143 | 0 | 0 | 0 | 0 | 6.4496 | 0 | 0 | 0 | 0 | 0 | 0 | 0 | 0 | 0 | 0 | 0 | 0 | 0
12 | 16 | 16 | 7 | 1.7931 | 0 | 13.5789 | 0 | 0 | 0 | 0.0012057 | 0.5349 | 0 | 0 | 3.2982 | 0 | 19.2063 | 0 | 0 | 0 | 0 | 0 | 0 | 0 | 0 | 0 | 0 | 0 | 0 | 0 | 0.45131 | 0 | 0.54519 | 5.1024 | 0 | 0 | 0.315 | 0.84968 | 0 | 0 | 0 | 0 | 7.2635 | 0 | 0 | 0 | 0 | 0 | 0 | 0 | 0 | 0 | 0 | 0 | 0 | 0
12 | 16 | 17 | 7 | 1.7931 | 0 | 13.5789 | 0 | 0 | 0 | 0.0012057 | 0.64073 | 0 | 0 | 3.2982 | 0 | 19.3121 | 0 | 0 | 0 | 0 | 0 | 0 | 0 | 0 | 0 | 0 | 0 | 0 | 0 | 0.45131 | 0 | 0.54519 | 5.9612 | 0 | 0 | 0.315 | 0.85408 | 0 | 0 | 0 | 0 | 8.1268 | 0 | 0 | 0 | 0 | 0 | 0 | 0 | 0 | 0 | 0 | 0 | 0 | 0
12 | 16 | 18 | 7 | 1.7931 | 0 | 13.5789 | 0 | 0 | 0 | 0.0012057 | 0.70349 | 0 | 0 | 5.4692 | 0 | 21.5459 | 0 | 0 | 0 | 0 | 0 | 0 | 0 | 0 | 0 | 0 | 0 | 0 | 0 | 0.45131 | 0 | 0.54519 | 6.1777 | 0 | 0 | 0.525 | 0.85157 | 0 | 0 | 0 | 0 | 8.5508 | 0 | 0 | 0 | 0 | 0 | 0 | 0 | 0 | 0 | 0 | 0 | 0 | 0
12 | 16 | 19 | 7 | 1.7931 | 0 | 9.8682 | 0 | 0 | 0 | 0.0012057 | 0.82029 | 0 | 0 | 5.4692 | 0 | 17.952 | 0 | 0 | 0 | 0 | 0 | 0 | 0 | 0 | 0 | 0 | 0 | 0 | 0 | 0.45131 | 0 | 0.54519 | 6.827 | 0 | 0 | 0.525 | 0.85751 | 0 | 0 | 0 | 0 | 9.2061 | 0 | 0 | 0 | 0 | 0 | 0 | 0 | 0 | 0 | 0 | 0 | 0 | 0
12 | 16 | 20 | 7 | 1.7931 | 0 | 2.4469 | 0 | 0 | 0 | 0.0012057 | 0.93593 | 0 | 0 | 3.9589 | 0 | 9.136 | 0 | 0 | 0 | 0 | 0 | 0 | 0 | 0 | 0 | 0 | 0 | 0 | 0 | 0.45131 | 0 | 0.88038 | 7.2846 | 0 | 0 | 0.42 | 0.85074 | 0 | 0 | 0 | 0 | 9.887 | 0 | 0 | 0 | 0 | 0 | 0 | 0 | 0 | 0 | 0 | 0 | 0 | 0
12 | 16 | 21 | 7 | 1.7931 | 0 | 2.4469 | 0 | 0 | 0 | 0.0012057 | 0.93379 | 0 | 0 | 4.2607 | 0 | 9.4357 | 0 | 0 | 0 | 0 | 0 | 0 | 0 | 0 | 0 | 0 | 0 | 0 | 0 | 0.45131 | 0 | 1.1038 | 7.2467 | 0 | 0 | 0.3675 | 0.8409 | 0 | 0 | 0 | 0 | 10.0103 | 0 | 0 | 0 | 0 | 0 | 0 | 0 | 0 | 0 | 0 | 0 | 0 | 0
12 | 16 | 22 | 7 | 1.7931 | 0 | 2.4469 | 0 | 0 | 0 | 0.0012057 | 0.96992 | 0 | 0 | 3.9588 | 0 | 9.17 | 0 | 0 | 0 | 0 | 0 | 0 | 0 | 0 | 0 | 0 | 0 | 0 | 0 | 0.45131 | 0 | 1.2156 | 7.4368 | 0 | 0 | 0.4725 | 0.84256 | 0 | 0 | 0 | 0 | 10.4187 | 0 | 0 | 0 | 0 | 0 | 0 | 0 | 0 | 0 | 0 | 0 | 0 | 0
12 | 16 | 23 | 7 | 1.7931 | 0 | 2.4469 | 0 | 0 | 0 | 0.0012057 | 0.96839 | 0 | 0 | 4.2543 | 0 | 9.4639 | 0 | 0 | 0 | 0 | 0 | 0 | 0 | 0 | 0 | 0 | 0 | 0 | 0 | 0.45131 | 0 | 1.1038 | 7.3439 | 0 | 0 | 0.315 | 0.84271 | 0 | 0 | 0 | 0 | 10.0567 | 0 | 0 | 0 | 0 | 0 | 0 | 0 | 0 | 0 | 0 | 0 | 0 | 0
12 | 16 | 24 | 7 | 1.7931 | 0 | 2.4469 | 0 | 0 | 0 | 0.0012057 | 0.49062 | 0 | 0 | 0.58433 | 0 | 5.3162 | 0 | 0 | 0 | 0 | 0 | 0 | 0 | 0 | 0 | 0 | 0 | 0 | 0 | 0.45131 | 0 | 0.88038 | 5.0485 | 0 | 0 | 0.0525 | 0.84262 | 0 | 0 | 0 | 0 | 7.2754 | 0 | 0 | 0 | 0 | 0 | 0 | 0 | 0 | 0 | 0 | 0 | 0 | 0
12 | 17 | 1 | 1 | 1.7931 | 0 | 2.4469 | 0 | 0 | 0 | 0.0012057 | 0.60336 | 0 | 0 | 0.58434 | 0 | 5.4289 | 0 | 0 | 0 | 0 | 0 | 0 | 0 | 0 | 0 | 0 | 0 | 0 | 0 | 0.45131 | 0 | 0.54519 | 5.9295 | 0 | 0 | 0.0525 | 0.84827 | 0 | 0 | 0 | 0 | 7.8267 | 0 | 0 | 0 | 0 | 0 | 0 | 0 | 0 | 0 | 0 | 0 | 0 | 0
12 | 17 | 2 | 1 | 1.7931 | 0 | 2.4469 | 0 | 0 | 0 | 0.0012057 | 0.6413 | 0 | 0 | 0.58435 | 0 | 5.4669 | 0 | 0 | 0 | 0 | 0 | 0 | 0 | 0 | 0 | 0 | 0 | 0 | 0 | 0.45131 | 0 | 0.32173 | 6.2235 | 0 | 0 | 0.0525 | 0.85293 | 0 | 0 | 0 | 0 | 7.902 | 0 | 0 | 0 | 0 | 0 | 0 | 0 | 0 | 0 | 0 | 0 | 0 | 0
12 | 17 | 3 | 1 | 1.7931 | 0 | 2.4469 | 0 | 0 | 0 | 0.0012057 | 0.62513 | 0 | 0 | 0.58437 | 0 | 5.4507 | 0 | 0 | 0 | 0 | 0 | 0 | 0 | 0 | 0 | 0 | 0 | 0 | 0 | 0.45131 | 0 | 0.32173 | 6.1039 | 0 | 0 | 0.0525 | 0.84622 | 0 | 0 | 0 | 0 | 7.7756 | 0 | 0 | 0 | 0 | 0 | 0 | 0 | 0 | 0 | 0 | 0 | 0 | 0
12 | 17 | 4 | 1 | 1.7931 | 0 | 2.4469 | 0 | 0 | 0 | 0.0012057 | 0.6265 | 0 | 0 | 0.58435 | 0 | 5.4521 | 0 | 0 | 0 | 0 | 0 | 0 | 0 | 0 | 0 | 0 | 0 | 0 | 0 | 0.45131 | 0 | 0.32173 | 5.9532 | 0 | 0 | 0.0525 | 0.84433 | 0 | 0 | 0 | 0 | 7.6231 | 0 | 0 | 0 | 0 | 0 | 0 | 0 | 0 | 0 | 0 | 0 | 0 | 0
12 | 17 | 5 | 1 | 1.7931 | 0 | 2.4469 | 0 | 0 | 0 | 0.0012057 | 0.63203 | 0 | 0 | 0.58435 | 0 | 5.4576 | 0 | 0 | 0 | 0 | 0 | 0 | 0 | 0 | 0 | 0 | 0 | 0 | 0 | 0.45131 | 0 | 0.32173 | 5.9726 | 0 | 0 | 0.0525 | 0.84335 | 0 | 0 | 0 | 0 | 7.6414 | 0 | 0 | 0 | 0 | 0 | 0 | 0 | 0 | 0 | 0 | 0 | 0 | 0
12 | 17 | 6 | 1 | 1.7931 | 0 | 2.4469 | 0 | 0 | 0 | 0.0012057 | 0.65625 | 0 | 0 | 0.58434 | 0 | 5.4818 | 0 | 0 | 0 | 0 | 0 | 0 | 0 | 0 | 0 | 0 | 0 | 0 | 0 | 0.45131 | 0 | 0.32173 | 5.7214 | 0 | 0 | 0.0525 | 0.84621 | 0 | 0 | 0 | 0 | 7.3932 | 0 | 0 | 0 | 0 | 0 | 0 | 0 | 0 | 0 | 0 | 0 | 0 | 0
12 | 17 | 7 | 1 | 1.7931 | 0 | 2.4469 | 0 | 0 | 0 | 0.0012057 | 0.66991 | 0 | 0 | 3.2981 | 0 | 8.2093 | 0 | 0 | 0 | 0 | 0 | 0 | 0 | 0 | 0 | 0 | 0 | 0 | 0 | 0.45131 | 0 | 0.54519 | 5.8541 | 0 | 0 | 0.315 | 0.8404 | 0 | 0 | 0 | 0 | 8.006 | 0 | 0 | 0 | 0 | 0 | 0 | 0 | 0 | 0 | 0 | 0 | 0 | 0
12 | 17 | 8 | 1 | 1.7931 | 0 | 2.4469 | 0 | 0 | 0 | 0.0012057 | 1.0984 | 0 | 0 | 5.4691 | 0 | 10.8088 | 0 | 0 | 0 | 0 | 0 | 0 | 0 | 0 | 0 | 0 | 0 | 0 | 0 | 0.45131 | 0 | 0.71279 | 7.5676 | 0 | 0 | 0.525 | 0.83567 | 0 | 0 | 0 | 0 | 10.0924 | 0 | 0 | 0 | 0 | 0 | 0 | 0 | 0 | 0 | 0 | 0 | 0 | 0
12 | 17 | 9 | 1 | 1.7931 | 0 | 13.5789 | 0 | 0 | 0 | 0.0012057 | 0.90575 | 0 | 0 | 3.9588 | 0 | 20.2378 | 0 | 0 | 0 | 0 | 0 | 0 | 0 | 0 | 0 | 0 | 0 | 0 | 0 | 0.45131 | 0 | 0.71279 | 6.1672 | 0 | 0 | 0.42 | 0.83605 | 0 | 0 | 0 | 0 | 8.5873 | 0 | 0 | 0 | 0 | 0 | 0 | 0 | 0 | 0 | 0 | 0 | 0 | 0
12 | 17 | 10 | 1 | 1.7931 | 0 | 13.5789 | 0 | 0 | 0 | 0.0012057 | 0.81786 | 0 | 0 | 3.7179 | 0 | 19.909 | 0 | 0 | 0 | 0 | 0 | 0 | 0 | 0 | 0 | 0 | 0 | 0 | 0 | 0.45131 | 0 | 0.71279 | 5.1784 | 0 | 0 | 0.315 | 0.83159 | 0 | 0 | 0 | 0 | 7.4891 | 0 | 0 | 0 | 0 | 0 | 0 | 0 | 0 | 0 | 0 | 0 | 0 | 0
12 | 17 | 11 | 1 | 1.7931 | 0 | 13.5789 | 0 | 0 | 0 | 0.0012057 | 0.80149 | 0 | 0 | 3.2981 | 0 | 19.4728 | 0 | 0 | 0 | 0 | 0 | 0 | 0 | 0 | 0 | 0 | 0 | 0 | 0 | 0.45131 | 0 | 0.71279 | 4.9389 | 0 | 0 | 0.315 | 0.83353 | 0 | 0 | 0 | 0 | 7.2515 | 0 | 0 | 0 | 0 | 0 | 0 | 0 | 0 | 0 | 0 | 0 | 0 | 0
12 | 17 | 12 | 1 | 1.7931 | 0 | 13.5789 | 0 | 0 | 0 | 0.0012057 | 0.75882 | 0 | 0 | 3.8409 | 0 | 19.9729 | 0 | 0 | 0 | 0 | 0 | 0 | 0 | 0 | 0 | 0 | 0 | 0 | 0 | 0.45131 | 0 | 0.54519 | 4.8991 | 0 | 0 | 0.3675 | 0.83382 | 0 | 0 | 0 | 0 | 7.0969 | 0 | 0 | 0 | 0 | 0 | 0 | 0 | 0 | 0 | 0 | 0 | 0 | 0
12 | 17 | 13 | 1 | 1.7931 | 0 | 8.6313 | 0 | 0 | 0 | 0.0012057 | 0.80895 | 0 | 0 | 3.9588 | 0 | 15.1935 | 0 | 0 | 0 | 0 | 0 | 0 | 0 | 0 | 0 | 0 | 0 | 0 | 0 | 0.45131 | 0 | 0.54519 | 5.2226 | 0 | 0 | 0.42 | 0.83326 | 0 | 0 | 0 | 0 | 7.4723 | 0 | 0 | 0 | 0 | 0 | 0 | 0 | 0 | 0 | 0 | 0 | 0 | 0
12 | 17 | 14 | 1 | 1.7931 | 0 | 13.5789 | 0 | 0 | 0 | 0.0012057 | 0.69903 | 0 | 0 | 4.2607 | 0 | 20.3329 | 0 | 0 | 0 | 0 | 0 | 0 | 0 | 0 | 0 | 0 | 0 | 0 | 0 | 0.45131 | 0 | 0.54519 | 4.5939 | 0 | 0 | 0.3675 | 0.82715 | 0 | 0 | 0 | 0 | 6.7851 | 0 | 0 | 0 | 0 | 0 | 0 | 0 | 0 | 0 | 0 | 0 | 0 | 0
12 | 17 | 15 | 1 | 1.7931 | 0 | 13.5789 | 0 | 0 | 0 | 0.0012057 | 0.72654 | 0 | 0 | 3.8409 | 0 | 19.9406 | 0 | 0 | 0 | 0 | 0 | 0 | 0 | 0 | 0 | 0 | 0 | 0 | 0 | 0.45131 | 0 | 0.54519 | 5.0797 | 0 | 0 | 0.3675 | 0.8327 | 0 | 0 | 0 | 0 | 7.2764 | 0 | 0 | 0 | 0 | 0 | 0 | 0 | 0 | 0 | 0 | 0 | 0 | 0
12 | 17 | 16 | 1 | 1.7931 | 0 | 13.5789 | 0 | 0 | 0 | 0.0012057 | 0.83252 | 0 | 0 | 3.2981 | 0 | 19.5038 | 0 | 0 | 0 | 0 | 0 | 0 | 0 | 0 | 0 | 0 | 0 | 0 | 0 | 0.45131 | 0 | 0.54519 | 6.3026 | 0 | 0 | 0.315 | 0.84846 | 0 | 0 | 0 | 0 | 8.4625 | 0 | 0 | 0 | 0 | 0 | 0 | 0 | 0 | 0 | 0 | 0 | 0 | 0
12 | 17 | 17 | 1 | 1.7931 | 0 | 13.5789 | 0 | 0 | 0 | 0.0012057 | 0.85284 | 0 | 0 | 3.2982 | 0 | 19.5242 | 0 | 0 | 0 | 0 | 0 | 0 | 0 | 0 | 0 | 0 | 0 | 0 | 0 | 0.45131 | 0 | 0.54519 | 6.8309 | 0 | 0 | 0.315 | 0.85292 | 0 | 0 | 0 | 0 | 8.9953 | 0 | 0 | 0 | 0 | 0 | 0 | 0 | 0 | 0 | 0 | 0 | 0 | 0
12 | 17 | 18 | 1 | 1.7931 | 0 | 13.5789 | 0 | 0 | 0 | 0.0012057 | 0.79329 | 0 | 0 | 5.4692 | 0 | 21.6357 | 0 | 0 | 0 | 0 | 0 | 0 | 0 | 0 | 0 | 0 | 0 | 0 | 0 | 0.45131 | 0 | 0.54519 | 6.5668 | 0 | 0 | 0.525 | 0.84873 | 0 | 0 | 0 | 0 | 8.937 | 0 | 0 | 0 | 0 | 0 | 0 | 0 | 0 | 0 | 0 | 0 | 0 | 0
12 | 17 | 19 | 1 | 1.7931 | 0 | 9.8682 | 0 | 0 | 0 | 0.0012057 | 0.84737 | 0 | 0 | 5.4692 | 0 | 17.9791 | 0 | 0 | 0 | 0 | 0 | 0 | 0 | 0 | 0 | 0 | 0 | 0 | 0 | 0.45131 | 0 | 0.54519 | 6.8292 | 0 | 0 | 0.525 | 0.85102 | 0 | 0 | 0 | 0 | 9.2017 | 0 | 0 | 0 | 0 | 0 | 0 | 0 | 0 | 0 | 0 | 0 | 0 | 0
12 | 17 | 20 | 1 | 1.7931 | 0 | 2.4469 | 0 | 0 | 0 | 0.0012057 | 1.021 | 0 | 0 | 3.9589 | 0 | 9.2211 | 0 | 0 | 0 | 0 | 0 | 0 | 0 | 0 | 0 | 0 | 0 | 0 | 0 | 0.45131 | 0 | 0.88038 | 8.981 | 0 | 0 | 0.42 | 0.85765 | 0 | 1.3551 | 0 | 0 | 12.9454 | 0 | 0 | 0 | 0 | 0 | 0 | 0 | 0 | 0 | 0 | 0 | 0 | 0
12 | 17 | 21 | 1 | 1.7931 | 0 | 2.4469 | 0 | 0 | 0 | 0.0012057 | 1.0608 | 0 | 0 | 4.2607 | 0 | 9.5627 | 0 | 0 | 0 | 0 | 0 | 0 | 0 | 0 | 0 | 0 | 0 | 0 | 0 | 0.45131 | 0 | 1.1038 | 9.4293 | 0 | 0 | 0.3675 | 0.85594 | 0 | 1.3537 | 0 | 0 | 13.5616 | 0 | 0 | 0 | 0 | 0 | 0 | 0 | 0 | 0 | 0 | 0 | 0 | 0
12 | 17 | 22 | 1 | 1.7931 | 0 | 2.4469 | 0 | 0 | 0 | 0.0012057 | 1.0662 | 0 | 0 | 3.9588 | 0 | 9.2663 | 0 | 0 | 0 | 0 | 0 | 0 | 0 | 0 | 0 | 0 | 0 | 0 | 0 | 0.45131 | 0 | 1.2156 | 9.3108 | 0 | 0 | 0.4725 | 0.85202 | 0 | 0.93487 | 0 | 0 | 13.2371 | 0 | 0 | 0 | 0 | 0 | 0 | 0 | 0 | 0 | 0 | 0 | 0 | 0
12 | 17 | 23 | 1 | 1.7931 | 0 | 2.4469 | 0 | 0 | 0 | 0.0012057 | 1.0709 | 0 | 0 | 4.2543 | 0 | 9.5664 | 0 | 0 | 0 | 0 | 0 | 0 | 0 | 0 | 0 | 0 | 0 | 0 | 0 | 0.45131 | 0 | 1.1038 | 9.3546 | 0 | 0 | 0.315 | 0.8536 | 0 | 0.68081 | 0 | 0 | 12.7591 | 0 | 0 | 0 | 0 | 0 | 0 | 0 | 0 | 0 | 0 | 0 | 0 | 0
12 | 17 | 24 | 1 | 1.7931 | 0 | 2.4469 | 0 | 0 | 0 | 0.0012057 | 0.665 | 0 | 0 | 0.58433 | 0 | 5.4905 | 0 | 0 | 0 | 0 | 0 | 0 | 0 | 0 | 0 | 0 | 0 | 0 | 0 | 0.45131 | 0 | 0.88038 | 7.194 | 0 | 0 | 0.0525 | 0.86713 | 0 | 0.17464 | 0 | 0 | 9.62 | 0 | 0 | 0 | 0 | 0 | 0 | 0 | 0 | 0 | 0 | 0 | 0 | 0
12 | 18 | 1 | 2 | 1.7931 | 0 | 2.4469 | 0 | 0 | 0 | 0.0012057 | 0.76899 | 0 | 0 | 0.58437 | 0 | 5.5946 | 0 | 0 | 0 | 0 | 0 | 0 | 0 | 0 | 0 | 0 | 0 | 0 | 0 | 0.45131 | 0 | 0.54519 | 8.2765 | 0 | 0 | 0.0525 | 0.87203 | 0 | 0.25439 | 0 | 0 | 10.452 | 0 | 0 | 0 | 0 | 0 | 0 | 0 | 0 | 0 | 0 | 0 | 0 | 0
12 | 18 | 2 | 2 | 1.7931 | 0 | 2.4469 | 0 | 0 | 0 | 0.0012057 | 0.85069 | 0 | 0 | 0.58438 | 0 | 5.6763 | 0 | 0 | 0 | 0 | 0 | 0 | 0 | 0 | 0 | 0 | 0 | 0 | 0 | 0.45131 | 0 | 0.32173 | 9.1551 | 0 | 0 | 0.0525 | 0.88539 | 0 | 0.33612 | 0 | 0 | 11.2021 | 0 | 0 | 0 | 0 | 0 | 0 | 0 | 0 | 0 | 0 | 0 | 0 | 0
12 | 18 | 3 | 2 | 1.7931 | 0 | 2.4469 | 0 | 0 | 0 | 0.0012057 | 0.84602 | 0 | 0 | 0.58441 | 0 | 5.6717 | 0 | 0 | 0 | 0 | 0 | 0 | 0 | 0 | 0 | 0 | 0 | 0 | 0 | 0.45131 | 0 | 0.32173 | 9.1085 | 0 | 0 | 0.0525 | 0.88028 | 0 | 0.20873 | 0 | 0 | 11.0231 | 0 | 0 | 0 | 0 | 0 | 0 | 0 | 0 | 0 | 0 | 0 | 0 | 0
12 | 18 | 4 | 2 | 1.7931 | 0 | 2.4469 | 0 | 0 | 0 | 0.0012057 | 0.88467 | 0 | 0 | 0.58439 | 0 | 5.7103 | 0 | 0 | 0 | 0 | 0 | 0 | 0 | 0 | 0 | 0 | 0 | 0 | 0 | 0.45131 | 0 | 0.32173 | 9.4767 | 0 | 0 | 0.0525 | 0.88494 | 0 | 0.14808 | 0 | 0 | 11.3353 | 0 | 0 | 0 | 0 | 0 | 0 | 0 | 0 | 0 | 0 | 0 | 0 | 0
12 | 18 | 5 | 2 | 1.7931 | 0 | 2.4469 | 0 | 0 | 0 | 0.0012057 | 0.89628 | 0 | 0 | 0.5844 | 0 | 5.7219 | 0 | 0 | 0 | 0 | 0 | 0 | 0 | 0 | 0 | 0 | 0 | 0 | 0 | 0.45131 | 0 | 0.32173 | 9.5844 | 0 | 0 | 0.0525 | 0.88453 | 0 | 0.14999 | 0 | 0 | 11.4445 | 0 | 0 | 0 | 0 | 0 | 0 | 0 | 0 | 0 | 0 | 0 | 0 | 0
12 | 18 | 6 | 2 | 1.7931 | 0 | 2.4469 | 0 | 0 | 0 | 0.0012057 | 0.88883 | 0 | 0 | 0.58439 | 0 | 5.7145 | 0 | 0 | 0 | 0 | 0 | 0 | 0 | 0 | 0 | 0 | 0 | 0 | 0 | 0.45131 | 0 | 0.32173 | 9.5738 | 0 | 0 | 0.0525 | 0.88091 | 0 | 0.20921 | 0 | 0 | 11.4895 | 0 | 0 | 0 | 0 | 0 | 0 | 0 | 0 | 0 | 0 | 0 | 0 | 0
12 | 18 | 7 | 2 | 1.7931 | 0 | 2.4469 | 0 | 0 | 0 | 0.0012057 | 0.93499 | 0 | 0 | 3.2982 | 0 | 8.4744 | 0 | 0 | 0 | 0 | 0 | 0 | 0 | 0 | 0 | 0 | 0 | 0 | 0 | 0.45131 | 0 | 0.54519 | 9.9173 | 0 | 0 | 0.315 | 0.88081 | 0 | 0.21785 | 0 | 0 | 12.3275 | 0 | 0 | 0 | 0 | 0 | 0 | 0 | 0 | 0 | 0 | 0 | 0 | 0
12 | 18 | 8 | 2 | 1.7931 | 0 | 2.4469 | 0 | 0 | 0 | 0.0012057 | 1.3031 | 0 | 0 | 5.4692 | 0 | 11.0135 | 0 | 0 | 0 | 0 | 0 | 0 | 0 | 0 | 0 | 0 | 0 | 0 | 0 | 0.45131 | 0 | 0.71279 | 12.5824 | 0 | 0 | 0.525 | 0.88111 | 0 | 0.1888 | 0 | 0 | 15.3414 | 0 | 0 | 0 | 0 | 0 | 0 | 0 | 0 | 0 | 0 | 0 | 0 | 0
12 | 18 | 9 | 2 | 1.7931 | 0 | 13.5789 | 0 | 0 | 0 | 0.0012057 | 1.1323 | 0 | 0 | 3.9589 | 0 | 20.4643 | 0 | 0 | 0 | 0 | 0 | 0 | 0 | 0 | 0 | 0 | 0 | 0 | 0 | 0.45131 | 0 | 0.71279 | 10.8733 | 0 | 0 | 0.42 | 0.88557 | 0 | 0.097917 | 0 | 0 | 13.4409 | 0 | 0 | 0 | 0 | 0 | 0 | 0 | 0 | 0 | 0 | 0 | 0 | 0
12 | 18 | 10 | 2 | 1.7931 | 0 | 13.5789 | 0 | 0 | 0 | 0.0012057 | 0.97326 | 0 | 0 | 3.718 | 0 | 20.0645 | 0 | 0 | 0 | 0 | 0 | 0 | 0 | 0 | 0 | 0 | 0 | 0 | 0 | 0.45131 | 0 | 0.71279 | 9.4719 | 0 | 0 | 0.315 | 0.87841 | 0 | 0.025709 | 0 | 0 | 11.8551 | 0 | 0 | 0 | 0 | 0 | 0 | 0 | 0 | 0 | 0 | 0 | 0 | 0
12 | 18 | 11 | 2 | 1.7931 | 0 | 13.5789 | 0 | 0 | 0 | 0.0012057 | 0.85024 | 0 | 0 | 3.2982 | 0 | 19.5216 | 0 | 0 | 0 | 0 | 0 | 0 | 0 | 0 | 0 | 0 | 0 | 0 | 0 | 0.45131 | 0 | 0.71279 | 8.2049 | 0 | 0 | 0.315 | 0.85709 | 0 | 0.00063271 | 0 | 0 | 10.5417 | 0 | 0 | 0 | 0 | 0 | 0 | 0 | 0 | 0 | 0 | 0 | 0 | 0
12 | 18 | 12 | 2 | 1.7931 | 0 | 13.5789 | 0 | 0 | 0 | 0.0012057 | 0.75733 | 0 | 0 | 3.8409 | 0 | 19.9714 | 0 | 0 | 0 | 0 | 0 | 0 | 0 | 0 | 0 | 0 | 0 | 0 | 0 | 0.45131 | 0 | 0.54519 | 7.5033 | 0 | 0 | 0.3675 | 0.85483 | 0 | 0.00056809 | 0 | 0 | 9.7227 | 0 | 0 | 0 | 0 | 0 | 0 | 0 | 0 | 0 | 0 | 0 | 0 | 0
12 | 18 | 13 | 2 | 1.7931 | 0 | 8.6313 | 0 | 0 | 0 | 0.0012057 | 0.8562 | 0 | 0 | 3.9589 | 0 | 15.2407 | 0 | 0 | 0 | 0 | 0 | 0 | 0 | 0 | 0 | 0 | 0 | 0 | 0 | 0.45131 | 0 | 0.54519 | 8.0264 | 0 | 0 | 0.42 | 0.85364 | 0 | 0.00062636 | 0 | 0 | 10.2972 | 0 | 0 | 0 | 0 | 0 | 0 | 0 | 0 | 0 | 0 | 0 | 0 | 0
12 | 18 | 14 | 2 | 1.7931 | 0 | 13.5789 | 0 | 0 | 0 | 0.0012057 | 0.70733 | 0 | 0 | 4.2607 | 0 | 20.3412 | 0 | 0 | 0 | 0 | 0 | 0 | 0 | 0 | 0 | 0 | 0 | 0 | 0 | 0.45131 | 0 | 0.54519 | 7.1645 | 0 | 0 | 0.3675 | 0.85775 | 0 | 0.00053762 | 0 | 0 | 9.3868 | 0 | 0 | 0 | 0 | 0 | 0 | 0 | 0 | 0 | 0 | 0 | 0 | 0
12 | 18 | 15 | 2 | 1.7931 | 0 | 13.5789 | 0 | 0 | 0 | 0.0012057 | 0.70593 | 0 | 0 | 3.8409 | 0 | 19.92 | 0 | 0 | 0 | 0 | 0 | 0 | 0 | 0 | 0 | 0 | 0 | 0 | 0 | 0.45131 | 0 | 0.54519 | 7.2093 | 0 | 0 | 0.3675 | 0.8626 | 0 | 0.027477 | 0 | 0 | 9.4633 | 0 | 0 | 0 | 0 | 0 | 0 | 0 | 0 | 0 | 0 | 0 | 0 | 0
12 | 18 | 16 | 2 | 1.7931 | 0 | 13.5789 | 0 | 0 | 0 | 0.0012057 | 0.71747 | 0 | 0 | 3.2981 | 0 | 19.3888 | 0 | 0 | 0 | 0 | 0 | 0 | 0 | 0 | 0 | 0 | 0 | 0 | 0 | 0.45131 | 0 | 0.54519 | 7.2183 | 0 | 0 | 0.315 | 0.85787 | 0 | 0.027682 | 0 | 0 | 9.4154 | 0 | 0 | 0 | 0 | 0 | 0 | 0 | 0 | 0 | 0 | 0 | 0 | 0
12 | 18 | 17 | 2 | 1.7931 | 0 | 13.5789 | 0 | 0 | 0 | 0.0012057 | 0.88279 | 0 | 0 | 3.2981 | 0 | 19.5541 | 0 | 0 | 0 | 0 | 0 | 0 | 0 | 0 | 0 | 0 | 0 | 0 | 0 | 0.45131 | 0 | 0.54519 | 8.4074 | 0 | 0 | 0.315 | 0.8678 | 0 | 0.087668 | 0 | 0 | 10.6744 | 0 | 0 | 0 | 0 | 0 | 0 | 0 | 0 | 0 | 0 | 0 | 0 | 0
12 | 18 | 18 | 2 | 1.7931 | 0 | 13.5789 | 0 | 0 | 0 | 0.0012057 | 0.93337 | 0 | 0 | 5.4692 | 0 | 21.7758 | 0 | 0 | 0 | 0 | 0 | 0 | 0 | 0 | 0 | 0 | 0 | 0 | 0 | 0.45131 | 0 | 0.54519 | 8.7847 | 0 | 0 | 0.525 | 0.8724 | 0 | 0.00069162 | 0 | 0 | 11.1793 | 0 | 0 | 0 | 0 | 0 | 0 | 0 | 0 | 0 | 0 | 0 | 0 | 0
12 | 18 | 19 | 2 | 1.7931 | 0 | 9.8682 | 0 | 0 | 0 | 0.0012057 | 0.98381 | 0 | 0 | 5.4692 | 0 | 18.1155 | 0 | 0 | 0 | 0 | 0 | 0 | 0 | 0 | 0 | 0 | 0 | 0 | 0 | 0.45131 | 0 | 0.54519 | 9.1957 | 0 | 0 | 0.525 | 0.87091 | 0 | 0.025402 | 0 | 0 | 11.6135 | 0 | 0 | 0 | 0 | 0 | 0 | 0 | 0 | 0 | 0 | 0 | 0 | 0
12 | 18 | 20 | 2 | 1.7931 | 0 | 2.4469 | 0 | 0 | 0 | 0.0012057 | 1.1162 | 0 | 0 | 3.9589 | 0 | 9.3163 | 0 | 0 | 0 | 0 | 0 | 0 | 0 | 0 | 0 | 0 | 0 | 0 | 0 | 0.45131 | 0 | 0.88038 | 10.1189 | 0 | 0 | 0.42 | 0.86823 | 0 | 0.1083 | 0 | 0 | 12.8471 | 0 | 0 | 0 | 0 | 0 | 0 | 0 | 0 | 0 | 0 | 0 | 0 | 0
12 | 18 | 21 | 2 | 1.7931 | 0 | 2.4469 | 0 | 0 | 0 | 0.0012057 | 1.1332 | 0 | 0 | 4.2607 | 0 | 9.6351 | 0 | 0 | 0 | 0 | 0 | 0 | 0 | 0 | 0 | 0 | 0 | 0 | 0 | 0.45131 | 0 | 1.1038 | 10.2891 | 0 | 0 | 0.3675 | 0.86235 | 0 | 0.11596 | 0 | 0 | 13.1901 | 0 | 0 | 0 | 0 | 0 | 0 | 0 | 0 | 0 | 0 | 0 | 0 | 0
12 | 18 | 22 | 2 | 1.7931 | 0 | 2.4469 | 0 | 0 | 0 | 0.0012057 | 1.107 | 0 | 0 | 3.9588 | 0 | 9.3071 | 0 | 0 | 0 | 0 | 0 | 0 | 0 | 0 | 0 | 0 | 0 | 0 | 0 | 0.45131 | 0 | 1.2156 | 10.0058 | 0 | 0 | 0.4725 | 0.8526 | 0 | 0.19095 | 0 | 0 | 13.1887 | 0 | 0 | 0 | 0 | 0 | 0 | 0 | 0 | 0 | 0 | 0 | 0 | 0
12 | 18 | 23 | 2 | 1.7931 | 0 | 2.4469 | 0 | 0 | 0 | 0.0012057 | 1.128 | 0 | 0 | 4.2542 | 0 | 9.6235 | 0 | 0 | 0 | 0 | 0 | 0 | 0 | 0 | 0 | 0 | 0 | 0 | 0 | 0.45131 | 0 | 1.1038 | 10.1851 | 0 | 0 | 0.315 | 0.85759 | 0 | 0.19441 | 0 | 0 | 13.1072 | 0 | 0 | 0 | 0 | 0 | 0 | 0 | 0 | 0 | 0 | 0 | 0 | 0
12 | 18 | 24 | 2 | 1.7931 | 0 | 2.4469 | 0 | 0 | 0 | 0.0012057 | 0.66551 | 0 | 0 | 0.58429 | 0 | 5.491 | 0 | 0 | 0 | 0 | 0 | 0 | 0 | 0 | 0 | 0 | 0 | 0 | 0 | 0.45131 | 0 | 0.88038 | 7.238 | 0 | 0 | 0.0525 | 0.85733 | 0 | 0.17889 | 0 | 0 | 9.6584 | 0 | 0 | 0 | 0 | 0 | 0 | 0 | 0 | 0 | 0 | 0 | 0 | 0
12 | 19 | 1 | 3 | 1.7931 | 0 | 2.4469 | 0 | 0 | 0 | 0.0012057 | 0.80378 | 0 | 0 | 0.5843 | 0 | 5.6293 | 0 | 0 | 0 | 0 | 0 | 0 | 0 | 0 | 0 | 0 | 0 | 0 | 0 | 0.45131 | 0 | 0.54519 | 8.6333 | 0 | 0 | 0.0525 | 0.86968 | 0 | 0.20576 | 0 | 0 | 10.7578 | 0 | 0 | 0 | 0 | 0 | 0 | 0 | 0 | 0 | 0 | 0 | 0 | 0
12 | 19 | 2 | 3 | 1.7931 | 0 | 2.4469 | 0 | 0 | 0 | 0.0012057 | 0.83785 | 0 | 0 | 0.58433 | 0 | 5.6634 | 0 | 0 | 0 | 0 | 0 | 0 | 0 | 0 | 0 | 0 | 0 | 0 | 0 | 0.45131 | 0 | 0.32173 | 9.0257 | 0 | 0 | 0.0525 | 0.87439 | 0 | 0.21587 | 0 | 0 | 10.9415 | 0 | 0 | 0 | 0 | 0 | 0 | 0 | 0 | 0 | 0 | 0 | 0 | 0
12 | 19 | 3 | 3 | 1.7931 | 0 | 2.4469 | 0 | 0 | 0 | 0.0012057 | 0.85024 | 0 | 0 | 0.58435 | 0 | 5.6758 | 0 | 0 | 0 | 0 | 0 | 0 | 0 | 0 | 0 | 0 | 0 | 0 | 0 | 0.45131 | 0 | 0.32173 | 9.1825 | 0 | 0 | 0.0525 | 0.87342 | 0 | 0.29222 | 0 | 0 | 11.1737 | 0 | 0 | 0 | 0 | 0 | 0 | 0 | 0 | 0 | 0 | 0 | 0 | 0
12 | 19 | 4 | 3 | 1.7931 | 0 | 2.4469 | 0 | 0 | 0 | 0.0012057 | 0.91138 | 0 | 0 | 0.58434 | 0 | 5.7369 | 0 | 0 | 0 | 0 | 0 | 0 | 0 | 0 | 0 | 0 | 0 | 0 | 0 | 0.45131 | 0 | 0.32173 | 9.7582 | 0 | 0 | 0.0525 | 0.88264 | 0 | 0.28952 | 0 | 0 | 11.7559 | 0 | 0 | 0 | 0 | 0 | 0 | 0 | 0 | 0 | 0 | 0 | 0 | 0
12 | 19 | 5 | 3 | 1.7931 | 0 | 2.4469 | 0 | 0 | 0 | 0.0012057 | 0.92024 | 0 | 0 | 0.58437 | 0 | 5.7458 | 0 | 0 | 0 | 0 | 0 | 0 | 0 | 0 | 0 | 0 | 0 | 0 | 0 | 0.45131 | 0 | 0.32173 | 9.9387 | 0 | 0 | 0.0525 | 0.88232 | 0 | 0.3488 | 0 | 0 | 11.9953 | 0 | 0 | 0 | 0 | 0 | 0 | 0 | 0 | 0 | 0 | 0 | 0 | 0
12 | 19 | 6 | 3 | 1.7931 | 0 | 2.4469 | 0 | 0 | 0 | 0.0012057 | 0.92478 | 0 | 0 | 0.58436 | 0 | 5.7504 | 0 | 0 | 0 | 0 | 0 | 0 | 0 | 0 | 0 | 0 | 0 | 0 | 0 | 0.45131 | 0 | 0.32173 | 9.9554 | 0 | 0 | 0.0525 | 0.88127 | 0 | 0.28332 | 0 | 0 | 11.9455 | 0 | 0 | 0 | 0 | 0 | 0 | 0 | 0 | 0 | 0 | 0 | 0 | 0
12 | 19 | 7 | 3 | 1.7931 | 0 | 2.4469 | 0 | 0 | 0 | 0.0012057 | 0.96715 | 0 | 0 | 3.2981 | 0 | 8.5065 | 0 | 0 | 0 | 0 | 0 | 0 | 0 | 0 | 0 | 0 | 0 | 0 | 0 | 0.45131 | 0 | 0.54519 | 10.2654 | 0 | 0 | 0.315 | 0.88154 | 0 | 0.21235 | 0 | 0 | 12.6708 | 0 | 0 | 0 | 0 | 0 | 0 | 0 | 0 | 0 | 0 | 0 | 0 | 0
12 | 19 | 8 | 3 | 1.7931 | 0 | 2.4469 | 0 | 0 | 0 | 0.0012057 | 1.3394 | 0 | 0 | 5.4692 | 0 | 11.0498 | 0 | 0 | 0 | 0 | 0 | 0 | 0 | 0 | 0 | 0 | 0 | 0 | 0 | 0.45131 | 0 | 0.71279 | 13.27 | 0 | 0 | 0.525 | 0.88908 | 0 | 0.45048 | 0 | 0 | 16.2986 | 0 | 0 | 0 | 0 | 0 | 0 | 0 | 0 | 0 | 0 | 0 | 0 | 0
12 | 19 | 9 | 3 | 1.7931 | 0 | 13.5789 | 0 | 0 | 0 | 0.0012057 | 1.1328 | 0 | 0 | 3.9589 | 0 | 20.4649 | 0 | 0 | 0 | 0 | 0 | 0 | 0 | 0 | 0 | 0 | 0 | 0 | 0 | 0.45131 | 0 | 0.71279 | 11.1097 | 0 | 0 | 0.42 | 0.883 | 0 | 0.23417 | 0 | 0 | 13.811 | 0 | 0 | 0 | 0 | 0 | 0 | 0 | 0 | 0 | 0 | 0 | 0 | 0
12 | 19 | 10 | 3 | 1.7931 | 0 | 13.5789 | 0 | 0 | 0 | 0.0012057 | 0.96325 | 0 | 0 | 3.718 | 0 | 20.0544 | 0 | 0 | 0 | 0 | 0 | 0 | 0 | 0 | 0 | 0 | 0 | 0 | 0 | 0.45131 | 0 | 0.71279 | 9.6547 | 0 | 0 | 0.315 | 0.87711 | 0 | 0.1277 | 0 | 0 | 12.1386 | 0 | 0 | 0 | 0 | 0 | 0 | 0 | 0 | 0 | 0 | 0 | 0 | 0
12 | 19 | 11 | 3 | 1.7931 | 0 | 13.5789 | 0 | 0 | 0 | 0.0012057 | 0.82964 | 0 | 0 | 3.2982 | 0 | 19.501 | 0 | 0 | 0 | 0 | 0 | 0 | 0 | 0 | 0 | 0 | 0 | 0 | 0 | 0.45131 | 0 | 0.71279 | 8.1698 | 0 | 0 | 0.315 | 0.84955 | 0 | 0.061798 | 0 | 0 | 10.5603 | 0 | 0 | 0 | 0 | 0 | 0 | 0 | 0 | 0 | 0 | 0 | 0 | 0
12 | 19 | 12 | 3 | 1.7931 | 0 | 13.5789 | 0 | 0 | 0 | 0.0012057 | 0.78444 | 0 | 0 | 3.8409 | 0 | 19.9985 | 0 | 0 | 0 | 0 | 0 | 0 | 0 | 0 | 0 | 0 | 0 | 0 | 0 | 0.45131 | 0 | 0.54519 | 7.7605 | 0 | 0 | 0.3675 | 0.85001 | 0 | 0.012961 | 0 | 0 | 9.9875 | 0 | 0 | 0 | 0 | 0 | 0 | 0 | 0 | 0 | 0 | 0 | 0 | 0
12 | 19 | 13 | 3 | 1.7931 | 0 | 8.6313 | 0 | 0 | 0 | 0.0012057 | 0.86116 | 0 | 0 | 3.9588 | 0 | 15.2457 | 0 | 0 | 0 | 0 | 0 | 0 | 0 | 0 | 0 | 0 | 0 | 0 | 0 | 0.45131 | 0 | 0.54519 | 8.2296 | 0 | 0 | 0.42 | 0.85387 | 0 | 0.00063777 | 0 | 0 | 10.5006 | 0 | 0 | 0 | 0 | 0 | 0 | 0 | 0 | 0 | 0 | 0 | 0 | 0
12 | 19 | 14 | 3 | 1.7931 | 0 | 13.5789 | 0 | 0 | 0 | 0.0012057 | 0.86294 | 0 | 0 | 4.2607 | 0 | 20.4968 | 0 | 0 | 0 | 0 | 0 | 0 | 0 | 0 | 0 | 0 | 0 | 0 | 0 | 0.45131 | 0 | 0.54519 | 8.3348 | 0 | 0 | 0.3675 | 0.86072 | 0 | 0.0006462 | 0 | 0 | 10.5601 | 0 | 0 | 0 | 0 | 0 | 0 | 0 | 0 | 0 | 0 | 0 | 0 | 0
12 | 19 | 15 | 3 | 1.7931 | 0 | 13.5789 | 0 | 0 | 0 | 0.0012057 | 0.84951 | 0 | 0 | 3.8409 | 0 | 20.0636 | 0 | 0 | 0 | 0 | 0 | 0 | 0 | 0 | 0 | 0 | 0 | 0 | 0 | 0.45131 | 0 | 0.54519 | 8.1436 | 0 | 0 | 0.3675 | 0.85723 | 0 | 0.00063254 | 0 | 0 | 10.3654 | 0 | 0 | 0 | 0 | 0 | 0 | 0 | 0 | 0 | 0 | 0 | 0 | 0
12 | 19 | 16 | 3 | 1.7931 | 0 | 13.5789 | 0 | 0 | 0 | 0.0012057 | 0.87978 | 0 | 0 | 3.2981 | 0 | 19.5511 | 0 | 0 | 0 | 0 | 0 | 0 | 0 | 0 | 0 | 0 | 0 | 0 | 0 | 0.45131 | 0 | 0.54519 | 8.2855 | 0 | 0 | 0.315 | 0.86002 | 0 | 0.00064887 | 0 | 0 | 10.4577 | 0 | 0 | 0 | 0 | 0 | 0 | 0 | 0 | 0 | 0 | 0 | 0 | 0
12 | 19 | 17 | 3 | 1.7931 | 0 | 13.5789 | 0 | 0 | 0 | 0.0012057 | 0.9303 | 0 | 0 | 3.2981 | 0 | 19.6016 | 0 | 0 | 0 | 0 | 0 | 0 | 0 | 0 | 0 | 0 | 0 | 0 | 0 | 0.45131 | 0 | 0.54519 | 8.6861 | 0 | 0 | 0.315 | 0.86304 | 0 | 0.00069892 | 0 | 0 | 10.8613 | 0 | 0 | 0 | 0 | 0 | 0 | 0 | 0 | 0 | 0 | 0 | 0 | 0
12 | 19 | 18 | 3 | 1.7931 | 0 | 13.5789 | 0 | 0 | 0 | 0.0012057 | 0.92743 | 0 | 0 | 5.4691 | 0 | 21.7698 | 0 | 0 | 0 | 0 | 0 | 0 | 0 | 0 | 0 | 0 | 0 | 0 | 0 | 0.45131 | 0 | 0.54519 | 8.7215 | 0 | 0 | 0.525 | 0.86458 | 0 | 0.00087176 | 0 | 0 | 11.1084 | 0 | 0 | 0 | 0 | 0 | 0 | 0 | 0 | 0 | 0 | 0 | 0 | 0
12 | 19 | 19 | 3 | 1.7931 | 0 | 9.8682 | 0 | 0 | 0 | 0.0012057 | 0.95585 | 0 | 0 | 5.4692 | 0 | 18.0876 | 0 | 0 | 0 | 0 | 0 | 0 | 0 | 0 | 0 | 0 | 0 | 0 | 0 | 0.45131 | 0 | 0.54519 | 8.8647 | 0 | 0 | 0.525 | 0.86176 | 0 | 0.00094202 | 0 | 0 | 11.2489 | 0 | 0 | 0 | 0 | 0 | 0 | 0 | 0 | 0 | 0 | 0 | 0 | 0
12 | 19 | 20 | 3 | 1.7931 | 0 | 2.4469 | 0 | 0 | 0 | 0.0012057 | 1.0804 | 0 | 0 | 3.9588 | 0 | 9.2805 | 0 | 0 | 0 | 0 | 0 | 0 | 0 | 0 | 0 | 0 | 0 | 0 | 0 | 0.45131 | 0 | 0.88038 | 9.6661 | 0 | 0 | 0.42 | 0.8592 | 0 | 0.0008066 | 0 | 0 | 12.2778 | 0 | 0 | 0 | 0 | 0 | 0 | 0 | 0 | 0 | 0 | 0 | 0 | 0
12 | 19 | 21 | 3 | 1.7931 | 0 | 2.4469 | 0 | 0 | 0 | 0.0012057 | 1.1376 | 0 | 0 | 4.2607 | 0 | 9.6395 | 0 | 0 | 0 | 0 | 0 | 0 | 0 | 0 | 0 | 0 | 0 | 0 | 0 | 0.45131 | 0 | 1.1038 | 10.2988 | 0 | 0 | 0.3675 | 0.86194 | 0 | 0.19636 | 0 | 0 | 13.2798 | 0 | 0 | 0 | 0 | 0 | 0 | 0 | 0 | 0 | 0 | 0 | 0 | 0
12 | 19 | 22 | 3 | 1.7931 | 0 | 2.4469 | 0 | 0 | 0 | 0.0012057 | 1.1624 | 0 | 0 | 3.9588 | 0 | 9.3625 | 0 | 0 | 0 | 0 | 0 | 0 | 0 | 0 | 0 | 0 | 0 | 0 | 0 | 0.45131 | 0 | 1.2156 | 10.5393 | 0 | 0 | 0.4725 | 0.86218 | 0 | 0.20104 | 0 | 0 | 13.7419 | 0 | 0 | 0 | 0 | 0 | 0 | 0 | 0 | 0 | 0 | 0 | 0 | 0
12 | 19 | 23 | 3 | 1.7931 | 0 | 2.4469 | 0 | 0 | 0 | 0.0012057 | 1.1806 | 0 | 0 | 4.2543 | 0 | 9.6761 | 0 | 0 | 0 | 0 | 0 | 0 | 0 | 0 | 0 | 0 | 0 | 0 | 0 | 0.45131 | 0 | 1.1038 | 10.7552 | 0 | 0 | 0.315 | 0.86668 | 0 | 0.20497 | 0 | 0 | 13.697 | 0 | 0 | 0 | 0 | 0 | 0 | 0 | 0 | 0 | 0 | 0 | 0 | 0
12 | 19 | 24 | 3 | 1.7931 | 0 | 2.4469 | 0 | 0 | 0 | 0.0012057 | 0.73945 | 0 | 0 | 0.58433 | 0 | 5.565 | 0 | 0 | 0 | 0 | 0 | 0 | 0 | 0 | 0 | 0 | 0 | 0 | 0 | 0.45131 | 0 | 0.88038 | 7.9243 | 0 | 0 | 0.0525 | 0.86811 | 0 | 0.19857 | 0 | 0 | 10.3752 | 0 | 0 | 0 | 0 | 0 | 0 | 0 | 0 | 0 | 0 | 0 | 0 | 0
12 | 20 | 1 | 4 | 1.7931 | 0 | 2.4469 | 0 | 0 | 0 | 0.0012057 | 0.86238 | 0 | 0 | 0.58434 | 0 | 5.6879 | 0 | 0 | 0 | 0 | 0 | 0 | 0 | 0 | 0 | 0 | 0 | 0 | 0 | 0.45131 | 0 | 0.54519 | 9.1992 | 0 | 0 | 0.0525 | 0.87871 | 0 | 0.2999 | 0 | 0 | 11.4269 | 0 | 0 | 0 | 0 | 0 | 0 | 0 | 0 | 0 | 0 | 0 | 0 | 0
12 | 20 | 2 | 4 | 1.7931 | 0 | 2.4469 | 0 | 0 | 0 | 0.0012057 | 0.89771 | 0 | 0 | 0.58438 | 0 | 5.7233 | 0 | 0 | 0 | 0 | 0 | 0 | 0 | 0 | 0 | 0 | 0 | 0 | 0 | 0.45131 | 0 | 0.32173 | 9.7103 | 0 | 0 | 0.0525 | 0.88513 | 0 | 0.30765 | 0 | 0 | 11.7286 | 0 | 0 | 0 | 0 | 0 | 0 | 0 | 0 | 0 | 0 | 0 | 0 | 0
12 | 20 | 3 | 4 | 1.7931 | 0 | 2.4469 | 0 | 0 | 0 | 0.0012057 | 0.87427 | 0 | 0 | 0.58439 | 0 | 5.6999 | 0 | 0 | 0 | 0 | 0 | 0 | 0 | 0 | 0 | 0 | 0 | 0 | 0 | 0.45131 | 0 | 0.32173 | 9.4676 | 0 | 0 | 0.0525 | 0.87666 | 0 | 0.37279 | 0 | 0 | 11.5426 | 0 | 0 | 0 | 0 | 0 | 0 | 0 | 0 | 0 | 0 | 0 | 0 | 0
12 | 20 | 4 | 4 | 1.7931 | 0 | 2.4469 | 0 | 0 | 0 | 0.0012057 | 0.89933 | 0 | 0 | 0.58437 | 0 | 5.7249 | 0 | 0 | 0 | 0 | 0 | 0 | 0 | 0 | 0 | 0 | 0 | 0 | 0 | 0.45131 | 0 | 0.32173 | 9.7145 | 0 | 0 | 0.0525 | 0.88025 | 0 | 0.50393 | 0 | 0 | 11.9242 | 0 | 0 | 0 | 0 | 0 | 0 | 0 | 0 | 0 | 0 | 0 | 0 | 0
12 | 20 | 5 | 4 | 1.7931 | 0 | 2.4469 | 0 | 0 | 0 | 0.0012057 | 0.91414 | 0 | 0 | 0.58437 | 0 | 5.7397 | 0 | 0 | 0 | 0 | 0 | 0 | 0 | 0 | 0 | 0 | 0 | 0 | 0 | 0.45131 | 0 | 0.32173 | 9.8667 | 0 | 0 | 0.0525 | 0.88108 | 0 | 0.51199 | 0 | 0 | 12.0854 | 0 | 0 | 0 | 0 | 0 | 0 | 0 | 0 | 0 | 0 | 0 | 0 | 0
12 | 20 | 6 | 4 | 1.7931 | 0 | 2.4469 | 0 | 0 | 0 | 0.0012057 | 0.94619 | 0 | 0 | 0.58437 | 0 | 5.7718 | 0 | 0 | 0 | 0 | 0 | 0 | 0 | 0 | 0 | 0 | 0 | 0 | 0 | 0.45131 | 0 | 0.32173 | 10.1918 | 0 | 0 | 0.0525 | 0.88604 | 0 | 0.54392 | 0 | 0 | 12.4473 | 0 | 0 | 0 | 0 | 0 | 0 | 0 | 0 | 0 | 0 | 0 | 0 | 0
12 | 20 | 7 | 4 | 1.7931 | 0 | 2.4469 | 0 | 0 | 0 | 0.0012057 | 0.96708 | 0 | 0 | 3.2982 | 0 | 8.5065 | 0 | 0 | 0 | 0 | 0 | 0 | 0 | 0 | 0 | 0 | 0 | 0 | 0 | 0.45131 | 0 | 0.54519 | 10.3919 | 0 | 0 | 0.315 | 0.88214 | 0 | 0.58919 | 0 | 0 | 13.1747 | 0 | 0 | 0 | 0 | 0 | 0 | 0 | 0 | 0 | 0 | 0 | 0 | 0
12 | 20 | 8 | 4 | 1.7931 | 0 | 2.4469 | 0 | 0 | 0 | 0.0012057 | 1.3165 | 0 | 0 | 5.4692 | 0 | 11.0269 | 0 | 0 | 0 | 0 | 0 | 0 | 0 | 0 | 0 | 0 | 0 | 0 | 0 | 0.45131 | 0 | 0.71279 | 12.9717 | 0 | 0 | 0.525 | 0.88199 | 0 | 0.75204 | 0 | 0 | 16.2948 | 0 | 0 | 0 | 0 | 0 | 0 | 0 | 0 | 0 | 0 | 0 | 0 | 0
12 | 20 | 9 | 4 | 1.7931 | 0 | 13.5789 | 0 | 0 | 0 | 0.0012057 | 1.0954 | 0 | 0 | 3.9589 | 0 | 20.4274 | 0 | 0 | 0 | 0 | 0 | 0 | 0 | 0 | 0 | 0 | 0 | 0 | 0 | 0.45131 | 0 | 0.71279 | 10.704 | 0 | 0 | 0.42 | 0.87382 | 0 | 0.56323 | 0 | 0 | 13.7252 | 0 | 0 | 0 | 0 | 0 | 0 | 0 | 0 | 0 | 0 | 0 | 0 | 0
12 | 20 | 10 | 4 | 1.7931 | 0 | 13.5789 | 0 | 0 | 0 | 0.0012057 | 0.94004 | 0 | 0 | 3.718 | 0 | 20.0312 | 0 | 0 | 0 | 0 | 0 | 0 | 0 | 0 | 0 | 0 | 0 | 0 | 0 | 0.45131 | 0 | 0.71279 | 9.3807 | 0 | 0 | 0.315 | 0.87311 | 0 | 0.43794 | 0 | 0 | 12.1709 | 0 | 0 | 0 | 0 | 0 | 0 | 0 | 0 | 0 | 0 | 0 | 0 | 0
12 | 20 | 11 | 4 | 1.7931 | 0 | 13.5789 | 0 | 0 | 0 | 0.0012057 | 0.80178 | 0 | 0 | 3.2982 | 0 | 19.4731 | 0 | 0 | 0 | 0 | 0 | 0 | 0 | 0 | 0 | 0 | 0 | 0 | 0 | 0.45131 | 0 | 0.71279 | 7.6015 | 0 | 0 | 0.315 | 0.84482 | 0 | 0.21331 | 0 | 0 | 10.1387 | 0 | 0 | 0 | 0 | 0 | 0 | 0 | 0 | 0 | 0 | 0 | 0 | 0
12 | 20 | 12 | 4 | 1.7931 | 0 | 13.5789 | 0 | 0 | 0 | 0.0012057 | 0.71513 | 0 | 0 | 3.8409 | 0 | 19.9293 | 0 | 0 | 0 | 0 | 0 | 0 | 0 | 0 | 0 | 0 | 0 | 0 | 0 | 0.45131 | 0 | 0.54519 | 6.92 | 0 | 0 | 0.3675 | 0.84834 | 0 | 0.19941 | 0 | 0 | 9.3318 | 0 | 0 | 0 | 0 | 0 | 0 | 0 | 0 | 0 | 0 | 0 | 0 | 0
12 | 20 | 13 | 4 | 1.7931 | 0 | 8.6313 | 0 | 0 | 0 | 0.0012057 | 0.89579 | 0 | 0 | 3.9589 | 0 | 15.2803 | 0 | 0 | 0 | 0 | 0 | 0 | 0 | 0 | 0 | 0 | 0 | 0 | 0 | 0.45131 | 0 | 0.54519 | 8.322 | 0 | 0 | 0.42 | 0.86186 | 0 | 0.18666 | 0 | 0 | 10.787 | 0 | 0 | 0 | 0 | 0 | 0 | 0 | 0 | 0 | 0 | 0 | 0 | 0
12 | 20 | 14 | 4 | 1.7931 | 0 | 13.5789 | 0 | 0 | 0 | 0.0012057 | 0.96248 | 0 | 0 | 4.2608 | 0 | 20.5965 | 0 | 0 | 0 | 0 | 0 | 0 | 0 | 0 | 0 | 0 | 0 | 0 | 0 | 0.45131 | 0 | 0.54519 | 8.9496 | 0 | 0 | 0.3675 | 0.8718 | 0 | 0.13908 | 0 | 0 | 11.3244 | 0 | 0 | 0 | 0 | 0 | 0 | 0 | 0 | 0 | 0 | 0 | 0 | 0
12 | 20 | 15 | 4 | 1.7931 | 0 | 13.5789 | 0 | 0 | 0 | 0.0012057 | 1.0377 | 0 | 0 | 3.841 | 0 | 20.2519 | 0 | 0 | 0 | 0 | 0 | 0 | 0 | 0 | 0 | 0 | 0 | 0 | 0 | 0.45131 | 0 | 0.54519 | 9.6703 | 0 | 0 | 0.3675 | 0.88027 | 0 | 0.066515 | 0 | 0 | 11.9811 | 0 | 0 | 0 | 0 | 0 | 0 | 0 | 0 | 0 | 0 | 0 | 0 | 0
12 | 20 | 16 | 4 | 1.7931 | 0 | 13.5789 | 0 | 0 | 0 | 0.0012057 | 0.95219 | 0 | 0 | 3.2982 | 0 | 19.6236 | 0 | 0 | 0 | 0 | 0 | 0 | 0 | 0 | 0 | 0 | 0 | 0 | 0 | 0.45131 | 0 | 0.54519 | 9.0923 | 0 | 0 | 0.315 | 0.87743 | 0 | 0.00071595 | 0 | 0 | 11.2819 | 0 | 0 | 0 | 0 | 0 | 0 | 0 | 0 | 0 | 0 | 0 | 0 | 0
12 | 20 | 17 | 4 | 1.7931 | 0 | 13.5789 | 0 | 0 | 0 | 0.0012057 | 1.0413 | 0 | 0 | 3.2982 | 0 | 19.7127 | 0 | 0 | 0 | 0 | 0 | 0 | 0 | 0 | 0 | 0 | 0 | 0 | 0 | 0.45131 | 0 | 0.54519 | 9.8815 | 0 | 0 | 0.315 | 0.88511 | 0 | 0.00078299 | 0 | 0 | 12.0789 | 0 | 0 | 0 | 0 | 0 | 0 | 0 | 0 | 0 | 0 | 0 | 0 | 0
12 | 20 | 18 | 4 | 1.7931 | 0 | 13.5789 | 0 | 0 | 0 | 0.0012057 | 1.0545 | 0 | 0 | 5.4692 | 0 | 21.8969 | 0 | 0 | 0 | 0 | 0 | 0 | 0 | 0 | 0 | 0 | 0 | 0 | 0 | 0.45131 | 0 | 0.54519 | 10.1581 | 0 | 0 | 0.525 | 0.88922 | 0 | 0.00080162 | 0 | 0 | 12.5696 | 0 | 0 | 0 | 0 | 0 | 0 | 0 | 0 | 0 | 0 | 0 | 0 | 0
12 | 20 | 19 | 4 | 1.7931 | 0 | 9.8682 | 0 | 0 | 0 | 0.0012057 | 1.1121 | 0 | 0 | 5.4692 | 0 | 18.2439 | 0 | 0 | 0 | 0 | 0 | 0 | 0 | 0 | 0 | 0 | 0 | 0 | 0 | 0.45131 | 0 | 0.54519 | 10.7191 | 0 | 0 | 0.525 | 0.89237 | 0 | 0.00084704 | 0 | 0 | 13.1338 | 0 | 0 | 0 | 0 | 0 | 0 | 0 | 0 | 0 | 0 | 0 | 0 | 0
12 | 20 | 20 | 4 | 1.7931 | 0 | 2.4469 | 0 | 0 | 0 | 0.0012057 | 1.2484 | 0 | 0 | 3.9589 | 0 | 9.4485 | 0 | 0 | 0 | 0 | 0 | 0 | 0 | 0 | 0 | 0 | 0 | 0 | 0 | 0.45131 | 0 | 0.88038 | 12.0382 | 0 | 0 | 0.42 | 0.89851 | 0 | 0.0009547 | 0 | 0 | 14.6893 | 0 | 0 | 0 | 0 | 0 | 0 | 0 | 0 | 0 | 0 | 0 | 0 | 0
12 | 20 | 21 | 4 | 1.7931 | 0 | 2.4469 | 0 | 0 | 0 | 0.0012057 | 1.2487 | 0 | 0 | 4.2608 | 0 | 9.7508 | 0 | 0 | 0 | 0 | 0 | 0 | 0 | 0 | 0 | 0 | 0 | 0 | 0 | 0.45131 | 0 | 1.1038 | 12.1351 | 0 | 0 | 0.3675 | 0.89036 | 0 | 0.00096383 | 0 | 0 | 14.949 | 0 | 0 | 0 | 0 | 0 | 0 | 0 | 0 | 0 | 0 | 0 | 0 | 0
12 | 20 | 22 | 4 | 1.7931 | 0 | 2.4469 | 0 | 0 | 0 | 0.0012057 | 1.2544 | 0 | 0 | 3.9589 | 0 | 9.4545 | 0 | 0 | 0 | 0 | 0 | 0 | 0 | 0 | 0 | 0 | 0 | 0 | 0 | 0.45131 | 0 | 1.2156 | 12.2251 | 0 | 0 | 0.4725 | 0.88778 | 0 | 0.13279 | 0 | 0 | 15.385 | 0 | 0 | 0 | 0 | 0 | 0 | 0 | 0 | 0 | 0 | 0 | 0 | 0
12 | 20 | 23 | 4 | 1.7931 | 0 | 2.4469 | 0 | 0 | 0 | 0.0012057 | 1.2448 | 0 | 0 | 4.2544 | 0 | 9.7404 | 0 | 0 | 0 | 0 | 0 | 0 | 0 | 0 | 0 | 0 | 0 | 0 | 0 | 0.45131 | 0 | 1.1038 | 12.125 | 0 | 0 | 0.315 | 0.88563 | 0 | 0.13173 | 0 | 0 | 15.0125 | 0 | 0 | 0 | 0 | 0 | 0 | 0 | 0 | 0 | 0 | 0 | 0 | 0
12 | 20 | 24 | 4 | 1.7931 | 0 | 2.4469 | 0 | 0 | 0 | 0.0012057 | 0.89904 | 0 | 0 | 0.58438 | 0 | 5.7246 | 0 | 0 | 0 | 0 | 0 | 0 | 0 | 0 | 0 | 0 | 0 | 0 | 0 | 0.45131 | 0 | 0.88038 | 9.9226 | 0 | 0 | 0.0525 | 0.89875 | 0 | 0.1269 | 0 | 0 | 12.3324 | 0 | 0 | 0 | 0 | 0 | 0 | 0 | 0 | 0 | 0 | 0 | 0 | 0
12 | 21 | 1 | 5 | 1.7931 | 0 | 2.4469 | 0 | 0 | 0 | 0.0012057 | 0.97085 | 0 | 0 | 0.58442 | 0 | 5.7965 | 0 | 0 | 0 | 0 | 0 | 0 | 0 | 0 | 0 | 0 | 0 | 0 | 0 | 0.45131 | 0 | 0.54519 | 10.9358 | 0 | 0 | 0.0525 | 0.90427 | 0 | 0.11266 | 0 | 0 | 13.0018 | 0 | 0 | 0 | 0 | 0 | 0 | 0 | 0 | 0 | 0 | 0 | 0 | 0
12 | 21 | 2 | 5 | 1.7931 | 0 | 2.4469 | 0 | 0 | 0 | 0.0012057 | 1.0481 | 0 | 0 | 0.58443 | 0 | 5.8738 | 0 | 0 | 0 | 0 | 0 | 0 | 0 | 0 | 0 | 0 | 0 | 0 | 0 | 0.45131 | 0 | 0.32173 | 11.8758 | 0 | 0 | 0.0525 | 0.92097 | 0 | 0.12237 | 0 | 0 | 13.7446 | 0 | 0 | 0 | 0 | 0 | 0 | 0 | 0 | 0 | 0 | 0 | 0 | 0
12 | 21 | 3 | 5 | 1.7931 | 0 | 2.4469 | 0 | 0 | 0 | 0.0012057 | 1.0646 | 0 | 0 | 0.58447 | 0 | 5.8903 | 0 | 0 | 0 | 0 | 0 | 0 | 0 | 0 | 0 | 0 | 0 | 0 | 0 | 0.45131 | 0 | 0.32173 | 12.0989 | 0 | 0 | 0.0525 | 0.92137 | 0 | 0.18029 | 0 | 0 | 14.0261 | 0 | 0 | 0 | 0 | 0 | 0 | 0 | 0 | 0 | 0 | 0 | 0 | 0
12 | 21 | 4 | 5 | 1.7931 | 0 | 2.4469 | 0 | 0 | 0 | 0.0012057 | 1.0273 | 0 | 0 | 0.58447 | 0 | 5.853 | 0 | 0 | 0 | 0 | 0 | 0 | 0 | 0 | 0 | 0 | 0 | 0 | 0 | 0.45131 | 0 | 0.32173 | 11.6091 | 0 | 0 | 0.0525 | 0.90955 | 0 | 0.083667 | 0 | 0 | 13.4278 | 0 | 0 | 0 | 0 | 0 | 0 | 0 | 0 | 0 | 0 | 0 | 0 | 0
12 | 21 | 5 | 5 | 1.7931 | 0 | 2.4469 | 0 | 0 | 0 | 0.0012057 | 1.0358 | 0 | 0 | 0.58443 | 0 | 5.8614 | 0 | 0 | 0 | 0 | 0 | 0 | 0 | 0 | 0 | 0 | 0 | 0 | 0 | 0.45131 | 0 | 0.32173 | 11.6635 | 0 | 0 | 0.0525 | 0.90966 | 0 | 0.1742 | 0 | 0 | 13.5729 | 0 | 0 | 0 | 0 | 0 | 0 | 0 | 0 | 0 | 0 | 0 | 0 | 0
12 | 21 | 6 | 5 | 1.7931 | 0 | 2.4469 | 0 | 0 | 0 | 0.0012057 | 1.0426 | 0 | 0 | 0.58442 | 0 | 5.8682 | 0 | 0 | 0 | 0 | 0 | 0 | 0 | 0 | 0 | 0 | 0 | 0 | 0 | 0.45131 | 0 | 0.32173 | 11.6731 | 0 | 0 | 0.0525 | 0.90788 | 0 | 0.030281 | 0 | 0 | 13.4368 | 0 | 0 | 0 | 0 | 0 | 0 | 0 | 0 | 0 | 0 | 0 | 0 | 0
12 | 21 | 7 | 5 | 1.7931 | 0 | 2.4469 | 0 | 0 | 0 | 0.0012057 | 1.0467 | 0 | 0 | 3.2982 | 0 | 8.5862 | 0 | 0 | 0 | 0 | 0 | 0 | 0 | 0 | 0 | 0 | 0 | 0 | 0 | 0.45131 | 0 | 0.54519 | 11.6179 | 0 | 0 | 0.315 | 0.89894 | 0 | 0.069792 | 0 | 0 | 13.8981 | 0 | 0 | 0 | 0 | 0 | 0 | 0 | 0 | 0 | 0 | 0 | 0 | 0
12 | 21 | 8 | 5 | 1.7931 | 0 | 2.4469 | 0 | 0 | 0 | 0.0012057 | 1.345 | 0 | 0 | 5.4692 | 0 | 11.0554 | 0 | 0 | 0 | 0 | 0 | 0 | 0 | 0 | 0 | 0 | 0 | 0 | 0 | 0.45131 | 0 | 0.71279 | 13.7766 | 0 | 0 | 0.525 | 0.89186 | 0 | 0.12351 | 0 | 0 | 16.481 | 0 | 0 | 0 | 0 | 0 | 0 | 0 | 0 | 0 | 0 | 0 | 0 | 0
12 | 21 | 9 | 5 | 1.7931 | 0 | 13.5789 | 0 | 0 | 0 | 0.0012057 | 1.1934 | 0 | 0 | 3.9589 | 0 | 20.5255 | 0 | 0 | 0 | 0 | 0 | 0 | 0 | 0 | 0 | 0 | 0 | 0 | 0 | 0.45131 | 0 | 0.71279 | 12.0397 | 0 | 0 | 0.42 | 0.89318 | 0 | 0.16884 | 0 | 0 | 14.6858 | 0 | 0 | 0 | 0 | 0 | 0 | 0 | 0 | 0 | 0 | 0 | 0 | 0
12 | 21 | 10 | 5 | 1.7931 | 0 | 13.5789 | 0 | 0 | 0 | 0.0012057 | 1.0404 | 0 | 0 | 3.718 | 0 | 20.1317 | 0 | 0 | 0 | 0 | 0 | 0 | 0 | 0 | 0 | 0 | 0 | 0 | 0 | 0.45131 | 0 | 0.71279 | 10.612 | 0 | 0 | 0.315 | 0.88543 | 0 | 0.14725 | 0 | 0 | 13.1238 | 0 | 0 | 0 | 0 | 0 | 0 | 0 | 0 | 0 | 0 | 0 | 0 | 0
12 | 21 | 11 | 5 | 1.7931 | 0 | 13.5789 | 0 | 0 | 0 | 0.0012057 | 0.9243 | 0 | 0 | 3.2982 | 0 | 19.5957 | 0 | 0 | 0 | 0 | 0 | 0 | 0 | 0 | 0 | 0 | 0 | 0 | 0 | 0.45131 | 0 | 0.71279 | 9.143 | 0 | 0 | 0.315 | 0.86091 | 0 | 0.0007072 | 0 | 0 | 11.4837 | 0 | 0 | 0 | 0 | 0 | 0 | 0 | 0 | 0 | 0 | 0 | 0 | 0
12 | 21 | 12 | 5 | 1.7931 | 0 | 13.5789 | 0 | 0 | 0 | 0.0012057 | 0.92969 | 0 | 0 | 3.8409 | 0 | 20.1438 | 0 | 0 | 0 | 0 | 0 | 0 | 0 | 0 | 0 | 0 | 0 | 0 | 0 | 0.45131 | 0 | 0.54519 | 9.0876 | 0 | 0 | 0.3675 | 0.86962 | 0 | 0.000708 | 0 | 0 | 11.322 | 0 | 0 | 0 | 0 | 0 | 0 | 0 | 0 | 0 | 0 | 0 | 0 | 0
12 | 21 | 13 | 5 | 1.7931 | 0 | 8.6313 | 0 | 0 | 0 | 0.0012057 | 1.0658 | 0 | 0 | 3.9589 | 0 | 15.4504 | 0 | 0 | 0 | 0 | 0 | 0 | 0 | 0 | 0 | 0 | 0 | 0 | 0 | 0.45131 | 0 | 0.54519 | 10.014 | 0 | 0 | 0.42 | 0.87866 | 0 | 0.00079579 | 0 | 0 | 12.31 | 0 | 0 | 0 | 0 | 0 | 0 | 0 | 0 | 0 | 0 | 0 | 0 | 0
12 | 21 | 14 | 5 | 1.7931 | 0 | 13.5789 | 0 | 0 | 0 | 0.0012057 | 0.99955 | 0 | 0 | 4.2608 | 0 | 20.6336 | 0 | 0 | 0 | 0 | 0 | 0 | 0 | 0 | 0 | 0 | 0 | 0 | 0 | 0.45131 | 0 | 0.54519 | 9.436 | 0 | 0 | 0.3675 | 0.87841 | 0 | 0.0007513 | 0 | 0 | 11.6792 | 0 | 0 | 0 | 0 | 0 | 0 | 0 | 0 | 0 | 0 | 0 | 0 | 0
12 | 21 | 15 | 5 | 1.7931 | 0 | 13.5789 | 0 | 0 | 0 | 0.0012057 | 0.91359 | 0 | 0 | 3.841 | 0 | 20.1278 | 0 | 0 | 0 | 0 | 0 | 0 | 0 | 0 | 0 | 0 | 0 | 0 | 0 | 0.45131 | 0 | 0.54519 | 8.8313 | 0 | 0 | 0.3675 | 0.88375 | 0 | 0.00069565 | 0 | 0 | 11.0797 | 0 | 0 | 0 | 0 | 0 | 0 | 0 | 0 | 0 | 0 | 0 | 0 | 0
12 | 21 | 16 | 5 | 1.7931 | 0 | 13.5789 | 0 | 0 | 0 | 0.0012057 | 0.91469 | 0 | 0 | 3.2982 | 0 | 19.5861 | 0 | 0 | 0 | 0 | 0 | 0 | 0 | 0 | 0 | 0 | 0 | 0 | 0 | 0.45131 | 0 | 0.54519 | 8.8648 | 0 | 0 | 0.315 | 0.8859 | 0 | 0.00069753 | 0 | 0 | 11.0629 | 0 | 0 | 0 | 0 | 0 | 0 | 0 | 0 | 0 | 0 | 0 | 0 | 0
12 | 21 | 17 | 5 | 1.7931 | 0 | 13.5789 | 0 | 0 | 0 | 0.0012057 | 1.0339 | 0 | 0 | 3.2982 | 0 | 19.7053 | 0 | 0 | 0 | 0 | 0 | 0 | 0 | 0 | 0 | 0 | 0 | 0 | 0 | 0.45131 | 0 | 0.54519 | 9.7775 | 0 | 0 | 0.315 | 0.88926 | 0 | 0.00077939 | 0 | 0 | 11.979 | 0 | 0 | 0 | 0 | 0 | 0 | 0 | 0 | 0 | 0 | 0 | 0 | 0
12 | 21 | 18 | 5 | 1.7931 | 0 | 13.5789 | 0 | 0 | 0 | 0.0012057 | 1.0479 | 0 | 0 | 5.4693 | 0 | 21.8904 | 0 | 0 | 0 | 0 | 0 | 0 | 0 | 0 | 0 | 0 | 0 | 0 | 0 | 0.45131 | 0 | 0.54519 | 9.9198 | 0 | 0 | 0.525 | 0.88935 | 0 | 0.00079173 | 0 | 0 | 12.3315 | 0 | 0 | 0 | 0 | 0 | 0 | 0 | 0 | 0 | 0 | 0 | 0 | 0
12 | 21 | 19 | 5 | 1.7931 | 0 | 9.8682 | 0 | 0 | 0 | 0.0012057 | 1.0776 | 0 | 0 | 5.4693 | 0 | 18.2094 | 0 | 0 | 0 | 0 | 0 | 0 | 0 | 0 | 0 | 0 | 0 | 0 | 0 | 0.45131 | 0 | 0.54519 | 10.0652 | 0 | 0 | 0.525 | 0.88512 | 0 | 0.00080691 | 0 | 0 | 12.4727 | 0 | 0 | 0 | 0 | 0 | 0 | 0 | 0 | 0 | 0 | 0 | 0 | 0
12 | 21 | 20 | 5 | 1.7931 | 0 | 2.4469 | 0 | 0 | 0 | 0.0012057 | 1.1707 | 0 | 0 | 3.9589 | 0 | 9.3709 | 0 | 0 | 0 | 0 | 0 | 0 | 0 | 0 | 0 | 0 | 0 | 0 | 0 | 0.45131 | 0 | 0.88038 | 10.6539 | 0 | 0 | 0.42 | 0.87845 | 0 | 0.00086188 | 0 | 0 | 13.2849 | 0 | 0 | 0 | 0 | 0 | 0 | 0 | 0 | 0 | 0 | 0 | 0 | 0
12 | 21 | 21 | 5 | 1.7931 | 0 | 2.4469 | 0 | 0 | 0 | 0.0012057 | 1.1805 | 0 | 0 | 4.2608 | 0 | 9.6826 | 0 | 0 | 0 | 0 | 0 | 0 | 0 | 0 | 0 | 0 | 0 | 0 | 0 | 0.45131 | 0 | 1.1038 | 10.7169 | 0 | 0 | 0.3675 | 0.87179 | 0 | 0.00086824 | 0 | 0 | 13.5122 | 0 | 0 | 0 | 0 | 0 | 0 | 0 | 0 | 0 | 0 | 0 | 0 | 0
12 | 21 | 22 | 5 | 1.7931 | 0 | 2.4469 | 0 | 0 | 0 | 0.0012057 | 1.1858 | 0 | 0 | 3.9589 | 0 | 9.3858 | 0 | 0 | 0 | 0 | 0 | 0 | 0 | 0 | 0 | 0 | 0 | 0 | 0 | 0.45131 | 0 | 1.2156 | 10.7218 | 0 | 0 | 0.4725 | 0.8689 | 0 | 0.00086961 | 0 | 0 | 13.7309 | 0 | 0 | 0 | 0 | 0 | 0 | 0 | 0 | 0 | 0 | 0 | 0 | 0
12 | 21 | 23 | 5 | 1.7931 | 0 | 2.4469 | 0 | 0 | 0 | 0.0012057 | 1.1869 | 0 | 0 | 4.2543 | 0 | 9.6824 | 0 | 0 | 0 | 0 | 0 | 0 | 0 | 0 | 0 | 0 | 0 | 0 | 0 | 0.45131 | 0 | 1.1038 | 10.752 | 0 | 0 | 0.315 | 0.87035 | 0 | 0.00087166 | 0 | 0 | 13.4934 | 0 | 0 | 0 | 0 | 0 | 0 | 0 | 0 | 0 | 0 | 0 | 0 | 0
12 | 21 | 24 | 5 | 1.7931 | 0 | 2.4469 | 0 | 0 | 0 | 0.0012057 | 0.75324 | 0 | 0 | 0.58437 | 0 | 5.5788 | 0 | 0 | 0 | 0 | 0 | 0 | 0 | 0 | 0 | 0 | 0 | 0 | 0 | 0.45131 | 0 | 0.88038 | 8.0037 | 0 | 0 | 0.0525 | 0.87142 | 0 | 0.00060738 | 0 | 0 | 10.2599 | 0 | 0 | 0 | 0 | 0 | 0 | 0 | 0 | 0 | 0 | 0 | 0 | 0
12 | 22 | 1 | 6 | 1.7931 | 0 | 2.4469 | 0 | 0 | 0 | 0.0012057 | 0.86621 | 0 | 0 | 0.58437 | 0 | 5.6918 | 0 | 0 | 0 | 0 | 0 | 0 | 0 | 0 | 0 | 0 | 0 | 0 | 0 | 0.45131 | 0 | 0.54519 | 9.0874 | 0 | 0 | 0.0525 | 0.88118 | 0 | 0.00070085 | 0 | 0 | 11.0183 | 0 | 0 | 0 | 0 | 0 | 0 | 0 | 0 | 0 | 0 | 0 | 0 | 0
12 | 22 | 2 | 6 | 1.7931 | 0 | 2.4469 | 0 | 0 | 0 | 0.0012057 | 0.92341 | 0 | 0 | 0.58441 | 0 | 5.749 | 0 | 0 | 0 | 0 | 0 | 0 | 0 | 0 | 0 | 0 | 0 | 0 | 0 | 0.45131 | 0 | 0.32173 | 9.8108 | 0 | 0 | 0.0525 | 0.89198 | 0 | 0.00075506 | 0 | 0 | 11.5291 | 0 | 0 | 0 | 0 | 0 | 0 | 0 | 0 | 0 | 0 | 0 | 0 | 0
12 | 22 | 3 | 6 | 1.7931 | 0 | 2.4469 | 0 | 0 | 0 | 0.0012057 | 0.95637 | 0 | 0 | 0.58444 | 0 | 5.782 | 0 | 0 | 0 | 0 | 0 | 0 | 0 | 0 | 0 | 0 | 0 | 0 | 0 | 0.45131 | 0 | 0.32173 | 10.0506 | 0 | 0 | 0.0525 | 0.89506 | 0 | 0.00077867 | 0 | 0 | 11.7719 | 0 | 0 | 0 | 0 | 0 | 0 | 0 | 0 | 0 | 0 | 0 | 0 | 0
12 | 22 | 4 | 6 | 1.7931 | 0 | 2.4469 | 0 | 0 | 0 | 0.0012057 | 0.9463 | 0 | 0 | 0.58446 | 0 | 5.772 | 0 | 0 | 0 | 0 | 0 | 0 | 0 | 0 | 0 | 0 | 0 | 0 | 0 | 0.45131 | 0 | 0.32173 | 10.0488 | 0 | 0 | 0.0525 | 0.89127 | 0 | 0.00077482 | 0 | 0 | 11.7664 | 0 | 0 | 0 | 0 | 0 | 0 | 0 | 0 | 0 | 0 | 0 | 0 | 0
12 | 22 | 5 | 6 | 1.7931 | 0 | 2.4469 | 0 | 0 | 0 | 0.0012057 | 0.96203 | 0 | 0 | 0.58444 | 0 | 5.7877 | 0 | 0 | 0 | 0 | 0 | 0 | 0 | 0 | 0 | 0 | 0 | 0 | 0 | 0.45131 | 0 | 0.32173 | 10.1711 | 0 | 0 | 0.0525 | 0.89299 | 0 | 0.00078515 | 0 | 0 | 11.8904 | 0 | 0 | 0 | 0 | 0 | 0 | 0 | 0 | 0 | 0 | 0 | 0 | 0
12 | 22 | 6 | 6 | 1.7931 | 0 | 2.4469 | 0 | 0 | 0 | 0.0012057 | 0.95231 | 0 | 0 | 0.58445 | 0 | 5.778 | 0 | 0 | 0 | 0 | 0 | 0 | 0 | 0 | 0 | 0 | 0 | 0 | 0 | 0.45131 | 0 | 0.32173 | 10.1654 | 0 | 0 | 0.0525 | 0.88993 | 0 | 0.00078629 | 0 | 0 | 11.8817 | 0 | 0 | 0 | 0 | 0 | 0 | 0 | 0 | 0 | 0 | 0 | 0 | 0
12 | 22 | 7 | 6 | 1.7931 | 0 | 2.4469 | 0 | 0 | 0 | 0.0012057 | 0.97428 | 0 | 0 | 3.2982 | 0 | 8.5137 | 0 | 0 | 0 | 0 | 0 | 0 | 0 | 0 | 0 | 0 | 0 | 0 | 0 | 0.45131 | 0 | 0.54519 | 10.2905 | 0 | 0 | 0.315 | 0.88885 | 0 | 0.00079356 | 0 | 0 | 12.4916 | 0 | 0 | 0 | 0 | 0 | 0 | 0 | 0 | 0 | 0 | 0 | 0 | 0
12 | 22 | 8 | 6 | 1.7931 | 0 | 2.4469 | 0 | 0 | 0 | 0.0012057 | 1.2802 | 0 | 0 | 5.4692 | 0 | 10.9907 | 0 | 0 | 0 | 0 | 0 | 0 | 0 | 0 | 0 | 0 | 0 | 0 | 0 | 0.45131 | 0 | 0.71279 | 12.3448 | 0 | 0 | 0.525 | 0.8824 | 0 | 0.0009812 | 0 | 0 | 14.9172 | 0 | 0 | 0 | 0 | 0 | 0 | 0 | 0 | 0 | 0 | 0 | 0 | 0
12 | 22 | 9 | 6 | 1.7931 | 0 | 13.5789 | 0 | 0 | 0 | 0.0012057 | 1.0397 | 0 | 0 | 3.9589 | 0 | 20.3718 | 0 | 0 | 0 | 0 | 0 | 0 | 0 | 0 | 0 | 0 | 0 | 0 | 0 | 0.45131 | 0 | 0.71279 | 9.7466 | 0 | 0 | 0.42 | 0.87614 | 0 | 0.00081225 | 0 | 0 | 12.2077 | 0 | 0 | 0 | 0 | 0 | 0 | 0 | 0 | 0 | 0 | 0 | 0 | 0
12 | 22 | 10 | 6 | 1.7931 | 0 | 13.5789 | 0 | 0 | 0 | 0.0012057 | 0.85508 | 0 | 0 | 3.718 | 0 | 19.9463 | 0 | 0 | 0 | 0 | 0 | 0 | 0 | 0 | 0 | 0 | 0 | 0 | 0 | 0.45131 | 0 | 0.71279 | 7.5312 | 0 | 0 | 0.315 | 0.86708 | 0 | 0 | 0 | 0 | 9.8773 | 0 | 0 | 0 | 0 | 0 | 0 | 0 | 0 | 0 | 0 | 0 | 0 | 0
12 | 22 | 11 | 6 | 1.7931 | 0 | 13.5789 | 0 | 0 | 0 | 0.0012057 | 0.73172 | 0 | 0 | 3.2982 | 0 | 19.4031 | 0 | 0 | 0 | 0 | 0 | 0 | 0 | 0 | 0 | 0 | 0 | 0 | 0 | 0.45131 | 0 | 0.71279 | 5.9033 | 0 | 0 | 0.315 | 0.83958 | 0 | 0 | 0 | 0 | 8.222 | 0 | 0 | 0 | 0 | 0 | 0 | 0 | 0 | 0 | 0 | 0 | 0 | 0
12 | 22 | 12 | 6 | 1.7931 | 0 | 13.5789 | 0 | 0 | 0 | 0.0012057 | 0.60531 | 0 | 0 | 3.8409 | 0 | 19.8195 | 0 | 0 | 0 | 0 | 0 | 0 | 0 | 0 | 0 | 0 | 0 | 0 | 0 | 0.45131 | 0 | 0.54519 | 5.1273 | 0 | 0 | 0.3675 | 0.83686 | 0 | 0 | 0 | 0 | 7.3281 | 0 | 0 | 0 | 0 | 0 | 0 | 0 | 0 | 0 | 0 | 0 | 0 | 0
12 | 22 | 13 | 6 | 1.7931 | 0 | 8.6313 | 0 | 0 | 0 | 0.0012057 | 0.56988 | 0 | 0 | 3.9589 | 0 | 14.9544 | 0 | 0 | 0 | 0 | 0 | 0 | 0 | 0 | 0 | 0 | 0 | 0 | 0 | 0.45131 | 0 | 0.54519 | 4.7258 | 0 | 0 | 0.42 | 0.83508 | 0 | 0 | 0 | 0 | 6.9774 | 0 | 0 | 0 | 0 | 0 | 0 | 0 | 0 | 0 | 0 | 0 | 0 | 0
12 | 22 | 14 | 6 | 1.7931 | 0 | 13.5789 | 0 | 0 | 0 | 0.0012057 | 0.56045 | 0 | 0 | 4.2608 | 0 | 20.1944 | 0 | 0 | 0 | 0 | 0 | 0 | 0 | 0 | 0 | 0 | 0 | 0 | 0 | 0.45131 | 0 | 0.54519 | 4.5408 | 0 | 0 | 0.3675 | 0.84004 | 0 | 0 | 0 | 0 | 6.7448 | 0 | 0 | 0 | 0 | 0 | 0 | 0 | 0 | 0 | 0 | 0 | 0 | 0
12 | 22 | 15 | 6 | 1.7931 | 0 | 13.5789 | 0 | 0 | 0 | 0.0012057 | 0.55341 | 0 | 0 | 3.8409 | 0 | 19.7675 | 0 | 0 | 0 | 0 | 0 | 0 | 0 | 0 | 0 | 0 | 0 | 0 | 0 | 0.45131 | 0 | 0.54519 | 4.4755 | 0 | 0 | 0.3675 | 0.83892 | 0 | 0 | 0 | 0 | 6.6784 | 0 | 0 | 0 | 0 | 0 | 0 | 0 | 0 | 0 | 0 | 0 | 0 | 0
12 | 22 | 16 | 6 | 1.7931 | 0 | 13.5789 | 0 | 0 | 0 | 0.0012057 | 0.56338 | 0 | 0 | 3.2982 | 0 | 19.2347 | 0 | 0 | 0 | 0 | 0 | 0 | 0 | 0 | 0 | 0 | 0 | 0 | 0 | 0.45131 | 0 | 0.54519 | 4.653 | 0 | 0 | 0.315 | 0.8421 | 0 | 0 | 0 | 0 | 6.8066 | 0 | 0 | 0 | 0 | 0 | 0 | 0 | 0 | 0 | 0 | 0 | 0 | 0
12 | 22 | 17 | 6 | 1.7931 | 0 | 13.5789 | 0 | 0 | 0 | 0.0012057 | 0.65833 | 0 | 0 | 3.2982 | 0 | 19.3297 | 0 | 0 | 0 | 0 | 0 | 0 | 0 | 0 | 0 | 0 | 0 | 0 | 0 | 0.45131 | 0 | 0.54519 | 5.1168 | 0 | 0 | 0.315 | 0.84377 | 0 | 0 | 0 | 0 | 7.2721 | 0 | 0 | 0 | 0 | 0 | 0 | 0 | 0 | 0 | 0 | 0 | 0 | 0
12 | 22 | 18 | 6 | 1.7931 | 0 | 13.5789 | 0 | 0 | 0 | 0.0012057 | 0.70877 | 0 | 0 | 5.4692 | 0 | 21.5512 | 0 | 0 | 0 | 0 | 0 | 0 | 0 | 0 | 0 | 0 | 0 | 0 | 0 | 0.45131 | 0 | 0.54519 | 5.362 | 0 | 0 | 0.525 | 0.84604 | 0 | 0 | 0 | 0 | 7.7295 | 0 | 0 | 0 | 0 | 0 | 0 | 0 | 0 | 0 | 0 | 0 | 0 | 0
12 | 22 | 19 | 6 | 1.7931 | 0 | 9.8682 | 0 | 0 | 0 | 0.0012057 | 0.78526 | 0 | 0 | 5.4692 | 0 | 17.917 | 0 | 0 | 0 | 0 | 0 | 0 | 0 | 0 | 0 | 0 | 0 | 0 | 0 | 0.45131 | 0 | 0.54519 | 5.8783 | 0 | 0 | 0.525 | 0.84752 | 0 | 0 | 0 | 0 | 8.2474 | 0 | 0 | 0 | 0 | 0 | 0 | 0 | 0 | 0 | 0 | 0 | 0 | 0
12 | 22 | 20 | 6 | 1.7931 | 0 | 2.4469 | 0 | 0 | 0 | 0.0012057 | 0.90287 | 0 | 0 | 3.9589 | 0 | 9.1029 | 0 | 0 | 0 | 0 | 0 | 0 | 0 | 0 | 0 | 0 | 0 | 0 | 0 | 0.45131 | 0 | 0.88038 | 6.4107 | 0 | 0 | 0.42 | 0.84157 | 0 | 0 | 0 | 0 | 9.004 | 0 | 0 | 0 | 0 | 0 | 0 | 0 | 0 | 0 | 0 | 0 | 0 | 0
12 | 22 | 21 | 6 | 1.7931 | 0 | 2.4469 | 0 | 0 | 0 | 0.0012057 | 0.91558 | 0 | 0 | 4.2607 | 0 | 9.4175 | 0 | 0 | 0 | 0 | 0 | 0 | 0 | 0 | 0 | 0 | 0 | 0 | 0 | 0.45131 | 0 | 1.1038 | 6.4636 | 0 | 0 | 0.3675 | 0.83501 | 0 | 0 | 0 | 0 | 9.2213 | 0 | 0 | 0 | 0 | 0 | 0 | 0 | 0 | 0 | 0 | 0 | 0 | 0
12 | 22 | 22 | 6 | 1.7931 | 0 | 2.4469 | 0 | 0 | 0 | 0.0012057 | 0.93018 | 0 | 0 | 3.9588 | 0 | 9.1302 | 0 | 0 | 0 | 0 | 0 | 0 | 0 | 0 | 0 | 0 | 0 | 0 | 0 | 0.45131 | 0 | 1.2156 | 6.6516 | 0 | 0 | 0.4725 | 0.83317 | 0 | 0 | 0 | 0 | 9.6241 | 0 | 0 | 0 | 0 | 0 | 0 | 0 | 0 | 0 | 0 | 0 | 0 | 0
12 | 22 | 23 | 6 | 1.7931 | 0 | 2.4469 | 0 | 0 | 0 | 0.0012057 | 0.9317 | 0 | 0 | 4.2543 | 0 | 9.4272 | 0 | 0 | 0 | 0 | 0 | 0 | 0 | 0 | 0 | 0 | 0 | 0 | 0 | 0.45131 | 0 | 1.1038 | 6.6567 | 0 | 0 | 0.315 | 0.83446 | 0 | 0 | 0 | 0 | 9.3613 | 0 | 0 | 0 | 0 | 0 | 0 | 0 | 0 | 0 | 0 | 0 | 0 | 0
12 | 22 | 24 | 6 | 1.7931 | 0 | 2.4469 | 0 | 0 | 0 | 0.0012057 | 0.47057 | 0 | 0 | 0.58432 | 0 | 5.2961 | 0 | 0 | 0 | 0 | 0 | 0 | 0 | 0 | 0 | 0 | 0 | 0 | 0 | 0.45131 | 0 | 0.88038 | 4.651 | 0 | 0 | 0.0525 | 0.83797 | 0 | 0 | 0 | 0 | 6.8732 | 0 | 0 | 0 | 0 | 0 | 0 | 0 | 0 | 0 | 0 | 0 | 0 | 0
12 | 23 | 1 | 7 | 1.7931 | 0 | 2.4469 | 0 | 0 | 0 | 0.0012057 | 0.59225 | 0 | 0 | 0.58433 | 0 | 5.4178 | 0 | 0 | 0 | 0 | 0 | 0 | 0 | 0 | 0 | 0 | 0 | 0 | 0 | 0.45131 | 0 | 0.54519 | 5.591 | 0 | 0 | 0.0525 | 0.84564 | 0 | 0 | 0 | 0 | 7.4856 | 0 | 0 | 0 | 0 | 0 | 0 | 0 | 0 | 0 | 0 | 0 | 0 | 0
12 | 23 | 2 | 7 | 1.7931 | 0 | 2.4469 | 0 | 0 | 0 | 0.0012057 | 0.624 | 0 | 0 | 0.58435 | 0 | 5.4496 | 0 | 0 | 0 | 0 | 0 | 0 | 0 | 0 | 0 | 0 | 0 | 0 | 0 | 0.45131 | 0 | 0.32173 | 5.8444 | 0 | 0 | 0.0525 | 0.84988 | 0 | 0 | 0 | 0 | 7.5198 | 0 | 0 | 0 | 0 | 0 | 0 | 0 | 0 | 0 | 0 | 0 | 0 | 0
12 | 23 | 3 | 7 | 1.7931 | 0 | 2.4469 | 0 | 0 | 0 | 0.0012057 | 0.6151 | 0 | 0 | 0.58437 | 0 | 5.4407 | 0 | 0 | 0 | 0 | 0 | 0 | 0 | 0 | 0 | 0 | 0 | 0 | 0 | 0.45131 | 0 | 0.32173 | 5.7745 | 0 | 0 | 0.0525 | 0.84529 | 0 | 0 | 0 | 0 | 7.4454 | 0 | 0 | 0 | 0 | 0 | 0 | 0 | 0 | 0 | 0 | 0 | 0 | 0
12 | 23 | 4 | 7 | 1.7931 | 0 | 2.4469 | 0 | 0 | 0 | 0.0012057 | 0.60356 | 0 | 0 | 0.58435 | 0 | 5.4291 | 0 | 0 | 0 | 0 | 0 | 0 | 0 | 0 | 0 | 0 | 0 | 0 | 0 | 0.45131 | 0 | 0.32173 | 5.674 | 0 | 0 | 0.0525 | 0.8412 | 0 | 0 | 0 | 0 | 7.3408 | 0 | 0 | 0 | 0 | 0 | 0 | 0 | 0 | 0 | 0 | 0 | 0 | 0
12 | 23 | 5 | 7 | 1.7931 | 0 | 2.4469 | 0 | 0 | 0 | 0.0012057 | 0.64505 | 0 | 0 | 0.58434 | 0 | 5.4706 | 0 | 0 | 0 | 0 | 0 | 0 | 0 | 0 | 0 | 0 | 0 | 0 | 0 | 0.45131 | 0 | 0.32173 | 5.8615 | 0 | 0 | 0.0525 | 0.84664 | 0 | 0 | 0 | 0 | 7.5337 | 0 | 0 | 0 | 0 | 0 | 0 | 0 | 0 | 0 | 0 | 0 | 0 | 0
12 | 23 | 6 | 7 | 1.7931 | 0 | 2.4469 | 0 | 0 | 0 | 0.0012057 | 0.64391 | 0 | 0 | 0.58435 | 0 | 5.4695 | 0 | 0 | 0 | 0 | 0 | 0 | 0 | 0 | 0 | 0 | 0 | 0 | 0 | 0.45131 | 0 | 0.32173 | 5.7998 | 0 | 0 | 0.0525 | 0.84475 | 0 | 0 | 0 | 0 | 7.4701 | 0 | 0 | 0 | 0 | 0 | 0 | 0 | 0 | 0 | 0 | 0 | 0 | 0
12 | 23 | 7 | 7 | 1.7931 | 0 | 2.4469 | 0 | 0 | 0 | 0.0012057 | 0.68531 | 0 | 0 | 3.2981 | 0 | 8.2247 | 0 | 0 | 0 | 0 | 0 | 0 | 0 | 0 | 0 | 0 | 0 | 0 | 0 | 0.45131 | 0 | 0.54519 | 6.241 | 0 | 0 | 0.315 | 0.84636 | 0 | 0 | 0 | 0 | 8.3989 | 0 | 0 | 0 | 0 | 0 | 0 | 0 | 0 | 0 | 0 | 0 | 0 | 0
12 | 23 | 8 | 7 | 1.7931 | 0 | 2.4469 | 0 | 0 | 0 | 0.0012057 | 1.093 | 0 | 0 | 5.4691 | 0 | 10.8034 | 0 | 0 | 0 | 0 | 0 | 0 | 0 | 0 | 0 | 0 | 0 | 0 | 0 | 0.45131 | 0 | 0.71279 | 8.3243 | 0 | 0 | 0.525 | 0.84048 | 0 | 0 | 0 | 0 | 10.8539 | 0 | 0 | 0 | 0 | 0 | 0 | 0 | 0 | 0 | 0 | 0 | 0 | 0
12 | 23 | 9 | 7 | 1.7931 | 0 | 13.5789 | 0 | 0 | 0 | 0.0012057 | 0.8887 | 0 | 0 | 3.9588 | 0 | 20.2207 | 0 | 0 | 0 | 0 | 0 | 0 | 0 | 0 | 0 | 0 | 0 | 0 | 0 | 0.45131 | 0 | 0.71279 | 6.7215 | 0 | 0 | 0.42 | 0.84017 | 0 | 0 | 0 | 0 | 9.1458 | 0 | 0 | 0 | 0 | 0 | 0 | 0 | 0 | 0 | 0 | 0 | 0 | 0
12 | 23 | 10 | 7 | 1.7931 | 0 | 13.5789 | 0 | 0 | 0 | 0.0012057 | 0.69924 | 0 | 0 | 3.7179 | 0 | 19.7903 | 0 | 0 | 0 | 0 | 0 | 0 | 0 | 0 | 0 | 0 | 0 | 0 | 0 | 0.45131 | 0 | 0.71279 | 5.3201 | 0 | 0 | 0.315 | 0.82476 | 0 | 0 | 0 | 0 | 7.624 | 0 | 0 | 0 | 0 | 0 | 0 | 0 | 0 | 0 | 0 | 0 | 0 | 0
12 | 23 | 11 | 7 | 1.7931 | 0 | 13.5789 | 0 | 0 | 0 | 0.0012057 | 0.64717 | 0 | 0 | 3.2981 | 0 | 19.3185 | 0 | 0 | 0 | 0 | 0 | 0 | 0 | 0 | 0 | 0 | 0 | 0 | 0 | 0.45131 | 0 | 0.71279 | 4.7393 | 0 | 0 | 0.315 | 0.81994 | 0 | 0 | 0 | 0 | 7.0384 | 0 | 0 | 0 | 0 | 0 | 0 | 0 | 0 | 0 | 0 | 0 | 0 | 0
12 | 23 | 12 | 7 | 1.7931 | 0 | 13.5789 | 0 | 0 | 0 | 0.0012057 | 0.40673 | 0 | 0 | 3.8408 | 0 | 19.6208 | 0 | 0 | 0 | 0 | 0 | 0 | 0 | 0 | 0 | 0 | 0 | 0 | 0 | 0.45131 | 0 | 0.54519 | 3.3473 | 0 | 0 | 0.3675 | 0.80437 | 0 | 0 | 0 | 0 | 5.5156 | 0 | 0 | 0 | 0 | 0 | 0 | 0 | 0 | 0 | 0 | 0 | 0 | 0
12 | 23 | 13 | 7 | 1.7931 | 0 | 8.6313 | 0 | 0 | 0 | 0.0012057 | 0.35286 | 0 | 0 | 3.9588 | 0 | 14.7373 | 0 | 0 | 0 | 0 | 0 | 0 | 0 | 0 | 0 | 0 | 0 | 0 | 0 | 0.45131 | 0 | 0.54519 | 2.8519 | 0 | 0 | 0.42 | 0.80218 | 0 | 0 | 0 | 0 | 5.0705 | 0 | 0 | 0 | 0 | 0 | 0 | 0 | 0 | 0 | 0 | 0 | 0 | 0
12 | 23 | 14 | 7 | 1.7931 | 0 | 13.5789 | 0 | 0 | 0 | 0.0012057 | 0.26048 | 0 | 0 | 4.2606 | 0 | 19.8943 | 0 | 0 | 0 | 0 | 0 | 0 | 0 | 0 | 0 | 0 | 0 | 0 | 0 | 0.45131 | 0 | 0.54519 | 2.5996 | 0 | 0 | 0.3675 | 0.80806 | 0 | 0 | 0 | 0 | 4.7716 | 0 | 0 | 0 | 0 | 0 | 0 | 0 | 0 | 0 | 0 | 0 | 0 | 0
12 | 23 | 15 | 7 | 1.7931 | 0 | 13.5789 | 0 | 0 | 0 | 0.0012057 | 0.25856 | 0 | 0 | 3.8408 | 0 | 19.4726 | 0 | 0 | 0 | 0 | 0 | 0 | 0 | 0 | 0 | 0 | 0 | 0 | 0 | 0.45131 | 0 | 0.54519 | 2.5934 | 0 | 0 | 0.3675 | 0.81298 | 0 | 0 | 0 | 0 | 4.7704 | 0 | 0 | 0 | 0 | 0 | 0 | 0 | 0 | 0 | 0 | 0 | 0 | 0
12 | 23 | 16 | 7 | 1.7931 | 0 | 13.5789 | 0 | 0 | 0 | 0.0012057 | 0.28773 | 0 | 0 | 3.2981 | 0 | 18.959 | 0 | 0 | 0 | 0 | 0 | 0 | 0 | 0 | 0 | 0 | 0 | 0 | 0 | 0.45131 | 0 | 0.54519 | 2.7284 | 0 | 0 | 0.315 | 0.81464 | 0 | 0 | 0 | 0 | 4.8545 | 0 | 0 | 0 | 0 | 0 | 0 | 0 | 0 | 0 | 0 | 0 | 0 | 0
12 | 23 | 17 | 7 | 1.7931 | 0 | 13.5789 | 0 | 0 | 0 | 0.0012057 | 0.36582 | 0 | 0 | 3.2981 | 0 | 19.0371 | 0 | 0 | 0 | 0 | 0 | 0 | 0 | 0 | 0 | 0 | 0 | 0 | 0 | 0.45131 | 0 | 0.54519 | 3.4407 | 0 | 0 | 0.315 | 0.81928 | 0 | 0 | 0 | 0 | 5.5714 | 0 | 0 | 0 | 0 | 0 | 0 | 0 | 0 | 0 | 0 | 0 | 0 | 0
12 | 23 | 18 | 7 | 1.7931 | 0 | 13.5789 | 0 | 0 | 0 | 0.0012057 | 0.41714 | 0 | 0 | 5.4691 | 0 | 21.2594 | 0 | 0 | 0 | 0 | 0 | 0 | 0 | 0 | 0 | 0 | 0 | 0 | 0 | 0.45131 | 0 | 0.54519 | 3.7332 | 0 | 0 | 0.525 | 0.82101 | 0 | 0 | 0 | 0 | 6.0757 | 0 | 0 | 0 | 0 | 0 | 0 | 0 | 0 | 0 | 0 | 0 | 0 | 0
12 | 23 | 19 | 7 | 1.7931 | 0 | 9.8682 | 0 | 0 | 0 | 0.0012057 | 0.54814 | 0 | 0 | 5.4691 | 0 | 17.6798 | 0 | 0 | 0 | 0 | 0 | 0 | 0 | 0 | 0 | 0 | 0 | 0 | 0 | 0.45131 | 0 | 0.54519 | 4.5921 | 0 | 0 | 0.525 | 0.82591 | 0 | 0 | 0 | 0 | 6.9395 | 0 | 0 | 0 | 0 | 0 | 0 | 0 | 0 | 0 | 0 | 0 | 0 | 0
12 | 23 | 20 | 7 | 1.7931 | 0 | 2.4469 | 0 | 0 | 0 | 0.0012057 | 0.65273 | 0 | 0 | 3.9588 | 0 | 8.8528 | 0 | 0 | 0 | 0 | 0 | 0 | 0 | 0 | 0 | 0 | 0 | 0 | 0 | 0.45131 | 0 | 0.88038 | 4.9841 | 0 | 0 | 0.42 | 0.81355 | 0 | 0 | 0 | 0 | 7.5494 | 0 | 0 | 0 | 0 | 0 | 0 | 0 | 0 | 0 | 0 | 0 | 0 | 0
12 | 23 | 21 | 7 | 1.7931 | 0 | 2.4469 | 0 | 0 | 0 | 0.0012057 | 0.69596 | 0 | 0 | 4.2606 | 0 | 9.1977 | 0 | 0 | 0 | 0 | 0 | 0 | 0 | 0 | 0 | 0 | 0 | 0 | 0 | 0.45131 | 0 | 1.1038 | 5.146 | 0 | 0 | 0.3675 | 0.80973 | 0 | 0 | 0 | 0 | 7.8784 | 0 | 0 | 0 | 0 | 0 | 0 | 0 | 0 | 0 | 0 | 0 | 0 | 0
12 | 23 | 22 | 7 | 1.7931 | 0 | 2.4469 | 0 | 0 | 0 | 0.0012057 | 0.71571 | 0 | 0 | 3.9588 | 0 | 8.9157 | 0 | 0 | 0 | 0 | 0 | 0 | 0 | 0 | 0 | 0 | 0 | 0 | 0 | 0.45131 | 0 | 1.2156 | 5.2313 | 0 | 0 | 0.4725 | 0.80735 | 0 | 0 | 0 | 0 | 8.178 | 0 | 0 | 0 | 0 | 0 | 0 | 0 | 0 | 0 | 0 | 0 | 0 | 0
12 | 23 | 23 | 7 | 1.7931 | 0 | 2.4469 | 0 | 0 | 0 | 0.0012057 | 0.72996 | 0 | 0 | 4.2541 | 0 | 9.2253 | 0 | 0 | 0 | 0 | 0 | 0 | 0 | 0 | 0 | 0 | 0 | 0 | 0 | 0.45131 | 0 | 1.1038 | 5.2127 | 0 | 0 | 0.315 | 0.80972 | 0 | 0 | 0 | 0 | 7.8925 | 0 | 0 | 0 | 0 | 0 | 0 | 0 | 0 | 0 | 0 | 0 | 0 | 0
12 | 23 | 24 | 7 | 1.7931 | 0 | 2.4469 | 0 | 0 | 0 | 0.0012057 | 0.24579 | 0 | 0 | 0.58421 | 0 | 5.0712 | 0 | 0 | 0 | 0 | 0 | 0 | 0 | 0 | 0 | 0 | 0 | 0 | 0 | 0.45131 | 0 | 0.88038 | 3.1147 | 0 | 0 | 0.0525 | 0.80916 | 0 | 0 | 0 | 0 | 5.308 | 0 | 0 | 0 | 0 | 0 | 0 | 0 | 0 | 0 | 0 | 0 | 0 | 0
12 | 24 | 1 | 1 | 1.7931 | 0 | 2.4469 | 0 | 0 | 0 | 0.0012057 | 0.36707 | 0 | 0 | 0.58422 | 0 | 5.1925 | 0 | 0 | 0 | 0 | 0 | 0 | 0 | 0 | 0 | 0 | 0 | 0 | 0 | 0.45131 | 0 | 0.54519 | 3.84 | 0 | 0 | 0.0525 | 0.81521 | 0 | 0 | 0 | 0 | 5.7042 | 0 | 0 | 0 | 0 | 0 | 0 | 0 | 0 | 0 | 0 | 0 | 0 | 0
12 | 24 | 2 | 1 | 1.7931 | 0 | 2.4469 | 0 | 0 | 0 | 0.0012057 | 0.43113 | 0 | 0 | 0.58423 | 0 | 5.2566 | 0 | 0 | 0 | 0 | 0 | 0 | 0 | 0 | 0 | 0 | 0 | 0 | 0 | 0.45131 | 0 | 0.32173 | 4.2248 | 0 | 0 | 0.0525 | 0.8234 | 0 | 0 | 0 | 0 | 5.8737 | 0 | 0 | 0 | 0 | 0 | 0 | 0 | 0 | 0 | 0 | 0 | 0 | 0
12 | 24 | 3 | 1 | 1.7931 | 0 | 2.4469 | 0 | 0 | 0 | 0.0012057 | 0.42996 | 0 | 0 | 0.58426 | 0 | 5.2554 | 0 | 0 | 0 | 0 | 0 | 0 | 0 | 0 | 0 | 0 | 0 | 0 | 0 | 0.45131 | 0 | 0.32173 | 4.1969 | 0 | 0 | 0.0525 | 0.819 | 0 | 0 | 0 | 0 | 5.8415 | 0 | 0 | 0 | 0 | 0 | 0 | 0 | 0 | 0 | 0 | 0 | 0 | 0
12 | 24 | 4 | 1 | 1.7931 | 0 | 2.4469 | 0 | 0 | 0 | 0.0012057 | 0.41412 | 0 | 0 | 0.58425 | 0 | 5.2396 | 0 | 0 | 0 | 0 | 0 | 0 | 0 | 0 | 0 | 0 | 0 | 0 | 0 | 0.45131 | 0 | 0.32173 | 3.903 | 0 | 0 | 0.0525 | 0.8138 | 0 | 0 | 0 | 0 | 5.5423 | 0 | 0 | 0 | 0 | 0 | 0 | 0 | 0 | 0 | 0 | 0 | 0 | 0
12 | 24 | 5 | 1 | 1.7931 | 0 | 2.4469 | 0 | 0 | 0 | 0.0012057 | 0.45748 | 0 | 0 | 0.58423 | 0 | 5.2829 | 0 | 0 | 0 | 0 | 0 | 0 | 0 | 0 | 0 | 0 | 0 | 0 | 0 | 0.45131 | 0 | 0.32173 | 4.1087 | 0 | 0 | 0.0525 | 0.8187 | 0 | 0 | 0 | 0 | 5.7529 | 0 | 0 | 0 | 0 | 0 | 0 | 0 | 0 | 0 | 0 | 0 | 0 | 0
12 | 24 | 6 | 1 | 1.7931 | 0 | 2.4469 | 0 | 0 | 0 | 0.0012057 | 0.46641 | 0 | 0 | 0.58424 | 0 | 5.2919 | 0 | 0 | 0 | 0 | 0 | 0 | 0 | 0 | 0 | 0 | 0 | 0 | 0 | 0.45131 | 0 | 0.32173 | 4.0719 | 0 | 0 | 0.0525 | 0.81822 | 0 | 0 | 0 | 0 | 5.7156 | 0 | 0 | 0 | 0 | 0 | 0 | 0 | 0 | 0 | 0 | 0 | 0 | 0
12 | 24 | 7 | 1 | 1.7931 | 0 | 2.4469 | 0 | 0 | 0 | 0.0012057 | 0.52152 | 0 | 0 | 3.298 | 0 | 8.0608 | 0 | 0 | 0 | 0 | 0 | 0 | 0 | 0 | 0 | 0 | 0 | 0 | 0 | 0.45131 | 0 | 0.54519 | 4.1933 | 0 | 0 | 0.315 | 0.81925 | 0 | 0 | 0 | 0 | 6.324 | 0 | 0 | 0 | 0 | 0 | 0 | 0 | 0 | 0 | 0 | 0 | 0 | 0
12 | 24 | 8 | 1 | 1.7931 | 0 | 2.4469 | 0 | 0 | 0 | 0.0012057 | 0.98984 | 0 | 0 | 5.4691 | 0 | 10.7001 | 0 | 0 | 0 | 0 | 0 | 0 | 0 | 0 | 0 | 0 | 0 | 0 | 0 | 0.45131 | 0 | 0.71279 | 5.7351 | 0 | 0 | 0.525 | 0.81375 | 0 | 0 | 0 | 0 | 8.238 | 0 | 0 | 0 | 0 | 0 | 0 | 0 | 0 | 0 | 0 | 0 | 0 | 0
12 | 24 | 9 | 1 | 1.7931 | 0 | 13.5789 | 0 | 0 | 0 | 0.0012057 | 0.7303 | 0 | 0 | 3.9588 | 0 | 20.0623 | 0 | 0 | 0 | 0 | 0 | 0 | 0 | 0 | 0 | 0 | 0 | 0 | 0 | 0.45131 | 0 | 0.71279 | 4.6556 | 0 | 0 | 0.42 | 0.81017 | 0 | 0 | 0 | 0 | 7.0499 | 0 | 0 | 0 | 0 | 0 | 0 | 0 | 0 | 0 | 0 | 0 | 0 | 0
12 | 24 | 10 | 1 | 1.7931 | 0 | 13.5789 | 0 | 0 | 0 | 0.0012057 | 0.65294 | 0 | 0 | 3.7177 | 0 | 19.7439 | 0 | 0 | 0 | 0 | 0 | 0 | 0 | 0 | 0 | 0 | 0 | 0 | 0 | 0.45131 | 0 | 0.71279 | 4.246 | 0 | 0 | 0.315 | 0.80785 | 0 | 0 | 0 | 0 | 6.533 | 0 | 0 | 0 | 0 | 0 | 0 | 0 | 0 | 0 | 0 | 0 | 0 | 0
12 | 24 | 11 | 1 | 1.7931 | 0 | 13.5789 | 0 | 0 | 0 | 0.0012057 | 0.62244 | 0 | 0 | 3.298 | 0 | 19.2936 | 0 | 0 | 0 | 0 | 0 | 0 | 0 | 0 | 0 | 0 | 0 | 0 | 0 | 0.45131 | 0 | 0.71279 | 4.2175 | 0 | 0 | 0.315 | 0.80755 | 0 | 0 | 0 | 0 | 6.5042 | 0 | 0 | 0 | 0 | 0 | 0 | 0 | 0 | 0 | 0 | 0 | 0 | 0
12 | 24 | 12 | 1 | 1.7931 | 0 | 13.5789 | 0 | 0 | 0 | 0.0012057 | 0.59394 | 0 | 0 | 3.8407 | 0 | 19.8079 | 0 | 0 | 0 | 0 | 0 | 0 | 0 | 0 | 0 | 0 | 0 | 0 | 0 | 0.45131 | 0 | 0.54519 | 3.7447 | 0 | 0 | 0.3675 | 0.80905 | 0 | 0 | 0 | 0 | 5.9178 | 0 | 0 | 0 | 0 | 0 | 0 | 0 | 0 | 0 | 0 | 0 | 0 | 0
12 | 24 | 13 | 1 | 1.7931 | 0 | 8.6313 | 0 | 0 | 0 | 0.0012057 | 0.69798 | 0 | 0 | 3.9588 | 0 | 15.0824 | 0 | 0 | 0 | 0 | 0 | 0 | 0 | 0 | 0 | 0 | 0 | 0 | 0 | 0.45131 | 0 | 0.54519 | 4.0109 | 0 | 0 | 0.42 | 0.81542 | 0 | 0 | 0 | 0 | 6.2428 | 0 | 0 | 0 | 0 | 0 | 0 | 0 | 0 | 0 | 0 | 0 | 0 | 0
12 | 24 | 14 | 1 | 1.7931 | 0 | 13.5789 | 0 | 0 | 0 | 0.0012057 | 0.59759 | 0 | 0 | 4.2605 | 0 | 20.2313 | 0 | 0 | 0 | 0 | 0 | 0 | 0 | 0 | 0 | 0 | 0 | 0 | 0 | 0.45131 | 0 | 0.54519 | 4.0138 | 0 | 0 | 0.3675 | 0.8109 | 0 | 0 | 0 | 0 | 6.1887 | 0 | 0 | 0 | 0 | 0 | 0 | 0 | 0 | 0 | 0 | 0 | 0 | 0
12 | 24 | 15 | 1 | 1.7931 | 0 | 13.5789 | 0 | 0 | 0 | 0.0012057 | 0.58381 | 0 | 0 | 3.8408 | 0 | 19.7978 | 0 | 0 | 0 | 0 | 0 | 0 | 0 | 0 | 0 | 0 | 0 | 0 | 0 | 0.45131 | 0 | 0.54519 | 4.0551 | 0 | 0 | 0.3675 | 0.81072 | 0 | 0 | 0 | 0 | 6.2298 | 0 | 0 | 0 | 0 | 0 | 0 | 0 | 0 | 0 | 0 | 0 | 0 | 0
12 | 24 | 16 | 1 | 1.7931 | 0 | 13.5789 | 0 | 0 | 0 | 0.0012057 | 0.55566 | 0 | 0 | 3.298 | 0 | 19.2269 | 0 | 0 | 0 | 0 | 0 | 0 | 0 | 0 | 0 | 0 | 0 | 0 | 0 | 0.45131 | 0 | 0.54519 | 3.915 | 0 | 0 | 0.315 | 0.80757 | 0 | 0 | 0 | 0 | 6.0341 | 0 | 0 | 0 | 0 | 0 | 0 | 0 | 0 | 0 | 0 | 0 | 0 | 0
12 | 24 | 17 | 1 | 1.7931 | 0 | 13.5789 | 0 | 0 | 0 | 0.0012057 | 0.54529 | 0 | 0 | 3.298 | 0 | 19.2165 | 0 | 0 | 0 | 0 | 0 | 0 | 0 | 0 | 0 | 0 | 0 | 0 | 0 | 0.45131 | 0 | 0.54519 | 3.8712 | 0 | 0 | 0.315 | 0.80734 | 0 | 0 | 0 | 0 | 5.9901 | 0 | 0 | 0 | 0 | 0 | 0 | 0 | 0 | 0 | 0 | 0 | 0 | 0
12 | 24 | 18 | 1 | 1.7931 | 0 | 13.5789 | 0 | 0 | 0 | 0.0012057 | 0.49816 | 0 | 0 | 5.469 | 0 | 21.3404 | 0 | 0 | 0 | 0 | 0 | 0 | 0 | 0 | 0 | 0 | 0 | 0 | 0 | 0.45131 | 0 | 0.54519 | 3.7907 | 0 | 0 | 0.525 | 0.805 | 0 | 0 | 0 | 0 | 6.1171 | 0 | 0 | 0 | 0 | 0 | 0 | 0 | 0 | 0 | 0 | 0 | 0 | 0
12 | 24 | 19 | 1 | 1.7931 | 0 | 9.8682 | 0 | 0 | 0 | 0.0012057 | 0.53359 | 0 | 0 | 5.469 | 0 | 17.6651 | 0 | 0 | 0 | 0 | 0 | 0 | 0 | 0 | 0 | 0 | 0 | 0 | 0 | 0.45131 | 0 | 0.54519 | 3.8992 | 0 | 0 | 0.525 | 0.80419 | 0 | 0 | 0 | 0 | 6.2249 | 0 | 0 | 0 | 0 | 0 | 0 | 0 | 0 | 0 | 0 | 0 | 0 | 0
12 | 24 | 20 | 1 | 1.7931 | 0 | 2.4469 | 0 | 0 | 0 | 0.0012057 | 0.61894 | 0 | 0 | 3.9588 | 0 | 8.8189 | 0 | 0 | 0 | 0 | 0 | 0 | 0 | 0 | 0 | 0 | 0 | 0 | 0 | 0.45131 | 0 | 0.88038 | 3.938 | 0 | 0 | 0.42 | 0.79359 | 0 | 0 | 0 | 0 | 6.4833 | 0 | 0 | 0 | 0 | 0 | 0 | 0 | 0 | 0 | 0 | 0 | 0 | 0
12 | 24 | 21 | 1 | 1.7931 | 0 | 2.4469 | 0 | 0 | 0 | 0.0012057 | 0.64066 | 0 | 0 | 4.2604 | 0 | 9.1423 | 0 | 0 | 0 | 0 | 0 | 0 | 0 | 0 | 0 | 0 | 0 | 0 | 0 | 0.45131 | 0 | 1.1038 | 4.2218 | 0 | 0 | 0.3675 | 0.7885 | 0 | 0 | 0 | 0 | 6.9329 | 0 | 0 | 0 | 0 | 0 | 0 | 0 | 0 | 0 | 0 | 0 | 0 | 0
12 | 24 | 22 | 1 | 1.7931 | 0 | 2.4469 | 0 | 0 | 0 | 0.0012057 | 0.68553 | 0 | 0 | 3.9587 | 0 | 8.8855 | 0 | 0 | 0 | 0 | 0 | 0 | 0 | 0 | 0 | 0 | 0 | 0 | 0 | 0.45131 | 0 | 1.2156 | 4.6516 | 0 | 0 | 0.4725 | 0.79054 | 0 | 0 | 0 | 0 | 7.5815 | 0 | 0 | 0 | 0 | 0 | 0 | 0 | 0 | 0 | 0 | 0 | 0 | 0
12 | 24 | 23 | 1 | 1.7931 | 0 | 2.4469 | 0 | 0 | 0 | 0.0012057 | 0.6965 | 0 | 0 | 4.254 | 0 | 9.1917 | 0 | 0 | 0 | 0 | 0 | 0 | 0 | 0 | 0 | 0 | 0 | 0 | 0 | 0.45131 | 0 | 1.1038 | 4.846 | 0 | 0 | 0.315 | 0.79283 | 0 | 0 | 0 | 0 | 7.509 | 0 | 0 | 0 | 0 | 0 | 0 | 0 | 0 | 0 | 0 | 0 | 0 | 0
12 | 24 | 24 | 1 | 1.7931 | 0 | 2.4469 | 0 | 0 | 0 | 0.0012057 | 0.25236 | 0 | 0 | 0.58412 | 0 | 5.0777 | 0 | 0 | 0 | 0 | 0 | 0 | 0 | 0 | 0 | 0 | 0 | 0 | 0 | 0.45131 | 0 | 0.88038 | 3.1977 | 0 | 0 | 0.0525 | 0.79922 | 0 | 0 | 0 | 0 | 5.3811 | 0 | 0 | 0 | 0 | 0 | 0 | 0 | 0 | 0 | 0 | 0 | 0 | 0
12 | 25 | 1 | 8 | 1.7931 | 0 | 2.4469 | 0 | 0 | 0 | 0.0012057 | 0.40359 | 0 | 0 | 0.58414 | 0 | 5.229 | 0 | 0 | 0 | 0 | 0 | 0 | 0 | 0 | 0 | 0 | 0 | 0 | 0 | 0.45131 | 0 | 0.54519 | 4.2261 | 0 | 0 | 0.0525 | 0.8108 | 0 | 0 | 0 | 0 | 6.0859 | 0 | 0 | 0 | 0 | 0 | 0 | 0 | 0 | 0 | 0 | 0 | 0 | 0
12 | 25 | 2 | 8 | 1.7931 | 0 | 2.4469 | 0 | 0 | 0 | 0.0012057 | 0.4787 | 0 | 0 | 0.58417 | 0 | 5.3041 | 0 | 0 | 0 | 0 | 0 | 0 | 0 | 0 | 0 | 0 | 0 | 0 | 0 | 0.45131 | 0 | 0.32173 | 4.8019 | 0 | 0 | 0.0525 | 0.82124 | 0 | 0 | 0 | 0 | 6.4487 | 0 | 0 | 0 | 0 | 0 | 0 | 0 | 0 | 0 | 0 | 0 | 0 | 0
12 | 25 | 3 | 8 | 1.7931 | 0 | 2.4469 | 0 | 0 | 0 | 0.0012057 | 0.51329 | 0 | 0 | 0.5842 | 0 | 5.3387 | 0 | 0 | 0 | 0 | 0 | 0 | 0 | 0 | 0 | 0 | 0 | 0 | 0 | 0.45131 | 0 | 0.32173 | 5.1009 | 0 | 0 | 0.0525 | 0.82311 | 0 | 0 | 0 | 0 | 6.7496 | 0 | 0 | 0 | 0 | 0 | 0 | 0 | 0 | 0 | 0 | 0 | 0 | 0
12 | 25 | 4 | 8 | 1.7931 | 0 | 2.4469 | 0 | 0 | 0 | 0.0012057 | 0.54196 | 0 | 0 | 0.5842 | 0 | 5.3674 | 0 | 0 | 0 | 0 | 0 | 0 | 0 | 0 | 0 | 0 | 0 | 0 | 0 | 0.45131 | 0 | 0.32173 | 5.3584 | 0 | 0 | 0.0525 | 0.82513 | 0 | 0 | 0 | 0 | 7.009 | 0 | 0 | 0 | 0 | 0 | 0 | 0 | 0 | 0 | 0 | 0 | 0 | 0
12 | 25 | 5 | 8 | 1.7931 | 0 | 2.4469 | 0 | 0 | 0 | 0.0012057 | 0.56065 | 0 | 0 | 0.5842 | 0 | 5.3861 | 0 | 0 | 0 | 0 | 0 | 0 | 0 | 0 | 0 | 0 | 0 | 0 | 0 | 0.45131 | 0 | 0.32173 | 5.5454 | 0 | 0 | 0.0525 | 0.82584 | 0 | 0 | 0 | 0 | 7.1967 | 0 | 0 | 0 | 0 | 0 | 0 | 0 | 0 | 0 | 0 | 0 | 0 | 0
12 | 25 | 6 | 8 | 1.7931 | 0 | 2.4469 | 0 | 0 | 0 | 0.0012057 | 0.56848 | 0 | 0 | 0.5842 | 0 | 5.3939 | 0 | 0 | 0 | 0 | 0 | 0 | 0 | 0 | 0 | 0 | 0 | 0 | 0 | 0.45131 | 0 | 0.32173 | 5.589 | 0 | 0 | 0.0525 | 0.82498 | 0 | 0 | 0 | 0 | 7.2395 | 0 | 0 | 0 | 0 | 0 | 0 | 0 | 0 | 0 | 0 | 0 | 0 | 0
12 | 25 | 7 | 8 | 1.7931 | 0 | 2.4469 | 0 | 0 | 0 | 0.0012057 | 0.59873 | 0 | 0 | 3.298 | 0 | 8.1379 | 0 | 0 | 0 | 0 | 0 | 0 | 0 | 0 | 0 | 0 | 0 | 0 | 0 | 0.45131 | 0 | 0.54519 | 5.748 | 0 | 0 | 0.315 | 0.82386 | 0 | 0 | 0 | 0 | 7.8834 | 0 | 0 | 0 | 0 | 0 | 0 | 0 | 0 | 0 | 0 | 0 | 0 | 0
12 | 25 | 8 | 8 | 1.7931 | 0 | 2.4469 | 0 | 0 | 0 | 0.0012057 | 1.0174 | 0 | 0 | 5.469 | 0 | 10.7276 | 0 | 0 | 0 | 0 | 0 | 0 | 0 | 0 | 0 | 0 | 0 | 0 | 0 | 0.45131 | 0 | 0.71279 | 7.9306 | 0 | 0 | 0.525 | 0.81545 | 0 | 0 | 0 | 0 | 10.4352 | 0 | 0 | 0 | 0 | 0 | 0 | 0 | 0 | 0 | 0 | 0 | 0 | 0
12 | 25 | 9 | 8 | 1.7931 | 0 | 13.5789 | 0 | 0 | 0 | 0.0012057 | 0.70467 | 0 | 0 | 3.9588 | 0 | 20.0366 | 0 | 0 | 0 | 0 | 0 | 0 | 0 | 0 | 0 | 0 | 0 | 0 | 0 | 0.45131 | 0 | 0.71279 | 5.8404 | 0 | 0 | 0.42 | 0.81243 | 0 | 0 | 0 | 0 | 8.237 | 0 | 0 | 0 | 0 | 0 | 0 | 0 | 0 | 0 | 0 | 0 | 0 | 0
12 | 25 | 10 | 8 | 1.7931 | 0 | 13.5789 | 0 | 0 | 0 | 0.0012057 | 0.62936 | 0 | 0 | 3.7176 | 0 | 19.7202 | 0 | 0 | 0 | 0 | 0 | 0 | 0 | 0 | 0 | 0 | 0 | 0 | 0 | 0.45131 | 0 | 0.71279 | 5.4048 | 0 | 0 | 0.315 | 0.81132 | 0 | 0 | 0 | 0 | 7.6953 | 0 | 0 | 0 | 0 | 0 | 0 | 0 | 0 | 0 | 0 | 0 | 0 | 0
12 | 25 | 11 | 8 | 1.7931 | 0 | 13.5789 | 0 | 0 | 0 | 0.0012057 | 0.51147 | 0 | 0 | 3.2979 | 0 | 19.1826 | 0 | 0 | 0 | 0 | 0 | 0 | 0 | 0 | 0 | 0 | 0 | 0 | 0 | 0.45131 | 0 | 0.71279 | 4.5932 | 0 | 0 | 0.315 | 0.80144 | 0 | 0 | 0 | 0 | 6.8737 | 0 | 0 | 0 | 0 | 0 | 0 | 0 | 0 | 0 | 0 | 0 | 0 | 0
12 | 25 | 12 | 8 | 1.7931 | 0 | 13.5789 | 0 | 0 | 0 | 0.0012057 | 0.62 | 0 | 0 | 3.8407 | 0 | 19.8339 | 0 | 0 | 0 | 0 | 0 | 0 | 0 | 0 | 0 | 0 | 0 | 0 | 0 | 0.45131 | 0 | 0.54519 | 5.2777 | 0 | 0 | 0.3675 | 0.81654 | 0 | 0 | 0 | 0 | 7.4582 | 0 | 0 | 0 | 0 | 0 | 0 | 0 | 0 | 0 | 0 | 0 | 0 | 0
12 | 25 | 13 | 8 | 1.7931 | 0 | 8.6313 | 0 | 0 | 0 | 0.0012057 | 0.70274 | 0 | 0 | 3.9588 | 0 | 15.0872 | 0 | 0 | 0 | 0 | 0 | 0 | 0 | 0 | 0 | 0 | 0 | 0 | 0 | 0.45131 | 0 | 0.54519 | 5.7438 | 0 | 0 | 0.42 | 0.81897 | 0 | 0 | 0 | 0 | 7.9793 | 0 | 0 | 0 | 0 | 0 | 0 | 0 | 0 | 0 | 0 | 0 | 0 | 0
12 | 25 | 14 | 8 | 1.7931 | 0 | 13.5789 | 0 | 0 | 0 | 0.0012057 | 0.53877 | 0 | 0 | 4.2605 | 0 | 20.1724 | 0 | 0 | 0 | 0 | 0 | 0 | 0 | 0 | 0 | 0 | 0 | 0 | 0 | 0.45131 | 0 | 0.54519 | 4.916 | 0 | 0 | 0.3675 | 0.81513 | 0 | 0 | 0 | 0 | 7.0951 | 0 | 0 | 0 | 0 | 0 | 0 | 0 | 0 | 0 | 0 | 0 | 0 | 0
12 | 25 | 15 | 8 | 1.7931 | 0 | 13.5789 | 0 | 0 | 0 | 0.0012057 | 0.48647 | 0 | 0 | 3.8407 | 0 | 19.7004 | 0 | 0 | 0 | 0 | 0 | 0 | 0 | 0 | 0 | 0 | 0 | 0 | 0 | 0.45131 | 0 | 0.54519 | 4.6943 | 0 | 0 | 0.3675 | 0.81969 | 0 | 0 | 0 | 0 | 6.878 | 0 | 0 | 0 | 0 | 0 | 0 | 0 | 0 | 0 | 0 | 0 | 0 | 0
12 | 25 | 16 | 8 | 1.7931 | 0 | 13.5789 | 0 | 0 | 0 | 0.0012057 | 0.49822 | 0 | 0 | 3.298 | 0 | 19.1694 | 0 | 0 | 0 | 0 | 0 | 0 | 0 | 0 | 0 | 0 | 0 | 0 | 0 | 0.45131 | 0 | 0.54519 | 4.8442 | 0 | 0 | 0.315 | 0.82257 | 0 | 0 | 0 | 0 | 6.9783 | 0 | 0 | 0 | 0 | 0 | 0 | 0 | 0 | 0 | 0 | 0 | 0 | 0
12 | 25 | 17 | 8 | 1.7931 | 0 | 13.5789 | 0 | 0 | 0 | 0.0012057 | 0.62482 | 0 | 0 | 3.298 | 0 | 19.296 | 0 | 0 | 0 | 0 | 0 | 0 | 0 | 0 | 0 | 0 | 0 | 0 | 0 | 0.45131 | 0 | 0.54519 | 6.0084 | 0 | 0 | 0.315 | 0.82854 | 0 | 0.32103 | 0 | 0 | 8.4694 | 0 | 0 | 0 | 0 | 0 | 0 | 0 | 0 | 0 | 0 | 0 | 0 | 0
12 | 25 | 18 | 8 | 1.7931 | 0 | 13.5789 | 0 | 0 | 0 | 0.0012057 | 0.64578 | 0 | 0 | 5.469 | 0 | 21.488 | 0 | 0 | 0 | 0 | 0 | 0 | 0 | 0 | 0 | 0 | 0 | 0 | 0 | 0.45131 | 0 | 0.54519 | 6.1272 | 0 | 0 | 0.525 | 0.82604 | 0 | 0.31246 | 0 | 0 | 8.7872 | 0 | 0 | 0 | 0 | 0 | 0 | 0 | 0 | 0 | 0 | 0 | 0 | 0
12 | 25 | 19 | 8 | 1.7931 | 0 | 9.8682 | 0 | 0 | 0 | 0.0012057 | 0.7608 | 0 | 0 | 5.469 | 0 | 17.8924 | 0 | 0 | 0 | 0 | 0 | 0 | 0 | 0 | 0 | 0 | 0 | 0 | 0 | 0.45131 | 0 | 0.54519 | 6.8793 | 0 | 0 | 0.525 | 0.83337 | 0 | 0.00054447 | 0 | 0 | 9.2348 | 0 | 0 | 0 | 0 | 0 | 0 | 0 | 0 | 0 | 0 | 0 | 0 | 0
12 | 25 | 20 | 8 | 1.7931 | 0 | 2.4469 | 0 | 0 | 0 | 0.0012057 | 0.92422 | 0 | 0 | 3.9588 | 0 | 9.1242 | 0 | 0 | 0 | 0 | 0 | 0 | 0 | 0 | 0 | 0 | 0 | 0 | 0 | 0.45131 | 0 | 0.88038 | 8.1323 | 0 | 0 | 0.42 | 0.83354 | 0 | 0.00065474 | 0 | 0 | 10.7182 | 0 | 0 | 0 | 0 | 0 | 0 | 0 | 0 | 0 | 0 | 0 | 0 | 0
12 | 25 | 21 | 8 | 1.7931 | 0 | 2.4469 | 0 | 0 | 0 | 0.0012057 | 0.95464 | 0 | 0 | 4.2605 | 0 | 9.4563 | 0 | 0 | 0 | 0 | 0 | 0 | 0 | 0 | 0 | 0 | 0 | 0 | 0 | 0.45131 | 0 | 1.1038 | 8.376 | 0 | 0 | 0.3675 | 0.82862 | 0 | 0.00067727 | 0 | 0 | 11.1279 | 0 | 0 | 0 | 0 | 0 | 0 | 0 | 0 | 0 | 0 | 0 | 0 | 0
12 | 25 | 22 | 8 | 1.7931 | 0 | 2.4469 | 0 | 0 | 0 | 0.0012057 | 0.97162 | 0 | 0 | 3.9588 | 0 | 9.1716 | 0 | 0 | 0 | 0 | 0 | 0 | 0 | 0 | 0 | 0 | 0 | 0 | 0 | 0.45131 | 0 | 1.2156 | 8.5653 | 0 | 0 | 0.4725 | 0.82679 | 0 | 0.054897 | 0 | 0 | 11.5864 | 0 | 0 | 0 | 0 | 0 | 0 | 0 | 0 | 0 | 0 | 0 | 0 | 0
12 | 25 | 23 | 8 | 1.7931 | 0 | 2.4469 | 0 | 0 | 0 | 0.0012057 | 0.9937 | 0 | 0 | 4.254 | 0 | 9.489 | 0 | 0 | 0 | 0 | 0 | 0 | 0 | 0 | 0 | 0 | 0 | 0 | 0 | 0.45131 | 0 | 1.1038 | 8.8648 | 0 | 0 | 0.315 | 0.8312 | 0 | 0.25184 | 0 | 0 | 11.818 | 0 | 0 | 0 | 0 | 0 | 0 | 0 | 0 | 0 | 0 | 0 | 0 | 0
12 | 25 | 24 | 8 | 1.7931 | 0 | 2.4469 | 0 | 0 | 0 | 0.0012057 | 0.56669 | 0 | 0 | 0.58416 | 0 | 5.3921 | 0 | 0 | 0 | 0 | 0 | 0 | 0 | 0 | 0 | 0 | 0 | 0 | 0 | 0.45131 | 0 | 0.88038 | 6.3337 | 0 | 0 | 0.0525 | 0.84052 | 0 | 0.16182 | 0 | 0 | 8.7202 | 0 | 0 | 0 | 0 | 0 | 0 | 0 | 0 | 0 | 0 | 0 | 0 | 0
12 | 26 | 1 | 3 | 1.7931 | 0 | 2.4469 | 0 | 0 | 0 | 0.0012057 | 0.69458 | 0 | 0 | 0.5842 | 0 | 5.52 | 0 | 0 | 0 | 0 | 0 | 0 | 0 | 0 | 0 | 0 | 0 | 0 | 0 | 0.45131 | 0 | 0.54519 | 7.5576 | 0 | 0 | 0.0525 | 0.84876 | 0 | 0.13454 | 0 | 0 | 9.5899 | 0 | 0 | 0 | 0 | 0 | 0 | 0 | 0 | 0 | 0 | 0 | 0 | 0
12 | 26 | 2 | 3 | 1.7931 | 0 | 2.4469 | 0 | 0 | 0 | 0.0012057 | 0.76435 | 0 | 0 | 0.58422 | 0 | 5.5898 | 0 | 0 | 0 | 0 | 0 | 0 | 0 | 0 | 0 | 0 | 0 | 0 | 0 | 0.45131 | 0 | 0.32173 | 8.2465 | 0 | 0 | 0.0525 | 0.85916 | 0 | 0.087722 | 0 | 0 | 10.019 | 0 | 0 | 0 | 0 | 0 | 0 | 0 | 0 | 0 | 0 | 0 | 0 | 0
12 | 26 | 3 | 3 | 1.7931 | 0 | 2.4469 | 0 | 0 | 0 | 0.0012057 | 0.78295 | 0 | 0 | 0.58425 | 0 | 5.6084 | 0 | 0 | 0 | 0 | 0 | 0 | 0 | 0 | 0 | 0 | 0 | 0 | 0 | 0.45131 | 0 | 0.32173 | 8.4066 | 0 | 0 | 0.0525 | 0.85834 | 0 | 0.026656 | 0 | 0 | 10.1171 | 0 | 0 | 0 | 0 | 0 | 0 | 0 | 0 | 0 | 0 | 0 | 0 | 0
12 | 26 | 4 | 3 | 1.7931 | 0 | 2.4469 | 0 | 0 | 0 | 0.0012057 | 0.83902 | 0 | 0 | 0.58425 | 0 | 5.6645 | 0 | 0 | 0 | 0 | 0 | 0 | 0 | 0 | 0 | 0 | 0 | 0 | 0 | 0.45131 | 0 | 0.32173 | 8.9584 | 0 | 0 | 0.0525 | 0.86561 | 0 | 0.028514 | 0 | 0 | 10.678 | 0 | 0 | 0 | 0 | 0 | 0 | 0 | 0 | 0 | 0 | 0 | 0 | 0
12 | 26 | 5 | 3 | 1.7931 | 0 | 2.4469 | 0 | 0 | 0 | 0.0012057 | 0.8654 | 0 | 0 | 0.58427 | 0 | 5.6909 | 0 | 0 | 0 | 0 | 0 | 0 | 0 | 0 | 0 | 0 | 0 | 0 | 0 | 0.45131 | 0 | 0.32173 | 9.2945 | 0 | 0 | 0.0525 | 0.8687 | 0 | 0.15279 | 0 | 0 | 11.1416 | 0 | 0 | 0 | 0 | 0 | 0 | 0 | 0 | 0 | 0 | 0 | 0 | 0
12 | 26 | 6 | 3 | 1.7931 | 0 | 2.4469 | 0 | 0 | 0 | 0.0012057 | 0.88607 | 0 | 0 | 0.58427 | 0 | 5.7116 | 0 | 0 | 0 | 0 | 0 | 0 | 0 | 0 | 0 | 0 | 0 | 0 | 0 | 0.45131 | 0 | 0.32173 | 9.5358 | 0 | 0 | 0.0525 | 0.87064 | 0 | 0.1387 | 0 | 0 | 11.3707 | 0 | 0 | 0 | 0 | 0 | 0 | 0 | 0 | 0 | 0 | 0 | 0 | 0
12 | 26 | 7 | 3 | 1.7931 | 0 | 2.4469 | 0 | 0 | 0 | 0.0012057 | 0.88845 | 0 | 0 | 3.2981 | 0 | 8.4277 | 0 | 0 | 0 | 0 | 0 | 0 | 0 | 0 | 0 | 0 | 0 | 0 | 0 | 0.45131 | 0 | 0.54519 | 9.3987 | 0 | 0 | 0.315 | 0.8611 | 0 | 0.15519 | 0 | 0 | 11.7265 | 0 | 0 | 0 | 0 | 0 | 0 | 0 | 0 | 0 | 0 | 0 | 0 | 0
12 | 26 | 8 | 3 | 1.7931 | 0 | 2.4469 | 0 | 0 | 0 | 0.0012057 | 1.2605 | 0 | 0 | 5.4691 | 0 | 10.9708 | 0 | 0 | 0 | 0 | 0 | 0 | 0 | 0 | 0 | 0 | 0 | 0 | 0 | 0.45131 | 0 | 0.71279 | 12.0773 | 0 | 0 | 0.525 | 0.85935 | 0 | 0.29807 | 0 | 0 | 14.9238 | 0 | 0 | 0 | 0 | 0 | 0 | 0 | 0 | 0 | 0 | 0 | 0 | 0
12 | 26 | 9 | 3 | 1.7931 | 0 | 13.5789 | 0 | 0 | 0 | 0.0012057 | 1.0148 | 0 | 0 | 3.9588 | 0 | 20.3468 | 0 | 0 | 0 | 0 | 0 | 0 | 0 | 0 | 0 | 0 | 0 | 0 | 0 | 0.45131 | 0 | 0.71279 | 9.6424 | 0 | 0 | 0.42 | 0.85135 | 0 | 0.18094 | 0 | 0 | 12.2588 | 0 | 0 | 0 | 0 | 0 | 0 | 0 | 0 | 0 | 0 | 0 | 0 | 0
12 | 26 | 10 | 3 | 1.7931 | 0 | 13.5789 | 0 | 0 | 0 | 0.0012057 | 0.89587 | 0 | 0 | 3.7178 | 0 | 19.9868 | 0 | 0 | 0 | 0 | 0 | 0 | 0 | 0 | 0 | 0 | 0 | 0 | 0 | 0.45131 | 0 | 0.71279 | 8.5599 | 0 | 0 | 0.315 | 0.85441 | 0 | 0.053065 | 0 | 0 | 10.9464 | 0 | 0 | 0 | 0 | 0 | 0 | 0 | 0 | 0 | 0 | 0 | 0 | 0
12 | 26 | 11 | 3 | 1.7931 | 0 | 13.5789 | 0 | 0 | 0 | 0.0012057 | 0.85503 | 0 | 0 | 3.298 | 0 | 19.5263 | 0 | 0 | 0 | 0 | 0 | 0 | 0 | 0 | 0 | 0 | 0 | 0 | 0 | 0.45131 | 0 | 0.71279 | 8.038 | 0 | 0 | 0.315 | 0.84577 | 0 | 0.12071 | 0 | 0 | 10.4835 | 0 | 0 | 0 | 0 | 0 | 0 | 0 | 0 | 0 | 0 | 0 | 0 | 0
12 | 26 | 12 | 3 | 1.7931 | 0 | 13.5789 | 0 | 0 | 0 | 0.0012057 | 0.90287 | 0 | 0 | 3.8408 | 0 | 20.1169 | 0 | 0 | 0 | 0 | 0 | 0 | 0 | 0 | 0 | 0 | 0 | 0 | 0 | 0.45131 | 0 | 0.54519 | 8.2165 | 0 | 0 | 0.3675 | 0.84888 | 0 | 0.19148 | 0 | 0 | 10.6209 | 0 | 0 | 0 | 0 | 0 | 0 | 0 | 0 | 0 | 0 | 0 | 0 | 0
12 | 26 | 13 | 3 | 1.7931 | 0 | 8.6313 | 0 | 0 | 0 | 0.0012057 | 1.0081 | 0 | 0 | 3.9588 | 0 | 15.3925 | 0 | 0 | 0 | 0 | 0 | 0 | 0 | 0 | 0 | 0 | 0 | 0 | 0 | 0.45131 | 0 | 0.54519 | 8.8663 | 0 | 0 | 0.42 | 0.8524 | 0 | 0.2164 | 0 | 0 | 11.3516 | 0 | 0 | 0 | 0 | 0 | 0 | 0 | 0 | 0 | 0 | 0 | 0 | 0
12 | 26 | 14 | 3 | 1.7931 | 0 | 13.5789 | 0 | 0 | 0 | 0.0012057 | 0.86934 | 0 | 0 | 4.2606 | 0 | 20.5031 | 0 | 0 | 0 | 0 | 0 | 0 | 0 | 0 | 0 | 0 | 0 | 0 | 0 | 0.45131 | 0 | 0.54519 | 7.8335 | 0 | 0 | 0.3675 | 0.84576 | 0 | 0.31128 | 0 | 0 | 10.3545 | 0 | 0 | 0 | 0 | 0 | 0 | 0 | 0 | 0 | 0 | 0 | 0 | 0
12 | 26 | 15 | 3 | 1.7931 | 0 | 13.5789 | 0 | 0 | 0 | 0.0012057 | 0.90724 | 0 | 0 | 3.8408 | 0 | 20.1213 | 0 | 0 | 0 | 0 | 0 | 0 | 0 | 0 | 0 | 0 | 0 | 0 | 0 | 0.45131 | 0 | 0.54519 | 7.3119 | 0 | 0 | 0.3675 | 0.85006 | 0 | 0 | 0 | 0 | 9.526 | 0 | 0 | 0 | 0 | 0 | 0 | 0 | 0 | 0 | 0 | 0 | 0 | 0
12 | 26 | 16 | 3 | 1.7931 | 0 | 13.5789 | 0 | 0 | 0 | 0.0012057 | 0.79786 | 0 | 0 | 3.2981 | 0 | 19.4691 | 0 | 0 | 0 | 0 | 0 | 0 | 0 | 0 | 0 | 0 | 0 | 0 | 0 | 0.45131 | 0 | 0.54519 | 6.6562 | 0 | 0 | 0.315 | 0.84132 | 0 | 0 | 0 | 0 | 8.8091 | 0 | 0 | 0 | 0 | 0 | 0 | 0 | 0 | 0 | 0 | 0 | 0 | 0
12 | 26 | 17 | 3 | 1.7931 | 0 | 13.5789 | 0 | 0 | 0 | 0.0012057 | 0.87003 | 0 | 0 | 3.298 | 0 | 19.5413 | 0 | 0 | 0 | 0 | 0 | 0 | 0 | 0 | 0 | 0 | 0 | 0 | 0 | 0.45131 | 0 | 0.54519 | 7.0354 | 0 | 0 | 0.315 | 0.84445 | 0 | 0 | 0 | 0 | 9.1913 | 0 | 0 | 0 | 0 | 0 | 0 | 0 | 0 | 0 | 0 | 0 | 0 | 0
12 | 26 | 18 | 3 | 1.7931 | 0 | 13.5789 | 0 | 0 | 0 | 0.0012057 | 0.89864 | 0 | 0 | 5.4691 | 0 | 21.7409 | 0 | 0 | 0 | 0 | 0 | 0 | 0 | 0 | 0 | 0 | 0 | 0 | 0 | 0.45131 | 0 | 0.54519 | 7.2758 | 0 | 0 | 0.525 | 0.85007 | 0 | 0 | 0 | 0 | 9.6473 | 0 | 0 | 0 | 0 | 0 | 0 | 0 | 0 | 0 | 0 | 0 | 0 | 0
12 | 26 | 19 | 3 | 1.7931 | 0 | 9.8682 | 0 | 0 | 0 | 0.0012057 | 0.93888 | 0 | 0 | 5.4691 | 0 | 18.0705 | 0 | 0 | 0 | 0 | 0 | 0 | 0 | 0 | 0 | 0 | 0 | 0 | 0 | 0.45131 | 0 | 0.54519 | 7.4916 | 0 | 0 | 0.525 | 0.84888 | 0 | 0 | 0 | 0 | 9.8619 | 0 | 0 | 0 | 0 | 0 | 0 | 0 | 0 | 0 | 0 | 0 | 0 | 0
12 | 26 | 20 | 3 | 1.7931 | 0 | 2.4469 | 0 | 0 | 0 | 0.0012057 | 1.0281 | 0 | 0 | 3.9588 | 0 | 9.2281 | 0 | 0 | 0 | 0 | 0 | 0 | 0 | 0 | 0 | 0 | 0 | 0 | 0 | 0.45131 | 0 | 0.88038 | 7.9324 | 0 | 0 | 0.42 | 0.84018 | 0 | 0 | 0 | 0 | 10.5243 | 0 | 0 | 0 | 0 | 0 | 0 | 0 | 0 | 0 | 0 | 0 | 0 | 0
12 | 26 | 21 | 3 | 1.7931 | 0 | 2.4469 | 0 | 0 | 0 | 0.0012057 | 1.1275 | 0 | 0 | 4.2605 | 0 | 9.6292 | 0 | 0 | 0 | 0 | 0 | 0 | 0 | 0 | 0 | 0 | 0 | 0 | 0 | 0.45131 | 0 | 1.1038 | 8.6503 | 0 | 0 | 0.3675 | 0.84937 | 0 | 0 | 0 | 0 | 11.4223 | 0 | 0 | 0 | 0 | 0 | 0 | 0 | 0 | 0 | 0 | 0 | 0 | 0
12 | 26 | 22 | 3 | 1.7931 | 0 | 2.4469 | 0 | 0 | 0 | 0.0012057 | 1.1628 | 0 | 0 | 3.9588 | 0 | 9.3629 | 0 | 0 | 0 | 0 | 0 | 0 | 0 | 0 | 0 | 0 | 0 | 0 | 0 | 0.45131 | 0 | 1.2156 | 8.9653 | 0 | 0 | 0.4725 | 0.85172 | 0 | 0 | 0 | 0 | 11.9564 | 0 | 0 | 0 | 0 | 0 | 0 | 0 | 0 | 0 | 0 | 0 | 0 | 0
12 | 26 | 23 | 3 | 1.7931 | 0 | 2.4469 | 0 | 0 | 0 | 0.0012057 | 1.1761 | 0 | 0 | 4.2542 | 0 | 9.6715 | 0 | 0 | 0 | 0 | 0 | 0 | 0 | 0 | 0 | 0 | 0 | 0 | 0 | 0.45131 | 0 | 1.1038 | 9.2308 | 0 | 0 | 0.315 | 0.85552 | 0 | 0 | 0 | 0 | 11.9565 | 0 | 0 | 0 | 0 | 0 | 0 | 0 | 0 | 0 | 0 | 0 | 0 | 0
12 | 26 | 24 | 3 | 1.7931 | 0 | 2.4469 | 0 | 0 | 0 | 0.0012057 | 0.69775 | 0 | 0 | 0.58428 | 0 | 5.5233 | 0 | 0 | 0 | 0 | 0 | 0 | 0 | 0 | 0 | 0 | 0 | 0 | 0 | 0.45131 | 0 | 0.88038 | 6.6388 | 0 | 0 | 0.0525 | 0.85229 | 0 | 0 | 0 | 0 | 8.8753 | 0 | 0 | 0 | 0 | 0 | 0 | 0 | 0 | 0 | 0 | 0 | 0 | 0
12 | 27 | 1 | 4 | 1.7931 | 0 | 2.4469 | 0 | 0 | 0 | 0.0012057 | 0.81764 | 0 | 0 | 0.58427 | 0 | 5.6431 | 0 | 0 | 0 | 0 | 0 | 0 | 0 | 0 | 0 | 0 | 0 | 0 | 0 | 0.45131 | 0 | 0.54519 | 8.3673 | 0 | 0 | 0.0525 | 0.86446 | 0 | 0.32536 | 0 | 0 | 10.6061 | 0 | 0 | 0 | 0 | 0 | 0 | 0 | 0 | 0 | 0 | 0 | 0 | 0
12 | 27 | 2 | 4 | 1.7931 | 0 | 2.4469 | 0 | 0 | 0 | 0.0012057 | 0.83051 | 0 | 0 | 0.5843 | 0 | 5.656 | 0 | 0 | 0 | 0 | 0 | 0 | 0 | 0 | 0 | 0 | 0 | 0 | 0 | 0.45131 | 0 | 0.32173 | 8.6294 | 0 | 0 | 0.0525 | 0.86634 | 0 | 0.39196 | 0 | 0 | 10.7132 | 0 | 0 | 0 | 0 | 0 | 0 | 0 | 0 | 0 | 0 | 0 | 0 | 0
12 | 27 | 3 | 4 | 1.7931 | 0 | 2.4469 | 0 | 0 | 0 | 0.0012057 | 0.85191 | 0 | 0 | 0.58431 | 0 | 5.6775 | 0 | 0 | 0 | 0 | 0 | 0 | 0 | 0 | 0 | 0 | 0 | 0 | 0 | 0.45131 | 0 | 0.32173 | 8.7121 | 0 | 0 | 0.0525 | 0.86731 | 0 | 0.40238 | 0 | 0 | 10.8073 | 0 | 0 | 0 | 0 | 0 | 0 | 0 | 0 | 0 | 0 | 0 | 0 | 0
12 | 27 | 4 | 4 | 1.7931 | 0 | 2.4469 | 0 | 0 | 0 | 0.0012057 | 0.83373 | 0 | 0 | 0.58431 | 0 | 5.6593 | 0 | 0 | 0 | 0 | 0 | 0 | 0 | 0 | 0 | 0 | 0 | 0 | 0 | 0.45131 | 0 | 0.32173 | 8.5345 | 0 | 0 | 0.0525 | 0.86214 | 0 | 0.39612 | 0 | 0 | 10.6183 | 0 | 0 | 0 | 0 | 0 | 0 | 0 | 0 | 0 | 0 | 0 | 0 | 0
12 | 27 | 5 | 4 | 1.7931 | 0 | 2.4469 | 0 | 0 | 0 | 0.0012057 | 0.84948 | 0 | 0 | 0.5843 | 0 | 5.675 | 0 | 0 | 0 | 0 | 0 | 0 | 0 | 0 | 0 | 0 | 0 | 0 | 0 | 0.45131 | 0 | 0.32173 | 8.6458 | 0 | 0 | 0.0525 | 0.86375 | 0 | 0.33736 | 0 | 0 | 10.6724 | 0 | 0 | 0 | 0 | 0 | 0 | 0 | 0 | 0 | 0 | 0 | 0 | 0
12 | 27 | 6 | 4 | 1.7931 | 0 | 2.4469 | 0 | 0 | 0 | 0.0012057 | 0.86833 | 0 | 0 | 0.5843 | 0 | 5.6939 | 0 | 0 | 0 | 0 | 0 | 0 | 0 | 0 | 0 | 0 | 0 | 0 | 0 | 0.45131 | 0 | 0.32173 | 8.8227 | 0 | 0 | 0.0525 | 0.86596 | 0 | 0.34487 | 0 | 0 | 10.8591 | 0 | 0 | 0 | 0 | 0 | 0 | 0 | 0 | 0 | 0 | 0 | 0 | 0
12 | 27 | 7 | 4 | 1.7931 | 0 | 2.4469 | 0 | 0 | 0 | 0.0012057 | 0.88118 | 0 | 0 | 3.2981 | 0 | 8.4205 | 0 | 0 | 0 | 0 | 0 | 0 | 0 | 0 | 0 | 0 | 0 | 0 | 0 | 0.45131 | 0 | 0.54519 | 8.883 | 0 | 0 | 0.315 | 0.86048 | 0 | 0.35374 | 0 | 0 | 11.4087 | 0 | 0 | 0 | 0 | 0 | 0 | 0 | 0 | 0 | 0 | 0 | 0 | 0
12 | 27 | 8 | 4 | 1.7931 | 0 | 2.4469 | 0 | 0 | 0 | 0.0012057 | 1.2458 | 0 | 0 | 5.4691 | 0 | 10.9561 | 0 | 0 | 0 | 0 | 0 | 0 | 0 | 0 | 0 | 0 | 0 | 0 | 0 | 0.45131 | 0 | 0.71279 | 11.279 | 0 | 0 | 0.525 | 0.85763 | 0 | 0.4678 | 0 | 0 | 14.2936 | 0 | 0 | 0 | 0 | 0 | 0 | 0 | 0 | 0 | 0 | 0 | 0 | 0
12 | 27 | 9 | 4 | 1.7931 | 0 | 13.5789 | 0 | 0 | 0 | 0.0012057 | 0.97242 | 0 | 0 | 3.9588 | 0 | 20.3044 | 0 | 0 | 0 | 0 | 0 | 0 | 0 | 0 | 0 | 0 | 0 | 0 | 0 | 0.45131 | 0 | 0.71279 | 8.0714 | 0 | 0 | 0.42 | 0.84478 | 0 | 0 | 0 | 0 | 10.5003 | 0 | 0 | 0 | 0 | 0 | 0 | 0 | 0 | 0 | 0 | 0 | 0 | 0
12 | 27 | 10 | 4 | 1.7931 | 0 | 13.5789 | 0 | 0 | 0 | 0.0012057 | 0.76899 | 0 | 0 | 3.7178 | 0 | 19.86 | 0 | 0 | 0 | 0 | 0 | 0 | 0 | 0 | 0 | 0 | 0 | 0 | 0 | 0.45131 | 0 | 0.71279 | 6.4707 | 0 | 0 | 0.315 | 0.83711 | 0 | 0 | 0 | 0 | 8.7869 | 0 | 0 | 0 | 0 | 0 | 0 | 0 | 0 | 0 | 0 | 0 | 0 | 0
12 | 27 | 11 | 4 | 1.7931 | 0 | 13.5789 | 0 | 0 | 0 | 0.0012057 | 0.66241 | 0 | 0 | 3.298 | 0 | 19.3336 | 0 | 0 | 0 | 0 | 0 | 0 | 0 | 0 | 0 | 0 | 0 | 0 | 0 | 0.45131 | 0 | 0.71279 | 5.1279 | 0 | 0 | 0.315 | 0.81363 | 0 | 0 | 0 | 0 | 7.4207 | 0 | 0 | 0 | 0 | 0 | 0 | 0 | 0 | 0 | 0 | 0 | 0 | 0
12 | 27 | 12 | 4 | 1.7931 | 0 | 13.5789 | 0 | 0 | 0 | 0.0012057 | 0.49791 | 0 | 0 | 3.8408 | 0 | 19.7119 | 0 | 0 | 0 | 0 | 0 | 0 | 0 | 0 | 0 | 0 | 0 | 0 | 0 | 0.45131 | 0 | 0.54519 | 4.0293 | 0 | 0 | 0.3675 | 0.8057 | 0 | 0 | 0 | 0 | 6.199 | 0 | 0 | 0 | 0 | 0 | 0 | 0 | 0 | 0 | 0 | 0 | 0 | 0
12 | 27 | 13 | 4 | 1.7931 | 0 | 8.6313 | 0 | 0 | 0 | 0.0012057 | 0.44632 | 0 | 0 | 3.9588 | 0 | 14.8308 | 0 | 0 | 0 | 0 | 0 | 0 | 0 | 0 | 0 | 0 | 0 | 0 | 0 | 0.45131 | 0 | 0.54519 | 3.5827 | 0 | 0 | 0.42 | 0.80272 | 0 | 0 | 0 | 0 | 5.8019 | 0 | 0 | 0 | 0 | 0 | 0 | 0 | 0 | 0 | 0 | 0 | 0 | 0
12 | 27 | 14 | 4 | 1.7931 | 0 | 13.5789 | 0 | 0 | 0 | 0.0012057 | 0.36252 | 0 | 0 | 4.2606 | 0 | 19.9963 | 0 | 0 | 0 | 0 | 0 | 0 | 0 | 0 | 0 | 0 | 0 | 0 | 0 | 0.45131 | 0 | 0.54519 | 3.2294 | 0 | 0 | 0.3675 | 0.81217 | 0 | 0 | 0 | 0 | 5.4056 | 0 | 0 | 0 | 0 | 0 | 0 | 0 | 0 | 0 | 0 | 0 | 0 | 0
12 | 27 | 15 | 4 | 1.7931 | 0 | 13.5789 | 0 | 0 | 0 | 0.0012057 | 0.36398 | 0 | 0 | 3.8408 | 0 | 19.578 | 0 | 0 | 0 | 0 | 0 | 0 | 0 | 0 | 0 | 0 | 0 | 0 | 0 | 0.45131 | 0 | 0.54519 | 3.1356 | 0 | 0 | 0.3675 | 0.81536 | 0 | 0 | 0 | 0 | 5.315 | 0 | 0 | 0 | 0 | 0 | 0 | 0 | 0 | 0 | 0 | 0 | 0 | 0
12 | 27 | 16 | 4 | 1.7931 | 0 | 13.5789 | 0 | 0 | 0 | 0.0012057 | 0.42217 | 0 | 0 | 3.298 | 0 | 19.0934 | 0 | 0 | 0 | 0 | 0 | 0 | 0 | 0 | 0 | 0 | 0 | 0 | 0 | 0.45131 | 0 | 0.54519 | 3.5656 | 0 | 0 | 0.315 | 0.82144 | 0 | 0 | 0 | 0 | 5.6985 | 0 | 0 | 0 | 0 | 0 | 0 | 0 | 0 | 0 | 0 | 0 | 0 | 0
12 | 27 | 17 | 4 | 1.7931 | 0 | 13.5789 | 0 | 0 | 0 | 0.0012057 | 0.4988 | 0 | 0 | 3.298 | 0 | 19.1701 | 0 | 0 | 0 | 0 | 0 | 0 | 0 | 0 | 0 | 0 | 0 | 0 | 0 | 0.45131 | 0 | 0.54519 | 4.0056 | 0 | 0 | 0.315 | 0.82317 | 0 | 0 | 0 | 0 | 6.1402 | 0 | 0 | 0 | 0 | 0 | 0 | 0 | 0 | 0 | 0 | 0 | 0 | 0
12 | 27 | 18 | 4 | 1.7931 | 0 | 13.5789 | 0 | 0 | 0 | 0.0012057 | 0.56519 | 0 | 0 | 5.4691 | 0 | 21.4075 | 0 | 0 | 0 | 0 | 0 | 0 | 0 | 0 | 0 | 0 | 0 | 0 | 0 | 0.45131 | 0 | 0.54519 | 4.7645 | 0 | 0 | 0.525 | 0.82845 | 0 | 0 | 0 | 0 | 7.1144 | 0 | 0 | 0 | 0 | 0 | 0 | 0 | 0 | 0 | 0 | 0 | 0 | 0
12 | 27 | 19 | 4 | 1.7931 | 0 | 9.8682 | 0 | 0 | 0 | 0.0012057 | 0.67369 | 0 | 0 | 5.4691 | 0 | 17.8053 | 0 | 0 | 0 | 0 | 0 | 0 | 0 | 0 | 0 | 0 | 0 | 0 | 0 | 0.45131 | 0 | 0.54519 | 5.4774 | 0 | 0 | 0.525 | 0.83049 | 0 | 0 | 0 | 0 | 7.8294 | 0 | 0 | 0 | 0 | 0 | 0 | 0 | 0 | 0 | 0 | 0 | 0 | 0
12 | 27 | 20 | 4 | 1.7931 | 0 | 2.4469 | 0 | 0 | 0 | 0.0012057 | 0.79577 | 0 | 0 | 3.9588 | 0 | 8.9958 | 0 | 0 | 0 | 0 | 0 | 0 | 0 | 0 | 0 | 0 | 0 | 0 | 0 | 0.45131 | 0 | 0.88038 | 6.1311 | 0 | 0 | 0.42 | 0.82264 | 0 | 0 | 0 | 0 | 8.7055 | 0 | 0 | 0 | 0 | 0 | 0 | 0 | 0 | 0 | 0 | 0 | 0 | 0
12 | 27 | 21 | 4 | 1.7931 | 0 | 2.4469 | 0 | 0 | 0 | 0.0012057 | 0.83636 | 0 | 0 | 4.2605 | 0 | 9.3381 | 0 | 0 | 0 | 0 | 0 | 0 | 0 | 0 | 0 | 0 | 0 | 0 | 0 | 0.45131 | 0 | 1.1038 | 6.5412 | 0 | 0 | 0.3675 | 0.81921 | 0 | 0 | 0 | 0 | 9.2831 | 0 | 0 | 0 | 0 | 0 | 0 | 0 | 0 | 0 | 0 | 0 | 0 | 0
12 | 27 | 22 | 4 | 1.7931 | 0 | 2.4469 | 0 | 0 | 0 | 0.0012057 | 0.85015 | 0 | 0 | 3.9588 | 0 | 9.0502 | 0 | 0 | 0 | 0 | 0 | 0 | 0 | 0 | 0 | 0 | 0 | 0 | 0 | 0.45131 | 0 | 1.2156 | 6.8024 | 0 | 0 | 0.4725 | 0.81659 | 0 | 0 | 0 | 0 | 9.7584 | 0 | 0 | 0 | 0 | 0 | 0 | 0 | 0 | 0 | 0 | 0 | 0 | 0
12 | 27 | 23 | 4 | 1.7931 | 0 | 2.4469 | 0 | 0 | 0 | 0.0012057 | 0.86515 | 0 | 0 | 4.2541 | 0 | 9.3605 | 0 | 0 | 0 | 0 | 0 | 0 | 0 | 0 | 0 | 0 | 0 | 0 | 0 | 0.45131 | 0 | 1.1038 | 6.911 | 0 | 0 | 0.315 | 0.81965 | 0 | 0 | 0 | 0 | 9.6008 | 0 | 0 | 0 | 0 | 0 | 0 | 0 | 0 | 0 | 0 | 0 | 0 | 0
12 | 27 | 24 | 4 | 1.7931 | 0 | 2.4469 | 0 | 0 | 0 | 0.0012057 | 0.41554 | 0 | 0 | 0.5842 | 0 | 5.241 | 0 | 0 | 0 | 0 | 0 | 0 | 0 | 0 | 0 | 0 | 0 | 0 | 0 | 0.45131 | 0 | 0.88038 | 5.0352 | 0 | 0 | 0.0525 | 0.82617 | 0 | 0.051255 | 0 | 0 | 7.2968 | 0 | 0 | 0 | 0 | 0 | 0 | 0 | 0 | 0 | 0 | 0 | 0 | 0
12 | 28 | 1 | 5 | 1.7931 | 0 | 2.4469 | 0 | 0 | 0 | 0.0012057 | 0.54597 | 0 | 0 | 0.58422 | 0 | 5.3714 | 0 | 0 | 0 | 0 | 0 | 0 | 0 | 0 | 0 | 0 | 0 | 0 | 0 | 0.45131 | 0 | 0.54519 | 6.1449 | 0 | 0 | 0.0525 | 0.83432 | 0 | 0.16334 | 0 | 0 | 8.1916 | 0 | 0 | 0 | 0 | 0 | 0 | 0 | 0 | 0 | 0 | 0 | 0 | 0
12 | 28 | 2 | 5 | 1.7931 | 0 | 2.4469 | 0 | 0 | 0 | 0.0012057 | 0.59503 | 0 | 0 | 0.58424 | 0 | 5.4205 | 0 | 0 | 0 | 0 | 0 | 0 | 0 | 0 | 0 | 0 | 0 | 0 | 0 | 0.45131 | 0 | 0.32173 | 6.6506 | 0 | 0 | 0.0525 | 0.84112 | 0 | 0.23952 | 0 | 0 | 8.5568 | 0 | 0 | 0 | 0 | 0 | 0 | 0 | 0 | 0 | 0 | 0 | 0 | 0
12 | 28 | 3 | 5 | 1.7931 | 0 | 2.4469 | 0 | 0 | 0 | 0.0012057 | 0.62784 | 0 | 0 | 0.58426 | 0 | 5.4533 | 0 | 0 | 0 | 0 | 0 | 0 | 0 | 0 | 0 | 0 | 0 | 0 | 0 | 0.45131 | 0 | 0.32173 | 6.8414 | 0 | 0 | 0.0525 | 0.84315 | 0 | 0.13118 | 0 | 0 | 8.6412 | 0 | 0 | 0 | 0 | 0 | 0 | 0 | 0 | 0 | 0 | 0 | 0 | 0
12 | 28 | 4 | 5 | 1.7931 | 0 | 2.4469 | 0 | 0 | 0 | 0.0012057 | 0.64506 | 0 | 0 | 0.58427 | 0 | 5.4706 | 0 | 0 | 0 | 0 | 0 | 0 | 0 | 0 | 0 | 0 | 0 | 0 | 0 | 0.45131 | 0 | 0.32173 | 7.0495 | 0 | 0 | 0.0525 | 0.84348 | 0 | 0.19771 | 0 | 0 | 8.9163 | 0 | 0 | 0 | 0 | 0 | 0 | 0 | 0 | 0 | 0 | 0 | 0 | 0
12 | 28 | 5 | 5 | 1.7931 | 0 | 2.4469 | 0 | 0 | 0 | 0.0012057 | 0.66725 | 0 | 0 | 0.58426 | 0 | 5.4927 | 0 | 0 | 0 | 0 | 0 | 0 | 0 | 0 | 0 | 0 | 0 | 0 | 0 | 0.45131 | 0 | 0.32173 | 7.287 | 0 | 0 | 0.0525 | 0.8452 | 0 | 0.25811 | 0 | 0 | 9.2158 | 0 | 0 | 0 | 0 | 0 | 0 | 0 | 0 | 0 | 0 | 0 | 0 | 0
12 | 28 | 6 | 5 | 1.7931 | 0 | 2.4469 | 0 | 0 | 0 | 0.0012057 | 0.68866 | 0 | 0 | 0.58426 | 0 | 5.5141 | 0 | 0 | 0 | 0 | 0 | 0 | 0 | 0 | 0 | 0 | 0 | 0 | 0 | 0.45131 | 0 | 0.32173 | 7.5314 | 0 | 0 | 0.0525 | 0.84702 | 0 | 0.3839 | 0 | 0 | 9.5878 | 0 | 0 | 0 | 0 | 0 | 0 | 0 | 0 | 0 | 0 | 0 | 0 | 0
12 | 28 | 7 | 5 | 1.7931 | 0 | 2.4469 | 0 | 0 | 0 | 0.0012057 | 0.70985 | 0 | 0 | 3.298 | 0 | 8.2491 | 0 | 0 | 0 | 0 | 0 | 0 | 0 | 0 | 0 | 0 | 0 | 0 | 0 | 0.45131 | 0 | 0.54519 | 7.5801 | 0 | 0 | 0.315 | 0.84185 | 0 | 0.35527 | 0 | 0 | 10.0887 | 0 | 0 | 0 | 0 | 0 | 0 | 0 | 0 | 0 | 0 | 0 | 0 | 0
12 | 28 | 8 | 5 | 1.7931 | 0 | 2.4469 | 0 | 0 | 0 | 0.0012057 | 1.1111 | 0 | 0 | 5.4691 | 0 | 10.8214 | 0 | 0 | 0 | 0 | 0 | 0 | 0 | 0 | 0 | 0 | 0 | 0 | 0 | 0.45131 | 0 | 0.71279 | 10.2483 | 0 | 0 | 0.525 | 0.83544 | 0 | 0.49185 | 0 | 0 | 13.2647 | 0 | 0 | 0 | 0 | 0 | 0 | 0 | 0 | 0 | 0 | 0 | 0 | 0
12 | 28 | 9 | 5 | 1.7931 | 0 | 13.5789 | 0 | 0 | 0 | 0.0012057 | 0.76284 | 0 | 0 | 3.9588 | 0 | 20.0948 | 0 | 0 | 0 | 0 | 0 | 0 | 0 | 0 | 0 | 0 | 0 | 0 | 0 | 0.45131 | 0 | 0.71279 | 7.318 | 0 | 0 | 0.42 | 0.81866 | 0 | 0.38083 | 0 | 0 | 10.1016 | 0 | 0 | 0 | 0 | 0 | 0 | 0 | 0 | 0 | 0 | 0 | 0 | 0
12 | 28 | 10 | 5 | 1.7931 | 0 | 13.5789 | 0 | 0 | 0 | 0.0012057 | 0.59213 | 0 | 0 | 3.7177 | 0 | 19.6831 | 0 | 0 | 0 | 0 | 0 | 0 | 0 | 0 | 0 | 0 | 0 | 0 | 0 | 0.45131 | 0 | 0.71279 | 5.5406 | 0 | 0 | 0.315 | 0.81045 | 0 | 0.00069395 | 0 | 0 | 7.8309 | 0 | 0 | 0 | 0 | 0 | 0 | 0 | 0 | 0 | 0 | 0 | 0 | 0
12 | 28 | 11 | 5 | 1.7931 | 0 | 13.5789 | 0 | 0 | 0 | 0.0012057 | 0.47911 | 0 | 0 | 3.298 | 0 | 19.1503 | 0 | 0 | 0 | 0 | 0 | 0 | 0 | 0 | 0 | 0 | 0 | 0 | 0 | 0.45131 | 0 | 0.71279 | 3.9775 | 0 | 0 | 0.315 | 0.78676 | 0 | 0 | 0 | 0 | 6.2433 | 0 | 0 | 0 | 0 | 0 | 0 | 0 | 0 | 0 | 0 | 0 | 0 | 0
12 | 28 | 12 | 5 | 1.7931 | 0 | 13.5789 | 0 | 0 | 0 | 0.0012057 | 0.32251 | 0 | 0 | 3.8407 | 0 | 19.5364 | 0 | 0 | 0 | 0 | 0 | 0 | 0 | 0 | 0 | 0 | 0 | 0 | 0 | 0.45131 | 0 | 0.54519 | 3.0824 | 0 | 0 | 0.3675 | 0.78606 | 0 | 0 | 0 | 0 | 5.2325 | 0 | 0 | 0 | 0 | 0 | 0 | 0 | 0 | 0 | 0 | 0 | 0 | 0
12 | 28 | 13 | 5 | 1.7931 | 0 | 8.6313 | 0 | 0 | 0 | 0.0012057 | 0.2859 | 0 | 0 | 3.9588 | 0 | 14.6703 | 0 | 0 | 0 | 0 | 0 | 0 | 0 | 0 | 0 | 0 | 0 | 0 | 0 | 0.45131 | 0 | 0.54519 | 2.7 | 0 | 0 | 0.42 | 0.7877 | 0 | 0 | 0 | 0 | 4.9042 | 0 | 0 | 0 | 0 | 0 | 0 | 0 | 0 | 0 | 0 | 0 | 0 | 0
12 | 28 | 14 | 5 | 1.7931 | 0 | 13.5789 | 0 | 0 | 0 | 0.0012057 | 0.22983 | 0 | 0 | 4.2605 | 0 | 19.8635 | 0 | 0 | 0 | 0 | 0 | 0 | 0 | 0 | 0 | 0 | 0 | 0 | 0 | 0.45131 | 0 | 0.54519 | 2.2551 | 0 | 0 | 0.3675 | 0.79173 | 0 | 0 | 0 | 0 | 4.4109 | 0 | 0 | 0 | 0 | 0 | 0 | 0 | 0 | 0 | 0 | 0 | 0 | 0
12 | 28 | 15 | 5 | 1.7931 | 0 | 13.5789 | 0 | 0 | 0 | 0.0012057 | 0.26759 | 0 | 0 | 3.8407 | 0 | 19.4815 | 0 | 0 | 0 | 0 | 0 | 0 | 0 | 0 | 0 | 0 | 0 | 0 | 0 | 0.45131 | 0 | 0.54519 | 2.3787 | 0 | 0 | 0.3675 | 0.79399 | 0 | 0 | 0 | 0 | 4.5367 | 0 | 0 | 0 | 0 | 0 | 0 | 0 | 0 | 0 | 0 | 0 | 0 | 0
12 | 28 | 16 | 5 | 1.7931 | 0 | 13.5789 | 0 | 0 | 0 | 0.0012057 | 0.31784 | 0 | 0 | 3.298 | 0 | 18.9891 | 0 | 0 | 0 | 0 | 0 | 0 | 0 | 0 | 0 | 0 | 0 | 0 | 0 | 0.45131 | 0 | 0.54519 | 2.7066 | 0 | 0 | 0.315 | 0.79786 | 0 | 0 | 0 | 0 | 4.8159 | 0 | 0 | 0 | 0 | 0 | 0 | 0 | 0 | 0 | 0 | 0 | 0 | 0
12 | 28 | 17 | 5 | 1.7931 | 0 | 13.5789 | 0 | 0 | 0 | 0.0012057 | 0.40712 | 0 | 0 | 3.298 | 0 | 19.0783 | 0 | 0 | 0 | 0 | 0 | 0 | 0 | 0 | 0 | 0 | 0 | 0 | 0 | 0.45131 | 0 | 0.54519 | 3.6818 | 0 | 0 | 0.315 | 0.80832 | 0 | 0 | 0 | 0 | 5.8016 | 0 | 0 | 0 | 0 | 0 | 0 | 0 | 0 | 0 | 0 | 0 | 0 | 0
12 | 28 | 18 | 5 | 1.7931 | 0 | 13.5789 | 0 | 0 | 0 | 0.0012057 | 0.45287 | 0 | 0 | 5.469 | 0 | 21.2951 | 0 | 0 | 0 | 0 | 0 | 0 | 0 | 0 | 0 | 0 | 0 | 0 | 0 | 0.45131 | 0 | 0.54519 | 4.0904 | 0 | 0 | 0.525 | 0.81349 | 0 | 0 | 0 | 0 | 6.4254 | 0 | 0 | 0 | 0 | 0 | 0 | 0 | 0 | 0 | 0 | 0 | 0 | 0
12 | 28 | 19 | 5 | 1.7931 | 0 | 9.8682 | 0 | 0 | 0 | 0.0012057 | 0.51405 | 0 | 0 | 5.469 | 0 | 17.6456 | 0 | 0 | 0 | 0 | 0 | 0 | 0 | 0 | 0 | 0 | 0 | 0 | 0 | 0.45131 | 0 | 0.54519 | 4.4712 | 0 | 0 | 0.525 | 0.81483 | 0 | 0 | 0 | 0 | 6.8075 | 0 | 0 | 0 | 0 | 0 | 0 | 0 | 0 | 0 | 0 | 0 | 0 | 0
12 | 28 | 20 | 5 | 1.7931 | 0 | 2.4469 | 0 | 0 | 0 | 0.0012057 | 0.66033 | 0 | 0 | 3.9588 | 0 | 8.8603 | 0 | 0 | 0 | 0 | 0 | 0 | 0 | 0 | 0 | 0 | 0 | 0 | 0 | 0.45131 | 0 | 0.88038 | 5.5668 | 0 | 0 | 0.42 | 0.81056 | 0 | 0 | 0 | 0 | 8.129 | 0 | 0 | 0 | 0 | 0 | 0 | 0 | 0 | 0 | 0 | 0 | 0 | 0
12 | 28 | 21 | 5 | 1.7931 | 0 | 2.4469 | 0 | 0 | 0 | 0.0012057 | 0.68507 | 0 | 0 | 4.2605 | 0 | 9.1868 | 0 | 0 | 0 | 0 | 0 | 0 | 0 | 0 | 0 | 0 | 0 | 0 | 0 | 0.45131 | 0 | 1.1038 | 5.5738 | 0 | 0 | 0.3675 | 0.80202 | 0 | 0 | 0 | 0 | 8.2985 | 0 | 0 | 0 | 0 | 0 | 0 | 0 | 0 | 0 | 0 | 0 | 0 | 0
12 | 28 | 22 | 5 | 1.7931 | 0 | 2.4469 | 0 | 0 | 0 | 0.0012057 | 0.70549 | 0 | 0 | 3.9588 | 0 | 8.9055 | 0 | 0 | 0 | 0 | 0 | 0 | 0 | 0 | 0 | 0 | 0 | 0 | 0 | 0.45131 | 0 | 1.2156 | 5.7195 | 0 | 0 | 0.4725 | 0.79931 | 0 | 0 | 0 | 0 | 8.6582 | 0 | 0 | 0 | 0 | 0 | 0 | 0 | 0 | 0 | 0 | 0 | 0 | 0
12 | 28 | 23 | 5 | 1.7931 | 0 | 2.4469 | 0 | 0 | 0 | 0.0012057 | 0.71671 | 0 | 0 | 4.254 | 0 | 9.212 | 0 | 0 | 0 | 0 | 0 | 0 | 0 | 0 | 0 | 0 | 0 | 0 | 0 | 0.45131 | 0 | 1.1038 | 5.7785 | 0 | 0 | 0.315 | 0.80104 | 0 | 0 | 0 | 0 | 8.4497 | 0 | 0 | 0 | 0 | 0 | 0 | 0 | 0 | 0 | 0 | 0 | 0 | 0
12 | 28 | 24 | 5 | 1.7931 | 0 | 2.4469 | 0 | 0 | 0 | 0.0012057 | 0.29449 | 0 | 0 | 0.58416 | 0 | 5.1199 | 0 | 0 | 0 | 0 | 0 | 0 | 0 | 0 | 0 | 0 | 0 | 0 | 0 | 0.45131 | 0 | 0.88038 | 3.5585 | 0 | 0 | 0.0525 | 0.80684 | 0 | 0 | 0 | 0 | 5.7495 | 0 | 0 | 0 | 0 | 0 | 0 | 0 | 0 | 0 | 0 | 0 | 0 | 0
12 | 29 | 1 | 6 | 1.7931 | 0 | 2.4469 | 0 | 0 | 0 | 0.0012057 | 0.40751 | 0 | 0 | 0.58418 | 0 | 5.2329 | 0 | 0 | 0 | 0 | 0 | 0 | 0 | 0 | 0 | 0 | 0 | 0 | 0 | 0.45131 | 0 | 0.54519 | 4.6728 | 0 | 0 | 0.0525 | 0.81483 | 0 | 0 | 0 | 0 | 6.5366 | 0 | 0 | 0 | 0 | 0 | 0 | 0 | 0 | 0 | 0 | 0 | 0 | 0
12 | 29 | 2 | 6 | 1.7931 | 0 | 2.4469 | 0 | 0 | 0 | 0.0012057 | 0.49761 | 0 | 0 | 0.58421 | 0 | 5.323 | 0 | 0 | 0 | 0 | 0 | 0 | 0 | 0 | 0 | 0 | 0 | 0 | 0 | 0.45131 | 0 | 0.32173 | 5.3001 | 0 | 0 | 0.0525 | 0.82687 | 0 | 0 | 0 | 0 | 6.9525 | 0 | 0 | 0 | 0 | 0 | 0 | 0 | 0 | 0 | 0 | 0 | 0 | 0
12 | 29 | 3 | 6 | 1.7931 | 0 | 2.4469 | 0 | 0 | 0 | 0.0012057 | 0.53935 | 0 | 0 | 0.58425 | 0 | 5.3648 | 0 | 0 | 0 | 0 | 0 | 0 | 0 | 0 | 0 | 0 | 0 | 0 | 0 | 0.45131 | 0 | 0.32173 | 6.079 | 0 | 0 | 0.0525 | 0.83069 | 0 | 0.59248 | 0 | 0 | 8.3277 | 0 | 0 | 0 | 0 | 0 | 0 | 0 | 0 | 0 | 0 | 0 | 0 | 0
12 | 29 | 4 | 6 | 1.7931 | 0 | 2.4469 | 0 | 0 | 0 | 0.0012057 | 0.56717 | 0 | 0 | 0.58425 | 0 | 5.3926 | 0 | 0 | 0 | 0 | 0 | 0 | 0 | 0 | 0 | 0 | 0 | 0 | 0 | 0.45131 | 0 | 0.32173 | 6.2807 | 0 | 0 | 0.0525 | 0.8321 | 0 | 0.61994 | 0 | 0 | 8.5583 | 0 | 0 | 0 | 0 | 0 | 0 | 0 | 0 | 0 | 0 | 0 | 0 | 0
12 | 29 | 5 | 6 | 1.7931 | 0 | 2.4469 | 0 | 0 | 0 | 0.0012057 | 0.58565 | 0 | 0 | 0.58425 | 0 | 5.4111 | 0 | 0 | 0 | 0 | 0 | 0 | 0 | 0 | 0 | 0 | 0 | 0 | 0 | 0.45131 | 0 | 0.32173 | 6.4843 | 0 | 0 | 0.0525 | 0.83268 | 0 | 0.72062 | 0 | 0 | 8.8631 | 0 | 0 | 0 | 0 | 0 | 0 | 0 | 0 | 0 | 0 | 0 | 0 | 0
12 | 29 | 6 | 6 | 1.7931 | 0 | 2.4469 | 0 | 0 | 0 | 0.0012057 | 0.61888 | 0 | 0 | 0.58424 | 0 | 5.4444 | 0 | 0 | 0 | 0 | 0 | 0 | 0 | 0 | 0 | 0 | 0 | 0 | 0 | 0.45131 | 0 | 0.32173 | 6.6657 | 0 | 0 | 0.0525 | 0.83641 | 0 | 0.68846 | 0 | 0 | 9.0161 | 0 | 0 | 0 | 0 | 0 | 0 | 0 | 0 | 0 | 0 | 0 | 0 | 0
12 | 29 | 7 | 6 | 1.7931 | 0 | 2.4469 | 0 | 0 | 0 | 0.0012057 | 0.63755 | 0 | 0 | 3.298 | 0 | 8.1768 | 0 | 0 | 0 | 0 | 0 | 0 | 0 | 0 | 0 | 0 | 0 | 0 | 0 | 0.45131 | 0 | 0.54519 | 6.7713 | 0 | 0 | 0.315 | 0.83306 | 0 | 0.70425 | 0 | 0 | 9.6201 | 0 | 0 | 0 | 0 | 0 | 0 | 0 | 0 | 0 | 0 | 0 | 0 | 0
12 | 29 | 8 | 6 | 1.7931 | 0 | 2.4469 | 0 | 0 | 0 | 0.0012057 | 1.0656 | 0 | 0 | 5.4691 | 0 | 10.7759 | 0 | 0 | 0 | 0 | 0 | 0 | 0 | 0 | 0 | 0 | 0 | 0 | 0 | 0.45131 | 0 | 0.71279 | 9.6 | 0 | 0 | 0.525 | 0.83245 | 0 | 1.0061 | 0 | 0 | 13.1276 | 0 | 0 | 0 | 0 | 0 | 0 | 0 | 0 | 0 | 0 | 0 | 0 | 0
12 | 29 | 9 | 6 | 1.7931 | 0 | 13.5789 | 0 | 0 | 0 | 0.0012057 | 0.74251 | 0 | 0 | 3.9588 | 0 | 20.0745 | 0 | 0 | 0 | 0 | 0 | 0 | 0 | 0 | 0 | 0 | 0 | 0 | 0 | 0.45131 | 0 | 0.71279 | 6.3745 | 0 | 0 | 0.42 | 0.82044 | 0 | 0 | 0 | 0 | 8.779 | 0 | 0 | 0 | 0 | 0 | 0 | 0 | 0 | 0 | 0 | 0 | 0 | 0
12 | 29 | 10 | 6 | 1.7931 | 0 | 13.5789 | 0 | 0 | 0 | 0.0012057 | 0.60135 | 0 | 0 | 3.7177 | 0 | 19.6923 | 0 | 0 | 0 | 0 | 0 | 0 | 0 | 0 | 0 | 0 | 0 | 0 | 0 | 0.45131 | 0 | 0.71279 | 5.1174 | 0 | 0 | 0.315 | 0.81256 | 0 | 0 | 0 | 0 | 7.4091 | 0 | 0 | 0 | 0 | 0 | 0 | 0 | 0 | 0 | 0 | 0 | 0 | 0
12 | 29 | 11 | 6 | 1.7931 | 0 | 13.5789 | 0 | 0 | 0 | 0.0012057 | 0.50378 | 0 | 0 | 3.298 | 0 | 19.175 | 0 | 0 | 0 | 0 | 0 | 0 | 0 | 0 | 0 | 0 | 0 | 0 | 0 | 0.45131 | 0 | 0.71279 | 3.9575 | 0 | 0 | 0.315 | 0.79197 | 0 | 0 | 0 | 0 | 6.2286 | 0 | 0 | 0 | 0 | 0 | 0 | 0 | 0 | 0 | 0 | 0 | 0 | 0
12 | 29 | 12 | 6 | 1.7931 | 0 | 13.5789 | 0 | 0 | 0 | 0.0012057 | 0.33751 | 0 | 0 | 3.8407 | 0 | 19.5515 | 0 | 0 | 0 | 0 | 0 | 0 | 0 | 0 | 0 | 0 | 0 | 0 | 0 | 0.45131 | 0 | 0.54519 | 2.9164 | 0 | 0 | 0.3675 | 0.79011 | 0 | 0 | 0 | 0 | 5.0705 | 0 | 0 | 0 | 0 | 0 | 0 | 0 | 0 | 0 | 0 | 0 | 0 | 0
12 | 29 | 13 | 6 | 1.7931 | 0 | 8.6313 | 0 | 0 | 0 | 0.0012057 | 0.30812 | 0 | 0 | 3.9588 | 0 | 14.6926 | 0 | 0 | 0 | 0 | 0 | 0 | 0 | 0 | 0 | 0 | 0 | 0 | 0 | 0.45131 | 0 | 0.54519 | 2.6129 | 0 | 0 | 0.42 | 0.79163 | 0 | 0 | 0 | 0 | 4.8211 | 0 | 0 | 0 | 0 | 0 | 0 | 0 | 0 | 0 | 0 | 0 | 0 | 0
12 | 29 | 14 | 6 | 1.7931 | 0 | 13.5789 | 0 | 0 | 0 | 0.0012057 | 0.2054 | 0 | 0 | 4.2605 | 0 | 19.8391 | 0 | 0 | 0 | 0 | 0 | 0 | 0 | 0 | 0 | 0 | 0 | 0 | 0 | 0.45131 | 0 | 0.54519 | 1.9376 | 0 | 0 | 0.3675 | 0.78975 | 0 | 0 | 0 | 0 | 4.0914 | 0 | 0 | 0 | 0 | 0 | 0 | 0 | 0 | 0 | 0 | 0 | 0 | 0
12 | 29 | 15 | 6 | 1.7931 | 0 | 13.5789 | 0 | 0 | 0 | 0.0012057 | 0.22464 | 0 | 0 | 3.8407 | 0 | 19.4386 | 0 | 0 | 0 | 0 | 0 | 0 | 0 | 0 | 0 | 0 | 0 | 0 | 0 | 0.45131 | 0 | 0.54519 | 2.0142 | 0 | 0 | 0.3675 | 0.79075 | 0 | 0 | 0 | 0 | 4.1689 | 0 | 0 | 0 | 0 | 0 | 0 | 0 | 0 | 0 | 0 | 0 | 0 | 0
12 | 29 | 16 | 6 | 1.7931 | 0 | 13.5789 | 0 | 0 | 0 | 0.0012057 | 0.26887 | 0 | 0 | 3.298 | 0 | 18.9401 | 0 | 0 | 0 | 0 | 0 | 0 | 0 | 0 | 0 | 0 | 0 | 0 | 0 | 0.45131 | 0 | 0.54519 | 2.4752 | 0 | 0 | 0.315 | 0.79741 | 0 | 0 | 0 | 0 | 4.5841 | 0 | 0 | 0 | 0 | 0 | 0 | 0 | 0 | 0 | 0 | 0 | 0 | 0
12 | 29 | 17 | 6 | 1.7931 | 0 | 13.5789 | 0 | 0 | 0 | 0.0012057 | 0.32438 | 0 | 0 | 3.298 | 0 | 18.9956 | 0 | 0 | 0 | 0 | 0 | 0 | 0 | 0 | 0 | 0 | 0 | 0 | 0 | 0.45131 | 0 | 0.54519 | 3.1246 | 0 | 0 | 0.315 | 0.80425 | 0 | 0 | 0 | 0 | 5.2404 | 0 | 0 | 0 | 0 | 0 | 0 | 0 | 0 | 0 | 0 | 0 | 0 | 0
12 | 29 | 18 | 6 | 1.7931 | 0 | 13.5789 | 0 | 0 | 0 | 0.0012057 | 0.37919 | 0 | 0 | 5.469 | 0 | 21.2214 | 0 | 0 | 0 | 0 | 0 | 0 | 0 | 0 | 0 | 0 | 0 | 0 | 0 | 0.45131 | 0 | 0.54519 | 3.562 | 0 | 0 | 0.525 | 0.80587 | 0 | 0 | 0 | 0 | 5.8893 | 0 | 0 | 0 | 0 | 0 | 0 | 0 | 0 | 0 | 0 | 0 | 0 | 0
12 | 29 | 19 | 6 | 1.7931 | 0 | 9.8682 | 0 | 0 | 0 | 0.0012057 | 0.44976 | 0 | 0 | 5.469 | 0 | 17.5813 | 0 | 0 | 0 | 0 | 0 | 0 | 0 | 0 | 0 | 0 | 0 | 0 | 0 | 0.45131 | 0 | 0.54519 | 3.8889 | 0 | 0 | 0.525 | 0.80704 | 0 | 0 | 0 | 0 | 6.2175 | 0 | 0 | 0 | 0 | 0 | 0 | 0 | 0 | 0 | 0 | 0 | 0 | 0
12 | 29 | 20 | 6 | 1.7931 | 0 | 2.4469 | 0 | 0 | 0 | 0.0012057 | 0.56753 | 0 | 0 | 3.9588 | 0 | 8.7675 | 0 | 0 | 0 | 0 | 0 | 0 | 0 | 0 | 0 | 0 | 0 | 0 | 0 | 0.45131 | 0 | 0.88038 | 4.5764 | 0 | 0 | 0.42 | 0.80098 | 0 | 0 | 0 | 0 | 7.1291 | 0 | 0 | 0 | 0 | 0 | 0 | 0 | 0 | 0 | 0 | 0 | 0 | 0
12 | 29 | 21 | 6 | 1.7931 | 0 | 2.4469 | 0 | 0 | 0 | 0.0012057 | 0.63849 | 0 | 0 | 4.2605 | 0 | 9.1402 | 0 | 0 | 0 | 0 | 0 | 0 | 0 | 0 | 0 | 0 | 0 | 0 | 0 | 0.45131 | 0 | 1.1038 | 4.8629 | 0 | 0 | 0.3675 | 0.79777 | 0 | 0 | 0 | 0 | 7.5833 | 0 | 0 | 0 | 0 | 0 | 0 | 0 | 0 | 0 | 0 | 0 | 0 | 0
12 | 29 | 22 | 6 | 1.7931 | 0 | 2.4469 | 0 | 0 | 0 | 0.0012057 | 0.67404 | 0 | 0 | 3.9588 | 0 | 8.874 | 0 | 0 | 0 | 0 | 0 | 0 | 0 | 0 | 0 | 0 | 0 | 0 | 0 | 0.45131 | 0 | 1.2156 | 5.014 | 0 | 0 | 0.4725 | 0.7966 | 0 | 0 | 0 | 0 | 7.95 | 0 | 0 | 0 | 0 | 0 | 0 | 0 | 0 | 0 | 0 | 0 | 0 | 0
12 | 29 | 23 | 6 | 1.7931 | 0 | 2.4469 | 0 | 0 | 0 | 0.0012057 | 0.66467 | 0 | 0 | 4.254 | 0 | 9.1599 | 0 | 0 | 0 | 0 | 0 | 0 | 0 | 0 | 0 | 0 | 0 | 0 | 0 | 0.45131 | 0 | 1.1038 | 4.9677 | 0 | 0 | 0.315 | 0.79462 | 0 | 0 | 0 | 0 | 7.6325 | 0 | 0 | 0 | 0 | 0 | 0 | 0 | 0 | 0 | 0 | 0 | 0 | 0
12 | 29 | 24 | 6 | 1.7931 | 0 | 2.4469 | 0 | 0 | 0 | 0.0012057 | 0.23797 | 0 | 0 | 0.58415 | 0 | 5.0633 | 0 | 0 | 0 | 0 | 0 | 0 | 0 | 0 | 0 | 0 | 0 | 0 | 0 | 0.45131 | 0 | 0.88038 | 3.0419 | 0 | 0 | 0.0525 | 0.79847 | 0 | 0 | 0 | 0 | 5.2246 | 0 | 0 | 0 | 0 | 0 | 0 | 0 | 0 | 0 | 0 | 0 | 0 | 0
12 | 30 | 1 | 7 | 1.7931 | 0 | 2.4469 | 0 | 0 | 0 | 0.0012057 | 0.36725 | 0 | 0 | 0.58416 | 0 | 5.1926 | 0 | 0 | 0 | 0 | 0 | 0 | 0 | 0 | 0 | 0 | 0 | 0 | 0 | 0.45131 | 0 | 0.54519 | 4.1142 | 0 | 0 | 0.0525 | 0.81125 | 0 | 0 | 0 | 0 | 5.9745 | 0 | 0 | 0 | 0 | 0 | 0 | 0 | 0 | 0 | 0 | 0 | 0 | 0
12 | 30 | 2 | 7 | 1.7931 | 0 | 2.4469 | 0 | 0 | 0 | 0.0012057 | 0.45367 | 0 | 0 | 0.5842 | 0 | 5.2791 | 0 | 0 | 0 | 0 | 0 | 0 | 0 | 0 | 0 | 0 | 0 | 0 | 0 | 0.45131 | 0 | 0.32173 | 4.7743 | 0 | 0 | 0.0525 | 0.82229 | 0 | 0 | 0 | 0 | 6.4222 | 0 | 0 | 0 | 0 | 0 | 0 | 0 | 0 | 0 | 0 | 0 | 0 | 0
12 | 30 | 3 | 7 | 1.7931 | 0 | 2.4469 | 0 | 0 | 0 | 0.0012057 | 0.4855 | 0 | 0 | 0.58423 | 0 | 5.311 | 0 | 0 | 0 | 0 | 0 | 0 | 0 | 0 | 0 | 0 | 0 | 0 | 0 | 0.45131 | 0 | 0.32173 | 4.969 | 0 | 0 | 0.0525 | 0.823 | 0 | 0 | 0 | 0 | 6.6175 | 0 | 0 | 0 | 0 | 0 | 0 | 0 | 0 | 0 | 0 | 0 | 0 | 0
12 | 30 | 4 | 7 | 1.7931 | 0 | 2.4469 | 0 | 0 | 0 | 0.0012057 | 0.50464 | 0 | 0 | 0.58424 | 0 | 5.3301 | 0 | 0 | 0 | 0 | 0 | 0 | 0 | 0 | 0 | 0 | 0 | 0 | 0 | 0.45131 | 0 | 0.32173 | 5.0011 | 0 | 0 | 0.0525 | 0.82308 | 0 | 0 | 0 | 0 | 6.6497 | 0 | 0 | 0 | 0 | 0 | 0 | 0 | 0 | 0 | 0 | 0 | 0 | 0
12 | 30 | 5 | 7 | 1.7931 | 0 | 2.4469 | 0 | 0 | 0 | 0.0012057 | 0.511 | 0 | 0 | 0.58423 | 0 | 5.3365 | 0 | 0 | 0 | 0 | 0 | 0 | 0 | 0 | 0 | 0 | 0 | 0 | 0 | 0.45131 | 0 | 0.32173 | 4.9415 | 0 | 0 | 0.0525 | 0.82171 | 0 | 0 | 0 | 0 | 6.5887 | 0 | 0 | 0 | 0 | 0 | 0 | 0 | 0 | 0 | 0 | 0 | 0 | 0
12 | 30 | 6 | 7 | 1.7931 | 0 | 2.4469 | 0 | 0 | 0 | 0.0012057 | 0.52478 | 0 | 0 | 0.58423 | 0 | 5.3502 | 0 | 0 | 0 | 0 | 0 | 0 | 0 | 0 | 0 | 0 | 0 | 0 | 0 | 0.45131 | 0 | 0.32173 | 5.0159 | 0 | 0 | 0.0525 | 0.82186 | 0 | 0 | 0 | 0 | 6.6633 | 0 | 0 | 0 | 0 | 0 | 0 | 0 | 0 | 0 | 0 | 0 | 0 | 0
12 | 30 | 7 | 7 | 1.7931 | 0 | 2.4469 | 0 | 0 | 0 | 0.0012057 | 0.52553 | 0 | 0 | 3.298 | 0 | 8.0648 | 0 | 0 | 0 | 0 | 0 | 0 | 0 | 0 | 0 | 0 | 0 | 0 | 0 | 0.45131 | 0 | 0.54519 | 4.8806 | 0 | 0 | 0.315 | 0.81541 | 0 | 0 | 0 | 0 | 7.0075 | 0 | 0 | 0 | 0 | 0 | 0 | 0 | 0 | 0 | 0 | 0 | 0 | 0
12 | 30 | 8 | 7 | 1.7931 | 0 | 2.4469 | 0 | 0 | 0 | 0.0012057 | 0.98253 | 0 | 0 | 5.469 | 0 | 10.6928 | 0 | 0 | 0 | 0 | 0 | 0 | 0 | 0 | 0 | 0 | 0 | 0 | 0 | 0.45131 | 0 | 0.71279 | 6.7958 | 0 | 0 | 0.525 | 0.8129 | 0 | 0 | 0 | 0 | 9.2978 | 0 | 0 | 0 | 0 | 0 | 0 | 0 | 0 | 0 | 0 | 0 | 0 | 0
12 | 30 | 9 | 7 | 1.7931 | 0 | 13.5789 | 0 | 0 | 0 | 0.0012057 | 0.71438 | 0 | 0 | 3.9588 | 0 | 20.0464 | 0 | 0 | 0 | 0 | 0 | 0 | 0 | 0 | 0 | 0 | 0 | 0 | 0 | 0.45131 | 0 | 0.71279 | 5.071 | 0 | 0 | 0.42 | 0.80894 | 0 | 0 | 0 | 0 | 7.4641 | 0 | 0 | 0 | 0 | 0 | 0 | 0 | 0 | 0 | 0 | 0 | 0 | 0
12 | 30 | 10 | 7 | 1.7931 | 0 | 13.5789 | 0 | 0 | 0 | 0.0012057 | 0.65054 | 0 | 0 | 3.7177 | 0 | 19.7414 | 0 | 0 | 0 | 0 | 0 | 0 | 0 | 0 | 0 | 0 | 0 | 0 | 0 | 0.45131 | 0 | 0.71279 | 4.5684 | 0 | 0 | 0.315 | 0.80863 | 0 | 0 | 0 | 0 | 6.8562 | 0 | 0 | 0 | 0 | 0 | 0 | 0 | 0 | 0 | 0 | 0 | 0 | 0
12 | 30 | 11 | 7 | 1.7931 | 0 | 13.5789 | 0 | 0 | 0 | 0.0012057 | 0.62977 | 0 | 0 | 3.298 | 0 | 19.301 | 0 | 0 | 0 | 0 | 0 | 0 | 0 | 0 | 0 | 0 | 0 | 0 | 0 | 0.45131 | 0 | 0.71279 | 4.3754 | 0 | 0 | 0.315 | 0.81158 | 0 | 0 | 0 | 0 | 6.6661 | 0 | 0 | 0 | 0 | 0 | 0 | 0 | 0 | 0 | 0 | 0 | 0 | 0
12 | 30 | 12 | 7 | 1.7931 | 0 | 13.5789 | 0 | 0 | 0 | 0.0012057 | 0.45809 | 0 | 0 | 3.8407 | 0 | 19.6721 | 0 | 0 | 0 | 0 | 0 | 0 | 0 | 0 | 0 | 0 | 0 | 0 | 0 | 0.45131 | 0 | 0.54519 | 3.5669 | 0 | 0 | 0.3675 | 0.80647 | 0 | 0 | 0 | 0 | 5.7374 | 0 | 0 | 0 | 0 | 0 | 0 | 0 | 0 | 0 | 0 | 0 | 0 | 0
12 | 30 | 13 | 7 | 1.7931 | 0 | 8.6313 | 0 | 0 | 0 | 0.0012057 | 0.55381 | 0 | 0 | 3.9588 | 0 | 14.9383 | 0 | 0 | 0 | 0 | 0 | 0 | 0 | 0 | 0 | 0 | 0 | 0 | 0 | 0.45131 | 0 | 0.54519 | 4.1694 | 0 | 0 | 0.42 | 0.81289 | 0 | 0 | 0 | 0 | 6.3988 | 0 | 0 | 0 | 0 | 0 | 0 | 0 | 0 | 0 | 0 | 0 | 0 | 0
12 | 30 | 14 | 7 | 1.7931 | 0 | 13.5789 | 0 | 0 | 0 | 0.0012057 | 0.39997 | 0 | 0 | 4.2605 | 0 | 20.0337 | 0 | 0 | 0 | 0 | 0 | 0 | 0 | 0 | 0 | 0 | 0 | 0 | 0 | 0.45131 | 0 | 0.54519 | 3.4421 | 0 | 0 | 0.3675 | 0.8142 | 0 | 0 | 0 | 0 | 5.6203 | 0 | 0 | 0 | 0 | 0 | 0 | 0 | 0 | 0 | 0 | 0 | 0 | 0
12 | 30 | 15 | 7 | 1.7931 | 0 | 13.5789 | 0 | 0 | 0 | 0.0012057 | 0.50615 | 0 | 0 | 3.8408 | 0 | 19.7201 | 0 | 0 | 0 | 0 | 0 | 0 | 0 | 0 | 0 | 0 | 0 | 0 | 0 | 0.45131 | 0 | 0.54519 | 4.2078 | 0 | 0 | 0.3675 | 0.81946 | 0 | 0 | 0 | 0 | 6.3913 | 0 | 0 | 0 | 0 | 0 | 0 | 0 | 0 | 0 | 0 | 0 | 0 | 0
12 | 30 | 16 | 7 | 1.7931 | 0 | 13.5789 | 0 | 0 | 0 | 0.0012057 | 0.57794 | 0 | 0 | 3.298 | 0 | 19.2492 | 0 | 0 | 0 | 0 | 0 | 0 | 0 | 0 | 0 | 0 | 0 | 0 | 0 | 0.45131 | 0 | 0.54519 | 4.7645 | 0 | 0 | 0.315 | 0.82312 | 0 | 0 | 0 | 0 | 6.8992 | 0 | 0 | 0 | 0 | 0 | 0 | 0 | 0 | 0 | 0 | 0 | 0 | 0
12 | 30 | 17 | 7 | 1.7931 | 0 | 13.5789 | 0 | 0 | 0 | 0.0012057 | 0.62489 | 0 | 0 | 3.298 | 0 | 19.2961 | 0 | 0 | 0 | 0 | 0 | 0 | 0 | 0 | 0 | 0 | 0 | 0 | 0 | 0.45131 | 0 | 0.54519 | 5.1093 | 0 | 0 | 0.315 | 0.8258 | 0 | 0 | 0 | 0 | 7.2466 | 0 | 0 | 0 | 0 | 0 | 0 | 0 | 0 | 0 | 0 | 0 | 0 | 0
12 | 30 | 18 | 7 | 1.7931 | 0 | 13.5789 | 0 | 0 | 0 | 0.0012057 | 0.6876 | 0 | 0 | 5.4691 | 0 | 21.5299 | 0 | 0 | 0 | 0 | 0 | 0 | 0 | 0 | 0 | 0 | 0 | 0 | 0 | 0.45131 | 0 | 0.54519 | 5.5924 | 0 | 0 | 0.525 | 0.83317 | 0 | 0 | 0 | 0 | 7.9471 | 0 | 0 | 0 | 0 | 0 | 0 | 0 | 0 | 0 | 0 | 0 | 0 | 0
12 | 30 | 19 | 7 | 1.7931 | 0 | 9.8682 | 0 | 0 | 0 | 0.0012057 | 0.72461 | 0 | 0 | 5.4691 | 0 | 17.8562 | 0 | 0 | 0 | 0 | 0 | 0 | 0 | 0 | 0 | 0 | 0 | 0 | 0 | 0.45131 | 0 | 0.54519 | 5.8683 | 0 | 0 | 0.525 | 0.83019 | 0 | 0 | 0 | 0 | 8.22 | 0 | 0 | 0 | 0 | 0 | 0 | 0 | 0 | 0 | 0 | 0 | 0 | 0
12 | 30 | 20 | 7 | 1.7931 | 0 | 2.4469 | 0 | 0 | 0 | 0.0012057 | 0.83061 | 0 | 0 | 3.9588 | 0 | 9.0306 | 0 | 0 | 0 | 0 | 0 | 0 | 0 | 0 | 0 | 0 | 0 | 0 | 0 | 0.45131 | 0 | 0.88038 | 6.4592 | 0 | 0 | 0.42 | 0.82207 | 0 | 0 | 0 | 0 | 9.033 | 0 | 0 | 0 | 0 | 0 | 0 | 0 | 0 | 0 | 0 | 0 | 0 | 0
12 | 30 | 21 | 7 | 1.7931 | 0 | 2.4469 | 0 | 0 | 0 | 0.0012057 | 0.875 | 0 | 0 | 4.2605 | 0 | 9.3767 | 0 | 0 | 0 | 0 | 0 | 0 | 0 | 0 | 0 | 0 | 0 | 0 | 0 | 0.45131 | 0 | 1.1038 | 6.8106 | 0 | 0 | 0.3675 | 0.82011 | 0 | 0 | 0 | 0 | 9.5534 | 0 | 0 | 0 | 0 | 0 | 0 | 0 | 0 | 0 | 0 | 0 | 0 | 0
12 | 30 | 22 | 7 | 1.7931 | 0 | 2.4469 | 0 | 0 | 0 | 0.0012057 | 0.87311 | 0 | 0 | 3.9588 | 0 | 9.0731 | 0 | 0 | 0 | 0 | 0 | 0 | 0 | 0 | 0 | 0 | 0 | 0 | 0 | 0.45131 | 0 | 1.2156 | 6.7656 | 0 | 0 | 0.4725 | 0.81499 | 0 | 0 | 0 | 0 | 9.72 | 0 | 0 | 0 | 0 | 0 | 0 | 0 | 0 | 0 | 0 | 0 | 0 | 0
12 | 30 | 23 | 7 | 1.7931 | 0 | 2.4469 | 0 | 0 | 0 | 0.0012057 | 0.88882 | 0 | 0 | 4.2541 | 0 | 9.3841 | 0 | 0 | 0 | 0 | 0 | 0 | 0 | 0 | 0 | 0 | 0 | 0 | 0 | 0.45131 | 0 | 1.1038 | 6.9706 | 0 | 0 | 0.315 | 0.81796 | 0 | 0 | 0 | 0 | 9.6587 | 0 | 0 | 0 | 0 | 0 | 0 | 0 | 0 | 0 | 0 | 0 | 0 | 0
12 | 30 | 24 | 7 | 1.7931 | 0 | 2.4469 | 0 | 0 | 0 | 0.0012057 | 0.4226 | 0 | 0 | 0.58418 | 0 | 5.248 | 0 | 0 | 0 | 0 | 0 | 0 | 0 | 0 | 0 | 0 | 0 | 0 | 0 | 0.45131 | 0 | 0.88038 | 4.6853 | 0 | 0 | 0.0525 | 0.82108 | 0 | 0 | 0 | 0 | 6.8906 | 0 | 0 | 0 | 0 | 0 | 0 | 0 | 0 | 0 | 0 | 0 | 0 | 0
12 | 31 | 1 | 1 | 1.7931 | 0 | 2.4469 | 0 | 0 | 0 | 0.0012057 | 0.58095 | 0 | 0 | 0.58419 | 0 | 5.4064 | 0 | 0 | 0 | 0 | 0 | 0 | 0 | 0 | 0 | 0 | 0 | 0 | 0 | 0.45131 | 0 | 0.54519 | 5.8368 | 0 | 0 | 0.0525 | 0.83371 | 0 | 0 | 0 | 0 | 7.7195 | 0 | 0 | 0 | 0 | 0 | 0 | 0 | 0 | 0 | 0 | 0 | 0 | 0
12 | 31 | 2 | 1 | 1.7931 | 0 | 2.4469 | 0 | 0 | 0 | 0.0012057 | 0.63331 | 0 | 0 | 0.58423 | 0 | 5.4588 | 0 | 0 | 0 | 0 | 0 | 0 | 0 | 0 | 0 | 0 | 0 | 0 | 0 | 0.45131 | 0 | 0.32173 | 6.2646 | 0 | 0 | 0.0525 | 0.84036 | 0 | 0 | 0 | 0 | 7.9306 | 0 | 0 | 0 | 0 | 0 | 0 | 0 | 0 | 0 | 0 | 0 | 0 | 0
12 | 31 | 3 | 1 | 1.7931 | 0 | 2.4469 | 0 | 0 | 0 | 0.0012057 | 0.65862 | 0 | 0 | 0.58425 | 0 | 5.4841 | 0 | 0 | 0 | 0 | 0 | 0 | 0 | 0 | 0 | 0 | 0 | 0 | 0 | 0.45131 | 0 | 0.32173 | 6.9549 | 0 | 0 | 0.0525 | 0.84232 | 0 | 0.070721 | 0 | 0 | 8.6935 | 0 | 0 | 0 | 0 | 0 | 0 | 0 | 0 | 0 | 0 | 0 | 0 | 0
12 | 31 | 4 | 1 | 1.7931 | 0 | 2.4469 | 0 | 0 | 0 | 0.0012057 | 0.69142 | 0 | 0 | 0.58425 | 0 | 5.5169 | 0 | 0 | 0 | 0 | 0 | 0 | 0 | 0 | 0 | 0 | 0 | 0 | 0 | 0.45131 | 0 | 0.32173 | 7.2168 | 0 | 0 | 0.0525 | 0.84513 | 0 | 0.00055163 | 0 | 0 | 8.888 | 0 | 0 | 0 | 0 | 0 | 0 | 0 | 0 | 0 | 0 | 0 | 0 | 0
12 | 31 | 5 | 1 | 1.7931 | 0 | 2.4469 | 0 | 0 | 0 | 0.0012057 | 0.72208 | 0 | 0 | 0.58425 | 0 | 5.5476 | 0 | 0 | 0 | 0 | 0 | 0 | 0 | 0 | 0 | 0 | 0 | 0 | 0 | 0.45131 | 0 | 0.32173 | 7.486 | 0 | 0 | 0.0525 | 0.84812 | 0 | 0.077187 | 0 | 0 | 9.2368 | 0 | 0 | 0 | 0 | 0 | 0 | 0 | 0 | 0 | 0 | 0 | 0 | 0
12 | 31 | 6 | 1 | 1.7931 | 0 | 2.4469 | 0 | 0 | 0 | 0.0012057 | 0.70374 | 0 | 0 | 0.58426 | 0 | 5.5292 | 0 | 0 | 0 | 0 | 0 | 0 | 0 | 0 | 0 | 0 | 0 | 0 | 0 | 0.45131 | 0 | 0.32173 | 7.3864 | 0 | 0 | 0.0525 | 0.84275 | 0 | 0.18142 | 0 | 0 | 9.2361 | 0 | 0 | 0 | 0 | 0 | 0 | 0 | 0 | 0 | 0 | 0 | 0 | 0
12 | 31 | 7 | 1 | 1.7931 | 0 | 2.4469 | 0 | 0 | 0 | 0.0012057 | 0.72757 | 0 | 0 | 3.298 | 0 | 8.2668 | 0 | 0 | 0 | 0 | 0 | 0 | 0 | 0 | 0 | 0 | 0 | 0 | 0 | 0.45131 | 0 | 0.54519 | 7.4748 | 0 | 0 | 0.315 | 0.8385 | 0 | 0.016967 | 0 | 0 | 9.6418 | 0 | 0 | 0 | 0 | 0 | 0 | 0 | 0 | 0 | 0 | 0 | 0 | 0
12 | 31 | 8 | 1 | 1.7931 | 0 | 2.4469 | 0 | 0 | 0 | 0.0012057 | 1.1257 | 0 | 0 | 5.469 | 0 | 10.8359 | 0 | 0 | 0 | 0 | 0 | 0 | 0 | 0 | 0 | 0 | 0 | 0 | 0 | 0.45131 | 0 | 0.71279 | 10.0704 | 0 | 0 | 0.525 | 0.83095 | 0 | 0.27108 | 0 | 0 | 12.8615 | 0 | 0 | 0 | 0 | 0 | 0 | 0 | 0 | 0 | 0 | 0 | 0 | 0
12 | 31 | 9 | 1 | 1.7931 | 0 | 13.5789 | 0 | 0 | 0 | 0.0012057 | 0.86994 | 0 | 0 | 3.9588 | 0 | 20.2019 | 0 | 0 | 0 | 0 | 0 | 0 | 0 | 0 | 0 | 0 | 0 | 0 | 0 | 0.45131 | 0 | 0.71279 | 7.9147 | 0 | 0 | 0.42 | 0.82921 | 0 | 0.20923 | 0 | 0 | 10.5373 | 0 | 0 | 0 | 0 | 0 | 0 | 0 | 0 | 0 | 0 | 0 | 0 | 0
12 | 31 | 10 | 1 | 1.7931 | 0 | 13.5789 | 0 | 0 | 0 | 0.0012057 | 0.67885 | 0 | 0 | 3.7177 | 0 | 19.7698 | 0 | 0 | 0 | 0 | 0 | 0 | 0 | 0 | 0 | 0 | 0 | 0 | 0 | 0.45131 | 0 | 0.71279 | 6.4561 | 0 | 0 | 0.315 | 0.82099 | 0 | 0.21219 | 0 | 0 | 8.9684 | 0 | 0 | 0 | 0 | 0 | 0 | 0 | 0 | 0 | 0 | 0 | 0 | 0
12 | 31 | 11 | 1 | 1.7931 | 0 | 13.5789 | 0 | 0 | 0 | 0.0012057 | 0.54909 | 0 | 0 | 3.298 | 0 | 19.2203 | 0 | 0 | 0 | 0 | 0 | 0 | 0 | 0 | 0 | 0 | 0 | 0 | 0 | 0.45131 | 0 | 0.71279 | 4.6437 | 0 | 0 | 0.315 | 0.79126 | 0 | 0 | 0 | 0 | 6.914 | 0 | 0 | 0 | 0 | 0 | 0 | 0 | 0 | 0 | 0 | 0 | 0 | 0
12 | 31 | 12 | 1 | 1.7931 | 0 | 13.5789 | 0 | 0 | 0 | 0.0012057 | 0.41687 | 0 | 0 | 3.8407 | 0 | 19.6308 | 0 | 0 | 0 | 0 | 0 | 0 | 0 | 0 | 0 | 0 | 0 | 0 | 0 | 0.45131 | 0 | 0.54519 | 3.7485 | 0 | 0 | 0.3675 | 0.78897 | 0 | 0 | 0 | 0 | 5.9014 | 0 | 0 | 0 | 0 | 0 | 0 | 0 | 0 | 0 | 0 | 0 | 0 | 0
12 | 31 | 13 | 1 | 1.7931 | 0 | 8.6313 | 0 | 0 | 0 | 0.0012057 | 0.36565 | 0 | 0 | 3.9588 | 0 | 14.7501 | 0 | 0 | 0 | 0 | 0 | 0 | 0 | 0 | 0 | 0 | 0 | 0 | 0 | 0.45131 | 0 | 0.54519 | 3.4164 | 0 | 0 | 0.42 | 0.78636 | 0 | 0 | 0 | 0 | 5.6192 | 0 | 0 | 0 | 0 | 0 | 0 | 0 | 0 | 0 | 0 | 0 | 0 | 0
12 | 31 | 14 | 1 | 1.7931 | 0 | 13.5789 | 0 | 0 | 0 | 0.0012057 | 0.33021 | 0 | 0 | 4.2604 | 0 | 19.9639 | 0 | 0 | 0 | 0 | 0 | 0 | 0 | 0 | 0 | 0 | 0 | 0 | 0 | 0.45131 | 0 | 0.54519 | 3.3113 | 0 | 0 | 0.3675 | 0.79637 | 0 | 0 | 0 | 0 | 5.4717 | 0 | 0 | 0 | 0 | 0 | 0 | 0 | 0 | 0 | 0 | 0 | 0 | 0
12 | 31 | 15 | 1 | 1.7931 | 0 | 13.5789 | 0 | 0 | 0 | 0.0012057 | 0.42847 | 0 | 0 | 3.8407 | 0 | 19.6424 | 0 | 0 | 0 | 0 | 0 | 0 | 0 | 0 | 0 | 0 | 0 | 0 | 0 | 0.45131 | 0 | 0.54519 | 3.7982 | 0 | 0 | 0.3675 | 0.80955 | 0 | 0 | 0 | 0 | 5.9718 | 0 | 0 | 0 | 0 | 0 | 0 | 0 | 0 | 0 | 0 | 0 | 0 | 0
12 | 31 | 16 | 1 | 1.7931 | 0 | 13.5789 | 0 | 0 | 0 | 0.0012057 | 0.46311 | 0 | 0 | 3.298 | 0 | 19.1343 | 0 | 0 | 0 | 0 | 0 | 0 | 0 | 0 | 0 | 0 | 0 | 0 | 0 | 0.45131 | 0 | 0.54519 | 4.036 | 0 | 0 | 0.315 | 0.81458 | 0 | 0 | 0 | 0 | 6.1621 | 0 | 0 | 0 | 0 | 0 | 0 | 0 | 0 | 0 | 0 | 0 | 0 | 0
12 | 31 | 17 | 1 | 1.7931 | 0 | 13.5789 | 0 | 0 | 0 | 0.0012057 | 0.50704 | 0 | 0 | 3.298 | 0 | 19.1782 | 0 | 0 | 0 | 0 | 0 | 0 | 0 | 0 | 0 | 0 | 0 | 0 | 0 | 0.45131 | 0 | 0.54519 | 4.5898 | 0 | 0 | 0.315 | 0.81477 | 0 | 0 | 0 | 0 | 6.7161 | 0 | 0 | 0 | 0 | 0 | 0 | 0 | 0 | 0 | 0 | 0 | 0 | 0
12 | 31 | 18 | 1 | 1.7931 | 0 | 13.5789 | 0 | 0 | 0 | 0.0012057 | 0.58098 | 0 | 0 | 5.469 | 0 | 21.4232 | 0 | 0 | 0 | 0 | 0 | 0 | 0 | 0 | 0 | 0 | 0 | 0 | 0 | 0.45131 | 0 | 0.54519 | 4.9588 | 0 | 0 | 0.525 | 0.81906 | 0 | 0 | 0 | 0 | 7.2994 | 0 | 0 | 0 | 0 | 0 | 0 | 0 | 0 | 0 | 0 | 0 | 0 | 0
12 | 31 | 19 | 1 | 1.7931 | 0 | 9.8682 | 0 | 0 | 0 | 0.0012057 | 0.67992 | 0 | 0 | 5.469 | 0 | 17.8115 | 0 | 0 | 0 | 0 | 0 | 0 | 0 | 0 | 0 | 0 | 0 | 0 | 0 | 0.45131 | 0 | 0.54519 | 5.473 | 0 | 0 | 0.525 | 0.82295 | 0 | 0 | 0 | 0 | 7.8174 | 0 | 0 | 0 | 0 | 0 | 0 | 0 | 0 | 0 | 0 | 0 | 0 | 0
12 | 31 | 20 | 1 | 1.7931 | 0 | 2.4469 | 0 | 0 | 0 | 0.0012057 | 0.79228 | 0 | 0 | 3.9588 | 0 | 8.9923 | 0 | 0 | 0 | 0 | 0 | 0 | 0 | 0 | 0 | 0 | 0 | 0 | 0 | 0.45131 | 0 | 0.88038 | 6.0888 | 0 | 0 | 0.42 | 0.81462 | 0 | 0 | 0 | 0 | 8.6551 | 0 | 0 | 0 | 0 | 0 | 0 | 0 | 0 | 0 | 0 | 0 | 0 | 0
12 | 31 | 21 | 1 | 1.7931 | 0 | 2.4469 | 0 | 0 | 0 | 0.0012057 | 0.86454 | 0 | 0 | 4.2605 | 0 | 9.3662 | 0 | 0 | 0 | 0 | 0 | 0 | 0 | 0 | 0 | 0 | 0 | 0 | 0 | 0.45131 | 0 | 1.1038 | 6.6116 | 0 | 0 | 0.3675 | 0.81644 | 0 | 0 | 0 | 0 | 9.3507 | 0 | 0 | 0 | 0 | 0 | 0 | 0 | 0 | 0 | 0 | 0 | 0 | 0
12 | 31 | 22 | 1 | 1.7931 | 0 | 2.4469 | 0 | 0 | 0 | 0.0012057 | 0.86792 | 0 | 0 | 3.9588 | 0 | 9.0679 | 0 | 0 | 0 | 0 | 0 | 0 | 0 | 0 | 0 | 0 | 0 | 0 | 0 | 0.45131 | 0 | 1.2156 | 6.6227 | 0 | 0 | 0.4725 | 0.81203 | 0 | 0 | 0 | 0 | 9.5741 | 0 | 0 | 0 | 0 | 0 | 0 | 0 | 0 | 0 | 0 | 0 | 0 | 0
12 | 31 | 23 | 1 | 1.7931 | 0 | 2.4469 | 0 | 0 | 0 | 0.0012057 | 0.8931 | 0 | 0 | 4.2541 | 0 | 9.3884 | 0 | 0 | 0 | 0 | 0 | 0 | 0 | 0 | 0 | 0 | 0 | 0 | 0 | 0.45131 | 0 | 1.1038 | 6.7993 | 0 | 0 | 0.315 | 0.81663 | 0 | 0 | 0 | 0 | 9.4861 | 0 | 0 | 0 | 0 | 0 | 0 | 0 | 0 | 0 | 0 | 0 | 0 | 0
12 | 31 | 24 | 1 | 1.7931 | 0 | 2.4469 | 0 | 0 | 0 | 0.0012057 | 0.42892 | 0 | 0 | 0.58418 | 0 | 5.2543 | 0 | 0 | 0 | 0 | 0 | 0 | 0 | 0 | 0 | 0 | 0 | 0 | 0 | 0.45131 | 0 | 0.88038 | 4.6035 | 0 | 0 | 0.0525 | 0.82032 | 0 | 0 | 0 | 0 | 6.808 | 0 | 0 | 0 | 0 | 0 | 0 | 0 | 0 | 0 | 0 | 0 | 0 | 0